## Custom Measures List
Custom Measures | [9 empty] | Incentive Rates | [23 empty] | Programs Available to Use this Measures RefNo
Custom Measure RefNo | Resource Opportunity Type | Sector | End Use | Category | Technology/Activity/Practice | Default Load Shape | Measure Life | Project Cost Cap | Avoided Cost per kWh | 2008-04-01 | 2008-10-01 | 2009-04-01 | 2009-10-01 | 2010-04-01 | 2010-10-01 | 2011-04-01 | 2011-10-01 | 2012-04-01 | 2012-10-01 | 2013-04-01 | 2013-10-01 | 2014-04-01 | 2014-10-01 | 2015-04-01 | 2015-10-01 | 2016-10-01 | 2017-10-01 | 2018-10-01 | 2019-10-01 | 2021-04-01 | 2022-04-01 | 2023-10-01 | 2024-04-01 | Option 1 Custom Project (C1) | Option 2 Custom Project (C2) | Custom Program (CP) | Non-Residential Lighting (LC) | Strategic Energy Management (SEM) | Energy Project Manager (EPM) | Compressed Air (CA) | Re-conductor and Transformer (RT)
ACACC84001 | R | Agricultural | Compressed Air | Compressed Air System Controls | Compressed Air Control Improvements (non-VFD) | FLAT-System | 10 | 70% | 0.46104 | 0.15 | 0.2 | 0.2 | 0.2 | 0.25 | 0.25 | 0.25 | 0.25 | 0.25 | 0.25 | 0.25 | 0.25 | 0.25 | 0.25 | 0.25 | 0.25 | 0.25 | 0.25 | 0.25 | 0.25 | 0.25 | 0.25 | 0.33 | 0.33 | Yes | Yes | Yes
ACACC84002 | R | Agricultural | Compressed Air | Compressed Air System Controls | Compressed Air Control Improvements (VFD) | FLAT-System | 10 | 70% | 0.46104 | 0.15 | 0.2 | 0.2 | 0.2 | 0.25 | 0.25 | 0.25 | 0.25 | 0.25 | 0.25 | 0.25 | 0.25 | 0.25 | 0.25 | 0.25 | 0.25 | 0.25 | 0.25 | 0.25 | 0.25 | 0.25 | 0.25 | 0.33 | 0.33 | Yes | Yes | Yes
ACACC94001 | L | Agricultural | Compressed Air | Compressed Air System Controls | Compressed Air Control Improvements (non-VFD) | FLAT-System | 10 | 70% | 0.46104 | 0.15 | 0.27 | 0.27 | 0.27 | 0.27 | 0.27 | 0.27 | 0.27 | 0.27 | 0.27 | 0.27 | 0.27 | 0.27 | 0.27 | 0.27 | 0.27 | 0.27 | 0.27 | 0.27 | 0.27 | 0.27 | 0.27 | 0.33 | 0.33 | Yes | Yes | Yes
ACACC94002 | L | Agricultural | Compressed Air | Compressed Air System Controls | Compressed Air Control Improvements (VFD) | FLAT-System | 10 | 70% | 0.46104 | 0.15 | 0.27 | 0.27 | 0.27 | 0.27 | 0.27 | 0.27 | 0.27 | 0.27 | 0.27 | 0.27 | 0.27 | 0.27 | 0.27 | 0.27 | 0.27 | 0.27 | 0.27 | 0.27 | 0.27 | 0.27 | 0.27 | 0.33 | 0.33 | Yes | Yes | Yes
ACACI84003 | R | Agricultural | Compressed Air | Compressed Air System Improvements | Compressed Air System Compressor Improvements (non-VFD) | FLAT-System | 10 | 70% | 0.46104 | 0.15 | 0.2 | 0.2 | 0.2 | 0.25 | 0.25 | 0.25 | 0.25 | 0.25 | 0.25 | 0.25 | 0.25 | 0.25 | 0.25 | 0.25 | 0.25 | 0.25 | 0.25 | 0.25 | 0.25 | 0.25 | 0.25 | 0.33 | 0.33 | Yes | Yes | Yes
ACACI84004 | R | Agricultural | Compressed Air | Compressed Air System Improvements | Compressed Air System Compressor Improvements (VFD) | FLAT-System | 10 | 70% | 0.46104 | 0.15 | 0.2 | 0.2 | 0.2 | 0.25 | 0.25 | 0.25 | 0.25 | 0.25 | 0.25 | 0.25 | 0.25 | 0.25 | 0.25 | 0.25 | 0.25 | 0.25 | 0.25 | 0.25 | 0.25 | 0.25 | 0.25 | 0.33 | 0.33 | Yes | Yes | Yes
ACACI84005 | R | Agricultural | Compressed Air | Compressed Air System Improvements | Compressed Air System Demand Side Improvements | FLAT-System | 10 | 70% | 0.46104 | 0.15 | 0.2 | 0.2 | 0.2 | 0.25 | 0.25 | 0.25 | 0.25 | 0.25 | 0.25 | 0.25 | 0.25 | 0.25 | 0.25 | 0.25 | 0.25 | 0.25 | 0.25 | 0.25 | 0.25 | 0.25 | 0.25 | 0.33 | 0.33 | Yes | Yes | Yes
ACACI84006 | R | Agricultural | Compressed Air | Compressed Air System Improvements | Compressed Air System Dryer Improvements | FLAT-System | 10 | 70% | 0.46104 | 0.15 | 0.2 | 0.2 | 0.2 | 0.25 | 0.25 | 0.25 | 0.25 | 0.25 | 0.25 | 0.25 | 0.25 | 0.25 | 0.25 | 0.25 | 0.25 | 0.25 | 0.25 | 0.25 | 0.25 | 0.25 | 0.25 | 0.33 | 0.33 | Yes | Yes | Yes
ACACI84007 | R | Agricultural | Compressed Air | Compressed Air System Improvements | Compressed Air System Regulation Improvements | FLAT-System | 10 | 70% | 0.46104 | 0.15 | 0.2 | 0.2 | 0.2 | 0.25 | 0.25 | 0.25 | 0.25 | 0.25 | 0.25 | 0.25 | 0.25 | 0.25 | 0.25 | 0.25 | 0.25 | 0.25 | 0.25 | 0.25 | 0.25 | 0.25 | 0.25 | 0.33 | 0.33 | Yes | Yes | Yes
ACACI84008 | R | Agricultural | Compressed Air | Compressed Air System Improvements | Compressed Air System Storage Improvements | FLAT-System | 10 | 70% | 0.46104 | 0.15 | 0.2 | 0.2 | 0.2 | 0.25 | 0.25 | 0.25 | 0.25 | 0.25 | 0.25 | 0.25 | 0.25 | 0.25 | 0.25 | 0.25 | 0.25 | 0.25 | 0.25 | 0.25 | 0.25 | 0.25 | 0.25 | 0.33 | 0.33 | Yes | Yes | Yes
ACACI84009 | R | Agricultural | Compressed Air | Compressed Air System Improvements | Compressed Air System Supply Side Improvements | FLAT-System | 10 | 70% | 0.46104 | 0.15 | 0.2 | 0.2 | 0.2 | 0.25 | 0.25 | 0.25 | 0.25 | 0.25 | 0.25 | 0.25 | 0.25 | 0.25 | 0.25 | 0.25 | 0.25 | 0.25 | 0.25 | 0.25 | 0.25 | 0.25 | 0.25 | 0.33 | 0.33 | Yes | Yes | Yes
ACACI84010 | R | Agricultural | Compressed Air | Compressed Air System Improvements | Compressors | FLAT-System | 10 | 70% | 0.46104 | 0.15 | 0.2 | 0.2 | 0.2 | 0.25 | 0.25 | 0.25 | 0.25 | 0.25 | 0.25 | 0.25 | 0.25 | 0.25 | 0.25 | 0.25 | 0.25 | 0.25 | 0.25 | 0.25 | 0.25 | 0.25 | 0.25 | 0.33 | 0.33 | Yes | Yes | Yes |  |  |  | Yes
ACACI84091 | R | Agricultural | Compressed Air | Compressed Air System Improvements | Interactive Compressed Air System Supply/Demand Upgrade | FLAT-System | 10 | 70% | 0.46104 | 0.15 | 0.2 | 0.2 | 0.2 | 0.25 | 0.25 | 0.25 | 0.25 | 0.25 | 0.25 | 0.25 | 0.25 | 0.25 | 0.25 | 0.25 | 0.25 | 0.25 | 0.25 | 0.25 | 0.25 | 0.25 | 0.25 | 0.33 | 0.33 | Yes | Yes | Yes
ACACI94003 | L | Agricultural | Compressed Air | Compressed Air System Improvements | Compressed Air System Compressor Improvements (non-VFD) | FLAT-System | 10 | 70% | 0.46104 | 0.15 | 0.27 | 0.27 | 0.27 | 0.27 | 0.27 | 0.27 | 0.27 | 0.27 | 0.27 | 0.27 | 0.27 | 0.27 | 0.27 | 0.27 | 0.27 | 0.27 | 0.27 | 0.27 | 0.27 | 0.27 | 0.27 | 0.33 | 0.33 | Yes | Yes | Yes
ACACI94004 | L | Agricultural | Compressed Air | Compressed Air System Improvements | Compressed Air System Compressor Improvements (VFD) | FLAT-System | 10 | 70% | 0.46104 | 0.15 | 0.27 | 0.27 | 0.27 | 0.27 | 0.27 | 0.27 | 0.27 | 0.27 | 0.27 | 0.27 | 0.27 | 0.27 | 0.27 | 0.27 | 0.27 | 0.27 | 0.27 | 0.27 | 0.27 | 0.27 | 0.27 | 0.33 | 0.33 | Yes | Yes | Yes
ACACI94005 | L | Agricultural | Compressed Air | Compressed Air System Improvements | Compressed Air System Demand Side Improvements | FLAT-System | 10 | 70% | 0.46104 | 0.15 | 0.27 | 0.27 | 0.27 | 0.27 | 0.27 | 0.27 | 0.27 | 0.27 | 0.27 | 0.27 | 0.27 | 0.27 | 0.27 | 0.27 | 0.27 | 0.27 | 0.27 | 0.27 | 0.27 | 0.27 | 0.27 | 0.33 | 0.33 | Yes | Yes | Yes
ACACI94006 | L | Agricultural | Compressed Air | Compressed Air System Improvements | Compressed Air System Dryer Improvements | FLAT-System | 10 | 70% | 0.46104 | 0.15 | 0.27 | 0.27 | 0.27 | 0.27 | 0.27 | 0.27 | 0.27 | 0.27 | 0.27 | 0.27 | 0.27 | 0.27 | 0.27 | 0.27 | 0.27 | 0.27 | 0.27 | 0.27 | 0.27 | 0.27 | 0.27 | 0.33 | 0.33 | Yes | Yes | Yes
ACACI94007 | L | Agricultural | Compressed Air | Compressed Air System Improvements | Compressed Air System Regulation Improvements | FLAT-System | 10 | 70% | 0.46104 | 0.15 | 0.27 | 0.27 | 0.27 | 0.27 | 0.27 | 0.27 | 0.27 | 0.27 | 0.27 | 0.27 | 0.27 | 0.27 | 0.27 | 0.27 | 0.27 | 0.27 | 0.27 | 0.27 | 0.27 | 0.27 | 0.27 | 0.33 | 0.33 | Yes | Yes | Yes
ACACI94008 | L | Agricultural | Compressed Air | Compressed Air System Improvements | Compressed Air System Storage Improvements | FLAT-System | 10 | 70% | 0.46104 | 0.15 | 0.27 | 0.27 | 0.27 | 0.27 | 0.27 | 0.27 | 0.27 | 0.27 | 0.27 | 0.27 | 0.27 | 0.27 | 0.27 | 0.27 | 0.27 | 0.27 | 0.27 | 0.27 | 0.27 | 0.27 | 0.27 | 0.33 | 0.33 | Yes | Yes | Yes
ACACI94009 | L | Agricultural | Compressed Air | Compressed Air System Improvements | Compressed Air System Supply Side Improvements | FLAT-System | 10 | 70% | 0.46104 | 0.15 | 0.27 | 0.27 | 0.27 | 0.27 | 0.27 | 0.27 | 0.27 | 0.27 | 0.27 | 0.27 | 0.27 | 0.27 | 0.27 | 0.27 | 0.27 | 0.27 | 0.27 | 0.27 | 0.27 | 0.27 | 0.27 | 0.33 | 0.33 | Yes | Yes | Yes
ACACI94010 | L | Agricultural | Compressed Air | Compressed Air System Improvements | Compressors | FLAT-System | 10 | 70% | 0.46104 | 0.15 | 0.27 | 0.27 | 0.27 | 0.27 | 0.27 | 0.27 | 0.27 | 0.27 | 0.27 | 0.27 | 0.27 | 0.27 | 0.27 | 0.27 | 0.27 | 0.27 | 0.27 | 0.27 | 0.27 | 0.27 | 0.27 | 0.33 | 0.33 | Yes | Yes | Yes |  |  |  | Yes
ACACI94091 | L | Agricultural | Compressed Air | Compressed Air System Improvements | Interactive Compressed Air System Supply/Demand Upgrade | FLAT-System | 10 | 70% | 0.46104 | 0.15 | 0.27 | 0.27 | 0.27 | 0.27 | 0.27 | 0.27 | 0.27 | 0.27 | 0.27 | 0.27 | 0.27 | 0.27 | 0.27 | 0.27 | 0.27 | 0.27 | 0.27 | 0.27 | 0.27 | 0.27 | 0.27 | 0.33 | 0.33 | Yes | Yes | Yes
ACAHR84011 | R | Agricultural | Compressed Air | Heat Recovery | Heat Recovery Improvements | FLAT-System | 10 | 70% | 0.46104 | 0.15 | 0.2 | 0.2 | 0.2 | 0.25 | 0.25 | 0.25 | 0.25 | 0.25 | 0.25 | 0.25 | 0.25 | 0.25 | 0.25 | 0.25 | 0.25 | 0.25 | 0.25 | 0.25 | 0.25 | 0.25 | 0.25 | 0.33 | 0.33 | Yes | Yes | Yes
ACAHR94011 | L | Agricultural | Compressed Air | Heat Recovery | Heat Recovery Improvements | FLAT-System | 10 | 70% | 0.46104 | 0.15 | 0.27 | 0.27 | 0.27 | 0.27 | 0.27 | 0.27 | 0.27 | 0.27 | 0.27 | 0.27 | 0.27 | 0.27 | 0.27 | 0.27 | 0.27 | 0.27 | 0.27 | 0.27 | 0.27 | 0.27 | 0.27 | 0.33 | 0.33 | Yes | Yes | Yes
AHVHI84095 | R | Agricultural | HVAC | HVAC System Improvements | Interactive HVAC System Improvements | Commercial-All Com-Vent | 10 | 70% | 0.43297 | 0.15 | 0.2 | 0.2 | 0.2 | 0.25 | 0.25 | 0.25 | 0.25 | 0.25 | 0.25 | 0.25 | 0.25 | 0.25 | 0.25 | 0.25 | 0.25 | 0.25 | 0.25 | 0.25 | 0.25 | 0.25 | 0.25 | 0.33 | 0.33 | Yes | Yes | Yes
AHVHI94095 | L | Agricultural | HVAC | HVAC System Improvements | Interactive HVAC System Improvements | Commercial-All Com-Vent | 10 | 70% | 0.43297 | 0.15 | 0.27 | 0.27 | 0.27 | 0.27 | 0.27 | 0.27 | 0.27 | 0.27 | 0.27 | 0.27 | 0.27 | 0.27 | 0.27 | 0.27 | 0.27 | 0.27 | 0.27 | 0.27 | 0.27 | 0.27 | 0.27 | 0.33 | 0.33 | Yes | Yes | Yes
AIRCP84012 | R | Agricultural | Irrigation | Center Pivot System and Equipment | Center Pivot Conversions | A-Irr-Irr-Irrigation-All-All-E | 10 | 70% | 0.46921 | 0.15 | 0.2 | 0.2 | 0.2 | 0.25 | 0.25 | 0.25 | 0.25 | 0.25 | 0.25 | 0.25 | 0.25 | 0.25 | 0.25 | 0.25 | 0.25 | 0.25 | 0.25 | 0.25 | 0.25 | 0.25 | 0.25 | 0.33 | 0.33 | Yes | Yes | Yes
AIRCP84013 | R | Agricultural | Irrigation | Center Pivot System and Equipment | Reduce System Friction Head | A-Irr-Irr-Irrigation-All-All-E | 15 | 70% | 0.63202 | 0.15 | 0.2 | 0.2 | 0.2 | 0.25 | 0.25 | 0.25 | 0.25 | 0.25 | 0.25 | 0.25 | 0.25 | 0.25 | 0.25 | 0.25 | 0.25 | 0.25 | 0.25 | 0.25 | 0.25 | 0.25 | 0.25 | 0.33 | 0.33 | Yes | Yes | Yes
AIRCP84014 | R | Agricultural | Irrigation | Center Pivot System and Equipment | Reduce System Leakage | A-Irr-Irr-Irrigation-All-All-E | 5 | 70% | 0.29519 | 0.15 | 0.2 | 0.2 | 0.2 | 0.25 | 0.25 | 0.25 | 0.25 | 0.25 | 0.25 | 0.25 | 0.25 | 0.25 | 0.25 | 0.25 | 0.25 | 0.25 | 0.25 | 0.25 | 0.25 | 0.25 | 0.25 | 0.33 | 0.33 | Yes | Yes | Yes
AIRCP84015 | R | Agricultural | Irrigation | Center Pivot System and Equipment | Reduce System Lift | A-Irr-Irr-Irrigation-All-All-E | 10 | 70% | 0.46921 | 0.15 | 0.2 | 0.2 | 0.2 | 0.25 | 0.25 | 0.25 | 0.25 | 0.25 | 0.25 | 0.25 | 0.25 | 0.25 | 0.25 | 0.25 | 0.25 | 0.25 | 0.25 | 0.25 | 0.25 | 0.25 | 0.25 | 0.33 | 0.33 | Yes | Yes | Yes
AIRCP84016 | R | Agricultural | Irrigation | Center Pivot System and Equipment | System Water Delivery Improvements | A-Irr-Irr-Irrigation-All-All-E | 5 | 70% | 0.29519 | 0.15 | 0.2 | 0.2 | 0.2 | 0.25 | 0.25 | 0.25 | 0.25 | 0.25 | 0.25 | 0.25 | 0.25 | 0.25 | 0.25 | 0.25 | 0.25 | 0.25 | 0.25 | 0.25 | 0.25 | 0.25 | 0.25 | 0.33 | 0.33 | Yes | Yes | Yes
AIRCP94012 | L | Agricultural | Irrigation | Center Pivot System and Equipment | Center Pivot Conversions | A-Irr-Irr-Irrigation-All-All-E | 10 | 70% | 0.46921 | 0.15 | 0.27 | 0.27 | 0.27 | 0.27 | 0.27 | 0.27 | 0.27 | 0.27 | 0.27 | 0.27 | 0.27 | 0.27 | 0.27 | 0.27 | 0.27 | 0.27 | 0.27 | 0.27 | 0.27 | 0.27 | 0.27 | 0.33 | 0.33 | Yes | Yes | Yes
AIRCP94013 | L | Agricultural | Irrigation | Center Pivot System and Equipment | Reduce System Friction Head | A-Irr-Irr-Irrigation-All-All-E | 15 | 70% | 0.63202 | 0.15 | 0.27 | 0.27 | 0.27 | 0.27 | 0.27 | 0.27 | 0.27 | 0.27 | 0.27 | 0.27 | 0.27 | 0.27 | 0.27 | 0.27 | 0.27 | 0.27 | 0.27 | 0.27 | 0.27 | 0.27 | 0.27 | 0.33 | 0.33 | Yes | Yes | Yes
AIRCP94014 | L | Agricultural | Irrigation | Center Pivot System and Equipment | Reduce System Leakage | A-Irr-Irr-Irrigation-All-All-E | 5 | 70% | 0.29519 | 0.15 | 0.27 | 0.27 | 0.27 | 0.27 | 0.27 | 0.27 | 0.27 | 0.27 | 0.27 | 0.27 | 0.27 | 0.27 | 0.27 | 0.27 | 0.27 | 0.27 | 0.27 | 0.27 | 0.27 | 0.27 | 0.27 | 0.33 | 0.33 | Yes | Yes | Yes
AIRCP94015 | L | Agricultural | Irrigation | Center Pivot System and Equipment | Reduce System Lift | A-Irr-Irr-Irrigation-All-All-E | 10 | 70% | 0.46921 | 0.15 | 0.27 | 0.27 | 0.27 | 0.27 | 0.27 | 0.27 | 0.27 | 0.27 | 0.27 | 0.27 | 0.27 | 0.27 | 0.27 | 0.27 | 0.27 | 0.27 | 0.27 | 0.27 | 0.27 | 0.27 | 0.27 | 0.33 | 0.33 | Yes | Yes | Yes
AIRCP94016 | L | Agricultural | Irrigation | Center Pivot System and Equipment | System Water Delivery Improvements | A-Irr-Irr-Irrigation-All-All-E | 5 | 70% | 0.29519 | 0.15 | 0.27 | 0.27 | 0.27 | 0.27 | 0.27 | 0.27 | 0.27 | 0.27 | 0.27 | 0.27 | 0.27 | 0.27 | 0.27 | 0.27 | 0.27 | 0.27 | 0.27 | 0.27 | 0.27 | 0.27 | 0.27 | 0.33 | 0.33 | Yes | Yes | Yes
AIRDF84017 | R | Agricultural | Irrigation | Discharge Fitting Equipment | Drop Installation for Spray Heads/Pressure Regulators | A-Irr-Irr-Irrigation-All-All-E | 5 | 70% | 0.29519 | 0.15 | 0.2 | 0.2 | 0.2 | 0.25 | 0.25 | 0.25 | 0.25 | 0.25 | 0.25 | 0.25 | 0.25 | 0.25 | 0.25 | 0.25 | 0.25 | 0.25 | 0.25 | 0.25 | 0.25 | 0.25 | 0.25 | 0.33 | 0.33 | Yes | Yes | Yes
AIRDF84018 | R | Agricultural | Irrigation | Discharge Fitting Equipment | Flow Control Nozzles and Diffuser | A-Irr-Irr-Irrigation-All-All-E | 5 | 70% | 0.29519 | 0.15 | 0.2 | 0.2 | 0.2 | 0.25 | 0.25 | 0.25 | 0.25 | 0.25 | 0.25 | 0.25 | 0.25 | 0.25 | 0.25 | 0.25 | 0.25 | 0.25 | 0.25 | 0.25 | 0.25 | 0.25 | 0.25 | 0.33 | 0.33 | Yes | Yes | Yes
AIRDF84019 | R | Agricultural | Irrigation | Discharge Fitting Equipment | Impact Sprinkler Heads | A-Irr-Irr-Irrigation-All-All-E | 5 | 70% | 0.29519 | 0.15 | 0.2 | 0.2 | 0.2 | 0.25 | 0.25 | 0.25 | 0.25 | 0.25 | 0.25 | 0.25 | 0.25 | 0.25 | 0.25 | 0.25 | 0.25 | 0.25 | 0.25 | 0.25 | 0.25 | 0.25 | 0.25 | 0.33 | 0.33 | Yes | Yes | Yes
AIRDF84020 | R | Agricultural | Irrigation | Discharge Fitting Equipment | Low Angle Heads | A-Irr-Irr-Irrigation-All-All-E | 5 | 70% | 0.29519 | 0.15 | 0.2 | 0.2 | 0.2 | 0.25 | 0.25 | 0.25 | 0.25 | 0.25 | 0.25 | 0.25 | 0.25 | 0.25 | 0.25 | 0.25 | 0.25 | 0.25 | 0.25 | 0.25 | 0.25 | 0.25 | 0.25 | 0.33 | 0.33 | Yes | Yes | Yes
AIRDF84021 | R | Agricultural | Irrigation | Discharge Fitting Equipment | Low Pressure End guns/Big guns | A-Irr-Irr-Irrigation-All-All-E | 5 | 70% | 0.29519 | 0.15 | 0.2 | 0.2 | 0.2 | 0.25 | 0.25 | 0.25 | 0.25 | 0.25 | 0.25 | 0.25 | 0.25 | 0.25 | 0.25 | 0.25 | 0.25 | 0.25 | 0.25 | 0.25 | 0.25 | 0.25 | 0.25 | 0.33 | 0.33 | Yes | Yes | Yes
AIRDF84022 | R | Agricultural | Irrigation | Discharge Fitting Equipment | Nozzle Replacement | A-Irr-Irr-Irrigation-All-All-E | 5 | 70% | 0.29519 | 0.15 | 0.2 | 0.2 | 0.2 | 0.25 | 0.25 | 0.25 | 0.25 | 0.25 | 0.25 | 0.25 | 0.25 | 0.25 | 0.25 | 0.25 | 0.25 | 0.25 | 0.25 | 0.25 | 0.25 | 0.25 | 0.25 | 0.33 | 0.33 | Yes | Yes | Yes
AIRDF84023 | R | Agricultural | Irrigation | Discharge Fitting Equipment | Spray Heads | A-Irr-Irr-Irrigation-All-All-E | 5 | 70% | 0.29519 | 0.15 | 0.2 | 0.2 | 0.2 | 0.25 | 0.25 | 0.25 | 0.25 | 0.25 | 0.25 | 0.25 | 0.25 | 0.25 | 0.25 | 0.25 | 0.25 | 0.25 | 0.25 | 0.25 | 0.25 | 0.25 | 0.25 | 0.33 | 0.33 | Yes | Yes | Yes
AIRDF94017 | L | Agricultural | Irrigation | Discharge Fitting Equipment | Drop Installation for Spray Heads/Pressure Regulators | A-Irr-Irr-Irrigation-All-All-E | 5 | 70% | 0.29519 | 0.15 | 0.27 | 0.27 | 0.27 | 0.27 | 0.27 | 0.27 | 0.27 | 0.27 | 0.27 | 0.27 | 0.27 | 0.27 | 0.27 | 0.27 | 0.27 | 0.27 | 0.27 | 0.27 | 0.27 | 0.27 | 0.27 | 0.33 | 0.33 | Yes | Yes | Yes
AIRDF94018 | L | Agricultural | Irrigation | Discharge Fitting Equipment | Flow Control Nozzles and Diffuser | A-Irr-Irr-Irrigation-All-All-E | 5 | 70% | 0.29519 | 0.15 | 0.27 | 0.27 | 0.27 | 0.27 | 0.27 | 0.27 | 0.27 | 0.27 | 0.27 | 0.27 | 0.27 | 0.27 | 0.27 | 0.27 | 0.27 | 0.27 | 0.27 | 0.27 | 0.27 | 0.27 | 0.27 | 0.33 | 0.33 | Yes | Yes | Yes
AIRDF94019 | L | Agricultural | Irrigation | Discharge Fitting Equipment | Impact Sprinkler Heads | A-Irr-Irr-Irrigation-All-All-E | 5 | 70% | 0.29519 | 0.15 | 0.27 | 0.27 | 0.27 | 0.27 | 0.27 | 0.27 | 0.27 | 0.27 | 0.27 | 0.27 | 0.27 | 0.27 | 0.27 | 0.27 | 0.27 | 0.27 | 0.27 | 0.27 | 0.27 | 0.27 | 0.27 | 0.33 | 0.33 | Yes | Yes | Yes
AIRDF94020 | L | Agricultural | Irrigation | Discharge Fitting Equipment | Low Angle Heads | A-Irr-Irr-Irrigation-All-All-E | 5 | 70% | 0.29519 | 0.15 | 0.27 | 0.27 | 0.27 | 0.27 | 0.27 | 0.27 | 0.27 | 0.27 | 0.27 | 0.27 | 0.27 | 0.27 | 0.27 | 0.27 | 0.27 | 0.27 | 0.27 | 0.27 | 0.27 | 0.27 | 0.27 | 0.33 | 0.33 | Yes | Yes | Yes
AIRDF94021 | L | Agricultural | Irrigation | Discharge Fitting Equipment | Low Pressure End guns/Big guns | A-Irr-Irr-Irrigation-All-All-E | 5 | 70% | 0.29519 | 0.15 | 0.27 | 0.27 | 0.27 | 0.27 | 0.27 | 0.27 | 0.27 | 0.27 | 0.27 | 0.27 | 0.27 | 0.27 | 0.27 | 0.27 | 0.27 | 0.27 | 0.27 | 0.27 | 0.27 | 0.27 | 0.27 | 0.33 | 0.33 | Yes | Yes | Yes
AIRDF94022 | L | Agricultural | Irrigation | Discharge Fitting Equipment | Nozzle Replacement | A-Irr-Irr-Irrigation-All-All-E | 5 | 70% | 0.29519 | 0.15 | 0.27 | 0.27 | 0.27 | 0.27 | 0.27 | 0.27 | 0.27 | 0.27 | 0.27 | 0.27 | 0.27 | 0.27 | 0.27 | 0.27 | 0.27 | 0.27 | 0.27 | 0.27 | 0.27 | 0.27 | 0.27 | 0.33 | 0.33 | Yes | Yes | Yes
AIRDF94023 | L | Agricultural | Irrigation | Discharge Fitting Equipment | Spray Heads | A-Irr-Irr-Irrigation-All-All-E | 5 | 70% | 0.29519 | 0.15 | 0.27 | 0.27 | 0.27 | 0.27 | 0.27 | 0.27 | 0.27 | 0.27 | 0.27 | 0.27 | 0.27 | 0.27 | 0.27 | 0.27 | 0.27 | 0.27 | 0.27 | 0.27 | 0.27 | 0.27 | 0.27 | 0.33 | 0.33 | Yes | Yes | Yes
AIRHE84024 | R | Agricultural | Irrigation | Handmove and Sideroll System and Equipment | Reduce System Friction Head | A-Irr-Irr-Irrigation-All-All-E | 15 | 70% | 0.63202 | 0.15 | 0.2 | 0.2 | 0.2 | 0.25 | 0.25 | 0.25 | 0.25 | 0.25 | 0.25 | 0.25 | 0.25 | 0.25 | 0.25 | 0.25 | 0.25 | 0.25 | 0.25 | 0.25 | 0.25 | 0.25 | 0.25 | 0.33 | 0.33 | Yes | Yes | Yes
AIRHE84025 | R | Agricultural | Irrigation | Handmove and Sideroll System and Equipment | Reduce System Leakage | A-Irr-Irr-Irrigation-All-All-E | 5 | 70% | 0.29519 | 0.15 | 0.2 | 0.2 | 0.2 | 0.25 | 0.25 | 0.25 | 0.25 | 0.25 | 0.25 | 0.25 | 0.25 | 0.25 | 0.25 | 0.25 | 0.25 | 0.25 | 0.25 | 0.25 | 0.25 | 0.25 | 0.25 | 0.33 | 0.33 | Yes | Yes | Yes
AIRHE84026 | R | Agricultural | Irrigation | Handmove and Sideroll System and Equipment | Reduce System Lift | A-Irr-Irr-Irrigation-All-All-E | 10 | 70% | 0.46921 | 0.15 | 0.2 | 0.2 | 0.2 | 0.25 | 0.25 | 0.25 | 0.25 | 0.25 | 0.25 | 0.25 | 0.25 | 0.25 | 0.25 | 0.25 | 0.25 | 0.25 | 0.25 | 0.25 | 0.25 | 0.25 | 0.25 | 0.33 | 0.33 | Yes | Yes | Yes
AIRHE84027 | R | Agricultural | Irrigation | Handmove and Sideroll System and Equipment | System Water Delivery Improvements | A-Irr-Irr-Irrigation-All-All-E | 5 | 70% | 0.29519 | 0.15 | 0.2 | 0.2 | 0.2 | 0.25 | 0.25 | 0.25 | 0.25 | 0.25 | 0.25 | 0.25 | 0.25 | 0.25 | 0.25 | 0.25 | 0.25 | 0.25 | 0.25 | 0.25 | 0.25 | 0.25 | 0.25 | 0.33 | 0.33 | Yes | Yes | Yes
AIRHE94024 | L | Agricultural | Irrigation | Handmove and Sideroll System and Equipment | Reduce System Friction Head | A-Irr-Irr-Irrigation-All-All-E | 15 | 70% | 0.63202 | 0.15 | 0.27 | 0.27 | 0.27 | 0.27 | 0.27 | 0.27 | 0.27 | 0.27 | 0.27 | 0.27 | 0.27 | 0.27 | 0.27 | 0.27 | 0.27 | 0.27 | 0.27 | 0.27 | 0.27 | 0.27 | 0.27 | 0.33 | 0.33 | Yes | Yes | Yes
AIRHE94025 | L | Agricultural | Irrigation | Handmove and Sideroll System and Equipment | Reduce System Leakage | A-Irr-Irr-Irrigation-All-All-E | 5 | 70% | 0.29519 | 0.15 | 0.27 | 0.27 | 0.27 | 0.27 | 0.27 | 0.27 | 0.27 | 0.27 | 0.27 | 0.27 | 0.27 | 0.27 | 0.27 | 0.27 | 0.27 | 0.27 | 0.27 | 0.27 | 0.27 | 0.27 | 0.27 | 0.33 | 0.33 | Yes | Yes | Yes
AIRHE94026 | L | Agricultural | Irrigation | Handmove and Sideroll System and Equipment | Reduce System Lift | A-Irr-Irr-Irrigation-All-All-E | 10 | 70% | 0.46921 | 0.15 | 0.27 | 0.27 | 0.27 | 0.27 | 0.27 | 0.27 | 0.27 | 0.27 | 0.27 | 0.27 | 0.27 | 0.27 | 0.27 | 0.27 | 0.27 | 0.27 | 0.27 | 0.27 | 0.27 | 0.27 | 0.27 | 0.33 | 0.33 | Yes | Yes | Yes
AIRHE94027 | L | Agricultural | Irrigation | Handmove and Sideroll System and Equipment | System Water Delivery Improvements | A-Irr-Irr-Irrigation-All-All-E | 5 | 70% | 0.29519 | 0.15 | 0.27 | 0.27 | 0.27 | 0.27 | 0.27 | 0.27 | 0.27 | 0.27 | 0.27 | 0.27 | 0.27 | 0.27 | 0.27 | 0.27 | 0.27 | 0.27 | 0.27 | 0.27 | 0.27 | 0.27 | 0.27 | 0.33 | 0.33 | Yes | Yes | Yes
AIRIS84028 | R | Agricultural | Irrigation | Irrigation System Improvements | Change in Water Source | A-Irr-Irr-Irrigation-All-All-E | 5 | 70% | 0.29519 | 0.15 | 0.2 | 0.2 | 0.2 | 0.25 | 0.25 | 0.25 | 0.25 | 0.25 | 0.25 | 0.25 | 0.25 | 0.25 | 0.25 | 0.25 | 0.25 | 0.25 | 0.25 | 0.25 | 0.25 | 0.25 | 0.25 | 0.33 | 0.33 | Yes | Yes | Yes
AIRIS84029 | R | Agricultural | Irrigation | Irrigation System Improvements | Irrigation System Improvements | A-Irr-Irr-Irrigation-All-All-E | 5 | 70% | 0.29519 | 0.15 | 0.2 | 0.2 | 0.2 | 0.25 | 0.25 | 0.25 | 0.25 | 0.25 | 0.25 | 0.25 | 0.25 | 0.25 | 0.25 | 0.25 | 0.25 | 0.25 | 0.25 | 0.25 | 0.25 | 0.25 | 0.25 | 0.33 | 0.33 | Yes | Yes | Yes
AIRIS84030 | R | Agricultural | Irrigation | Irrigation System Improvements | Reduce Delivery System Leakage | A-Irr-Irr-Irrigation-All-All-E | 5 | 70% | 0.29519 | 0.15 | 0.2 | 0.2 | 0.2 | 0.25 | 0.25 | 0.25 | 0.25 | 0.25 | 0.25 | 0.25 | 0.25 | 0.25 | 0.25 | 0.25 | 0.25 | 0.25 | 0.25 | 0.25 | 0.25 | 0.25 | 0.25 | 0.33 | 0.33 | Yes | Yes | Yes
AIRIS84096 | R | Agricultural | Irrigation | Irrigation System Improvements | Irrigation System Control Improvements (VFD) | A-Irr-Irr-Irrigation-All-All-E | 5 | 70% | 0.29519 | 0.15 | 0.2 | 0.2 | 0.2 | 0.25 | 0.25 | 0.25 | 0.25 | 0.25 | 0.25 | 0.25 | 0.25 | 0.25 | 0.25 | 0.25 | 0.25 | 0.25 | 0.25 | 0.25 | 0.25 | 0.25 | 0.25 | 0.33 | 0.33 | Yes | Yes | Yes
AIRIS84097 | R | Agricultural | Irrigation | Irrigation System Improvements | Irrigation System Control Improvements (non-VFD) | A-Irr-Irr-Irrigation-All-All-E | 5 | 70% | 0.29519 | 0.15 | 0.2 | 0.2 | 0.2 | 0.25 | 0.25 | 0.25 | 0.25 | 0.25 | 0.25 | 0.25 | 0.25 | 0.25 | 0.25 | 0.25 | 0.25 | 0.25 | 0.25 | 0.25 | 0.25 | 0.25 | 0.25 | 0.33 | 0.33 | Yes | Yes | Yes
AIRIS94028 | L | Agricultural | Irrigation | Irrigation System Improvements | Change in Water Source | A-Irr-Irr-Irrigation-All-All-E | 5 | 70% | 0.29519 | 0.15 | 0.27 | 0.27 | 0.27 | 0.27 | 0.27 | 0.27 | 0.27 | 0.27 | 0.27 | 0.27 | 0.27 | 0.27 | 0.27 | 0.27 | 0.27 | 0.27 | 0.27 | 0.27 | 0.27 | 0.27 | 0.27 | 0.33 | 0.33 | Yes | Yes | Yes
AIRIS94029 | L | Agricultural | Irrigation | Irrigation System Improvements | Irrigation System Improvements | A-Irr-Irr-Irrigation-All-All-E | 5 | 70% | 0.29519 | 0.15 | 0.27 | 0.27 | 0.27 | 0.27 | 0.27 | 0.27 | 0.27 | 0.27 | 0.27 | 0.27 | 0.27 | 0.27 | 0.27 | 0.27 | 0.27 | 0.27 | 0.27 | 0.27 | 0.27 | 0.27 | 0.27 | 0.33 | 0.33 | Yes | Yes | Yes
AIRIS94030 | L | Agricultural | Irrigation | Irrigation System Improvements | Reduce Delivery System Leakage | A-Irr-Irr-Irrigation-All-All-E | 5 | 70% | 0.29519 | 0.15 | 0.27 | 0.27 | 0.27 | 0.27 | 0.27 | 0.27 | 0.27 | 0.27 | 0.27 | 0.27 | 0.27 | 0.27 | 0.27 | 0.27 | 0.27 | 0.27 | 0.27 | 0.27 | 0.27 | 0.27 | 0.27 | 0.33 | 0.33 | Yes | Yes | Yes
AIRIS94096 | L | Agricultural | Irrigation | Irrigation System Improvements | Irrigation System Control Improvements (VFD) | A-Irr-Irr-Irrigation-All-All-E | 5 | 70% | 0.29519 | 0.15 | 0.27 | 0.27 | 0.27 | 0.27 | 0.27 | 0.27 | 0.27 | 0.27 | 0.27 | 0.27 | 0.27 | 0.27 | 0.27 | 0.27 | 0.27 | 0.27 | 0.27 | 0.27 | 0.27 | 0.27 | 0.27 | 0.33 | 0.33 | Yes | Yes | Yes
AIRIS94097 | L | Agricultural | Irrigation | Irrigation System Improvements | Irrigation System Control Improvements (non-VFD) | A-Irr-Irr-Irrigation-All-All-E | 5 | 70% | 0.29519 | 0.15 | 0.27 | 0.27 | 0.27 | 0.27 | 0.27 | 0.27 | 0.27 | 0.27 | 0.27 | 0.27 | 0.27 | 0.27 | 0.27 | 0.27 | 0.27 | 0.27 | 0.27 | 0.27 | 0.27 | 0.27 | 0.27 | 0.33 | 0.33 | Yes | Yes | Yes
AIRMS84031 | R | Agricultural | Irrigation | Mainline System and Equipment | Interactive Mainline System and Equipment Improvements | A-Irr-Irr-Irrigation-All-All-E | 10 | 70% | 0.46921 | 0.15 | 0.2 | 0.2 | 0.2 | 0.25 | 0.25 | 0.25 | 0.25 | 0.25 | 0.25 | 0.25 | 0.25 | 0.25 | 0.25 | 0.25 | 0.25 | 0.25 | 0.25 | 0.25 | 0.25 | 0.25 | 0.25 | 0.33 | 0.33 | Yes | Yes | Yes
AIRMS84032 | R | Agricultural | Irrigation | Mainline System and Equipment | Mainline System Pump Improvements | A-Irr-Irr-Irrigation-All-All-E | 10 | 70% | 0.46921 | 0.15 | 0.2 | 0.2 | 0.2 | 0.25 | 0.25 | 0.25 | 0.25 | 0.25 | 0.25 | 0.25 | 0.25 | 0.25 | 0.25 | 0.25 | 0.25 | 0.25 | 0.25 | 0.25 | 0.25 | 0.25 | 0.25 | 0.33 | 0.33 | Yes | Yes | Yes
AIRMS84033 | R | Agricultural | Irrigation | Mainline System and Equipment | Reduce Friction Loss | A-Irr-Irr-Irrigation-All-All-E | 15 | 70% | 0.63202 | 0.15 | 0.2 | 0.2 | 0.2 | 0.25 | 0.25 | 0.25 | 0.25 | 0.25 | 0.25 | 0.25 | 0.25 | 0.25 | 0.25 | 0.25 | 0.25 | 0.25 | 0.25 | 0.25 | 0.25 | 0.25 | 0.25 | 0.33 | 0.33 | Yes | Yes | Yes
AIRMS84034 | R | Agricultural | Irrigation | Mainline System and Equipment | Reduce System Friction Head | A-Irr-Irr-Irrigation-All-All-E | 15 | 70% | 0.63202 | 0.15 | 0.2 | 0.2 | 0.2 | 0.25 | 0.25 | 0.25 | 0.25 | 0.25 | 0.25 | 0.25 | 0.25 | 0.25 | 0.25 | 0.25 | 0.25 | 0.25 | 0.25 | 0.25 | 0.25 | 0.25 | 0.25 | 0.33 | 0.33 | Yes | Yes | Yes
AIRMS84035 | R | Agricultural | Irrigation | Mainline System and Equipment | Reduce System Leakage | A-Irr-Irr-Irrigation-All-All-E | 5 | 70% | 0.29519 | 0.15 | 0.2 | 0.2 | 0.2 | 0.25 | 0.25 | 0.25 | 0.25 | 0.25 | 0.25 | 0.25 | 0.25 | 0.25 | 0.25 | 0.25 | 0.25 | 0.25 | 0.25 | 0.25 | 0.25 | 0.25 | 0.25 | 0.33 | 0.33 | Yes | Yes | Yes
AIRMS84036 | R | Agricultural | Irrigation | Mainline System and Equipment | Reduce System Lift | A-Irr-Irr-Irrigation-All-All-E | 10 | 70% | 0.46921 | 0.15 | 0.2 | 0.2 | 0.2 | 0.25 | 0.25 | 0.25 | 0.25 | 0.25 | 0.25 | 0.25 | 0.25 | 0.25 | 0.25 | 0.25 | 0.25 | 0.25 | 0.25 | 0.25 | 0.25 | 0.25 | 0.25 | 0.33 | 0.33 | Yes | Yes | Yes
AIRMS84037 | R | Agricultural | Irrigation | Mainline System and Equipment | System Water Delivery Improvements | A-Irr-Irr-Irrigation-All-All-E | 5 | 70% | 0.29519 | 0.15 | 0.2 | 0.2 | 0.2 | 0.25 | 0.25 | 0.25 | 0.25 | 0.25 | 0.25 | 0.25 | 0.25 | 0.25 | 0.25 | 0.25 | 0.25 | 0.25 | 0.25 | 0.25 | 0.25 | 0.25 | 0.25 | 0.33 | 0.33 | Yes | Yes | Yes
AIRMS84098 | R | Agricultural | Irrigation | Mainline System and Equipment | Gravity Feed Pressurization Improvements | A-Irr-Irr-Irrigation-All-All-E | 30 | 70% | 0.95087 | 0.15 | 0.2 | 0.2 | 0.2 | 0.25 | 0.25 | 0.35 | 0.35 | 0.35 | 0.35 | 0.35 | 0.35 | 0.35 | 0.35 | 0.35 | 0.35 | 0.35 | 0.35 | 0.35 | 0.35 | 0.35 | 0.35 | 0.38 | 0.38 | Yes | Yes | Yes
AIRMS94031 | L | Agricultural | Irrigation | Mainline System and Equipment | Interactive Mainline System and Equipment Improvements | A-Irr-Irr-Irrigation-All-All-E | 10 | 70% | 0.46921 | 0.15 | 0.27 | 0.27 | 0.27 | 0.27 | 0.27 | 0.27 | 0.27 | 0.27 | 0.27 | 0.27 | 0.27 | 0.27 | 0.27 | 0.27 | 0.27 | 0.27 | 0.27 | 0.27 | 0.27 | 0.27 | 0.27 | 0.33 | 0.33 | Yes | Yes | Yes
AIRMS94032 | L | Agricultural | Irrigation | Mainline System and Equipment | Mainline System Pump Improvements | A-Irr-Irr-Irrigation-All-All-E | 10 | 70% | 0.46921 | 0.15 | 0.27 | 0.27 | 0.27 | 0.27 | 0.27 | 0.27 | 0.27 | 0.27 | 0.27 | 0.27 | 0.27 | 0.27 | 0.27 | 0.27 | 0.27 | 0.27 | 0.27 | 0.27 | 0.27 | 0.27 | 0.27 | 0.33 | 0.33 | Yes | Yes | Yes
AIRMS94033 | L | Agricultural | Irrigation | Mainline System and Equipment | Reduce Friction Loss | A-Irr-Irr-Irrigation-All-All-E | 15 | 70% | 0.63202 | 0.15 | 0.27 | 0.27 | 0.27 | 0.27 | 0.27 | 0.27 | 0.27 | 0.27 | 0.27 | 0.27 | 0.27 | 0.27 | 0.27 | 0.27 | 0.27 | 0.27 | 0.27 | 0.27 | 0.27 | 0.27 | 0.27 | 0.33 | 0.33 | Yes | Yes | Yes
AIRMS94034 | L | Agricultural | Irrigation | Mainline System and Equipment | Reduce System Friction Head | A-Irr-Irr-Irrigation-All-All-E | 15 | 70% | 0.63202 | 0.15 | 0.27 | 0.27 | 0.27 | 0.27 | 0.27 | 0.27 | 0.27 | 0.27 | 0.27 | 0.27 | 0.27 | 0.27 | 0.27 | 0.27 | 0.27 | 0.27 | 0.27 | 0.27 | 0.27 | 0.27 | 0.27 | 0.33 | 0.33 | Yes | Yes | Yes
AIRMS94035 | L | Agricultural | Irrigation | Mainline System and Equipment | Reduce System Leakage | A-Irr-Irr-Irrigation-All-All-E | 5 | 70% | 0.29519 | 0.15 | 0.27 | 0.27 | 0.27 | 0.27 | 0.27 | 0.27 | 0.27 | 0.27 | 0.27 | 0.27 | 0.27 | 0.27 | 0.27 | 0.27 | 0.27 | 0.27 | 0.27 | 0.27 | 0.27 | 0.27 | 0.27 | 0.33 | 0.33 | Yes | Yes | Yes
AIRMS94036 | L | Agricultural | Irrigation | Mainline System and Equipment | Reduce System Lift | A-Irr-Irr-Irrigation-All-All-E | 10 | 70% | 0.46921 | 0.15 | 0.27 | 0.27 | 0.27 | 0.27 | 0.27 | 0.27 | 0.27 | 0.27 | 0.27 | 0.27 | 0.27 | 0.27 | 0.27 | 0.27 | 0.27 | 0.27 | 0.27 | 0.27 | 0.27 | 0.27 | 0.27 | 0.33 | 0.33 | Yes | Yes | Yes
AIRMS94037 | L | Agricultural | Irrigation | Mainline System and Equipment | System Water Delivery Improvements | A-Irr-Irr-Irrigation-All-All-E | 5 | 70% | 0.29519 | 0.15 | 0.27 | 0.27 | 0.27 | 0.27 | 0.27 | 0.27 | 0.27 | 0.27 | 0.27 | 0.27 | 0.27 | 0.27 | 0.27 | 0.27 | 0.27 | 0.27 | 0.27 | 0.27 | 0.27 | 0.27 | 0.27 | 0.33 | 0.33 | Yes | Yes | Yes
AIRMS94098 | L | Agricultural | Irrigation | Mainline System and Equipment | Gravity Feed Pressurization Improvements | A-Irr-Irr-Irrigation-All-All-E | 30 | 70% | 0.95087 | 0.15 | 0.27 | 0.27 | 0.27 | 0.27 | 0.27 | 0.35 | 0.35 | 0.35 | 0.35 | 0.35 | 0.35 | 0.35 | 0.35 | 0.35 | 0.35 | 0.35 | 0.35 | 0.35 | 0.35 | 0.35 | 0.35 | 0.38 | 0.38 | Yes | Yes | Yes
AIRPF84038 | R | Agricultural | Irrigation | Pumps and Fans | Centrifugal Pump System Improvements | A-Irr-Irr-Irrigation-All-All-E | 10 | 70% | 0.46921 | 0.15 | 0.2 | 0.2 | 0.2 | 0.25 | 0.25 | 0.25 | 0.25 | 0.25 | 0.25 | 0.25 | 0.25 | 0.25 | 0.25 | 0.25 | 0.25 | 0.25 | 0.25 | 0.25 | 0.25 | 0.25 | 0.25 | 0.33 | 0.33 | Yes | Yes | Yes
AIRPF84039 | R | Agricultural | Irrigation | Pumps and Fans | Turbine Pump System Improvements | A-Irr-Irr-Irrigation-All-All-E | 10 | 70% | 0.46921 | 0.15 | 0.2 | 0.2 | 0.2 | 0.25 | 0.25 | 0.25 | 0.25 | 0.25 | 0.25 | 0.25 | 0.25 | 0.25 | 0.25 | 0.25 | 0.25 | 0.25 | 0.25 | 0.25 | 0.25 | 0.25 | 0.25 | 0.33 | 0.33 | Yes | Yes | Yes
AIRPF94038 | L | Agricultural | Irrigation | Pumps and Fans | Centrifugal Pump System Improvements | A-Irr-Irr-Irrigation-All-All-E | 10 | 70% | 0.46921 | 0.15 | 0.27 | 0.27 | 0.27 | 0.27 | 0.27 | 0.27 | 0.27 | 0.27 | 0.27 | 0.27 | 0.27 | 0.27 | 0.27 | 0.27 | 0.27 | 0.27 | 0.27 | 0.27 | 0.27 | 0.27 | 0.27 | 0.33 | 0.33 | Yes | Yes | Yes
AIRPF94039 | L | Agricultural | Irrigation | Pumps and Fans | Turbine Pump System Improvements | A-Irr-Irr-Irrigation-All-All-E | 10 | 70% | 0.46921 | 0.15 | 0.27 | 0.27 | 0.27 | 0.27 | 0.27 | 0.27 | 0.27 | 0.27 | 0.27 | 0.27 | 0.27 | 0.27 | 0.27 | 0.27 | 0.27 | 0.27 | 0.27 | 0.27 | 0.27 | 0.27 | 0.27 | 0.33 | 0.33 | Yes | Yes | Yes
AIRSF84041 | R | Agricultural | Irrigation | Suction Fittings Equipment | Reduce Cavitation | A-Irr-Irr-Irrigation-All-All-E | 10 | 70% | 0.46921 | 0.15 | 0.2 | 0.2 | 0.2 | 0.25 | 0.25 | 0.25 | 0.25 | 0.25 | 0.25 | 0.25 | 0.25 | 0.25 | 0.25 | 0.25 | 0.25 | 0.25 | 0.25 | 0.25 | 0.25 | 0.25 | 0.25 | 0.33 | 0.33 | Yes | Yes | Yes
AIRSF84042 | R | Agricultural | Irrigation | Suction Fittings Equipment | Reduce System Friction Head | A-Irr-Irr-Irrigation-All-All-E | 15 | 70% | 0.63202 | 0.15 | 0.2 | 0.2 | 0.2 | 0.25 | 0.25 | 0.25 | 0.25 | 0.25 | 0.25 | 0.25 | 0.25 | 0.25 | 0.25 | 0.25 | 0.25 | 0.25 | 0.25 | 0.25 | 0.25 | 0.25 | 0.25 | 0.33 | 0.33 | Yes | Yes | Yes
AIRSF84043 | R | Agricultural | Irrigation | Suction Fittings Equipment | Reduce System Leakage | A-Irr-Irr-Irrigation-All-All-E | 5 | 70% | 0.29519 | 0.15 | 0.2 | 0.2 | 0.2 | 0.25 | 0.25 | 0.25 | 0.25 | 0.25 | 0.25 | 0.25 | 0.25 | 0.25 | 0.25 | 0.25 | 0.25 | 0.25 | 0.25 | 0.25 | 0.25 | 0.25 | 0.25 | 0.33 | 0.33 | Yes | Yes | Yes
AIRSF84044 | R | Agricultural | Irrigation | Suction Fittings Equipment | Reduce System Lift | A-Irr-Irr-Irrigation-All-All-E | 10 | 70% | 0.46921 | 0.15 | 0.2 | 0.2 | 0.2 | 0.25 | 0.25 | 0.25 | 0.25 | 0.25 | 0.25 | 0.25 | 0.25 | 0.25 | 0.25 | 0.25 | 0.25 | 0.25 | 0.25 | 0.25 | 0.25 | 0.25 | 0.25 | 0.33 | 0.33 | Yes | Yes | Yes
AIRSF94041 | L | Agricultural | Irrigation | Suction Fittings Equipment | Reduce Cavitation | A-Irr-Irr-Irrigation-All-All-E | 10 | 70% | 0.46921 | 0.15 | 0.27 | 0.27 | 0.27 | 0.27 | 0.27 | 0.27 | 0.27 | 0.27 | 0.27 | 0.27 | 0.27 | 0.27 | 0.27 | 0.27 | 0.27 | 0.27 | 0.27 | 0.27 | 0.27 | 0.27 | 0.27 | 0.33 | 0.33 | Yes | Yes | Yes
AIRSF94042 | L | Agricultural | Irrigation | Suction Fittings Equipment | Reduce System Friction Head | A-Irr-Irr-Irrigation-All-All-E | 15 | 70% | 0.63202 | 0.15 | 0.27 | 0.27 | 0.27 | 0.27 | 0.27 | 0.27 | 0.27 | 0.27 | 0.27 | 0.27 | 0.27 | 0.27 | 0.27 | 0.27 | 0.27 | 0.27 | 0.27 | 0.27 | 0.27 | 0.27 | 0.27 | 0.33 | 0.33 | Yes | Yes | Yes
AIRSF94043 | L | Agricultural | Irrigation | Suction Fittings Equipment | Reduce System Leakage | A-Irr-Irr-Irrigation-All-All-E | 5 | 70% | 0.29519 | 0.15 | 0.27 | 0.27 | 0.27 | 0.27 | 0.27 | 0.27 | 0.27 | 0.27 | 0.27 | 0.27 | 0.27 | 0.27 | 0.27 | 0.27 | 0.27 | 0.27 | 0.27 | 0.27 | 0.27 | 0.27 | 0.27 | 0.33 | 0.33 | Yes | Yes | Yes
AIRSF94044 | L | Agricultural | Irrigation | Suction Fittings Equipment | Reduce System Lift | A-Irr-Irr-Irrigation-All-All-E | 10 | 70% | 0.46921 | 0.15 | 0.27 | 0.27 | 0.27 | 0.27 | 0.27 | 0.27 | 0.27 | 0.27 | 0.27 | 0.27 | 0.27 | 0.27 | 0.27 | 0.27 | 0.27 | 0.27 | 0.27 | 0.27 | 0.27 | 0.27 | 0.27 | 0.33 | 0.33 | Yes | Yes | Yes
ALIDE84045 | R | Agricultural | Lighting | Delamping | Delamping | Commercial-All Com-IntLight | 12 | 70% | 0.50142 | 0.15 | 0.2 | 0.2 | 0.2 | 0.25 | 0.25 | 0.25 | 0.18 | 0.18 | 0.18 | 0.18 | 0.18 | 0.18 | 0.18 | 0.18 | 0.18 | 0.18 | NA | NA | NA | NA | NA | NA | NA | Yes | Yes
ALIDE94045 | L | Agricultural | Lighting | Delamping | Delamping | Commercial-All Com-IntLight | 12 | 70% | 0.50142 | 0.15 | 0.27 | 0.27 | 0.27 | 0.27 | 0.27 | 0.27 | 0.18 | 0.18 | 0.18 | 0.18 | 0.18 | 0.18 | 0.18 | 0.18 | 0.18 | 0.18 | NA | NA | NA | NA | NA | NA | NA | Yes | Yes
ALILB84046 | R | Agricultural | Lighting | Lamps/Ballasts/Fixtures | Lamps/Ballasts | Commercial-All Com-IntLight | 12 | 70% |  | NA | NA | NA | NA | NA | NA | NA | 0.18 | 0.18 | 0.18 | 0.18 | 0.18 | 0.18 | 0.18 | 0.18 | 0.18 | 0.18 | NA | NA | NA | NA | NA | NA | NA |  | Yes
ALILB84047 | R | Agricultural | Lighting | Lamps/Ballasts/Fixtures | Lamps/Ballasts w/Controls | Commercial-All Com-IntLight | 12 | 70% |  | NA | NA | NA | NA | NA | NA | NA | 0.18 | 0.18 | 0.18 | 0.18 | 0.18 | 0.18 | 0.18 | 0.18 | 0.18 | 0.18 | NA | NA | NA | NA | NA | NA | NA |  | Yes
ALILB84048 | R | Agricultural | Lighting | Lamps/Ballasts/Fixtures | Lamps/Ballasts w/Delamping | Commercial-All Com-IntLight | 12 | 70% |  | NA | NA | NA | NA | NA | NA | NA | 0.18 | 0.18 | 0.18 | 0.18 | 0.18 | 0.18 | 0.18 | 0.18 | 0.18 | 0.18 | NA | NA | NA | NA | NA | NA | NA |  | Yes
ALILB84049 | R | Agricultural | Lighting | Lamps/Ballasts/Fixtures | Lamps/Ballasts w/Delamping and Controls | Commercial-All Com-IntLight | 12 | 70% |  | NA | NA | NA | NA | NA | NA | NA | 0.18 | 0.18 | 0.18 | 0.18 | 0.18 | 0.18 | 0.18 | 0.18 | 0.18 | 0.18 | NA | NA | NA | NA | NA | NA | NA |  | Yes
ALILB84050 | R | Agricultural | Lighting | Lamps/Ballasts/Fixtures | Lamps/Ballasts/Fixtures | Commercial-All Com-IntLight | 12 | 70% |  | NA | NA | NA | NA | NA | NA | NA | 0.18 | 0.18 | 0.18 | 0.18 | 0.18 | 0.18 | 0.18 | 0.18 | 0.18 | 0.18 | NA | NA | NA | NA | NA | NA | NA |  | Yes
ALILB84051 | R | Agricultural | Lighting | Lamps/Ballasts/Fixtures | Lamps/Ballasts/Fixtures w/Controls | Commercial-All Com-IntLight | 12 | 70% |  | NA | NA | NA | NA | NA | NA | NA | 0.18 | 0.18 | 0.18 | 0.18 | 0.18 | 0.18 | 0.18 | 0.18 | 0.18 | 0.18 | NA | NA | NA | NA | NA | NA | NA |  | Yes
ALILB84052 | R | Agricultural | Lighting | Lamps/Ballasts/Fixtures | Lamps/Ballasts/Fixtures w/Delamping | Commercial-All Com-IntLight | 12 | 70% |  | NA | NA | NA | NA | NA | NA | NA | 0.18 | 0.18 | 0.18 | 0.18 | 0.18 | 0.18 | 0.18 | 0.18 | 0.18 | 0.18 | NA | NA | NA | NA | NA | NA | NA |  | Yes
ALILB84053 | R | Agricultural | Lighting | Lamps/Ballasts/Fixtures | Lamps/Ballasts/Fixtures w/Delamping and Controls | Commercial-All Com-IntLight | 12 | 70% |  | NA | NA | NA | NA | NA | NA | NA | 0.18 | 0.18 | 0.18 | 0.18 | 0.18 | 0.18 | 0.18 | 0.18 | 0.18 | 0.18 | NA | NA | NA | NA | NA | NA | NA |  | Yes
ALILB84054 | R | Agricultural | Lighting | Lamps/Ballasts/Fixtures | Stall Lighting | Commercial-All Com-IntLight | 12 | 70% | 0.50142 | 0.15 | 0.2 | 0.2 | 0.2 | 0.25 | 0.25 | 0.25 | 0.18 | 0.18 | 0.18 | 0.18 | 0.18 | 0.18 | 0.18 | 0.18 | 0.18 | 0.18 | 0.18 | 0.18 | 0.13 | 0.13 | 0.13 | 0.13 | 0.13 | Yes | Yes | Yes
ALILB84099 | R | Agricultural | Lighting | Lamps/Ballasts/Fixtures | T8 Linear Fluorescents | Commercial-All Com-IntLight | 12 | 70% | 0.50142 | 0.2 | 0.27 | 0.27 | 0.27 | 0.27 | 0.27 | 0.27 | 0.18 | 0.18 | 0.18 | 0.18 | 0.18 | 0.18 | 0.18 | 0.18 | 0.18 | 0.18 | NA | NA | NA | NA | NA | NA | NA | Yes | Yes
ALILB84100 | R | Agricultural | Lighting | Lamps/Ballasts/Fixtures | Compact Fluorescents | Commercial-All Com-IntLight | 12 | 70% | 0.50142 | 0.2 | 0.27 | 0.27 | 0.27 | 0.27 | 0.27 | 0.27 | 0.18 | 0.18 | 0.18 | 0.18 | 0.18 | 0.18 | 0.18 | 0.18 | 0.18 | 0.18 | NA | NA | NA | NA | NA | NA | NA | Yes | Yes
ALILB84101 | R | Agricultural | Lighting | Lamps/Ballasts/Fixtures | Induction | Commercial-All Com-IntLight | 12 | 70% | 0.50142 | 0.2 | 0.27 | 0.27 | 0.27 | 0.27 | 0.27 | 0.27 | 0.18 | 0.18 | 0.18 | 0.18 | 0.18 | 0.18 | 0.18 | 0.18 | 0.18 | 0.18 | NA | NA | NA | NA | NA | NA | NA | Yes | Yes
ALILB84102 | R | Agricultural | Lighting | Lamps/Ballasts/Fixtures | Electronic Metal Halide | Commercial-All Com-IntLight | 12 | 70% | 0.50142 | 0.2 | 0.27 | 0.27 | 0.27 | 0.27 | 0.27 | 0.27 | 0.18 | 0.18 | 0.18 | 0.18 | 0.18 | 0.18 | 0.18 | 0.18 | 0.18 | 0.18 | NA | NA | NA | NA | NA | NA | NA | Yes | Yes
ALILB84103 | R | Agricultural | Lighting | Lamps/Ballasts/Fixtures | Linear Fluorescent High Bay | Commercial-All Com-IntLight | 12 | 70% | 0.50142 | 0.2 | 0.27 | 0.27 | 0.27 | 0.27 | 0.27 | 0.27 | 0.18 | 0.18 | 0.18 | 0.18 | 0.18 | 0.18 | 0.18 | 0.18 | 0.18 | 0.18 | NA | NA | NA | NA | NA | NA | NA | Yes | Yes
ALILB84104 | R | Agricultural | Lighting | Lamps/Ballasts/Fixtures | LED Screw-in/Small fixtures | Commercial-All Com-IntLight | 12 | 70% | 0.50142 | 0.2 | 0.27 | 0.27 | 0.27 | 0.27 | 0.27 | 0.27 | 0.18 | 0.18 | 0.18 | 0.18 | 0.18 | 0.18 | 0.18 | 0.18 | 0.18 | 0.18 | 0.18 | 0.18 | 0.13 | 0.13 | 0.13 | 0.13 | 0.13 | Yes | Yes | Yes | Yes
ALILB84105 | R | Agricultural | Lighting | Lamps/Ballasts/Fixtures | LED Tubes and Troffers | Commercial-All Com-IntLight | 12 | 70% | 0.50142 | 0.2 | 0.27 | 0.27 | 0.27 | 0.27 | 0.27 | 0.27 | 0.18 | 0.18 | 0.18 | 0.18 | 0.18 | 0.18 | 0.18 | 0.18 | 0.18 | 0.18 | 0.18 | 0.18 | 0.13 | 0.13 | 0.13 | 0.13 | 0.13 | Yes | Yes | Yes | Yes
ALILB84106 | R | Agricultural | Lighting | Lamps/Ballasts/Fixtures | LED Exterior General Area | Commercial-All Com-ExtLight | 12 | 70% | 0.68514 | 0.2 | 0.27 | 0.27 | 0.27 | 0.27 | 0.27 | 0.27 | 0.18 | 0.18 | 0.18 | 0.18 | 0.18 | 0.18 | 0.18 | 0.18 | 0.18 | 0.18 | 0.18 | 0.18 | 0.13 | 0.13 | 0.13 | 0.13 | 0.13 | Yes | Yes | Yes | Yes
ALILB84107 | R | Agricultural | Lighting | Lamps/Ballasts/Fixtures | LED High Bay | Commercial-All Com-IntLight | 12 | 70% | 0.50142 | 0.2 | 0.27 | 0.27 | 0.27 | 0.27 | 0.27 | 0.27 | 0.18 | 0.18 | 0.18 | 0.18 | 0.18 | 0.18 | 0.18 | 0.18 | 0.18 | 0.18 | 0.18 | 0.18 | 0.13 | 0.13 | 0.13 | 0.13 | 0.13 | Yes | Yes | Yes | Yes
ALILB84108 | R | Agricultural | Lighting | Lamps/Ballasts/Fixtures | LED Parking Garage | FLAT-System | 12 | 70% | 0.54398 | 0.2 | 0.27 | 0.27 | 0.27 | 0.27 | 0.27 | 0.27 | 0.18 | 0.18 | 0.18 | 0.18 | 0.18 | 0.18 | 0.18 | 0.18 | 0.18 | 0.18 | NA | NA | NA | NA | NA | NA | NA | Yes | Yes
ALILB84109 | R | Agricultural | Lighting | Lamps/Ballasts/Fixtures | Linear LED | Commercial-All Com-IntLight | 12 | 70% | 0.50142 | 0.2 | 0.27 | 0.27 | 0.27 | 0.27 | 0.27 | 0.27 | 0.18 | 0.18 | 0.18 | 0.18 | 0.18 | 0.18 | 0.18 | 0.18 | 0.18 | 0.18 | 0.18 | 0.18 | 0.13 | 0.13 | 0.13 | 0.13 | 0.13 | Yes | Yes | Yes | Yes
ALILB84110 | R | Agricultural | Lighting | Lamps/Ballasts/Fixtures | LED Other | Commercial-All Com-IntLight | 12 | 70% | 0.50142 | 0.2 | 0.27 | 0.27 | 0.27 | 0.27 | 0.27 | 0.27 | 0.18 | 0.18 | 0.18 | 0.18 | 0.18 | 0.18 | 0.18 | 0.18 | 0.18 | 0.18 | 0.18 | 0.18 | 0.13 | 0.13 | 0.13 | 0.13 | 0.13 | Yes | Yes | Yes
ALILB84112 | R | Agricultural | Lighting | Lamps/Ballasts/Fixtures | Decommissioning/Fixtures Increase | Commercial-All Com-IntLight | 12 | 70% | 0.50142 | 0.2 | 0.27 | 0.27 | 0.27 | 0.27 | 0.27 | 0.27 | 0.18 | 0.18 | 0.18 | 0.18 | 0.18 | 0.18 | 0.18 | 0.18 | 0.18 | 0.18 | NA | NA | NA | NA | NA | NA | NA | Yes | Yes
ALILB84113 | R | Agricultural | Lighting | Lamps/Ballasts/Fixtures | Non-Standard / Other | Commercial-All Com-IntLight | 12 | 70% | 0.50142 | 0.2 | 0.27 | 0.27 | 0.27 | 0.27 | 0.27 | 0.27 | 0.18 | 0.18 | 0.18 | 0.18 | 0.18 | 0.18 | 0.18 | 0.18 | 0.18 | 0.18 | NA | NA | NA | NA | NA | NA | NA | Yes | Yes
ALILB84123 | R | Agricultural | Lighting | Lamps/Ballasts/Fixtures | LED Low Bay | Commercial-All Com-IntLight | 12 | 70% | 0.50142 | NA | NA | NA | NA | NA | NA | NA | NA | NA | NA | NA | NA | NA | NA | NA | NA | NA | 0.18 | 0.18 | 0.13 | 0.13 | 0.13 | 0.13 | 0.13 | Yes | Yes | Yes | Yes
ALILB84124 | R | Agricultural | Lighting | Lamps/Ballasts/Fixtures | LED Mogul Base | Commercial-All Com-IntLight | 12 | 70% | 0.50142 | NA | NA | NA | NA | NA | NA | NA | NA | NA | NA | NA | NA | NA | NA | NA | NA | NA | 0.18 | 0.18 | 0.13 | 0.13 | 0.13 | 0.13 | 0.13 | Yes | Yes | Yes | Yes
ALILB84125 | R | Agricultural | Lighting | Lamps/Ballasts/Fixtures | LED Exit Sign | FLAT-System | 12 | 70% | 0.54398 | NA | NA | NA | NA | NA | NA | NA | NA | NA | NA | NA | NA | NA | NA | NA | NA | NA | 0.18 | 0.18 | 0.13 | 0.13 | 0.13 | 0.13 | 0.13 | Yes | Yes | Yes | Yes
ALILB84126 | R | Agricultural | Lighting | Lamps/Ballasts/Fixtures | Fluorescent | Commercial-All Com-IntLight | 12 | 70% | 0.50142 | NA | NA | NA | NA | NA | NA | NA | NA | NA | NA | NA | NA | NA | NA | NA | NA | NA | 0.18 | 0.18 | 0.13 | 0.13 | 0.13 | 0.13 | 0.13 | Yes | Yes | Yes
ALILB84127 | R | Agricultural | Lighting | Lamps/Ballasts/Fixtures | Signage | Commercial-All Com-IntLight | 12 | 70% | 0.50142 | NA | NA | NA | NA | NA | NA | NA | NA | NA | NA | NA | NA | NA | NA | NA | NA | NA | 0.18 | 0.18 | 0.13 | 0.13 | 0.13 | 0.13 | 0.13 | Yes | Yes | Yes | Yes
ALILB84128 | R | Agricultural | Lighting | Lamps/Ballasts/Fixtures | Existing Equipment | Commercial-All Com-IntLight | [30 empty] | Yes
ALILB94046 | L | Agricultural | Lighting | Lamps/Ballasts/Fixtures | Lamps/Ballasts | Commercial-All Com-IntLight | 12 | 70% |  | NA | NA | NA | NA | NA | NA | NA | 0.18 | 0.18 | 0.18 | 0.18 | 0.18 | 0.18 | 0.18 | 0.18 | 0.18 | 0.18 | NA | NA | NA | NA | NA | NA | NA |  | Yes
ALILB94047 | L | Agricultural | Lighting | Lamps/Ballasts/Fixtures | Lamps/Ballasts w/Controls | Commercial-All Com-IntLight | 12 | 70% |  | NA | NA | NA | NA | NA | NA | NA | 0.18 | 0.18 | 0.18 | 0.18 | 0.18 | 0.18 | 0.18 | 0.18 | 0.18 | 0.18 | NA | NA | NA | NA | NA | NA | NA |  | Yes
ALILB94048 | L | Agricultural | Lighting | Lamps/Ballasts/Fixtures | Lamps/Ballasts w/Delamping | Commercial-All Com-IntLight | 12 | 70% |  | NA | NA | NA | NA | NA | NA | NA | 0.18 | 0.18 | 0.18 | 0.18 | 0.18 | 0.18 | 0.18 | 0.18 | 0.18 | 0.18 | NA | NA | NA | NA | NA | NA | NA |  | Yes
ALILB94049 | L | Agricultural | Lighting | Lamps/Ballasts/Fixtures | Lamps/Ballasts w/Delamping and Controls | Commercial-All Com-IntLight | 12 | 70% |  | NA | NA | NA | NA | NA | NA | NA | 0.18 | 0.18 | 0.18 | 0.18 | 0.18 | 0.18 | 0.18 | 0.18 | 0.18 | 0.18 | NA | NA | NA | NA | NA | NA | NA |  | Yes
ALILB94050 | L | Agricultural | Lighting | Lamps/Ballasts/Fixtures | Lamps/Ballasts/Fixtures | Commercial-All Com-IntLight | 12 | 70% |  | NA | NA | NA | NA | NA | NA | NA | 0.18 | 0.18 | 0.18 | 0.18 | 0.18 | 0.18 | 0.18 | 0.18 | 0.18 | 0.18 | NA | NA | NA | NA | NA | NA | NA |  | Yes
ALILB94051 | L | Agricultural | Lighting | Lamps/Ballasts/Fixtures | Lamps/Ballasts/Fixtures w/Controls | Commercial-All Com-IntLight | 12 | 70% |  | NA | NA | NA | NA | NA | NA | NA | 0.18 | 0.18 | 0.18 | 0.18 | 0.18 | 0.18 | 0.18 | 0.18 | 0.18 | 0.18 | NA | NA | NA | NA | NA | NA | NA |  | Yes
ALILB94052 | L | Agricultural | Lighting | Lamps/Ballasts/Fixtures | Lamps/Ballasts/Fixtures w/Delamping | Commercial-All Com-IntLight | 12 | 70% |  | NA | NA | NA | NA | NA | NA | NA | 0.18 | 0.18 | 0.18 | 0.18 | 0.18 | 0.18 | 0.18 | 0.18 | 0.18 | 0.18 | NA | NA | NA | NA | NA | NA | NA |  | Yes
ALILB94053 | L | Agricultural | Lighting | Lamps/Ballasts/Fixtures | Lamps/Ballasts/Fixtures w/Delamping and Controls | Commercial-All Com-IntLight | 12 | 70% |  | NA | NA | NA | NA | NA | NA | NA | 0.18 | 0.18 | 0.18 | 0.18 | 0.18 | 0.18 | 0.18 | 0.18 | 0.18 | 0.18 | NA | NA | NA | NA | NA | NA | NA |  | Yes
ALILB94054 | L | Agricultural | Lighting | Lamps/Ballasts/Fixtures | Stall Lighting | Commercial-All Com-IntLight | 12 | 70% | 0.50142 | 0.15 | 0.27 | 0.27 | 0.27 | 0.27 | 0.27 | 0.27 | 0.18 | 0.18 | 0.18 | 0.18 | 0.18 | 0.18 | 0.18 | 0.18 | 0.18 | 0.18 | 0.18 | 0.18 | 0.13 | 0.13 | 0.13 | 0.13 | 0.13 | Yes | Yes | Yes
ALILB94099 | L | Agricultural | Lighting | Lamps/Ballasts/Fixtures | T8 Linear Fluorescents | Commercial-All Com-IntLight | 12 | 70% | 0.50142 | 0.2 | 0.27 | 0.27 | 0.27 | 0.27 | 0.27 | 0.27 | 0.18 | 0.18 | 0.18 | 0.18 | 0.18 | 0.18 | 0.18 | 0.18 | 0.18 | 0.18 | NA | NA | NA | NA | NA | NA | NA | Yes | Yes
ALILB94100 | L | Agricultural | Lighting | Lamps/Ballasts/Fixtures | Compact Fluorescents | Commercial-All Com-IntLight | 12 | 70% | 0.50142 | 0.2 | 0.27 | 0.27 | 0.27 | 0.27 | 0.27 | 0.27 | 0.18 | 0.18 | 0.18 | 0.18 | 0.18 | 0.18 | 0.18 | 0.18 | 0.18 | 0.18 | NA | NA | NA | NA | NA | NA | NA | Yes | Yes
ALILB94101 | L | Agricultural | Lighting | Lamps/Ballasts/Fixtures | Induction | Commercial-All Com-IntLight | 12 | 70% | 0.50142 | 0.2 | 0.27 | 0.27 | 0.27 | 0.27 | 0.27 | 0.27 | 0.18 | 0.18 | 0.18 | 0.18 | 0.18 | 0.18 | 0.18 | 0.18 | 0.18 | 0.18 | NA | NA | NA | NA | NA | NA | NA | Yes | Yes
ALILB94102 | L | Agricultural | Lighting | Lamps/Ballasts/Fixtures | Electronic Metal Halide | Commercial-All Com-IntLight | 12 | 70% | 0.50142 | 0.2 | 0.27 | 0.27 | 0.27 | 0.27 | 0.27 | 0.27 | 0.18 | 0.18 | 0.18 | 0.18 | 0.18 | 0.18 | 0.18 | 0.18 | 0.18 | 0.18 | NA | NA | NA | NA | NA | NA | NA | Yes | Yes
ALILB94103 | L | Agricultural | Lighting | Lamps/Ballasts/Fixtures | Linear Fluorescent High Bay | Commercial-All Com-IntLight | 12 | 70% | 0.50142 | 0.2 | 0.27 | 0.27 | 0.27 | 0.27 | 0.27 | 0.27 | 0.18 | 0.18 | 0.18 | 0.18 | 0.18 | 0.18 | 0.18 | 0.18 | 0.18 | 0.18 | NA | NA | NA | NA | NA | NA | NA | Yes | Yes
ALILB94104 | L | Agricultural | Lighting | Lamps/Ballasts/Fixtures | LED Screw-in/Small fixtures | Commercial-All Com-IntLight | 12 | 70% | 0.50142 | 0.2 | 0.27 | 0.27 | 0.27 | 0.27 | 0.27 | 0.27 | 0.18 | 0.18 | 0.18 | 0.18 | 0.18 | 0.18 | 0.18 | 0.18 | 0.18 | 0.18 | 0.18 | 0.18 | 0.13 | 0.13 | 0.13 | 0.13 | 0.13 | Yes | Yes | Yes
ALILB94105 | L | Agricultural | Lighting | Lamps/Ballasts/Fixtures | LED Tubes and Troffers | Commercial-All Com-IntLight | 12 | 70% | 0.50142 | 0.2 | 0.27 | 0.27 | 0.27 | 0.27 | 0.27 | 0.27 | 0.18 | 0.18 | 0.18 | 0.18 | 0.18 | 0.18 | 0.18 | 0.18 | 0.18 | 0.18 | 0.18 | 0.18 | 0.13 | 0.13 | 0.13 | 0.13 | 0.13 | Yes | Yes | Yes
ALILB94106 | L | Agricultural | Lighting | Lamps/Ballasts/Fixtures | LED Exterior General Area | Commercial-All Com-ExtLight | 12 | 70% | 0.68514 | 0.2 | 0.27 | 0.27 | 0.27 | 0.27 | 0.27 | 0.27 | 0.18 | 0.18 | 0.18 | 0.18 | 0.18 | 0.18 | 0.18 | 0.18 | 0.18 | 0.18 | 0.18 | 0.18 | 0.13 | 0.13 | 0.13 | 0.13 | 0.13 | Yes | Yes | Yes
ALILB94107 | L | Agricultural | Lighting | Lamps/Ballasts/Fixtures | LED High Bay | Commercial-All Com-IntLight | 12 | 70% | 0.50142 | 0.2 | 0.27 | 0.27 | 0.27 | 0.27 | 0.27 | 0.27 | 0.18 | 0.18 | 0.18 | 0.18 | 0.18 | 0.18 | 0.18 | 0.18 | 0.18 | 0.18 | 0.18 | 0.18 | 0.13 | 0.13 | 0.13 | 0.13 | 0.13 | Yes | Yes | Yes
ALILB94108 | L | Agricultural | Lighting | Lamps/Ballasts/Fixtures | LED Parking Garage | FLAT-System | 12 | 70% | 0.54398 | 0.2 | 0.27 | 0.27 | 0.27 | 0.27 | 0.27 | 0.27 | 0.18 | 0.18 | 0.18 | 0.18 | 0.18 | 0.18 | 0.18 | 0.18 | 0.18 | 0.18 | NA | NA | NA | NA | NA | NA | NA | Yes | Yes
ALILB94109 | L | Agricultural | Lighting | Lamps/Ballasts/Fixtures | Linear LED | Commercial-All Com-IntLight | 12 | 70% | 0.50142 | 0.2 | 0.27 | 0.27 | 0.27 | 0.27 | 0.27 | 0.27 | 0.18 | 0.18 | 0.18 | 0.18 | 0.18 | 0.18 | 0.18 | 0.18 | 0.18 | 0.18 | 0.18 | 0.18 | 0.13 | 0.13 | 0.13 | 0.13 | 0.13 | Yes | Yes | Yes
ALILB94110 | L | Agricultural | Lighting | Lamps/Ballasts/Fixtures | LED Other | Commercial-All Com-IntLight | 12 | 70% | 0.50142 | 0.2 | 0.27 | 0.27 | 0.27 | 0.27 | 0.27 | 0.27 | 0.18 | 0.18 | 0.18 | 0.18 | 0.18 | 0.18 | 0.18 | 0.18 | 0.18 | 0.18 | 0.18 | 0.18 | 0.13 | 0.13 | 0.13 | 0.13 | 0.13 | Yes | Yes | Yes
ALILB94112 | L | Agricultural | Lighting | Lamps/Ballasts/Fixtures | Decommissioning/Fixtures Increase | Commercial-All Com-IntLight | 12 | 70% | 0.50142 | 0.2 | 0.27 | 0.27 | 0.27 | 0.27 | 0.27 | 0.27 | 0.18 | 0.18 | 0.18 | 0.18 | 0.18 | 0.18 | 0.18 | 0.18 | 0.18 | 0.18 | NA | NA | NA | NA | NA | NA | NA | Yes | Yes
ALILB94113 | L | Agricultural | Lighting | Lamps/Ballasts/Fixtures | Non-Standard / Other | Commercial-All Com-IntLight | 12 | 70% | 0.50142 | 0.2 | 0.27 | 0.27 | 0.27 | 0.27 | 0.27 | 0.27 | 0.18 | 0.18 | 0.18 | 0.18 | 0.18 | 0.18 | 0.18 | 0.18 | 0.18 | 0.18 | NA | NA | NA | NA | NA | NA | NA | Yes | Yes
ALILB94114 | L | Agricultural | Lighting | Lamps/Ballasts/Fixtures | New Construction | Commercial-All Com-IntLight | 12 | 70% | 0.50142 | 0.2 | 0.27 | 0.27 | 0.27 | 0.27 | 0.27 | 0.27 | 0.18 | 0.18 | 0.18 | 0.18 | 0.18 | 0.18 | 0.18 | 0.18 | 0.18 | 0.18 | 0.18 | 0.18 | 0.13 | 0.13 | 0.13 | 0.13 | 0.13 | Yes | Yes | Yes
ALILB94123 | L | Agricultural | Lighting | Lamps/Ballasts/Fixtures | LED Low Bay | Commercial-All Com-IntLight | 12 | 70% | 0.50142 | NA | NA | NA | NA | NA | NA | NA | NA | NA | NA | NA | NA | NA | NA | NA | NA | NA | 0.18 | 0.18 | 0.13 | 0.13 | 0.13 | 0.13 | 0.13 | Yes | Yes | Yes
ALILB94124 | L | Agricultural | Lighting | Lamps/Ballasts/Fixtures | LED Mogul Base | Commercial-All Com-IntLight | 12 | 70% | 0.50142 | NA | NA | NA | NA | NA | NA | NA | NA | NA | NA | NA | NA | NA | NA | NA | NA | NA | 0.18 | 0.18 | 0.13 | 0.13 | 0.13 | 0.13 | 0.13 | Yes | Yes | Yes
ALILB94125 | L | Agricultural | Lighting | Lamps/Ballasts/Fixtures | LED Exit Sign | FLAT-System | 12 | 70% | 0.54398 | NA | NA | NA | NA | NA | NA | NA | NA | NA | NA | NA | NA | NA | NA | NA | NA | NA | 0.18 | 0.18 | 0.13 | 0.13 | 0.13 | 0.13 | 0.13 | Yes | Yes | Yes
ALILB94126 | L | Agricultural | Lighting | Lamps/Ballasts/Fixtures | Fluorescent | Commercial-All Com-IntLight | 12 | 70% | 0.50142 | NA | NA | NA | NA | NA | NA | NA | NA | NA | NA | NA | NA | NA | NA | NA | NA | NA | 0.18 | 0.18 | 0.13 | 0.13 | 0.13 | 0.13 | 0.13 | Yes | Yes | Yes
ALILB94127 | L | Agricultural | Lighting | Lamps/Ballasts/Fixtures | Signage | Commercial-All Com-IntLight | 12 | 70% | 0.50142 | NA | NA | NA | NA | NA | NA | NA | NA | NA | NA | NA | NA | NA | NA | NA | NA | NA | 0.18 | 0.18 | 0.13 | 0.13 | 0.13 | 0.13 | 0.13 | Yes | Yes | Yes
ALILB94128 | L | Agricultural | Lighting | Lamps/Ballasts/Fixtures | Existing Equipment | Commercial-All Com-IntLight | [30 empty] | Yes
ALILC84055 | R | Agricultural | Lighting | Lighting Controls | Control Panels | Commercial-All Com-IntLight | 7 | 70% | 0.33701 | 0.15 | 0.2 | 0.2 | 0.2 | 0.25 | 0.25 | 0.25 | 0.18 | 0.18 | 0.18 | 0.18 | 0.18 | 0.18 | 0.18 | 0.18 | 0.18 | 0.18 | NA | NA | NA | NA | NA | NA | NA | Yes | Yes
ALILC84056 | R | Agricultural | Lighting | Lighting Controls | Daylighting | Commercial-All Com-IntLight | 7 | 70% | 0.33701 | 0.15 | 0.2 | 0.2 | 0.2 | 0.25 | 0.25 | 0.25 | 0.18 | 0.18 | 0.18 | 0.18 | 0.18 | 0.18 | 0.18 | 0.18 | 0.18 | 0.18 | NA | NA | NA | NA | NA | NA | NA | Yes | Yes
ALILC84057 | R | Agricultural | Lighting | Lighting Controls | Occupancy Sensors | Commercial-All Com-IntLight | 7 | 70% | 0.33701 | 0.15 | 0.2 | 0.2 | 0.2 | 0.25 | 0.25 | 0.25 | 0.18 | 0.18 | 0.18 | 0.18 | 0.18 | 0.18 | 0.18 | 0.18 | 0.18 | 0.18 | NA | NA | NA | NA | NA | NA | NA | Yes | Yes
ALILC84058 | R | Agricultural | Lighting | Lighting Controls | Photocells | Commercial-All Com-ExtLight | 7 | 70% | 0.45904 | 0.15 | 0.2 | 0.2 | 0.2 | 0.25 | 0.25 | 0.25 | 0.18 | 0.18 | 0.18 | 0.18 | 0.18 | 0.18 | 0.18 | 0.18 | 0.18 | 0.18 | NA | NA | NA | NA | NA | NA | NA | Yes | Yes
ALILC84059 | R | Agricultural | Lighting | Lighting Controls | Timers | Commercial-All Com-IntLight | 7 | 70% | 0.33701 | 0.15 | 0.2 | 0.2 | 0.2 | 0.25 | 0.25 | 0.25 | 0.18 | 0.18 | 0.18 | 0.18 | 0.18 | 0.18 | 0.18 | 0.18 | 0.18 | 0.18 | NA | NA | NA | NA | NA | NA | NA | Yes | Yes
ALILC84111 | R | Agricultural | Lighting | Lighting Controls | Controls | Commercial-All Com-IntLight | 7 | 70% | 0.33701 | 0.2 | 0.27 | 0.27 | 0.27 | 0.27 | 0.27 | 0.27 | 0.18 | 0.18 | 0.18 | 0.18 | 0.18 | 0.18 | 0.18 | 0.18 | 0.18 | 0.18 | 0.18 | 0.18 | 0.13 | 0.13 | 0.13 | 0.13 | 0.13 | Yes | Yes | Yes
ALILC94055 | L | Agricultural | Lighting | Lighting Controls | Control Panels | Commercial-All Com-IntLight | 7 | 70% | 0.33701 | 0.15 | 0.27 | 0.27 | 0.27 | 0.27 | 0.27 | 0.27 | 0.18 | 0.18 | 0.18 | 0.18 | 0.18 | 0.18 | 0.18 | 0.18 | 0.18 | 0.18 | NA | NA | NA | NA | NA | NA | NA | Yes | Yes
ALILC94056 | L | Agricultural | Lighting | Lighting Controls | Daylighting | Commercial-All Com-IntLight | 7 | 70% | 0.33701 | 0.15 | 0.27 | 0.27 | 0.27 | 0.27 | 0.27 | 0.27 | 0.18 | 0.18 | 0.18 | 0.18 | 0.18 | 0.18 | 0.18 | 0.18 | 0.18 | 0.18 | NA | NA | NA | NA | NA | NA | NA | Yes | Yes
ALILC94057 | L | Agricultural | Lighting | Lighting Controls | Occupancy Sensors | Commercial-All Com-IntLight | 7 | 70% | 0.33701 | 0.15 | 0.27 | 0.27 | 0.27 | 0.27 | 0.27 | 0.27 | 0.18 | 0.18 | 0.18 | 0.18 | 0.18 | 0.18 | 0.18 | 0.18 | 0.18 | 0.18 | NA | NA | NA | NA | NA | NA | NA | Yes | Yes
ALILC94058 | L | Agricultural | Lighting | Lighting Controls | Photocells | Commercial-All Com-ExtLight | 7 | 70% | 0.45904 | 0.15 | 0.27 | 0.27 | 0.27 | 0.27 | 0.27 | 0.27 | 0.18 | 0.18 | 0.18 | 0.18 | 0.18 | 0.18 | 0.18 | 0.18 | 0.18 | 0.18 | NA | NA | NA | NA | NA | NA | NA | Yes | Yes
ALILC94059 | L | Agricultural | Lighting | Lighting Controls | Timers | Commercial-All Com-IntLight | 7 | 70% | 0.33701 | 0.15 | 0.27 | 0.27 | 0.27 | 0.27 | 0.27 | 0.27 | 0.18 | 0.18 | 0.18 | 0.18 | 0.18 | 0.18 | 0.18 | 0.18 | 0.18 | 0.18 | NA | NA | NA | NA | NA | NA | NA | Yes | Yes
ALILC94111 | L | Agricultural | Lighting | Lighting Controls | Controls | Commercial-All Com-IntLight | 7 | 70% | 0.33701 | 0.2 | 0.27 | 0.27 | 0.27 | 0.27 | 0.27 | 0.27 | 0.18 | 0.18 | 0.18 | 0.18 | 0.18 | 0.18 | 0.18 | 0.18 | 0.18 | 0.18 | 0.18 | 0.18 | 0.13 | 0.13 | 0.13 | 0.13 | 0.13 | Yes | Yes | Yes
AMDCI84092 | R | Agricultural | Motors/Drives | Compressed Air System Improvements | Motors/Drives Installation on Compressed Air System | FLAT-System | 10 | 70% | 0.46104 | 0.15 | 0.2 | 0.2 | 0.2 | 0.25 | 0.25 | 0.25 | 0.25 | 0.25 | 0.25 | 0.25 | 0.25 | 0.25 | 0.25 | 0.25 | 0.25 | 0.25 | 0.25 | 0.25 | 0.25 | 0.25 | 0.25 | 0.33 | 0.33 | Yes | Yes | Yes
AMDCI94092 | L | Agricultural | Motors/Drives | Compressed Air System Improvements | Motors/Drives Installation on Compressed Air System | FLAT-System | 10 | 70% | 0.46104 | 0.15 | 0.27 | 0.27 | 0.27 | 0.27 | 0.27 | 0.27 | 0.27 | 0.27 | 0.27 | 0.27 | 0.27 | 0.27 | 0.27 | 0.27 | 0.27 | 0.27 | 0.27 | 0.27 | 0.27 | 0.27 | 0.27 | 0.33 | 0.33 | Yes | Yes | Yes
AMDMC84061 | R | Agricultural | Motors/Drives | Motors/Drives Controls | Dairy Milking Machine Control Improvements (VFD) | A-Da-Proc-MilkingSchedule-All-All-S | 10 | 70% | 0.58512 | 0.15 | 0.2 | 0.2 | 0.2 | 0.25 | 0.25 | 0.25 | 0.25 | 0.25 | 0.25 | 0.25 | 0.25 | 0.25 | 0.25 | 0.25 | 0.25 | 0.25 | 0.25 | 0.25 | 0.25 | 0.25 | 0.25 | 0.33 | 0.33 | Yes | Yes | Yes
AMDMC84062 | R | Agricultural | Motors/Drives | Motors/Drives Controls | Electronically Commutated Motor (ECM) | A-Irr-Irr-Irrigation-All-All-E | 10 | 70% | 0.46921 | 0.15 | 0.2 | 0.2 | 0.2 | 0.25 | 0.25 | 0.25 | 0.25 | 0.25 | 0.25 | 0.25 | 0.25 | 0.25 | 0.25 | 0.25 | 0.25 | 0.25 | 0.25 | 0.25 | 0.25 | 0.25 | 0.25 | 0.33 | 0.33 | Yes | Yes | Yes
AMDMC84063 | R | Agricultural | Motors/Drives | Motors/Drives Controls | Energy Management Systems/System Controls | A-Irr-Irr-Irrigation-All-All-E | 10 | 70% | 0.46921 | 0.15 | 0.2 | 0.2 | 0.2 | 0.25 | 0.25 | 0.25 | 0.25 | 0.25 | 0.25 | 0.25 | 0.25 | 0.25 | 0.25 | 0.25 | 0.25 | 0.25 | 0.25 | 0.25 | 0.25 | 0.25 | 0.25 | 0.33 | 0.33 | Yes | Yes | Yes
AMDMC84064 | R | Agricultural | Motors/Drives | Motors/Drives Controls | Motors/Drives Control Improvements (non-VFD) | A-Da-Proc-MilkingSchedule-All-All-S | 10 | 70% | 0.58512 | 0.15 | 0.2 | 0.2 | 0.2 | 0.25 | 0.25 | 0.25 | 0.25 | 0.25 | 0.25 | 0.25 | 0.25 | 0.25 | 0.25 | 0.25 | 0.25 | 0.25 | 0.25 | 0.25 | 0.25 | 0.25 | 0.25 | 0.33 | 0.33 | Yes | Yes | Yes
AMDMC94061 | L | Agricultural | Motors/Drives | Motors/Drives Controls | Dairy Milking Machine Control Improvements (VFD) | A-Da-Proc-MilkingSchedule-All-All-S | 10 | 70% | 0.58512 | 0.15 | 0.27 | 0.27 | 0.27 | 0.27 | 0.27 | 0.27 | 0.27 | 0.27 | 0.27 | 0.27 | 0.27 | 0.27 | 0.27 | 0.27 | 0.27 | 0.27 | 0.27 | 0.27 | 0.27 | 0.27 | 0.27 | 0.33 | 0.33 | Yes | Yes | Yes
AMDMC94062 | L | Agricultural | Motors/Drives | Motors/Drives Controls | Electronically Commutated Motor (ECM) | A-Irr-Irr-Irrigation-All-All-E | 10 | 70% | 0.46921 | 0.15 | 0.27 | 0.27 | 0.27 | 0.27 | 0.27 | 0.27 | 0.27 | 0.27 | 0.27 | 0.27 | 0.27 | 0.27 | 0.27 | 0.27 | 0.27 | 0.27 | 0.27 | 0.27 | 0.27 | 0.27 | 0.27 | 0.33 | 0.33 | Yes | Yes | Yes
AMDMC94063 | L | Agricultural | Motors/Drives | Motors/Drives Controls | Energy Management Systems/System Controls | A-Irr-Irr-Irrigation-All-All-E | 10 | 70% | 0.46921 | 0.15 | 0.27 | 0.27 | 0.27 | 0.27 | 0.27 | 0.27 | 0.27 | 0.27 | 0.27 | 0.27 | 0.27 | 0.27 | 0.27 | 0.27 | 0.27 | 0.27 | 0.27 | 0.27 | 0.27 | 0.27 | 0.27 | 0.33 | 0.33 | Yes | Yes | Yes
AMDMC94064 | L | Agricultural | Motors/Drives | Motors/Drives Controls | Motors/Drives Control Improvements (non-VFD) | A-Da-Proc-MilkingSchedule-All-All-S | 10 | 70% | 0.58512 | 0.15 | 0.27 | 0.27 | 0.27 | 0.27 | 0.27 | 0.27 | 0.27 | 0.27 | 0.27 | 0.27 | 0.27 | 0.27 | 0.27 | 0.27 | 0.27 | 0.27 | 0.27 | 0.27 | 0.27 | 0.27 | 0.27 | 0.33 | 0.33 | Yes | Yes | Yes
AMDMO84060 | R | Agricultural | Motors/Drives | Motors | Motors | A-Irr-Irr-Irrigation-All-All-E | 10 | 70% | 0.46921 | 0.15 | 0.2 | 0.2 | 0.2 | 0.25 | 0.25 | 0.25 | 0.25 | 0.25 | 0.25 | 0.25 | 0.25 | 0.25 | 0.25 | 0.25 | 0.25 | 0.25 | 0.25 | 0.25 | 0.25 | 0.25 | 0.25 | 0.33 | 0.33 | Yes | Yes | Yes
AMDMO94060 | L | Agricultural | Motors/Drives | Motors | Motors | A-Irr-Irr-Irrigation-All-All-E | 10 | 70% | 0.46921 | 0.15 | 0.27 | 0.27 | 0.27 | 0.27 | 0.27 | 0.27 | 0.27 | 0.27 | 0.27 | 0.27 | 0.27 | 0.27 | 0.27 | 0.27 | 0.27 | 0.27 | 0.27 | 0.27 | 0.27 | 0.27 | 0.27 | 0.33 | 0.33 | Yes | Yes | Yes
AMDPF84066 | R | Agricultural | Motors/Drives | Pumps and Fans | Motors/Drives Installation on Fan System | A-Da-Proc-MilkingSchedule-All-All-S | 10 | 70% | 0.58512 | 0.15 | 0.2 | 0.2 | 0.2 | 0.25 | 0.25 | 0.25 | 0.25 | 0.25 | 0.25 | 0.25 | 0.25 | 0.25 | 0.25 | 0.25 | 0.25 | 0.25 | 0.25 | 0.25 | 0.25 | 0.25 | 0.25 | 0.33 | 0.33 | Yes | Yes | Yes
AMDPF84093 | R | Agricultural | Motors/Drives | Pumps and Fans | Motors/Drives Installation on Pump System | A-Irr-Irr-Irrigation-All-All-E | 10 | 70% | 0.46921 | 0.15 | 0.2 | 0.2 | 0.2 | 0.25 | 0.25 | 0.25 | 0.25 | 0.25 | 0.25 | 0.25 | 0.25 | 0.25 | 0.25 | 0.25 | 0.25 | 0.25 | 0.25 | 0.25 | 0.25 | 0.25 | 0.25 | 0.33 | 0.33 | Yes | Yes | Yes
AMDPF94066 | L | Agricultural | Motors/Drives | Pumps and Fans | Motors/Drives Installation on Fan System | A-Da-Proc-MilkingSchedule-All-All-S | 10 | 70% | 0.58512 | 0.15 | 0.27 | 0.27 | 0.27 | 0.27 | 0.27 | 0.27 | 0.27 | 0.27 | 0.27 | 0.27 | 0.27 | 0.27 | 0.27 | 0.27 | 0.27 | 0.27 | 0.27 | 0.27 | 0.27 | 0.27 | 0.27 | 0.33 | 0.33 | Yes | Yes | Yes
AMDPF94093 | L | Agricultural | Motors/Drives | Pumps and Fans | Motors/Drives Installation on Pump System | A-Irr-Irr-Irrigation-All-All-E | 10 | 70% | 0.46921 | 0.15 | 0.27 | 0.27 | 0.27 | 0.27 | 0.27 | 0.27 | 0.27 | 0.27 | 0.27 | 0.27 | 0.27 | 0.27 | 0.27 | 0.27 | 0.27 | 0.27 | 0.27 | 0.27 | 0.27 | 0.27 | 0.27 | 0.33 | 0.33 | Yes | Yes | Yes
APLPF84068 | R | Agricultural | Process Loads | Pumps and Fans | Centrifugal Pump System Improvements | A-Irr-Irr-Irrigation-All-All-E | 10 | 70% | 0.46921 | 0.15 | 0.2 | 0.2 | 0.2 | 0.25 | 0.25 | 0.25 | 0.25 | 0.25 | 0.25 | 0.25 | 0.25 | 0.25 | 0.25 | 0.25 | 0.25 | 0.25 | 0.25 | 0.25 | 0.25 | 0.25 | 0.25 | 0.33 | 0.33 | Yes | Yes | Yes
APLPF84069 | R | Agricultural | Process Loads | Pumps and Fans | Fan System Improvements | A-Irr-Irr-Irrigation-All-All-E | 10 | 70% | 0.46921 | 0.15 | 0.2 | 0.2 | 0.2 | 0.25 | 0.25 | 0.25 | 0.25 | 0.25 | 0.25 | 0.25 | 0.25 | 0.25 | 0.25 | 0.25 | 0.25 | 0.25 | 0.25 | 0.25 | 0.25 | 0.25 | 0.25 | 0.33 | 0.33 | Yes | Yes | Yes
APLPF84070 | R | Agricultural | Process Loads | Pumps and Fans | Pump System Improvements | A-Irr-Irr-Irrigation-All-All-E | 10 | 70% | 0.46921 | 0.15 | 0.2 | 0.2 | 0.2 | 0.25 | 0.25 | 0.25 | 0.25 | 0.25 | 0.25 | 0.25 | 0.25 | 0.25 | 0.25 | 0.25 | 0.25 | 0.25 | 0.25 | 0.25 | 0.25 | 0.25 | 0.25 | 0.33 | 0.33 | Yes | Yes | Yes
APLPF84071 | R | Agricultural | Process Loads | Pumps and Fans | Turbine Pump System Improvements | A-Irr-Irr-Irrigation-All-All-E | 10 | 70% | 0.46921 | 0.15 | 0.2 | 0.2 | 0.2 | 0.25 | 0.25 | 0.25 | 0.25 | 0.25 | 0.25 | 0.25 | 0.25 | 0.25 | 0.25 | 0.25 | 0.25 | 0.25 | 0.25 | 0.25 | 0.25 | 0.25 | 0.25 | 0.33 | 0.33 | Yes | Yes | Yes
APLPF84072 | R | Agricultural | Process Loads | Pumps and Fans | Vacuum Pump System Improvements | A-Irr-Irr-Irrigation-All-All-E | 10 | 70% | 0.46921 | 0.15 | 0.2 | 0.2 | 0.2 | 0.25 | 0.25 | 0.25 | 0.25 | 0.25 | 0.25 | 0.25 | 0.25 | 0.25 | 0.25 | 0.25 | 0.25 | 0.25 | 0.25 | 0.25 | 0.25 | 0.25 | 0.25 | 0.33 | 0.33 | Yes | Yes | Yes
APLPF94068 | L | Agricultural | Process Loads | Pumps and Fans | Centrifugal Pump System Improvements | A-Irr-Irr-Irrigation-All-All-E | 10 | 70% | 0.46921 | 0.15 | 0.27 | 0.27 | 0.27 | 0.27 | 0.27 | 0.27 | 0.27 | 0.27 | 0.27 | 0.27 | 0.27 | 0.27 | 0.27 | 0.27 | 0.27 | 0.27 | 0.27 | 0.27 | 0.27 | 0.27 | 0.27 | 0.33 | 0.33 | Yes | Yes | Yes
APLPF94069 | L | Agricultural | Process Loads | Pumps and Fans | Fan System Improvements | A-Irr-Irr-Irrigation-All-All-E | 10 | 70% | 0.46921 | 0.15 | 0.27 | 0.27 | 0.27 | 0.27 | 0.27 | 0.27 | 0.27 | 0.27 | 0.27 | 0.27 | 0.27 | 0.27 | 0.27 | 0.27 | 0.27 | 0.27 | 0.27 | 0.27 | 0.27 | 0.27 | 0.27 | 0.33 | 0.33 | Yes | Yes | Yes
APLPF94070 | L | Agricultural | Process Loads | Pumps and Fans | Pump System Improvements | A-Irr-Irr-Irrigation-All-All-E | 10 | 70% | 0.46921 | 0.15 | 0.27 | 0.27 | 0.27 | 0.27 | 0.27 | 0.27 | 0.27 | 0.27 | 0.27 | 0.27 | 0.27 | 0.27 | 0.27 | 0.27 | 0.27 | 0.27 | 0.27 | 0.27 | 0.27 | 0.27 | 0.27 | 0.33 | 0.33 | Yes | Yes | Yes
APLPF94071 | L | Agricultural | Process Loads | Pumps and Fans | Turbine Pump System Improvements | A-Irr-Irr-Irrigation-All-All-E | 10 | 70% | 0.46921 | 0.15 | 0.27 | 0.27 | 0.27 | 0.27 | 0.27 | 0.27 | 0.27 | 0.27 | 0.27 | 0.27 | 0.27 | 0.27 | 0.27 | 0.27 | 0.27 | 0.27 | 0.27 | 0.27 | 0.27 | 0.27 | 0.27 | 0.33 | 0.33 | Yes | Yes | Yes
APLPF94072 | L | Agricultural | Process Loads | Pumps and Fans | Vacuum Pump System Improvements | A-Irr-Irr-Irrigation-All-All-E | 10 | 70% | 0.46921 | 0.15 | 0.27 | 0.27 | 0.27 | 0.27 | 0.27 | 0.27 | 0.27 | 0.27 | 0.27 | 0.27 | 0.27 | 0.27 | 0.27 | 0.27 | 0.27 | 0.27 | 0.27 | 0.27 | 0.27 | 0.27 | 0.27 | 0.33 | 0.33 | Yes | Yes | Yes
APLPL84094 | R | Agricultural | Process Loads | Process Loads System Improvements | Interactive Process Loads System Improvements | A-Irr-Irr-Irrigation-All-All-E | 10 | 70% | 0.46921 | 0.15 | 0.2 | 0.2 | 0.2 | 0.25 | 0.25 | 0.25 | 0.25 | 0.25 | 0.25 | 0.25 | 0.25 | 0.25 | 0.25 | 0.25 | 0.25 | 0.25 | 0.25 | 0.25 | 0.25 | 0.25 | 0.25 | 0.33 | 0.33 | Yes | Yes | Yes
APLPL94094 | L | Agricultural | Process Loads | Process Loads System Improvements | Interactive Process Loads System Improvements | A-Irr-Irr-Irrigation-All-All-E | 10 | 70% | 0.46921 | 0.15 | 0.27 | 0.27 | 0.27 | 0.27 | 0.27 | 0.27 | 0.27 | 0.27 | 0.27 | 0.27 | 0.27 | 0.27 | 0.27 | 0.27 | 0.27 | 0.27 | 0.27 | 0.27 | 0.27 | 0.27 | 0.27 | 0.33 | 0.33 | Yes | Yes | Yes
AREDS84073 | R | Agricultural | Refrigeration | Dairy System Improvements | Heat Recovery Improvements | A-Da-Proc-MilkingSchedule-All-All-S | 10 | 70% | 0.58512 | 0.15 | 0.2 | 0.2 | 0.2 | 0.25 | 0.25 | 0.25 | 0.25 | 0.25 | 0.25 | 0.25 | 0.25 | 0.25 | 0.25 | 0.25 | 0.25 | 0.25 | 0.25 | 0.25 | 0.25 | 0.25 | 0.25 | 0.33 | 0.33 | Yes | Yes | Yes
AREDS84074 | R | Agricultural | Refrigeration | Dairy System Improvements | Plate Milk Pre-cooler | A-Da-Proc-MilkingSchedule-All-All-S | 10 | 70% | 0.58512 | 0.15 | 0.2 | 0.2 | 0.2 | 0.25 | 0.25 | 0.25 | 0.25 | 0.25 | 0.25 | 0.25 | 0.25 | 0.25 | 0.25 | 0.25 | 0.25 | 0.25 | 0.25 | 0.25 | 0.25 | 0.25 | 0.25 | 0.33 | 0.33 | Yes | Yes | Yes
AREDS94073 | L | Agricultural | Refrigeration | Dairy System Improvements | Heat Recovery Improvements | A-Da-Proc-MilkingSchedule-All-All-S | 10 | 70% | 0.58512 | 0.15 | 0.27 | 0.27 | 0.27 | 0.27 | 0.27 | 0.27 | 0.27 | 0.27 | 0.27 | 0.27 | 0.27 | 0.27 | 0.27 | 0.27 | 0.27 | 0.27 | 0.27 | 0.27 | 0.27 | 0.27 | 0.27 | 0.33 | 0.33 | Yes | Yes | Yes
AREDS94074 | L | Agricultural | Refrigeration | Dairy System Improvements | Plate Milk Pre-cooler | A-Da-Proc-MilkingSchedule-All-All-S | 10 | 70% | 0.58512 | 0.15 | 0.27 | 0.27 | 0.27 | 0.27 | 0.27 | 0.27 | 0.27 | 0.27 | 0.27 | 0.27 | 0.27 | 0.27 | 0.27 | 0.27 | 0.27 | 0.27 | 0.27 | 0.27 | 0.27 | 0.27 | 0.27 | 0.33 | 0.33 | Yes | Yes | Yes
AREHR84075 | R | Agricultural | Refrigeration | Heat Recovery | Heat Recovery Improvements | A-Da-Proc-MilkingSchedule-All-All-S | 10 | 70% | 0.58512 | 0.15 | 0.2 | 0.2 | 0.2 | 0.25 | 0.25 | 0.25 | 0.25 | 0.25 | 0.25 | 0.25 | 0.25 | 0.25 | 0.25 | 0.25 | 0.25 | 0.25 | 0.25 | 0.25 | 0.25 | 0.25 | 0.25 | 0.33 | 0.33 | Yes | Yes | Yes
AREHR94075 | L | Agricultural | Refrigeration | Heat Recovery | Heat Recovery Improvements | A-Da-Proc-MilkingSchedule-All-All-S | 10 | 70% | 0.58512 | 0.15 | 0.27 | 0.27 | 0.27 | 0.27 | 0.27 | 0.27 | 0.27 | 0.27 | 0.27 | 0.27 | 0.27 | 0.27 | 0.27 | 0.27 | 0.27 | 0.27 | 0.27 | 0.27 | 0.27 | 0.27 | 0.27 | 0.33 | 0.33 | Yes | Yes | Yes
AREPF84077 | R | Agricultural | Refrigeration | Pumps and Fans | Condensor Fan System Improvements | C-All-Ref-Refrig-All-All-C | 10 | 70% | 0.46016 | 0.15 | 0.2 | 0.2 | 0.2 | 0.25 | 0.25 | 0.25 | 0.25 | 0.25 | 0.25 | 0.25 | 0.25 | 0.25 | 0.25 | 0.25 | 0.25 | 0.25 | 0.25 | 0.25 | 0.25 | 0.25 | 0.25 | 0.33 | 0.33 | Yes | Yes | Yes
AREPF84078 | R | Agricultural | Refrigeration | Pumps and Fans | Evaporator Coil Fan System Improvements | C-All-Ref-Refrig-All-All-C | 10 | 70% | 0.46016 | 0.15 | 0.2 | 0.2 | 0.2 | 0.25 | 0.25 | 0.25 | 0.25 | 0.25 | 0.25 | 0.25 | 0.25 | 0.25 | 0.25 | 0.25 | 0.25 | 0.25 | 0.25 | 0.25 | 0.25 | 0.25 | 0.25 | 0.33 | 0.33 | Yes | Yes | Yes
AREPF84079 | R | Agricultural | Refrigeration | Pumps and Fans | Evaporator Fan System Improvements | C-All-Ref-Refrig-All-All-C | 10 | 70% | 0.46016 | 0.15 | 0.2 | 0.2 | 0.2 | 0.25 | 0.25 | 0.25 | 0.25 | 0.25 | 0.25 | 0.25 | 0.25 | 0.25 | 0.25 | 0.25 | 0.25 | 0.25 | 0.25 | 0.25 | 0.25 | 0.25 | 0.25 | 0.33 | 0.33 | Yes | Yes | Yes
AREPF94077 | L | Agricultural | Refrigeration | Pumps and Fans | Condensor Fan System Improvements | C-All-Ref-Refrig-All-All-C | 10 | 70% | 0.46016 | 0.15 | 0.27 | 0.27 | 0.27 | 0.27 | 0.27 | 0.27 | 0.27 | 0.27 | 0.27 | 0.27 | 0.27 | 0.27 | 0.27 | 0.27 | 0.27 | 0.27 | 0.27 | 0.27 | 0.27 | 0.27 | 0.27 | 0.33 | 0.33 | Yes | Yes | Yes
AREPF94078 | L | Agricultural | Refrigeration | Pumps and Fans | Evaporator Coil Fan System Improvements | C-All-Ref-Refrig-All-All-C | 10 | 70% | 0.46016 | 0.15 | 0.27 | 0.27 | 0.27 | 0.27 | 0.27 | 0.27 | 0.27 | 0.27 | 0.27 | 0.27 | 0.27 | 0.27 | 0.27 | 0.27 | 0.27 | 0.27 | 0.27 | 0.27 | 0.27 | 0.27 | 0.27 | 0.33 | 0.33 | Yes | Yes | Yes
AREPF94079 | L | Agricultural | Refrigeration | Pumps and Fans | Evaporator Fan System Improvements | C-All-Ref-Refrig-All-All-C | 10 | 70% | 0.46016 | 0.15 | 0.27 | 0.27 | 0.27 | 0.27 | 0.27 | 0.27 | 0.27 | 0.27 | 0.27 | 0.27 | 0.27 | 0.27 | 0.27 | 0.27 | 0.27 | 0.27 | 0.27 | 0.27 | 0.27 | 0.27 | 0.27 | 0.33 | 0.33 | Yes | Yes | Yes
AREPR84076 | R | Agricultural | Refrigeration | Packaged Refrigeration | Packaged Refrigeration System Improvements | C-All-Ref-Refrig-All-All-C | 15 | 70% | 0.6286 | 0.15 | 0.2 | 0.2 | 0.2 | 0.25 | 0.25 | 0.25 | 0.25 | 0.25 | 0.25 | 0.25 | 0.25 | 0.25 | 0.25 | 0.25 | 0.25 | 0.25 | 0.25 | 0.25 | 0.25 | 0.25 | 0.25 | 0.33 | 0.33 | Yes | Yes | Yes
AREPR94076 | L | Agricultural | Refrigeration | Packaged Refrigeration | Packaged Refrigeration System Improvements | C-All-Ref-Refrig-All-All-C | 15 | 70% | 0.6286 | 0.15 | 0.27 | 0.27 | 0.27 | 0.27 | 0.27 | 0.27 | 0.27 | 0.27 | 0.27 | 0.27 | 0.27 | 0.27 | 0.27 | 0.27 | 0.27 | 0.27 | 0.27 | 0.27 | 0.27 | 0.27 | 0.27 | 0.33 | 0.33 | Yes | Yes | Yes
ARERC84080 | R | Agricultural | Refrigeration | Refrigeration System Controls | Defrost Control Improvements | C-All-Ref-Refrig-All-All-C | 5 | 70% | 0.28938 | 0.15 | 0.2 | 0.2 | 0.2 | 0.25 | 0.25 | 0.25 | 0.25 | 0.25 | 0.25 | 0.25 | 0.25 | 0.25 | 0.25 | 0.25 | 0.25 | 0.25 | 0.25 | 0.25 | 0.25 | 0.25 | 0.25 | 0.33 | 0.33 | Yes | Yes | Yes
ARERC84081 | R | Agricultural | Refrigeration | Refrigeration System Controls | Refrigeration Control Improvements (non-VFD) | C-All-Ref-Refrig-All-All-C | 5 | 70% | 0.28938 | 0.15 | 0.2 | 0.2 | 0.2 | 0.25 | 0.25 | 0.25 | 0.25 | 0.25 | 0.25 | 0.25 | 0.25 | 0.25 | 0.25 | 0.25 | 0.25 | 0.25 | 0.25 | 0.25 | 0.25 | 0.25 | 0.25 | 0.33 | 0.33 | Yes | Yes | Yes
ARERC84082 | R | Agricultural | Refrigeration | Refrigeration System Controls | Refrigeration Control Improvements (VFD) | C-All-Ref-Refrig-All-All-C | 5 | 70% | 0.28938 | 0.15 | 0.2 | 0.2 | 0.2 | 0.25 | 0.25 | 0.25 | 0.25 | 0.25 | 0.25 | 0.25 | 0.25 | 0.25 | 0.25 | 0.25 | 0.25 | 0.25 | 0.25 | 0.25 | 0.25 | 0.25 | 0.25 | 0.33 | 0.33 | Yes | Yes | Yes
ARERC94080 | L | Agricultural | Refrigeration | Refrigeration System Controls | Defrost Control Improvements | C-All-Ref-Refrig-All-All-C | 5 | 70% | 0.28938 | 0.15 | 0.27 | 0.27 | 0.27 | 0.27 | 0.27 | 0.27 | 0.27 | 0.27 | 0.27 | 0.27 | 0.27 | 0.27 | 0.27 | 0.27 | 0.27 | 0.27 | 0.27 | 0.27 | 0.27 | 0.27 | 0.27 | 0.33 | 0.33 | Yes | Yes | Yes
ARERC94081 | L | Agricultural | Refrigeration | Refrigeration System Controls | Refrigeration Control Improvements (non-VFD) | C-All-Ref-Refrig-All-All-C | 5 | 70% | 0.28938 | 0.15 | 0.27 | 0.27 | 0.27 | 0.27 | 0.27 | 0.27 | 0.27 | 0.27 | 0.27 | 0.27 | 0.27 | 0.27 | 0.27 | 0.27 | 0.27 | 0.27 | 0.27 | 0.27 | 0.27 | 0.27 | 0.27 | 0.33 | 0.33 | Yes | Yes | Yes
ARERC94082 | L | Agricultural | Refrigeration | Refrigeration System Controls | Refrigeration Control Improvements (VFD) | C-All-Ref-Refrig-All-All-C | 5 | 70% | 0.28938 | 0.15 | 0.27 | 0.27 | 0.27 | 0.27 | 0.27 | 0.27 | 0.27 | 0.27 | 0.27 | 0.27 | 0.27 | 0.27 | 0.27 | 0.27 | 0.27 | 0.27 | 0.27 | 0.27 | 0.27 | 0.27 | 0.27 | 0.33 | 0.33 | Yes | Yes | Yes
ARERI84083 | R | Agricultural | Refrigeration | Refrigeration System Improvements | Chiller Improvements | Commercial-All Com-Cool | 15 | 70% | 0.5825 | 0.15 | 0.2 | 0.2 | 0.2 | 0.25 | 0.25 | 0.25 | 0.25 | 0.25 | 0.25 | 0.25 | 0.25 | 0.25 | 0.25 | 0.25 | 0.25 | 0.25 | 0.25 | 0.25 | 0.25 | 0.25 | 0.25 | 0.33 | 0.33 | Yes | Yes | Yes
ARERI84084 | R | Agricultural | Refrigeration | Refrigeration System Improvements | Insulation | C-All-Ref-Refrig-All-All-C | 15 | 70% | 0.6286 | 0.15 | 0.2 | 0.2 | 0.2 | 0.25 | 0.25 | 0.25 | 0.25 | 0.25 | 0.25 | 0.25 | 0.25 | 0.25 | 0.25 | 0.25 | 0.25 | 0.25 | 0.25 | 0.25 | 0.25 | 0.25 | 0.25 | 0.33 | 0.33 | Yes | Yes | Yes
ARERI84085 | R | Agricultural | Refrigeration | Refrigeration System Improvements | Interactive Refrigeration System Improvements | C-All-Ref-Refrig-All-All-C | 10 | 70% | 0.46016 | 0.15 | 0.2 | 0.2 | 0.2 | 0.25 | 0.25 | 0.25 | 0.25 | 0.25 | 0.25 | 0.25 | 0.25 | 0.25 | 0.25 | 0.25 | 0.25 | 0.25 | 0.25 | 0.25 | 0.25 | 0.25 | 0.25 | 0.33 | 0.33 | Yes | Yes | Yes
ARERI94083 | L | Agricultural | Refrigeration | Refrigeration System Improvements | Chiller Improvements | Commercial-All Com-Cool | 15 | 70% | 0.5825 | 0.15 | 0.27 | 0.27 | 0.27 | 0.27 | 0.27 | 0.27 | 0.27 | 0.27 | 0.27 | 0.27 | 0.27 | 0.27 | 0.27 | 0.27 | 0.27 | 0.27 | 0.27 | 0.27 | 0.27 | 0.27 | 0.27 | 0.33 | 0.33 | Yes | Yes | Yes
ARERI94084 | L | Agricultural | Refrigeration | Refrigeration System Improvements | Insulation | C-All-Ref-Refrig-All-All-C | 15 | 70% | 0.6286 | 0.15 | 0.27 | 0.27 | 0.27 | 0.27 | 0.27 | 0.27 | 0.27 | 0.27 | 0.27 | 0.27 | 0.27 | 0.27 | 0.27 | 0.27 | 0.27 | 0.27 | 0.27 | 0.27 | 0.27 | 0.27 | 0.27 | 0.33 | 0.33 | Yes | Yes | Yes
ARERI94085 | L | Agricultural | Refrigeration | Refrigeration System Improvements | Interactive Refrigeration System Improvements | C-All-Ref-Refrig-All-All-C | 10 | 70% | 0.46016 | 0.15 | 0.27 | 0.27 | 0.27 | 0.27 | 0.27 | 0.27 | 0.27 | 0.27 | 0.27 | 0.27 | 0.27 | 0.27 | 0.27 | 0.27 | 0.27 | 0.27 | 0.27 | 0.27 | 0.27 | 0.27 | 0.27 | 0.33 | 0.33 | Yes | Yes | Yes
AUDTR84086 | R | Agricultural | Utility Distribution System | Transformers | De-Energization | A-Irr-Irr-Irrigation-All-All-E | 1 | 70% | 0.071192 | 0.05 | 0.05 | 0.05 | 0.05 | 0.05 | 0.05 | 0.05 | 0.025 | 0.025 | 0.025 | 0.025 | 0.025 | 0.025 | 0.025 | 0.025 | 0.025 | 0.025 | 0.025 | 0.025 | 0.025 | 0.025 | 0.025 | 0.025 | 0.025 | Yes | Yes | Yes
AUDTR94086 | L | Agricultural | Utility Distribution System | Transformers | De-Energization | A-Irr-Irr-Irrigation-All-All-E | 1 | 70% | 0.071192 | 0.05 | 0.05 | 0.05 | 0.05 | 0.05 | 0.05 | 0.05 | 0.025 | 0.025 | 0.025 | 0.025 | 0.025 | 0.025 | 0.025 | 0.025 | 0.025 | 0.025 | 0.025 | 0.025 | 0.025 | 0.025 | 0.025 | 0.025 | 0.025 | Yes | Yes | Yes
AWBWB84090 | R | Agricultural | Whole Bldg/Meter Level | Whole Bldg/Meter Level System Improvements | Interactive Whole Bldg/Meter Level System Improvements | A-Da-Proc-MilkingSchedule-All-All-S | 10 | 70% | 0.58512 | 0.15 | 0.2 | 0.2 | 0.2 | 0.25 | 0.25 | 0.25 | 0.25 | 0.25 | 0.25 | 0.25 | 0.25 | 0.25 | 0.25 | 0.25 | 0.25 | 0.25 | 0.25 | 0.25 | 0.25 | 0.25 | 0.25 | 0.33 | 0.33 | Yes | Yes | Yes
AWBWB94090 | L | Agricultural | Whole Bldg/Meter Level | Whole Bldg/Meter Level System Improvements | Interactive Whole Bldg/Meter Level System Improvements | A-Da-Proc-MilkingSchedule-All-All-S | 10 | 70% | 0.58512 | 0.15 | 0.27 | 0.27 | 0.27 | 0.27 | 0.27 | 0.27 | 0.27 | 0.27 | 0.27 | 0.27 | 0.27 | 0.27 | 0.27 | 0.27 | 0.27 | 0.27 | 0.27 | 0.27 | 0.27 | 0.27 | 0.27 | 0.35 | 0.35 | Yes | Yes | Yes
AWHHR84087 | R | Agricultural | Water Heating | Heat Recovery | Heat Recovery Improvements | A-Da-Proc-MilkingSchedule-All-All-S | 10 | 70% | 0.58512 | 0.15 | 0.2 | 0.2 | 0.2 | 0.25 | 0.25 | 0.25 | 0.25 | 0.25 | 0.25 | 0.25 | 0.25 | 0.25 | 0.25 | 0.25 | 0.25 | 0.25 | 0.25 | 0.25 | 0.25 | 0.25 | 0.25 | 0.33 | 0.33 | Yes | Yes | Yes
AWHHR94087 | L | Agricultural | Water Heating | Heat Recovery | Heat Recovery Improvements | A-Da-Proc-MilkingSchedule-All-All-S | 10 | 70% | 0.58512 | 0.15 | 0.27 | 0.27 | 0.27 | 0.27 | 0.27 | 0.27 | 0.27 | 0.27 | 0.27 | 0.27 | 0.27 | 0.27 | 0.27 | 0.27 | 0.27 | 0.27 | 0.27 | 0.27 | 0.27 | 0.27 | 0.27 | 0.33 | 0.33 | Yes | Yes | Yes
AWHSE84088 | R | Agricultural | Water Heating | System Efficiency Improvements | Insulation | A-Da-Proc-MilkingSchedule-All-All-S | 15 | 70% | 0.80033 | 0.15 | 0.2 | 0.2 | 0.2 | 0.25 | 0.25 | 0.25 | 0.25 | 0.25 | 0.25 | 0.25 | 0.25 | 0.25 | 0.25 | 0.25 | 0.25 | 0.25 | 0.25 | 0.25 | 0.25 | 0.25 | 0.25 | 0.33 | 0.33 | Yes | Yes | Yes
AWHSE94088 | L | Agricultural | Water Heating | System Efficiency Improvements | Insulation | A-Da-Proc-MilkingSchedule-All-All-S | 15 | 70% | 0.80033 | 0.15 | 0.27 | 0.27 | 0.27 | 0.27 | 0.27 | 0.27 | 0.27 | 0.27 | 0.27 | 0.27 | 0.27 | 0.27 | 0.27 | 0.27 | 0.27 | 0.27 | 0.27 | 0.27 | 0.27 | 0.27 | 0.27 | 0.33 | 0.33 | Yes | Yes | Yes
AWHWH84089 | R | Agricultural | Water Heating | Water Heaters | Water Heaters | A-Da-Proc-MilkingSchedule-All-All-S | 10 | 70% | 0.58512 | 0.15 | 0.2 | 0.2 | 0.2 | 0.25 | 0.25 | 0.25 | 0.25 | 0.25 | 0.25 | 0.25 | 0.25 | 0.25 | 0.25 | 0.25 | 0.25 | 0.25 | 0.25 | 0.25 | 0.25 | 0.25 | 0.25 | 0.33 | 0.33 | Yes | Yes | Yes
AWHWH94089 | L | Agricultural | Water Heating | Water Heaters | Water Heaters | A-Da-Proc-MilkingSchedule-All-All-S | 10 | 70% | 0.58512 | 0.15 | 0.27 | 0.27 | 0.27 | 0.27 | 0.27 | 0.27 | 0.27 | 0.27 | 0.27 | 0.27 | 0.27 | 0.27 | 0.27 | 0.27 | 0.27 | 0.27 | 0.27 | 0.27 | 0.27 | 0.27 | 0.27 | 0.33 | 0.33 | Yes | Yes | Yes
CCACC82001 | R | Commercial | Compressed Air | Compressed Air System Controls | Compressed Air Control Improvements (non-VFD) | Commercial-All Com-Misc | 10 | 70% | 0.42959 | 0.13 | 0.2 | 0.2 | 0.2 | 0.2 | 0.2 | 0.2 | 0.2 | 0.2 | 0.2 | 0.2 | 0.2 | 0.2 | 0.2 | 0.2 | 0.2 | 0.2 | 0.2 | 0.2 | 0.2 | 0.2 | 0.2 | 0.33 | 0.33 | Yes | Yes | Yes
CCACC82002 | R | Commercial | Compressed Air | Compressed Air System Controls | Compressed Air Control Improvements (VFD) | Commercial-All Com-Misc | 10 | 70% | 0.42959 | 0.13 | 0.2 | 0.2 | 0.2 | 0.2 | 0.2 | 0.2 | 0.2 | 0.2 | 0.2 | 0.2 | 0.2 | 0.2 | 0.2 | 0.2 | 0.2 | 0.2 | 0.2 | 0.2 | 0.2 | 0.2 | 0.2 | 0.33 | 0.33 | Yes | Yes | Yes
CCACC92001 | L | Commercial | Compressed Air | Compressed Air System Controls | Compressed Air Control Improvements (non-VFD) | Commercial-All Com-Misc | 10 | 70% | 0.42959 | 0.2 | 0.27 | 0.27 | 0.27 | 0.27 | 0.27 | 0.27 | 0.27 | 0.27 | 0.27 | 0.27 | 0.27 | 0.27 | 0.27 | 0.27 | 0.27 | 0.27 | 0.27 | 0.27 | 0.27 | 0.27 | 0.27 | 0.33 | 0.33 | Yes | Yes | Yes
CCACC92002 | L | Commercial | Compressed Air | Compressed Air System Controls | Compressed Air Control Improvements (VFD) | Commercial-All Com-Misc | 10 | 70% | 0.42959 | 0.2 | 0.27 | 0.27 | 0.27 | 0.27 | 0.27 | 0.27 | 0.27 | 0.27 | 0.27 | 0.27 | 0.27 | 0.27 | 0.27 | 0.27 | 0.27 | 0.27 | 0.27 | 0.27 | 0.27 | 0.27 | 0.27 | 0.33 | 0.33 | Yes | Yes | Yes
CCACI82003 | R | Commercial | Compressed Air | Compressed Air System Improvements | Compressed Air System Compressor Improvements (non-VFD) | Commercial-All Com-Misc | 10 | 70% | 0.42959 | 0.13 | 0.2 | 0.2 | 0.2 | 0.2 | 0.2 | 0.2 | 0.2 | 0.2 | 0.2 | 0.2 | 0.2 | 0.2 | 0.2 | 0.2 | 0.2 | 0.2 | 0.2 | 0.2 | 0.2 | 0.2 | 0.2 | 0.33 | 0.33 | Yes | Yes | Yes
CCACI82004 | R | Commercial | Compressed Air | Compressed Air System Improvements | Compressed Air System Compressor Improvements (VFD) | Commercial-All Com-Misc | 10 | 70% | 0.42959 | 0.13 | 0.2 | 0.2 | 0.2 | 0.2 | 0.2 | 0.2 | 0.2 | 0.2 | 0.2 | 0.2 | 0.2 | 0.2 | 0.2 | 0.2 | 0.2 | 0.2 | 0.2 | 0.2 | 0.2 | 0.2 | 0.2 | 0.33 | 0.33 | Yes | Yes | Yes
CCACI82005 | R | Commercial | Compressed Air | Compressed Air System Improvements | Compressed Air System Demand Side Improvements | Commercial-All Com-Misc | 10 | 70% | 0.42959 | 0.13 | 0.2 | 0.2 | 0.2 | 0.2 | 0.2 | 0.2 | 0.2 | 0.2 | 0.2 | 0.2 | 0.2 | 0.2 | 0.2 | 0.2 | 0.2 | 0.2 | 0.2 | 0.2 | 0.2 | 0.2 | 0.2 | 0.33 | 0.33 | Yes | Yes | Yes
CCACI82006 | R | Commercial | Compressed Air | Compressed Air System Improvements | Compressed Air System Dryer Improvements | Commercial-All Com-Misc | 10 | 70% | 0.42959 | 0.13 | 0.2 | 0.2 | 0.2 | 0.2 | 0.2 | 0.2 | 0.2 | 0.2 | 0.2 | 0.2 | 0.2 | 0.2 | 0.2 | 0.2 | 0.2 | 0.2 | 0.2 | 0.2 | 0.2 | 0.2 | 0.2 | 0.33 | 0.33 | Yes | Yes | Yes
CCACI82007 | R | Commercial | Compressed Air | Compressed Air System Improvements | Compressed Air System Regulation Improvements | Commercial-All Com-Misc | 10 | 70% | 0.42959 | 0.13 | 0.2 | 0.2 | 0.2 | 0.2 | 0.2 | 0.2 | 0.2 | 0.2 | 0.2 | 0.2 | 0.2 | 0.2 | 0.2 | 0.2 | 0.2 | 0.2 | 0.2 | 0.2 | 0.2 | 0.2 | 0.2 | 0.33 | 0.33 | Yes | Yes | Yes
CCACI82008 | R | Commercial | Compressed Air | Compressed Air System Improvements | Compressed Air System Storage Improvements | Commercial-All Com-Misc | 10 | 70% | 0.42959 | 0.13 | 0.2 | 0.2 | 0.2 | 0.2 | 0.2 | 0.2 | 0.2 | 0.2 | 0.2 | 0.2 | 0.2 | 0.2 | 0.2 | 0.2 | 0.2 | 0.2 | 0.2 | 0.2 | 0.2 | 0.2 | 0.2 | 0.33 | 0.33 | Yes | Yes | Yes
CCACI82009 | R | Commercial | Compressed Air | Compressed Air System Improvements | Compressed Air System Supply Side Improvements | Commercial-All Com-Misc | 10 | 70% | 0.42959 | 0.13 | 0.2 | 0.2 | 0.2 | 0.2 | 0.2 | 0.2 | 0.2 | 0.2 | 0.2 | 0.2 | 0.2 | 0.2 | 0.2 | 0.2 | 0.2 | 0.2 | 0.2 | 0.2 | 0.2 | 0.2 | 0.2 | 0.33 | 0.33 | Yes | Yes | Yes
CCACI82010 | R | Commercial | Compressed Air | Compressed Air System Improvements | Compressors | Commercial-All Com-Misc | 10 | 70% | 0.42959 | 0.13 | 0.2 | 0.2 | 0.2 | 0.2 | 0.2 | 0.2 | 0.2 | 0.2 | 0.2 | 0.2 | 0.2 | 0.2 | 0.2 | 0.2 | 0.2 | 0.2 | 0.2 | 0.2 | 0.2 | 0.2 | 0.2 | 0.33 | 0.33 | Yes | Yes | Yes |  |  |  | Yes
CCACI82098 | R | Commercial | Compressed Air | Compressed Air System Improvements | Interactive Compressed Air System Supply/Demand Upgrade | Commercial-All Com-Misc | 10 | 70% | 0.42959 | 0.13 | 0.2 | 0.2 | 0.2 | 0.2 | 0.2 | 0.2 | 0.2 | 0.2 | 0.2 | 0.2 | 0.2 | 0.2 | 0.2 | 0.2 | 0.2 | 0.2 | 0.2 | 0.2 | 0.2 | 0.2 | 0.2 | 0.33 | 0.33 | Yes | Yes | Yes
CCACI92003 | L | Commercial | Compressed Air | Compressed Air System Improvements | Compressed Air System Compressor Improvements (non-VFD) | Commercial-All Com-Misc | 10 | 70% | 0.42959 | 0.2 | 0.27 | 0.27 | 0.27 | 0.27 | 0.27 | 0.27 | 0.27 | 0.27 | 0.27 | 0.27 | 0.27 | 0.27 | 0.27 | 0.27 | 0.27 | 0.27 | 0.27 | 0.27 | 0.27 | 0.27 | 0.27 | 0.33 | 0.33 | Yes | Yes | Yes
CCACI92004 | L | Commercial | Compressed Air | Compressed Air System Improvements | Compressed Air System Compressor Improvements (VFD) | Commercial-All Com-Misc | 10 | 70% | 0.42959 | 0.2 | 0.27 | 0.27 | 0.27 | 0.27 | 0.27 | 0.27 | 0.27 | 0.27 | 0.27 | 0.27 | 0.27 | 0.27 | 0.27 | 0.27 | 0.27 | 0.27 | 0.27 | 0.27 | 0.27 | 0.27 | 0.27 | 0.33 | 0.33 | Yes | Yes | Yes
CCACI92005 | L | Commercial | Compressed Air | Compressed Air System Improvements | Compressed Air System Demand Side Improvements | Commercial-All Com-Misc | 10 | 70% | 0.42959 | 0.2 | 0.27 | 0.27 | 0.27 | 0.27 | 0.27 | 0.27 | 0.27 | 0.27 | 0.27 | 0.27 | 0.27 | 0.27 | 0.27 | 0.27 | 0.27 | 0.27 | 0.27 | 0.27 | 0.27 | 0.27 | 0.27 | 0.33 | 0.33 | Yes | Yes | Yes
CCACI92006 | L | Commercial | Compressed Air | Compressed Air System Improvements | Compressed Air System Dryer Improvements | Commercial-All Com-Misc | 10 | 70% | 0.42959 | 0.2 | 0.27 | 0.27 | 0.27 | 0.27 | 0.27 | 0.27 | 0.27 | 0.27 | 0.27 | 0.27 | 0.27 | 0.27 | 0.27 | 0.27 | 0.27 | 0.27 | 0.27 | 0.27 | 0.27 | 0.27 | 0.27 | 0.33 | 0.33 | Yes | Yes | Yes
CCACI92007 | L | Commercial | Compressed Air | Compressed Air System Improvements | Compressed Air System Regulation Improvements | Commercial-All Com-Misc | 10 | 70% | 0.42959 | 0.2 | 0.27 | 0.27 | 0.27 | 0.27 | 0.27 | 0.27 | 0.27 | 0.27 | 0.27 | 0.27 | 0.27 | 0.27 | 0.27 | 0.27 | 0.27 | 0.27 | 0.27 | 0.27 | 0.27 | 0.27 | 0.27 | 0.33 | 0.33 | Yes | Yes | Yes
CCACI92008 | L | Commercial | Compressed Air | Compressed Air System Improvements | Compressed Air System Storage Improvements | Commercial-All Com-Misc | 10 | 70% | 0.42959 | 0.2 | 0.27 | 0.27 | 0.27 | 0.27 | 0.27 | 0.27 | 0.27 | 0.27 | 0.27 | 0.27 | 0.27 | 0.27 | 0.27 | 0.27 | 0.27 | 0.27 | 0.27 | 0.27 | 0.27 | 0.27 | 0.27 | 0.33 | 0.33 | Yes | Yes | Yes
CCACI92009 | L | Commercial | Compressed Air | Compressed Air System Improvements | Compressed Air System Supply Side Improvements | Commercial-All Com-Misc | 10 | 70% | 0.42959 | 0.2 | 0.27 | 0.27 | 0.27 | 0.27 | 0.27 | 0.27 | 0.27 | 0.27 | 0.27 | 0.27 | 0.27 | 0.27 | 0.27 | 0.27 | 0.27 | 0.27 | 0.27 | 0.27 | 0.27 | 0.27 | 0.27 | 0.33 | 0.33 | Yes | Yes | Yes
CCACI92010 | L | Commercial | Compressed Air | Compressed Air System Improvements | Compressors | Commercial-All Com-Misc | 10 | 70% | 0.42959 | 0.2 | 0.27 | 0.27 | 0.27 | 0.27 | 0.27 | 0.27 | 0.27 | 0.27 | 0.27 | 0.27 | 0.27 | 0.27 | 0.27 | 0.27 | 0.27 | 0.27 | 0.27 | 0.27 | 0.27 | 0.27 | 0.27 | 0.33 | 0.33 | Yes | Yes | Yes |  |  |  | Yes
CCACI92098 | L | Commercial | Compressed Air | Compressed Air System Improvements | Interactive Compressed Air System Supply/Demand Upgrade | Commercial-All Com-Misc | 10 | 70% | 0.42959 | 0.2 | 0.27 | 0.27 | 0.27 | 0.27 | 0.27 | 0.27 | 0.27 | 0.27 | 0.27 | 0.27 | 0.27 | 0.27 | 0.27 | 0.27 | 0.27 | 0.27 | 0.27 | 0.27 | 0.27 | 0.27 | 0.27 | 0.33 | 0.33 | Yes | Yes | Yes
CCAHR82011 | R | Commercial | Compressed Air | Heat Recovery | Heat Recovery Improvements | Commercial-All Com-Misc | 10 | 70% | 0.42959 | 0.13 | 0.2 | 0.2 | 0.2 | 0.2 | 0.2 | 0.2 | 0.2 | 0.2 | 0.2 | 0.2 | 0.2 | 0.2 | 0.2 | 0.2 | 0.2 | 0.2 | 0.2 | 0.2 | 0.2 | 0.2 | 0.2 | 0.33 | 0.33 | Yes | Yes | Yes
CCAHR92011 | L | Commercial | Compressed Air | Heat Recovery | Heat Recovery Improvements | Commercial-All Com-Misc | 10 | 70% | 0.42959 | 0.2 | 0.27 | 0.27 | 0.27 | 0.27 | 0.27 | 0.27 | 0.27 | 0.27 | 0.27 | 0.27 | 0.27 | 0.27 | 0.27 | 0.27 | 0.27 | 0.27 | 0.27 | 0.27 | 0.27 | 0.27 | 0.27 | 0.33 | 0.33 | Yes | Yes | Yes
CELCT82012 | R | Commercial | Electronics | Computer Technologies | Server Virtualization/Load Reduction | Commercial-All Com-OffEquip | 5 | 70% | 0.26881 | 0.13 | 0.2 | 0.2 | 0.2 | 0.2 | 0.2 | 0.2 | 0.2 | 0.2 | 0.2 | 0.2 | 0.2 | 0.2 | 0.2 | 0.2 | 0.2 | 0.2 | 0.2 | 0.2 | 0.2 | 0.2 | 0.2 | 0.33 | 0.33 | Yes | Yes | Yes
CELCT82013 | R | Commercial | Electronics | Computer Technologies | Servers | Commercial-All Com-OffEquip | 5 | 70% | 0.26881 | 0.13 | 0.2 | 0.2 | 0.2 | 0.2 | 0.2 | 0.2 | 0.2 | 0.2 | 0.2 | 0.2 | 0.2 | 0.2 | 0.2 | 0.2 | 0.2 | 0.2 | 0.2 | 0.2 | 0.2 | 0.2 | 0.2 | 0.33 | 0.33 | Yes | Yes | Yes
CELCT82120 | R | Commercial | Electronics | Computer Technologies | Uninterruptible Power Supply (UPS) - <10 KVA | Commercial-All Com-OffEquip | 5 | 70% | 0.26881 | 0.13 | 0.2 | 0.2 | 0.2 | 0.2 | 0.2 | 0.2 | 0.2 | 0.2 | 0.2 | 0.2 | 0.2 | 0.2 | 0.2 | 0.2 | 0.2 | 0.2 | 0.2 | 0.2 | 0.2 | 0.2 | 0.2 | 0.33 | 0.33 | Yes | Yes | Yes
CELCT82121 | R | Commercial | Electronics | Computer Technologies | Uninterruptible Power Supply (UPS) - >10 KVA | Commercial-All Com-OffEquip | 12 | 70% | 0.50158 | 0.13 | 0.2 | 0.2 | 0.2 | 0.2 | 0.2 | 0.2 | 0.2 | 0.2 | 0.2 | 0.2 | 0.2 | 0.2 | 0.2 | 0.2 | 0.2 | 0.2 | 0.2 | 0.2 | 0.2 | 0.2 | 0.2 | 0.33 | 0.33 | Yes | Yes | Yes
CELCT92012 | L | Commercial | Electronics | Computer Technologies | Server Virtualization/Load Reduction | Commercial-All Com-OffEquip | 5 | 70% | 0.26881 | 0.2 | 0.27 | 0.27 | 0.27 | 0.27 | 0.27 | 0.27 | 0.27 | 0.27 | 0.27 | 0.27 | 0.27 | 0.27 | 0.27 | 0.27 | 0.27 | 0.27 | 0.27 | 0.27 | 0.27 | 0.27 | 0.27 | 0.33 | 0.33 | Yes | Yes | Yes
CELCT92013 | L | Commercial | Electronics | Computer Technologies | Servers | Commercial-All Com-OffEquip | 5 | 70% | 0.26881 | 0.2 | 0.27 | 0.27 | 0.27 | 0.27 | 0.27 | 0.27 | 0.27 | 0.27 | 0.27 | 0.27 | 0.27 | 0.27 | 0.27 | 0.27 | 0.27 | 0.27 | 0.27 | 0.27 | 0.27 | 0.27 | 0.27 | 0.33 | 0.33 | Yes | Yes | Yes
CELCT92120 | L | Commercial | Electronics | Computer Technologies | Uninterruptible Power Supply (UPS) - <10 KVA | Commercial-All Com-OffEquip | 5 | 70% | 0.26881 | 0.2 | 0.27 | 0.27 | 0.27 | 0.27 | 0.27 | 0.27 | 0.27 | 0.27 | 0.27 | 0.27 | 0.27 | 0.27 | 0.27 | 0.27 | 0.27 | 0.27 | 0.27 | 0.27 | 0.27 | 0.27 | 0.27 | 0.33 | 0.33 | Yes | Yes | Yes
CELCT92121 | L | Commercial | Electronics | Computer Technologies | Uninterruptible Power Supply (UPS) - >10 KVA | Commercial-All Com-OffEquip | 12 | 70% | 0.50158 | 0.2 | 0.27 | 0.27 | 0.27 | 0.27 | 0.27 | 0.27 | 0.27 | 0.27 | 0.27 | 0.27 | 0.27 | 0.27 | 0.27 | 0.27 | 0.27 | 0.27 | 0.27 | 0.27 | 0.27 | 0.27 | 0.27 | 0.33 | 0.33 | Yes | Yes | Yes
CEPSR82145 | R | Commercial | Energy Project Manager | Staffing Resource | Staffing Resource | C-All-SecTotal-ER-All-All-E | 1 |  |  | 2019-10-01: 0.025; 2021-04-01: 0.025; 2022-04-01: 0.025; 2023-10-01: 0.025; 2024-04-01: 0.025 | [5 empty] | Yes
CFDCA82148 | R | Commercial | Facility Distribution System | Capacitors | Fixed and Switched Shunt Capacitor | C-All-SecTotal-ER-All-All-E | 30 | 70% |  | NA | NA | NA | NA | NA | NA | NA | NA | NA | NA | NA | NA | NA | NA | NA | NA | NA | NA | NA | 0.35 | 0.35 | 0.35 | 0.38 | 0.38 | Yes | Yes | Yes
CFDCA92148 | L | Commercial | Facility Distribution System | Capacitors | Fixed and Switched Shunt Capacitor | C-All-SecTotal-ER-All-All-E | 30 | 70% |  | NA | NA | NA | NA | NA | NA | NA | NA | NA | NA | NA | NA | NA | NA | NA | NA | NA | NA | NA | 0.35 | 0.35 | 0.35 | 0.38 | 0.38 | Yes | Yes | Yes
CFDCN82153 | R | Commercial | Facility Distribution System | Conductors | Service Conductor Replacement | C-All-SecTotal-ER-All-All-E | 35 | 70% |  | NA | NA | NA | NA | NA | NA | NA | NA | NA | NA | NA | NA | NA | NA | NA | NA | NA | NA | NA | 0.35 | 0.35 | 0.35 | 0.38 | 0.38 | Yes | Yes | Yes
CFDCN92150 | L | Commercial | Facility Distribution System | Conductors | Service Conductor Replacement | C-All-SecTotal-ER-All-All-E | 35 | 70% |  | NA | NA | NA | NA | NA | NA | NA | NA | NA | NA | NA | NA | NA | NA | NA | NA | NA | NA | NA | 0.35 | 0.35 | 0.35 | 0.38 | 0.38 | Yes | Yes | Yes
CFDPO82152 | R | Commercial | Facility Distribution System | Power Factor Improvements | VAR Management/Controls | C-All-SecTotal-ER-All-All-E | 5 | 70% |  | NA | NA | NA | NA | NA | NA | NA | NA | NA | NA | NA | NA | NA | NA | NA | NA | NA | NA | NA | 0.2 | 0.2 | 0.2 | 0.33 | 0.33 | Yes | Yes | Yes
CFDPO92152 | L | Commercial | Facility Distribution System | Power Factor Improvements | VAR Management/Controls | C-All-SecTotal-ER-All-All-E | 5 | 70% |  | NA | NA | NA | NA | NA | NA | NA | NA | NA | NA | NA | NA | NA | NA | NA | NA | NA | NA | NA | 0.27 | 0.27 | 0.27 | 0.33 | 0.33 | Yes | Yes | Yes
CFDTR82147 | R | Commercial | Facility Distribution System | Transformers | De-Energization | C-All-SecTotal-ER-All-All-E | 1 | 70% |  | NA | NA | NA | NA | NA | NA | NA | NA | NA | NA | NA | NA | NA | NA | NA | NA | NA | NA | NA | 0.03 | 0.03 | 0.025 | 0.025 | 0.025 | Yes | Yes | Yes
CFDTR82149 | R | Commercial | Facility Distribution System | Transformers | Transformers (NEMA TP-1 or Higher) | C-All-SecTotal-ER-All-All-E | 30 | 70% | 0.86396 | NA | NA | NA | NA | NA | NA | NA | NA | NA | NA | NA | NA | NA | NA | NA | NA | NA | NA | NA | NA | 0.35 | 0.35 | 0.38 | 0.38 | Yes | Yes | Yes |  |  |  |  | Yes
CFDTR92147 | L | Commercial | Facility Distribution System | Transformers | De-Energization | C-All-SecTotal-ER-All-All-E | 1 |  |  | NA | NA | NA | NA | NA | NA | NA | NA | NA | NA | NA | NA | NA | NA | NA | NA | NA | NA | NA | 0.03 | 0.03 | 0.025 | 0.025 | 0.025 | Yes | Yes | Yes
CFDTR92151 | L | Commercial | Facility Distribution System | Transformers | Transformers (NEMA TP-1 or Higher) | C-All-SecTotal-ER-All-All-E | 30 | 70% | 0.86396 | NA | NA | NA | NA | NA | NA | NA | NA | NA | NA | NA | NA | NA | NA | NA | NA | NA | NA | NA | NA | 0.35 | 0.35 | 0.38 | 0.38 | Yes | Yes | Yes |  |  |  |  | Yes
CFDVM82129 | R | Commercial | Facility Distribution System | Voltage Management | Conservation Voltage Reduction (CVR) | C-All-SecTotal-ER-All-All-E | 10 | 70% | 0.43993 | NA | NA | NA | NA | NA | NA | NA | NA | NA | NA | NA | NA | NA | NA | NA | NA | NA | NA | 0.27 | 0.27 | 0.27 | 0.27 | 0.33 | 0.33 | Yes | Yes
CFDVM92129 | L | Commercial | Facility Distribution System | Voltage Management | Conservation Voltage Reduction (CVR) | C-All-SecTotal-ER-All-All-E | 10 | 70% | 0.43993 | NA | NA | NA | NA | NA | NA | NA | NA | NA | NA | NA | NA | NA | NA | NA | NA | NA | NA | 0.2 | 0.2 | 0.2 | 0.2 | 0.33 | 0.33 | Yes | Yes
CFPCO82014 | R | Commercial | Food Preparation | Cooking | Cooking Equipment | C-All-Food-Cook-All-All-C | 10 | 70% | 0.43749 | 0.13 | 0.2 | 0.2 | 0.2 | 0.2 | 0.2 | 0.2 | 0.2 | 0.2 | 0.2 | 0.2 | 0.2 | 0.2 | 0.2 | 0.2 | 0.2 | 0.2 | 0.2 | 0.2 | 0.2 | 0.2 | 0.2 | 0.33 | 0.33 | Yes | Yes | Yes
CFPCO92014 | L | Commercial | Food Preparation | Cooking | Cooking Equipment | C-All-Food-Cook-All-All-C | 10 | 70% | 0.43749 | 0.2 | 0.27 | 0.27 | 0.27 | 0.27 | 0.27 | 0.27 | 0.27 | 0.27 | 0.27 | 0.27 | 0.27 | 0.27 | 0.27 | 0.27 | 0.27 | 0.27 | 0.27 | 0.27 | 0.27 | 0.27 | 0.27 | 0.33 | 0.33 | Yes | Yes | Yes
CHVEN82015 | R | Commercial | HVAC | Envelope | Air Sealing | C-All-HVAC-ER-All-All-E | 30 | 70% | 0.93701 | 0.13 | 0.2 | 0.2 | 0.2 | 0.2 | 0.2 | 0.2 | 0.2 | 0.2 | 0.2 | 0.2 | 0.2 | 0.2 | 0.2 | 0.2 | 0.2 | 0.2 | 0.2 | 0.2 | 0.23 | 0.23 | 0.23 | 0.38 | 0.38 | Yes | Yes | Yes
CHVEN82016 | R | Commercial | HVAC | Envelope | Insulation | C-All-HVAC-ER-All-All-E | 30 | 70% | 0.93701 | 0.13 | 0.2 | 0.2 | 0.2 | 0.2 | 0.2 | 0.2 | 0.35 | 0.35 | 0.35 | 0.35 | 0.35 | 0.35 | 0.35 | 0.35 | 0.35 | 0.35 | 0.35 | 0.35 | 0.4 | 0.4 | 0.4 | 0.38 | 0.38 | Yes | Yes | Yes
CHVEN82017 | R | Commercial | HVAC | Envelope | Windows | C-All-HVAC-ER-All-All-E | 30 | 70% | 0.93701 | 0.13 | 0.2 | 0.2 | 0.2 | 0.2 | 0.2 | 0.2 | 0.35 | 0.35 | 0.35 | 0.35 | 0.35 | 0.35 | 0.35 | 0.35 | 0.35 | 0.35 | 0.35 | 0.35 | 0.4 | 0.4 | 0.4 | 0.38 | 0.38 | Yes | Yes | Yes
CHVEN92015 | L | Commercial | HVAC | Envelope | Air Sealing | C-All-HVAC-ER-All-All-E | 30 | 70% | 0.93701 | 0.2 | 0.27 | 0.27 | 0.27 | 0.27 | 0.27 | 0.27 | 0.27 | 0.27 | 0.27 | 0.27 | 0.27 | 0.27 | 0.27 | 0.27 | 0.27 | 0.27 | 0.27 | 0.27 | 0.31 | 0.31 | 0.31 | 0.38 | 0.38 | Yes | Yes | Yes
CHVEN92016 | L | Commercial | HVAC | Envelope | Insulation | C-All-HVAC-ER-All-All-E | 30 | 70% | 0.93701 | 0.2 | 0.27 | 0.27 | 0.27 | 0.27 | 0.27 | 0.27 | 0.35 | 0.35 | 0.35 | 0.35 | 0.35 | 0.35 | 0.35 | 0.35 | 0.35 | 0.35 | 0.35 | 0.35 | 0.4 | 0.4 | 0.4 | 0.38 | 0.38 | Yes | Yes | Yes
CHVEN92017 | L | Commercial | HVAC | Envelope | Windows | C-All-HVAC-ER-All-All-E | 30 | 70% | 0.93701 | 0.2 | 0.27 | 0.27 | 0.27 | 0.27 | 0.27 | 0.27 | 0.35 | 0.35 | 0.35 | 0.35 | 0.35 | 0.35 | 0.35 | 0.35 | 0.35 | 0.35 | 0.35 | 0.35 | 0.4 | 0.4 | 0.4 | 0.38 | 0.38 | Yes | Yes | Yes
CHVHC82020 | R | Commercial | HVAC | HVAC System Controls | Energy Management Systems/System Controls | Commercial-All Com-Vent | 10 | 70% | 0.43297 | 0.13 | 0.2 | 0.2 | 0.2 | 0.2 | 0.2 | 0.2 | 0.2 | 0.2 | 0.2 | 0.2 | 0.2 | 0.2 | 0.2 | 0.2 | 0.2 | 0.2 | 0.2 | 0.2 | 0.23 | 0.23 | 0.23 | 0.33 | 0.33 | Yes | Yes | Yes
CHVHC82021 | R | Commercial | HVAC | HVAC System Controls | HVAC Control Improvements (non-VFD) | Commercial-All Com-Vent | 5 | 70% | 0.27433 | 0.13 | 0.2 | 0.2 | 0.2 | 0.2 | 0.2 | 0.2 | 0.2 | 0.2 | 0.2 | 0.2 | 0.2 | 0.2 | 0.2 | 0.2 | 0.2 | 0.2 | 0.2 | 0.2 | 0.23 | 0.23 | 0.23 | 0.33 | 0.33 | Yes | Yes | Yes
CHVHC82022 | R | Commercial | HVAC | HVAC System Controls | HVAC Control Improvements (VFD) | Commercial-All Com-Vent | 5 | 70% | 0.27433 | 0.13 | 0.2 | 0.2 | 0.2 | 0.2 | 0.2 | 0.2 | 0.2 | 0.2 | 0.2 | 0.2 | 0.2 | 0.2 | 0.2 | 0.2 | 0.2 | 0.2 | 0.2 | 0.2 | 0.23 | 0.23 | 0.23 | 0.33 | 0.33 | Yes | Yes | Yes
CHVHC82023 | R | Commercial | HVAC | HVAC System Controls | Pneumatic to DDC Control Improvements | Commercial-All Com-Vent | 5 | 70% | 0.27433 | 0.13 | 0.2 | 0.2 | 0.2 | 0.2 | 0.2 | 0.2 | 0.2 | 0.2 | 0.2 | 0.2 | 0.2 | 0.2 | 0.2 | 0.2 | 0.2 | 0.2 | 0.2 | 0.2 | 0.23 | 0.23 | 0.23 | 0.33 | 0.33 | Yes | Yes | Yes
CHVHC82024 | R | Commercial | HVAC | HVAC System Controls | Thermostats | C-All-HVAC-ER-All-All-E | 5 | 70% | 0.29581 | 0.13 | 0.2 | 0.2 | 0.2 | 0.2 | 0.2 | 0.2 | 0.2 | 0.2 | 0.2 | 0.2 | 0.2 | 0.2 | 0.2 | 0.2 | 0.2 | 0.2 | 0.2 | 0.2 | 0.23 | 0.23 | 0.23 | 0.33 | 0.33 | Yes | Yes | Yes
CHVHC92020 | L | Commercial | HVAC | HVAC System Controls | Energy Management Systems/System Controls | Commercial-All Com-Vent | 10 | 70% | 0.43297 | 0.2 | 0.27 | 0.27 | 0.27 | 0.27 | 0.27 | 0.27 | 0.27 | 0.27 | 0.27 | 0.27 | 0.27 | 0.27 | 0.27 | 0.27 | 0.27 | 0.27 | 0.27 | 0.27 | 0.31 | 0.31 | 0.31 | 0.33 | 0.33 | Yes | Yes | Yes
CHVHC92021 | L | Commercial | HVAC | HVAC System Controls | HVAC Control Improvements (non-VFD) | Commercial-All Com-Vent | 5 | 70% | 0.27433 | 0.2 | 0.27 | 0.27 | 0.27 | 0.27 | 0.27 | 0.27 | 0.27 | 0.27 | 0.27 | 0.27 | 0.27 | 0.27 | 0.27 | 0.27 | 0.27 | 0.27 | 0.27 | 0.27 | 0.31 | 0.31 | 0.31 | 0.33 | 0.33 | Yes | Yes | Yes
CHVHC92022 | L | Commercial | HVAC | HVAC System Controls | HVAC Control Improvements (VFD) | Commercial-All Com-Vent | 5 | 70% | 0.27433 | 0.2 | 0.27 | 0.27 | 0.27 | 0.27 | 0.27 | 0.27 | 0.27 | 0.27 | 0.27 | 0.27 | 0.27 | 0.27 | 0.27 | 0.27 | 0.27 | 0.27 | 0.27 | 0.27 | 0.31 | 0.31 | 0.31 | 0.33 | 0.33 | Yes | Yes | Yes
CHVHC92023 | L | Commercial | HVAC | HVAC System Controls | Pneumatic to DDC Control Improvements | Commercial-All Com-Vent | 5 | 70% | 0.27433 | 0.2 | 0.27 | 0.27 | 0.27 | 0.27 | 0.27 | 0.27 | 0.27 | 0.27 | 0.27 | 0.27 | 0.27 | 0.27 | 0.27 | 0.27 | 0.27 | 0.27 | 0.27 | 0.27 | 0.31 | 0.31 | 0.31 | 0.33 | 0.33 | Yes | Yes | Yes
CHVHC92024 | L | Commercial | HVAC | HVAC System Controls | Thermostats | C-All-HVAC-ER-All-All-E | 5 | 70% | 0.29581 | 0.2 | 0.27 | 0.27 | 0.27 | 0.27 | 0.27 | 0.27 | 0.27 | 0.27 | 0.27 | 0.27 | 0.27 | 0.27 | 0.27 | 0.27 | 0.27 | 0.27 | 0.27 | 0.27 | 0.31 | 0.31 | 0.31 | 0.33 | 0.33 | Yes | Yes | Yes
CHVHI82025 | R | Commercial | HVAC | HVAC System Improvements | Air-Source Heat Pumps | Commercial-All Com-Vent | 15 | 70% | 0.59222 | 0.13 | 0.2 | 0.2 | 0.2 | 0.2 | 0.2 | 0.2 | 0.2 | 0.2 | 0.2 | 0.2 | 0.2 | 0.2 | 0.2 | 0.2 | 0.2 | 0.2 | 0.2 | 0.2 | 0.23 | 0.23 | 0.23 | 0.33 | 0.33 | Yes | Yes | Yes
CHVHI82026 | R | Commercial | HVAC | HVAC System Improvements | Building Commissioning Improvements | Commercial-All Com-Vent | 15 | 70% | 0.59222 | 0.13 | 0.2 | 0.2 | 0.2 | 0.2 | 0.2 | 0.2 | 0.2 | 0.2 | 0.2 | 0.2 | 0.2 | 0.2 | 0.2 | 0.2 | 0.2 | 0.2 | 0.2 | 0.2 | 0.23 | 0.23 | 0.23 | 0.33 | 0.33 | Yes | Yes | Yes
CHVHI82027 | R | Commercial | HVAC | HVAC System Improvements | Centrifugal Chiller Improvements | Commercial-All Com-Cool | 15 | 70% | 0.5825 | 0.13 | 0.2 | 0.2 | 0.2 | 0.2 | 0.2 | 0.2 | 0.2 | 0.2 | 0.2 | 0.2 | 0.2 | 0.2 | 0.2 | 0.2 | 0.2 | 0.2 | 0.2 | 0.2 | 0.23 | 0.23 | 0.23 | 0.33 | 0.33 | Yes | Yes | Yes
CHVHI82028 | R | Commercial | HVAC | HVAC System Improvements | Duct Insulation | C-All-HVAC-ER-All-All-E | 30 | 70% | 0.93701 | 0.13 | 0.2 | 0.2 | 0.2 | 0.2 | 0.2 | 0.2 | 0.35 | 0.35 | 0.35 | 0.35 | 0.35 | 0.35 | 0.35 | 0.35 | 0.35 | 0.35 | 0.35 | 0.35 | 0.4 | 0.4 | 0.4 | 0.38 | 0.38 | Yes | Yes | Yes
CHVHI82029 | R | Commercial | HVAC | HVAC System Improvements | Ductless Heat Pumps | C-All-HVAC-ER-All-All-E | 15 | 70% | 0.66591 | 0.13 | 0.2 | 0.2 | 0.2 | 0.2 | 0.2 | 0.2 | 0.2 | 0.2 | 0.2 | 0.2 | 0.2 | 0.2 | 0.2 | 0.2 | 0.2 | 0.2 | 0.2 | 0.2 | 0.23 | 0.23 | 0.23 | 0.33 | 0.33 | Yes | Yes | Yes
CHVHI82030 | R | Commercial | HVAC | HVAC System Improvements | Economizer System Improvements | Commercial-All Com-Vent | 15 | 70% | 0.59222 | 0.13 | 0.2 | 0.2 | 0.2 | 0.2 | 0.2 | 0.2 | 0.2 | 0.2 | 0.2 | 0.2 | 0.2 | 0.2 | 0.2 | 0.2 | 0.2 | 0.2 | 0.2 | 0.2 | 0.23 | 0.23 | 0.23 | 0.33 | 0.33 | Yes | Yes | Yes
CHVHI82031 | R | Commercial | HVAC | HVAC System Improvements | Interactive HVAC System Improvements | Commercial-All Com-Vent | 10 | 70% | 0.43297 | 0.13 | 0.2 | 0.2 | 0.2 | 0.2 | 0.2 | 0.2 | 0.2 | 0.2 | 0.2 | 0.2 | 0.2 | 0.2 | 0.2 | 0.2 | 0.2 | 0.2 | 0.2 | 0.2 | 0.23 | 0.23 | 0.23 | 0.33 | 0.33 | Yes | Yes | Yes
CHVHI82032 | R | Commercial | HVAC | HVAC System Improvements | Reciprocating Chiller Improvements | Commercial-All Com-Cool | 15 | 70% | 0.5825 | 0.13 | 0.2 | 0.2 | 0.2 | 0.2 | 0.2 | 0.2 | 0.2 | 0.2 | 0.2 | 0.2 | 0.2 | 0.2 | 0.2 | 0.2 | 0.2 | 0.2 | 0.2 | 0.2 | 0.23 | 0.23 | 0.23 | 0.33 | 0.33 | Yes | Yes | Yes
CHVHI82033 | R | Commercial | HVAC | HVAC System Improvements | Rooftop Units | Commercial-All Com-Cool | 15 | 70% | 0.5825 | 0.13 | 0.2 | 0.2 | 0.2 | 0.2 | 0.2 | 0.2 | 0.2 | 0.2 | 0.2 | 0.2 | 0.2 | 0.2 | 0.2 | 0.2 | 0.2 | 0.2 | 0.2 | 0.2 | 0.23 | 0.23 | 0.23 | 0.33 | 0.33 | Yes | Yes | Yes
CHVHI82034 | R | Commercial | HVAC | HVAC System Improvements | Rotary Screw Chiller Improvements | Commercial-All Com-Cool | 15 | 70% | 0.5825 | 0.13 | 0.2 | 0.2 | 0.2 | 0.2 | 0.2 | 0.2 | 0.2 | 0.2 | 0.2 | 0.2 | 0.2 | 0.2 | 0.2 | 0.2 | 0.2 | 0.2 | 0.2 | 0.2 | 0.23 | 0.23 | 0.23 | 0.33 | 0.33 | Yes | Yes | Yes
CHVHI82035 | R | Commercial | HVAC | HVAC System Improvements | Scroll Chiller Improvements | Commercial-All Com-Cool | 15 | 70% | 0.5825 | 0.13 | 0.2 | 0.2 | 0.2 | 0.2 | 0.2 | 0.2 | 0.2 | 0.2 | 0.2 | 0.2 | 0.2 | 0.2 | 0.2 | 0.2 | 0.2 | 0.2 | 0.2 | 0.2 | 0.23 | 0.23 | 0.23 | 0.33 | 0.33 | Yes | Yes | Yes
CHVHI82036 | R | Commercial | HVAC | HVAC System Improvements | Storage Tank Insulation Improvements | Commercial-All Com-Vent | 10 | 70% | 0.43297 | 0.13 | 0.2 | 0.2 | 0.2 | 0.2 | 0.2 | 0.2 | 0.2 | 0.2 | 0.2 | 0.2 | 0.2 | 0.2 | 0.2 | 0.2 | 0.2 | 0.2 | 0.2 | 0.2 | 0.23 | 0.23 | 0.23 | 0.33 | 0.33 | Yes | Yes | Yes
CHVHI82037 | R | Commercial | HVAC | HVAC System Improvements | Variable Refrigerant Flow System Improvements | Commercial-All Com-Vent | 15 | 70% | 0.59222 | 0.13 | 0.2 | 0.2 | 0.2 | 0.2 | 0.2 | 0.2 | 0.2 | 0.2 | 0.2 | 0.2 | 0.2 | 0.2 | 0.2 | 0.2 | 0.2 | 0.2 | 0.2 | 0.2 | 0.23 | 0.23 | 0.23 | 0.33 | 0.33 | Yes | Yes | Yes
CHVHI82038 | R | Commercial | HVAC | HVAC System Improvements | Ventilation System Improvements | Commercial-All Com-Vent | 10 | 70% | 0.43297 | 0.13 | 0.2 | 0.2 | 0.2 | 0.2 | 0.2 | 0.2 | 0.2 | 0.2 | 0.2 | 0.2 | 0.2 | 0.2 | 0.2 | 0.2 | 0.2 | 0.2 | 0.2 | 0.2 | 0.23 | 0.23 | 0.23 | 0.33 | 0.33 | Yes | Yes | Yes
CHVHI82039 | R | Commercial | HVAC | HVAC System Improvements | Water-Source Heat Pumps | Commercial-All Com-Vent | 15 | 70% | 0.59222 | 0.13 | 0.2 | 0.2 | 0.2 | 0.2 | 0.2 | 0.2 | 0.2 | 0.2 | 0.2 | 0.2 | 0.2 | 0.2 | 0.2 | 0.2 | 0.2 | 0.2 | 0.2 | 0.2 | 0.23 | 0.23 | 0.23 | 0.33 | 0.33 | Yes | Yes | Yes
CHVHI82102 | R | Commercial | HVAC | HVAC System Improvements | Fan System Improvements | C-All-HVAC-ER-All-All-E | 15 | 70% | 0.66591 | 0.13 | 0.2 | 0.2 | 0.2 | 0.2 | 0.2 | 0.2 | 0.2 | 0.2 | 0.2 | 0.2 | 0.2 | 0.2 | 0.2 | 0.2 | 0.2 | 0.2 | 0.2 | 0.2 | 0.23 | 0.23 | 0.23 | 0.33 | 0.33 | Yes | Yes | Yes
CHVHI82103 | R | Commercial | HVAC | HVAC System Improvements | Pump System Improvements | C-All-HVAC-ER-All-All-E | 15 | 70% | 0.66591 | 0.13 | 0.2 | 0.2 | 0.2 | 0.2 | 0.2 | 0.2 | 0.2 | 0.2 | 0.2 | 0.2 | 0.2 | 0.2 | 0.2 | 0.2 | 0.2 | 0.2 | 0.2 | 0.2 | 0.23 | 0.23 | 0.23 | 0.33 | 0.33 | Yes | Yes | Yes
CHVHI82122 | R | Commercial | HVAC | HVAC System Improvements | Data Center Airflow Management | Commercial-All Com-Vent | 3 | 70% | 0.17648 | NA | NA | NA | NA | NA | NA | NA | 0.05 | 0.05 | 0.05 | 0.05 | 0.05 | 0.05 | 0.05 | 0.05 | 0.05 | 0.05 | 0.05 | 0.05 | 0.06 | 0.06 | 0.06 | 0.06 | 0.06 | Yes | Yes | Yes
CHVHI92025 | L | Commercial | HVAC | HVAC System Improvements | Air-Source Heat Pumps | Commercial-All Com-Vent | 15 | 70% | 0.59222 | 0.2 | 0.27 | 0.27 | 0.27 | 0.27 | 0.27 | 0.27 | 0.27 | 0.27 | 0.27 | 0.27 | 0.27 | 0.27 | 0.27 | 0.27 | 0.27 | 0.27 | 0.27 | 0.27 | 0.31 | 0.31 | 0.31 | 0.33 | 0.33 | Yes | Yes | Yes
CHVHI92026 | L | Commercial | HVAC | HVAC System Improvements | Building Commissioning Improvements | Commercial-All Com-Vent | 15 | 70% | 0.59222 | 0.2 | 0.27 | 0.27 | 0.27 | 0.27 | 0.27 | 0.27 | 0.27 | 0.27 | 0.27 | 0.27 | 0.27 | 0.27 | 0.27 | 0.27 | 0.27 | 0.27 | 0.27 | 0.27 | 0.31 | 0.31 | 0.31 | 0.33 | 0.33 | Yes | Yes | Yes
CHVHI92027 | L | Commercial | HVAC | HVAC System Improvements | Centrifugal Chiller Improvements | Commercial-All Com-Cool | 15 | 70% | 0.5825 | 0.2 | 0.27 | 0.27 | 0.27 | 0.27 | 0.27 | 0.27 | 0.27 | 0.27 | 0.27 | 0.27 | 0.27 | 0.27 | 0.27 | 0.27 | 0.27 | 0.27 | 0.27 | 0.27 | 0.31 | 0.31 | 0.31 | 0.33 | 0.33 | Yes | Yes | Yes
CHVHI92028 | L | Commercial | HVAC | HVAC System Improvements | Duct Insulation | C-All-HVAC-ER-All-All-E | 30 | 70% | 0.93701 | 0.2 | 0.27 | 0.27 | 0.27 | 0.27 | 0.27 | 0.27 | 0.35 | 0.35 | 0.35 | 0.35 | 0.35 | 0.35 | 0.35 | 0.35 | 0.35 | 0.35 | 0.35 | 0.35 | 0.4 | 0.4 | 0.4 | 0.38 | 0.38 | Yes | Yes | Yes
CHVHI92029 | L | Commercial | HVAC | HVAC System Improvements | Ductless Heat Pumps | C-All-HVAC-ER-All-All-E | 15 | 70% | 0.66591 | 0.2 | 0.27 | 0.27 | 0.27 | 0.27 | 0.27 | 0.27 | 0.27 | 0.27 | 0.27 | 0.27 | 0.27 | 0.27 | 0.27 | 0.27 | 0.27 | 0.27 | 0.27 | 0.27 | 0.31 | 0.31 | 0.31 | 0.33 | 0.33 | Yes | Yes | Yes
CHVHI92030 | L | Commercial | HVAC | HVAC System Improvements | Economizer System Improvements | Commercial-All Com-Vent | 15 | 70% | 0.59222 | 0.2 | 0.27 | 0.27 | 0.27 | 0.27 | 0.27 | 0.27 | 0.27 | 0.27 | 0.27 | 0.27 | 0.27 | 0.27 | 0.27 | 0.27 | 0.27 | 0.27 | 0.27 | 0.27 | 0.31 | 0.31 | 0.31 | 0.33 | 0.33 | Yes | Yes | Yes
CHVHI92031 | L | Commercial | HVAC | HVAC System Improvements | Interactive HVAC System Improvements | Commercial-All Com-Vent | 10 | 70% | 0.43297 | 0.2 | 0.27 | 0.27 | 0.27 | 0.27 | 0.27 | 0.27 | 0.27 | 0.27 | 0.27 | 0.27 | 0.27 | 0.27 | 0.27 | 0.27 | 0.27 | 0.27 | 0.27 | 0.27 | 0.31 | 0.31 | 0.31 | 0.33 | 0.33 | Yes | Yes | Yes
CHVHI92032 | L | Commercial | HVAC | HVAC System Improvements | Reciprocating Chiller Improvements | Commercial-All Com-Cool | 15 | 70% | 0.5825 | 0.2 | 0.27 | 0.27 | 0.27 | 0.27 | 0.27 | 0.27 | 0.27 | 0.27 | 0.27 | 0.27 | 0.27 | 0.27 | 0.27 | 0.27 | 0.27 | 0.27 | 0.27 | 0.27 | 0.31 | 0.31 | 0.31 | 0.33 | 0.33 | Yes | Yes | Yes
CHVHI92033 | L | Commercial | HVAC | HVAC System Improvements | Rooftop Units | Commercial-All Com-Cool | 15 | 70% | 0.5825 | 0.2 | 0.27 | 0.27 | 0.27 | 0.27 | 0.27 | 0.27 | 0.27 | 0.27 | 0.27 | 0.27 | 0.27 | 0.27 | 0.27 | 0.27 | 0.27 | 0.27 | 0.27 | 0.27 | 0.31 | 0.31 | 0.31 | 0.33 | 0.33 | Yes | Yes | Yes
CHVHI92034 | L | Commercial | HVAC | HVAC System Improvements | Rotary Screw Chiller Improvements | Commercial-All Com-Cool | 15 | 70% | 0.5825 | 0.2 | 0.27 | 0.27 | 0.27 | 0.27 | 0.27 | 0.27 | 0.27 | 0.27 | 0.27 | 0.27 | 0.27 | 0.27 | 0.27 | 0.27 | 0.27 | 0.27 | 0.27 | 0.27 | 0.31 | 0.31 | 0.31 | 0.33 | 0.33 | Yes | Yes | Yes
CHVHI92035 | L | Commercial | HVAC | HVAC System Improvements | Scroll Chiller Improvements | Commercial-All Com-Cool | 15 | 70% | 0.5825 | 0.2 | 0.27 | 0.27 | 0.27 | 0.27 | 0.27 | 0.27 | 0.27 | 0.27 | 0.27 | 0.27 | 0.27 | 0.27 | 0.27 | 0.27 | 0.27 | 0.27 | 0.27 | 0.27 | 0.31 | 0.31 | 0.31 | 0.33 | 0.33 | Yes | Yes | Yes
CHVHI92036 | L | Commercial | HVAC | HVAC System Improvements | Storage Tank Insulation Improvements | Commercial-All Com-Vent | 10 | 70% | 0.43297 | 0.2 | 0.27 | 0.27 | 0.27 | 0.27 | 0.27 | 0.27 | 0.27 | 0.27 | 0.27 | 0.27 | 0.27 | 0.27 | 0.27 | 0.27 | 0.27 | 0.27 | 0.27 | 0.27 | 0.31 | 0.31 | 0.31 | 0.33 | 0.33 | Yes | Yes | Yes
CHVHI92037 | L | Commercial | HVAC | HVAC System Improvements | Variable Refrigerant Flow System Improvements | Commercial-All Com-Vent | 15 | 70% | 0.59222 | 0.2 | 0.27 | 0.27 | 0.27 | 0.27 | 0.27 | 0.27 | 0.27 | 0.27 | 0.27 | 0.27 | 0.27 | 0.27 | 0.27 | 0.27 | 0.27 | 0.27 | 0.27 | 0.27 | 0.31 | 0.31 | 0.31 | 0.33 | 0.33 | Yes | Yes | Yes
CHVHI92038 | L | Commercial | HVAC | HVAC System Improvements | Ventilation System Improvements | Commercial-All Com-Vent | 10 | 70% | 0.43297 | 0.2 | 0.27 | 0.27 | 0.27 | 0.27 | 0.27 | 0.27 | 0.27 | 0.27 | 0.27 | 0.27 | 0.27 | 0.27 | 0.27 | 0.27 | 0.27 | 0.27 | 0.27 | 0.27 | 0.31 | 0.31 | 0.31 | 0.33 | 0.33 | Yes | Yes | Yes
CHVHI92039 | L | Commercial | HVAC | HVAC System Improvements | Water-Source Heat Pumps | Commercial-All Com-Vent | 15 | 70% | 0.59222 | 0.2 | 0.27 | 0.27 | 0.27 | 0.27 | 0.27 | 0.27 | 0.27 | 0.27 | 0.27 | 0.27 | 0.27 | 0.27 | 0.27 | 0.27 | 0.27 | 0.27 | 0.27 | 0.27 | 0.31 | 0.31 | 0.31 | 0.33 | 0.33 | Yes | Yes | Yes
CHVHI92102 | L | Commercial | HVAC | HVAC System Improvements | Fan System Improvements | C-All-HVAC-ER-All-All-E | 15 | 70% | 0.66591 | 0.13 | 0.27 | 0.27 | 0.27 | 0.27 | 0.27 | 0.27 | 0.27 | 0.27 | 0.27 | 0.27 | 0.27 | 0.27 | 0.27 | 0.27 | 0.27 | 0.27 | 0.27 | 0.27 | 0.31 | 0.31 | 0.31 | 0.33 | 0.33 | Yes | Yes | Yes
CHVHI92103 | L | Commercial | HVAC | HVAC System Improvements | Pump System Improvements | C-All-HVAC-ER-All-All-E | 15 | 70% | 0.66591 | 0.13 | 0.27 | 0.27 | 0.27 | 0.27 | 0.27 | 0.27 | 0.27 | 0.27 | 0.27 | 0.27 | 0.27 | 0.27 | 0.27 | 0.27 | 0.27 | 0.27 | 0.27 | 0.27 | 0.31 | 0.31 | 0.31 | 0.33 | 0.33 | Yes | Yes | Yes
CHVHI92122 | L | Commercial | HVAC | HVAC System Improvements | Data Center Airflow Management | Commercial-All Com-Vent | 3 | 70% | 0.17648 | NA | NA | NA | NA | NA | NA | NA | 0.05 | 0.05 | 0.05 | 0.05 | 0.05 | 0.05 | 0.05 | 0.05 | 0.05 | 0.05 | 0.05 | 0.05 | 0.06 | 0.06 | 0.06 | 0.06 | 0.06 | Yes | Yes | Yes
CHVHR82018 | R | Commercial | HVAC | Heat Recovery | Heat Recovery Improvements | C-All-HVAC-ER-All-All-E | 10 | 70% | 0.47391 | 0.13 | 0.2 | 0.2 | 0.2 | 0.2 | 0.2 | 0.2 | 0.2 | 0.2 | 0.2 | 0.2 | 0.2 | 0.2 | 0.2 | 0.2 | 0.2 | 0.2 | 0.2 | 0.2 | 0.23 | 0.23 | 0.23 | 0.33 | 0.33 | Yes | Yes | Yes
CHVHR82019 | R | Commercial | HVAC | Heat Recovery | Humidification/Dehumidification Improvements | Commercial-All Com-Vent | 10 | 70% | 0.43297 | 0.13 | 0.2 | 0.2 | 0.2 | 0.2 | 0.2 | 0.2 | 0.2 | 0.2 | 0.2 | 0.2 | 0.2 | 0.2 | 0.2 | 0.2 | 0.2 | 0.2 | 0.2 | 0.2 | 0.23 | 0.23 | 0.23 | 0.33 | 0.33 | Yes | Yes | Yes
CHVHR92018 | L | Commercial | HVAC | Heat Recovery | Heat Recovery Improvements | C-All-HVAC-ER-All-All-E | 10 | 70% | 0.47391 | 0.2 | 0.27 | 0.27 | 0.27 | 0.27 | 0.27 | 0.27 | 0.27 | 0.27 | 0.27 | 0.27 | 0.27 | 0.27 | 0.27 | 0.27 | 0.27 | 0.27 | 0.27 | 0.27 | 0.31 | 0.31 | 0.31 | 0.33 | 0.33 | Yes | Yes | Yes
CHVHR92019 | L | Commercial | HVAC | Heat Recovery | Humidification/Dehumidification Improvements | Commercial-All Com-Vent | 10 | 70% | 0.43297 | 0.2 | 0.27 | 0.27 | 0.27 | 0.27 | 0.27 | 0.27 | 0.27 | 0.27 | 0.27 | 0.27 | 0.27 | 0.27 | 0.27 | 0.27 | 0.27 | 0.27 | 0.27 | 0.27 | 0.31 | 0.31 | 0.31 | 0.33 | 0.33 | Yes | Yes | Yes
CLIDE82040 | R | Commercial | Lighting | Delamping | Delamping | Commercial-All Com-IntLight | 12 | 70% | 0.50142 | 0.13 | 0.2 | 0.2 | 0.2 | 0.2 | 0.2 | 0.2 | 0.18 | 0.18 | 0.18 | 0.18 | 0.18 | 0.18 | 0.18 | 0.18 | 0.18 | 0.18 | NA | NA | NA | NA | NA | NA | NA | Yes | Yes
CLIDE92040 | L | Commercial | Lighting | Delamping | Delamping | Commercial-All Com-IntLight | 12 | 70% | 0.50142 | 0.2 | 0.27 | 0.27 | 0.27 | 0.27 | 0.27 | 0.27 | 0.18 | 0.18 | 0.18 | 0.18 | 0.18 | 0.18 | 0.18 | 0.18 | 0.18 | 0.18 | NA | NA | NA | NA | NA | NA | NA | Yes | Yes
CLILB82041 | R | Commercial | Lighting | Lamps/Ballasts/Fixtures | Lamps/Ballasts | Commercial-All Com-IntLight | 12 | 70% | 0.50142 | NA | NA | NA | NA | NA | NA | NA | 0.18 | 0.18 | 0.18 | 0.18 | 0.18 | 0.18 | 0.18 | 0.18 | 0.18 | 0.18 | NA | NA | NA | NA | NA | NA | NA |  | Yes
CLILB82042 | R | Commercial | Lighting | Lamps/Ballasts/Fixtures | Lamps/Ballasts w/Controls | Commercial-All Com-IntLight | 12 | 70% | 0.50142 | NA | NA | NA | NA | NA | NA | NA | 0.18 | 0.18 | 0.18 | 0.18 | 0.18 | 0.18 | 0.18 | 0.18 | 0.18 | 0.18 | NA | NA | NA | NA | NA | NA | NA |  | Yes
CLILB82043 | R | Commercial | Lighting | Lamps/Ballasts/Fixtures | Lamps/Ballasts w/Delamping | Commercial-All Com-IntLight | 12 | 70% | 0.50142 | NA | NA | NA | NA | NA | NA | NA | 0.18 | 0.18 | 0.18 | 0.18 | 0.18 | 0.18 | 0.18 | 0.18 | 0.18 | 0.18 | NA | NA | NA | NA | NA | NA | NA |  | Yes
CLILB82044 | R | Commercial | Lighting | Lamps/Ballasts/Fixtures | Lamps/Ballasts w/Delamping and Controls | Commercial-All Com-IntLight | 12 | 70% | 0.50142 | NA | NA | NA | NA | NA | NA | NA | 0.18 | 0.18 | 0.18 | 0.18 | 0.18 | 0.18 | 0.18 | 0.18 | 0.18 | 0.18 | NA | NA | NA | NA | NA | NA | NA |  | Yes
CLILB82045 | R | Commercial | Lighting | Lamps/Ballasts/Fixtures | Lamps/Ballasts/Fixtures | Commercial-All Com-IntLight | 12 | 70% | 0.50142 | NA | NA | NA | NA | NA | NA | NA | 0.18 | 0.18 | 0.18 | 0.18 | 0.18 | 0.18 | 0.18 | 0.18 | 0.18 | 0.18 | NA | NA | NA | NA | NA | NA | NA |  | Yes
CLILB82046 | R | Commercial | Lighting | Lamps/Ballasts/Fixtures | Lamps/Ballasts/Fixtures w/Controls | Commercial-All Com-IntLight | 12 | 70% | 0.50142 | NA | NA | NA | NA | NA | NA | NA | 0.18 | 0.18 | 0.18 | 0.18 | 0.18 | 0.18 | 0.18 | 0.18 | 0.18 | 0.18 | NA | NA | NA | NA | NA | NA | NA |  | Yes
CLILB82047 | R | Commercial | Lighting | Lamps/Ballasts/Fixtures | Lamps/Ballasts/Fixtures w/Delamping | Commercial-All Com-IntLight | 12 | 70% | 0.50142 | NA | NA | NA | NA | NA | NA | NA | 0.18 | 0.18 | 0.18 | 0.18 | 0.18 | 0.18 | 0.18 | 0.18 | 0.18 | 0.18 | NA | NA | NA | NA | NA | NA | NA |  | Yes
CLILB82048 | R | Commercial | Lighting | Lamps/Ballasts/Fixtures | Lamps/Ballasts/Fixtures w/Delamping and Controls | Commercial-All Com-IntLight | 12 | 70% | 0.50142 | NA | NA | NA | NA | NA | NA | NA | 0.18 | 0.18 | 0.18 | 0.18 | 0.18 | 0.18 | 0.18 | 0.18 | 0.18 | 0.18 | NA | NA | NA | NA | NA | NA | NA |  | Yes
CLILB82104 | R | Commercial | Lighting | Lamps/Ballasts/Fixtures | T8 Linear Fluorescents | Commercial-All Com-IntLight | 12 | 70% | 0.50142 | 0.13 | 0.2 | 0.2 | 0.2 | 0.2 | 0.2 | 0.2 | 0.18 | 0.18 | 0.18 | 0.18 | 0.18 | 0.18 | 0.18 | 0.18 | 0.18 | 0.18 | NA | NA | NA | NA | NA | NA | NA | Yes | Yes
CLILB82105 | R | Commercial | Lighting | Lamps/Ballasts/Fixtures | Compact Fluorescents | Commercial-All Com-IntLight | 12 | 70% | 0.50142 | 0.13 | 0.2 | 0.2 | 0.2 | 0.2 | 0.2 | 0.2 | 0.18 | 0.18 | 0.18 | 0.18 | 0.18 | 0.18 | 0.18 | 0.18 | 0.18 | 0.18 | NA | NA | NA | NA | NA | NA | NA | Yes | Yes
CLILB82106 | R | Commercial | Lighting | Lamps/Ballasts/Fixtures | Induction | Commercial-All Com-IntLight | 12 | 70% | 0.50142 | 0.13 | 0.2 | 0.2 | 0.2 | 0.2 | 0.2 | 0.2 | 0.18 | 0.18 | 0.18 | 0.18 | 0.18 | 0.18 | 0.18 | 0.18 | 0.18 | 0.18 | NA | NA | NA | NA | NA | NA | NA | Yes | Yes
CLILB82107 | R | Commercial | Lighting | Lamps/Ballasts/Fixtures | Electronic Metal Halide | Commercial-All Com-IntLight | 12 | 70% | 0.50142 | 0.13 | 0.2 | 0.2 | 0.2 | 0.2 | 0.2 | 0.2 | 0.18 | 0.18 | 0.18 | 0.18 | 0.18 | 0.18 | 0.18 | 0.18 | 0.18 | 0.18 | NA | NA | NA | NA | NA | NA | NA | Yes | Yes
CLILB82108 | R | Commercial | Lighting | Lamps/Ballasts/Fixtures | Linear Fluorescent High Bay | Commercial-All Com-IntLight | 12 | 70% | 0.50142 | 0.13 | 0.2 | 0.2 | 0.2 | 0.2 | 0.2 | 0.2 | 0.18 | 0.18 | 0.18 | 0.18 | 0.18 | 0.18 | 0.18 | 0.18 | 0.18 | 0.18 | NA | NA | NA | NA | NA | NA | NA | Yes | Yes
CLILB82109 | R | Commercial | Lighting | Lamps/Ballasts/Fixtures | LED Screw-in/Small fixtures | Commercial-All Com-IntLight | 12 | 70% | 0.50142 | 0.13 | 0.2 | 0.2 | 0.2 | 0.2 | 0.2 | 0.2 | 0.18 | 0.18 | 0.18 | 0.18 | 0.18 | 0.18 | 0.18 | 0.18 | 0.18 | 0.18 | 0.18 | 0.18 | 0.13 | 0.13 | 0.13 | 0.13 | 0.13 | Yes | Yes | Yes | Yes
CLILB82110 | R | Commercial | Lighting | Lamps/Ballasts/Fixtures | LED Tubes and Troffers | Commercial-All Com-IntLight | 12 | 70% | 0.50142 | 0.13 | 0.2 | 0.2 | 0.2 | 0.2 | 0.2 | 0.2 | 0.18 | 0.18 | 0.18 | 0.18 | 0.18 | 0.18 | 0.18 | 0.18 | 0.18 | 0.18 | 0.18 | 0.18 | 0.13 | 0.13 | 0.13 | 0.13 | 0.13 | Yes | Yes | Yes | Yes
CLILB82111 | R | Commercial | Lighting | Lamps/Ballasts/Fixtures | LED Exterior General Area | Commercial-All Com-ExtLight | 12 | 70% | 0.68514 | 0.13 | 0.2 | 0.2 | 0.2 | 0.2 | 0.2 | 0.2 | 0.18 | 0.18 | 0.18 | 0.18 | 0.18 | 0.18 | 0.18 | 0.18 | 0.18 | 0.18 | 0.18 | 0.18 | 0.13 | 0.13 | 0.13 | 0.13 | 0.13 | Yes | Yes | Yes | Yes
CLILB82112 | R | Commercial | Lighting | Lamps/Ballasts/Fixtures | LED High Bay | Commercial-All Com-IntLight | 12 | 70% | 0.50142 | 0.13 | 0.2 | 0.2 | 0.2 | 0.2 | 0.2 | 0.2 | 0.18 | 0.18 | 0.18 | 0.18 | 0.18 | 0.18 | 0.18 | 0.18 | 0.18 | 0.18 | 0.18 | 0.18 | 0.13 | 0.13 | 0.13 | 0.13 | 0.13 | Yes | Yes | Yes | Yes
CLILB82113 | R | Commercial | Lighting | Lamps/Ballasts/Fixtures | LED Parking Garage | FLAT-System | 12 | 70% | 0.54398 | 0.13 | 0.2 | 0.2 | 0.2 | 0.2 | 0.2 | 0.2 | 0.18 | 0.18 | 0.18 | 0.18 | 0.18 | 0.18 | 0.18 | 0.18 | 0.18 | 0.18 | NA | NA | NA | NA | NA | NA | NA | Yes | Yes
CLILB82114 | R | Commercial | Lighting | Lamps/Ballasts/Fixtures | Linear LED | Commercial-All Com-IntLight | 12 | 70% | 0.50142 | 0.13 | 0.2 | 0.2 | 0.2 | 0.2 | 0.2 | 0.2 | 0.18 | 0.18 | 0.18 | 0.18 | 0.18 | 0.18 | 0.18 | 0.18 | 0.18 | 0.18 | 0.18 | 0.18 | 0.13 | 0.13 | 0.13 | 0.13 | 0.13 | Yes | Yes | Yes | Yes
CLILB82115 | R | Commercial | Lighting | Lamps/Ballasts/Fixtures | LED Other | Commercial-All Com-IntLight | 12 | 70% | 0.50142 | 0.13 | 0.2 | 0.2 | 0.2 | 0.2 | 0.2 | 0.2 | 0.18 | 0.18 | 0.18 | 0.18 | 0.18 | 0.18 | 0.18 | 0.18 | 0.18 | 0.18 | 0.18 | 0.18 | 0.13 | 0.13 | 0.13 | 0.13 | 0.13 | Yes | Yes | Yes
CLILB82117 | R | Commercial | Lighting | Lamps/Ballasts/Fixtures | Decommissioning/Fixtures Increase | Commercial-All Com-IntLight | 12 | 70% | 0.50142 | 0.13 | 0.2 | 0.2 | 0.2 | 0.2 | 0.2 | 0.2 | 0.18 | 0.18 | 0.18 | 0.18 | 0.18 | 0.18 | 0.18 | 0.18 | 0.18 | 0.18 | NA | NA | NA | NA | NA | NA | NA | Yes | Yes
CLILB82118 | R | Commercial | Lighting | Lamps/Ballasts/Fixtures | Non-Standard / Other | Commercial-All Com-IntLight | 12 | 70% | 0.50142 | 0.13 | 0.2 | 0.2 | 0.2 | 0.2 | 0.2 | 0.2 | 0.18 | 0.18 | 0.18 | 0.18 | 0.18 | 0.18 | 0.18 | 0.18 | 0.18 | 0.18 | NA | NA | NA | NA | NA | NA | NA | Yes | Yes
CLILB82123 | R | Commercial | Lighting | Lamps/Ballasts/Fixtures | LED Low Bay | Commercial-All Com-IntLight | 12 | 70% | 0.50142 | NA | NA | NA | NA | NA | NA | NA | NA | NA | NA | NA | NA | NA | NA | NA | NA | NA | 0.18 | 0.18 | 0.13 | 0.13 | 0.13 | 0.13 | 0.13 | Yes | Yes | Yes | Yes
CLILB82124 | R | Commercial | Lighting | Lamps/Ballasts/Fixtures | LED Mogul Base | Commercial-All Com-IntLight | 12 | 70% | 0.50142 | NA | NA | NA | NA | NA | NA | NA | NA | NA | NA | NA | NA | NA | NA | NA | NA | NA | 0.18 | 0.18 | 0.13 | 0.13 | 0.13 | 0.13 | 0.13 | Yes | Yes | Yes | Yes
CLILB82125 | R | Commercial | Lighting | Lamps/Ballasts/Fixtures | LED Exit Sign | FLAT-System | 12 | 70% | 0.54398 | NA | NA | NA | NA | NA | NA | NA | NA | NA | NA | NA | NA | NA | NA | NA | NA | NA | 0.18 | 0.18 | 0.13 | 0.13 | 0.13 | 0.13 | 0.13 | Yes | Yes | Yes | Yes
CLILB82126 | R | Commercial | Lighting | Lamps/Ballasts/Fixtures | Fluorescent | Commercial-All Com-IntLight | 12 | 70% | 0.50142 | NA | NA | NA | NA | NA | NA | NA | NA | NA | NA | NA | NA | NA | NA | NA | NA | NA | 0.18 | 0.18 | 0.13 | 0.13 | 0.13 | 0.13 | 0.13 | Yes | Yes | Yes
CLILB82127 | R | Commercial | Lighting | Lamps/Ballasts/Fixtures | Signage | Commercial-All Com-IntLight | 12 | 70% | 0.50142 | NA | NA | NA | NA | NA | NA | NA | NA | NA | NA | NA | NA | NA | NA | NA | NA | NA | 0.18 | 0.18 | 0.13 | 0.13 | 0.13 | 0.13 | 0.13 | Yes | Yes | Yes | Yes
CLILB82146 | R | Commercial | Lighting | Lamps/Ballasts/Fixtures | Existing Equipment | Commercial-All Com-IntLight | [30 empty] | Yes
CLILB92041 | L | Commercial | Lighting | Lamps/Ballasts/Fixtures | Lamps/Ballasts | Commercial-All Com-IntLight | 12 | 70% | 0.50142 | NA | NA | NA | NA | NA | NA | NA | 0.18 | 0.18 | 0.18 | 0.18 | 0.18 | 0.18 | 0.18 | 0.18 | 0.18 | 0.18 | NA | NA | NA | NA | NA | NA | NA |  | Yes
CLILB92042 | L | Commercial | Lighting | Lamps/Ballasts/Fixtures | Lamps/Ballasts w/Controls | Commercial-All Com-IntLight | 12 | 70% | 0.50142 | NA | NA | NA | NA | NA | NA | NA | 0.18 | 0.18 | 0.18 | 0.18 | 0.18 | 0.18 | 0.18 | 0.18 | 0.18 | 0.18 | NA | NA | NA | NA | NA | NA | NA |  | Yes
CLILB92043 | L | Commercial | Lighting | Lamps/Ballasts/Fixtures | Lamps/Ballasts w/Delamping | Commercial-All Com-IntLight | 12 | 70% | 0.50142 | NA | NA | NA | NA | NA | NA | NA | 0.18 | 0.18 | 0.18 | 0.18 | 0.18 | 0.18 | 0.18 | 0.18 | 0.18 | 0.18 | NA | NA | NA | NA | NA | NA | NA |  | Yes
CLILB92044 | L | Commercial | Lighting | Lamps/Ballasts/Fixtures | Lamps/Ballasts w/Delamping and Controls | Commercial-All Com-IntLight | 12 | 70% | 0.50142 | NA | NA | NA | NA | NA | NA | NA | 0.18 | 0.18 | 0.18 | 0.18 | 0.18 | 0.18 | 0.18 | 0.18 | 0.18 | 0.18 | NA | NA | NA | NA | NA | NA | NA |  | Yes
CLILB92045 | L | Commercial | Lighting | Lamps/Ballasts/Fixtures | Lamps/Ballasts/Fixtures | Commercial-All Com-IntLight | 12 | 70% | 0.50142 | NA | NA | NA | NA | NA | NA | NA | 0.18 | 0.18 | 0.18 | 0.18 | 0.18 | 0.18 | 0.18 | 0.18 | 0.18 | 0.18 | NA | NA | NA | NA | NA | NA | NA |  | Yes
CLILB92046 | L | Commercial | Lighting | Lamps/Ballasts/Fixtures | Lamps/Ballasts/Fixtures w/Controls | Commercial-All Com-IntLight | 12 | 70% | 0.50142 | NA | NA | NA | NA | NA | NA | NA | 0.18 | 0.18 | 0.18 | 0.18 | 0.18 | 0.18 | 0.18 | 0.18 | 0.18 | 0.18 | NA | NA | NA | NA | NA | NA | NA |  | Yes
CLILB92047 | L | Commercial | Lighting | Lamps/Ballasts/Fixtures | Lamps/Ballasts/Fixtures w/Delamping | Commercial-All Com-IntLight | 12 | 70% | 0.50142 | NA | NA | NA | NA | NA | NA | NA | 0.18 | 0.18 | 0.18 | 0.18 | 0.18 | 0.18 | 0.18 | 0.18 | 0.18 | 0.18 | NA | NA | NA | NA | NA | NA | NA |  | Yes
CLILB92048 | L | Commercial | Lighting | Lamps/Ballasts/Fixtures | Lamps/Ballasts/Fixtures w/Delamping and Controls | Commercial-All Com-IntLight | 12 | 70% | 0.50142 | NA | NA | NA | NA | NA | NA | NA | 0.18 | 0.18 | 0.18 | 0.18 | 0.18 | 0.18 | 0.18 | 0.18 | 0.18 | 0.18 | NA | NA | NA | NA | NA | NA | NA |  | Yes
CLILB92104 | L | Commercial | Lighting | Lamps/Ballasts/Fixtures | T8 Linear Fluorescents | Commercial-All Com-IntLight | 12 | 70% | 0.50142 | 0.2 | 0.27 | 0.27 | 0.27 | 0.27 | 0.27 | 0.27 | 0.18 | 0.18 | 0.18 | 0.18 | 0.18 | 0.18 | 0.18 | 0.18 | 0.18 | 0.18 | NA | NA | NA | NA | NA | NA | NA | Yes | Yes
CLILB92105 | L | Commercial | Lighting | Lamps/Ballasts/Fixtures | Compact Fluorescents | Commercial-All Com-IntLight | 12 | 70% | 0.50142 | 0.2 | 0.27 | 0.27 | 0.27 | 0.27 | 0.27 | 0.27 | 0.18 | 0.18 | 0.18 | 0.18 | 0.18 | 0.18 | 0.18 | 0.18 | 0.18 | 0.18 | NA | NA | NA | NA | NA | NA | NA | Yes | Yes
CLILB92106 | L | Commercial | Lighting | Lamps/Ballasts/Fixtures | Induction | Commercial-All Com-IntLight | 12 | 70% | 0.50142 | 0.2 | 0.27 | 0.27 | 0.27 | 0.27 | 0.27 | 0.27 | 0.18 | 0.18 | 0.18 | 0.18 | 0.18 | 0.18 | 0.18 | 0.18 | 0.18 | 0.18 | NA | NA | NA | NA | NA | NA | NA | Yes | Yes
CLILB92107 | L | Commercial | Lighting | Lamps/Ballasts/Fixtures | Electronic Metal Halide | Commercial-All Com-IntLight | 12 | 70% | 0.50142 | 0.2 | 0.27 | 0.27 | 0.27 | 0.27 | 0.27 | 0.27 | 0.18 | 0.18 | 0.18 | 0.18 | 0.18 | 0.18 | 0.18 | 0.18 | 0.18 | 0.18 | NA | NA | NA | NA | NA | NA | NA | Yes | Yes
CLILB92108 | L | Commercial | Lighting | Lamps/Ballasts/Fixtures | Linear Fluorescent High Bay | Commercial-All Com-IntLight | 12 | 70% | 0.50142 | 0.2 | 0.27 | 0.27 | 0.27 | 0.27 | 0.27 | 0.27 | 0.18 | 0.18 | 0.18 | 0.18 | 0.18 | 0.18 | 0.18 | 0.18 | 0.18 | 0.18 | NA | NA | NA | NA | NA | NA | NA | Yes | Yes
CLILB92109 | L | Commercial | Lighting | Lamps/Ballasts/Fixtures | LED Screw-in/Small fixtures | Commercial-All Com-IntLight | 12 | 70% | 0.50142 | 0.2 | 0.27 | 0.27 | 0.27 | 0.27 | 0.27 | 0.27 | 0.18 | 0.18 | 0.18 | 0.18 | 0.18 | 0.18 | 0.18 | 0.18 | 0.18 | 0.18 | 0.18 | 0.18 | 0.13 | 0.13 | 0.13 | 0.13 | 0.13 | Yes | Yes | Yes
CLILB92110 | L | Commercial | Lighting | Lamps/Ballasts/Fixtures | LED Tubes and Troffers | Commercial-All Com-IntLight | 12 | 70% | 0.50142 | 0.2 | 0.27 | 0.27 | 0.27 | 0.27 | 0.27 | 0.27 | 0.18 | 0.18 | 0.18 | 0.18 | 0.18 | 0.18 | 0.18 | 0.18 | 0.18 | 0.18 | 0.18 | 0.18 | 0.13 | 0.13 | 0.13 | 0.13 | 0.13 | Yes | Yes | Yes
CLILB92111 | L | Commercial | Lighting | Lamps/Ballasts/Fixtures | LED Exterior General Area | Commercial-All Com-ExtLight | 12 | 70% | 0.68514 | 0.2 | 0.27 | 0.27 | 0.27 | 0.27 | 0.27 | 0.27 | 0.18 | 0.18 | 0.18 | 0.18 | 0.18 | 0.18 | 0.18 | 0.18 | 0.18 | 0.18 | 0.18 | 0.18 | 0.13 | 0.13 | 0.13 | 0.13 | 0.13 | Yes | Yes | Yes
CLILB92112 | L | Commercial | Lighting | Lamps/Ballasts/Fixtures | LED High Bay | Commercial-All Com-IntLight | 12 | 70% | 0.50142 | 0.2 | 0.27 | 0.27 | 0.27 | 0.27 | 0.27 | 0.27 | 0.18 | 0.18 | 0.18 | 0.18 | 0.18 | 0.18 | 0.18 | 0.18 | 0.18 | 0.18 | 0.18 | 0.18 | 0.13 | 0.13 | 0.13 | 0.13 | 0.13 | Yes | Yes | Yes
CLILB92113 | L | Commercial | Lighting | Lamps/Ballasts/Fixtures | LED Parking Garage | FLAT-System | 12 | 70% | 0.54398 | 0.2 | 0.27 | 0.27 | 0.27 | 0.27 | 0.27 | 0.27 | 0.18 | 0.18 | 0.18 | 0.18 | 0.18 | 0.18 | 0.18 | 0.18 | 0.18 | 0.18 | NA | NA | NA | NA | NA | NA | NA | Yes | Yes
CLILB92114 | L | Commercial | Lighting | Lamps/Ballasts/Fixtures | Linear LED | Commercial-All Com-IntLight | 12 | 70% | 0.50142 | 0.2 | 0.27 | 0.27 | 0.27 | 0.27 | 0.27 | 0.27 | 0.18 | 0.18 | 0.18 | 0.18 | 0.18 | 0.18 | 0.18 | 0.18 | 0.18 | 0.18 | 0.18 | 0.18 | 0.13 | 0.13 | 0.13 | 0.13 | 0.13 | Yes | Yes | Yes
CLILB92115 | L | Commercial | Lighting | Lamps/Ballasts/Fixtures | LED Other | Commercial-All Com-IntLight | 12 | 70% | 0.50142 | 0.2 | 0.27 | 0.27 | 0.27 | 0.27 | 0.27 | 0.27 | 0.18 | 0.18 | 0.18 | 0.18 | 0.18 | 0.18 | 0.18 | 0.18 | 0.18 | 0.18 | 0.18 | 0.18 | 0.13 | 0.13 | 0.13 | 0.13 | 0.13 | Yes | Yes | Yes
CLILB92117 | L | Commercial | Lighting | Lamps/Ballasts/Fixtures | Decommissioning/Fixtures Increase | Commercial-All Com-IntLight | 12 | 70% | 0.50142 | 0.2 | 0.27 | 0.27 | 0.27 | 0.27 | 0.27 | 0.27 | 0.18 | 0.18 | 0.18 | 0.18 | 0.18 | 0.18 | 0.18 | 0.18 | 0.18 | 0.18 | NA | NA | NA | NA | NA | NA | NA | Yes | Yes
CLILB92118 | L | Commercial | Lighting | Lamps/Ballasts/Fixtures | Non-Standard / Other | Commercial-All Com-IntLight | 12 | 70% | 0.50142 | 0.2 | 0.27 | 0.27 | 0.27 | 0.27 | 0.27 | 0.27 | 0.18 | 0.18 | 0.18 | 0.18 | 0.18 | 0.18 | 0.18 | 0.18 | 0.18 | 0.18 | NA | NA | NA | NA | NA | NA | NA | Yes | Yes
CLILB92119 | L | Commercial | Lighting | Lamps/Ballasts/Fixtures | New Construction | Commercial-All Com-IntLight | 12 | 70% | 0.50142 | 0.2 | 0.27 | 0.27 | 0.27 | 0.27 | 0.27 | 0.27 | 0.18 | 0.18 | 0.18 | 0.18 | 0.18 | 0.18 | 0.18 | 0.18 | 0.18 | 0.18 | 0.18 | 0.18 | 0.13 | 0.13 | 0.13 | 0.13 | 0.13 | Yes | Yes | Yes
CLILB92123 | L | Commercial | Lighting | Lamps/Ballasts/Fixtures | LED Low Bay | Commercial-All Com-IntLight | 12 | 70% | 0.50142 | NA | NA | NA | NA | NA | NA | NA | NA | NA | NA | NA | NA | NA | NA | NA | NA | NA | 0.18 | 0.18 | 0.13 | 0.13 | 0.13 | 0.13 | 0.13 | Yes | Yes | Yes
CLILB92124 | L | Commercial | Lighting | Lamps/Ballasts/Fixtures | LED Mogul Base | Commercial-All Com-IntLight | 12 | 70% | 0.50142 | NA | NA | NA | NA | NA | NA | NA | NA | NA | NA | NA | NA | NA | NA | NA | NA | NA | 0.18 | 0.18 | 0.13 | 0.13 | 0.13 | 0.13 | 0.13 | Yes | Yes | Yes
CLILB92125 | L | Commercial | Lighting | Lamps/Ballasts/Fixtures | LED Exit Sign | FLAT-System | 12 | 70% | 0.54398 | NA | NA | NA | NA | NA | NA | NA | NA | NA | NA | NA | NA | NA | NA | NA | NA | NA | 0.18 | 0.18 | 0.13 | 0.13 | 0.13 | 0.13 | 0.13 | Yes | Yes | Yes
CLILB92126 | L | Commercial | Lighting | Lamps/Ballasts/Fixtures | Fluorescent | Commercial-All Com-IntLight | 12 | 70% | 0.50142 | NA | NA | NA | NA | NA | NA | NA | NA | NA | NA | NA | NA | NA | NA | NA | NA | NA | 0.18 | 0.18 | 0.13 | 0.13 | 0.13 | 0.13 | 0.13 | Yes | Yes | Yes
CLILB92127 | L | Commercial | Lighting | Lamps/Ballasts/Fixtures | Signage | Commercial-All Com-IntLight | 12 | 70% | 0.50142 | NA | NA | NA | NA | NA | NA | NA | NA | NA | NA | NA | NA | NA | NA | NA | NA | NA | 0.18 | 0.18 | 0.13 | 0.13 | 0.13 | 0.13 | 0.13 | Yes | Yes | Yes
CLILB92146 | L | Commercial | Lighting | Lamps/Ballasts/Fixtures | Existing Equipment | Commercial-All Com-IntLight | [30 empty] | Yes
CLILC82049 | R | Commercial | Lighting | Lighting Controls | Control Panels | Commercial-All Com-IntLight | 7 | 70% | 0.33701 | 0.13 | 0.2 | 0.2 | 0.2 | 0.2 | 0.2 | 0.2 | 0.18 | 0.18 | 0.18 | 0.18 | 0.18 | 0.18 | 0.18 | 0.18 | 0.18 | 0.18 | NA | NA | NA | NA | NA | NA | NA | Yes | Yes
CLILC82050 | R | Commercial | Lighting | Lighting Controls | Daylighting | Commercial-All Com-IntLight | 7 | 70% | 0.33701 | 0.13 | 0.2 | 0.2 | 0.2 | 0.2 | 0.2 | 0.2 | 0.18 | 0.18 | 0.18 | 0.18 | 0.18 | 0.18 | 0.18 | 0.18 | 0.18 | 0.18 | NA | NA | NA | NA | NA | NA | NA | Yes | Yes
CLILC82051 | R | Commercial | Lighting | Lighting Controls | Occupancy Sensors | Commercial-All Com-IntLight | 7 | 70% | 0.33701 | 0.13 | 0.2 | 0.2 | 0.2 | 0.2 | 0.2 | 0.2 | 0.18 | 0.18 | 0.18 | 0.18 | 0.18 | 0.18 | 0.18 | 0.18 | 0.18 | 0.18 | NA | NA | NA | NA | NA | NA | NA | Yes | Yes
CLILC82052 | R | Commercial | Lighting | Lighting Controls | Photocells | Commercial-All Com-ExtLight | 7 | 70% | 0.45904 | 0.13 | 0.2 | 0.2 | 0.2 | 0.2 | 0.2 | 0.2 | 0.18 | 0.18 | 0.18 | 0.18 | 0.18 | 0.18 | 0.18 | 0.18 | 0.18 | 0.18 | NA | NA | NA | NA | NA | NA | NA | Yes | Yes
CLILC82053 | R | Commercial | Lighting | Lighting Controls | Timers | Commercial-All Com-IntLight | 7 | 70% | 0.33701 | 0.13 | 0.2 | 0.2 | 0.2 | 0.2 | 0.2 | 0.2 | 0.18 | 0.18 | 0.18 | 0.18 | 0.18 | 0.18 | 0.18 | 0.18 | 0.18 | 0.18 | NA | NA | NA | NA | NA | NA | NA | Yes | Yes
CLILC82116 | R | Commercial | Lighting | Lighting Controls | Controls | Commercial-All Com-IntLight | 7 | 70% | 0.33701 | 0.13 | 0.2 | 0.2 | 0.2 | 0.2 | 0.2 | 0.2 | 0.18 | 0.18 | 0.18 | 0.18 | 0.18 | 0.18 | 0.18 | 0.18 | 0.18 | 0.18 | 0.18 | 0.18 | 0.13 | 0.13 | 0.13 | 0.13 | 0.13 | Yes | Yes | Yes
CLILC92049 | L | Commercial | Lighting | Lighting Controls | Control Panels | Commercial-All Com-IntLight | 7 | 70% | 0.33701 | 0.2 | 0.27 | 0.27 | 0.27 | 0.27 | 0.27 | 0.27 | 0.18 | 0.18 | 0.18 | 0.18 | 0.18 | 0.18 | 0.18 | 0.18 | 0.18 | 0.18 | NA | NA | NA | NA | NA | NA | NA | Yes | Yes
CLILC92050 | L | Commercial | Lighting | Lighting Controls | Daylighting | Commercial-All Com-IntLight | 7 | 70% | 0.33701 | 0.2 | 0.27 | 0.27 | 0.27 | 0.27 | 0.27 | 0.27 | 0.18 | 0.18 | 0.18 | 0.18 | 0.18 | 0.18 | 0.18 | 0.18 | 0.18 | 0.18 | NA | NA | NA | NA | NA | NA | NA | Yes | Yes
CLILC92051 | L | Commercial | Lighting | Lighting Controls | Occupancy Sensors | Commercial-All Com-IntLight | 7 | 70% | 0.33701 | 0.2 | 0.27 | 0.27 | 0.27 | 0.27 | 0.27 | 0.27 | 0.18 | 0.18 | 0.18 | 0.18 | 0.18 | 0.18 | 0.18 | 0.18 | 0.18 | 0.18 | NA | NA | NA | NA | NA | NA | NA | Yes | Yes
CLILC92052 | L | Commercial | Lighting | Lighting Controls | Photocells | Commercial-All Com-ExtLight | 7 | 70% | 0.45904 | 0.2 | 0.27 | 0.27 | 0.27 | 0.27 | 0.27 | 0.27 | 0.18 | 0.18 | 0.18 | 0.18 | 0.18 | 0.18 | 0.18 | 0.18 | 0.18 | 0.18 | NA | NA | NA | NA | NA | NA | NA | Yes | Yes
CLILC92053 | L | Commercial | Lighting | Lighting Controls | Timers | Commercial-All Com-IntLight | 7 | 70% | 0.33701 | 0.2 | 0.27 | 0.27 | 0.27 | 0.27 | 0.27 | 0.27 | 0.18 | 0.18 | 0.18 | 0.18 | 0.18 | 0.18 | 0.18 | 0.18 | 0.18 | 0.18 | NA | NA | NA | NA | NA | NA | NA | Yes | Yes
CLILC92116 | L | Commercial | Lighting | Lighting Controls | Controls | Commercial-All Com-IntLight | 7 | 70% | 0.33701 | 0.2 | 0.27 | 0.27 | 0.27 | 0.27 | 0.27 | 0.27 | 0.18 | 0.18 | 0.18 | 0.18 | 0.18 | 0.18 | 0.18 | 0.18 | 0.18 | 0.18 | 0.18 | 0.18 | 0.13 | 0.13 | 0.13 | 0.13 | 0.13 | Yes | Yes | Yes
CMDCI82099 | R | Commercial | Motors/Drives | Compressed Air System Improvements | Motors/Drives Installation on Compressed Air System | Commercial-All Com-Misc | 10 | 70% | 0.42959 | 0.13 | 0.2 | 0.2 | 0.2 | 0.2 | 0.2 | 0.2 | 0.2 | 0.2 | 0.2 | 0.2 | 0.2 | 0.2 | 0.2 | 0.2 | 0.2 | 0.2 | 0.2 | 0.2 | 0.2 | 0.2 | 0.2 | 0.33 | 0.33 | Yes | Yes | Yes
CMDCI92099 | L | Commercial | Motors/Drives | Compressed Air System Improvements | Motors/Drives Installation on Compressed Air System | Commercial-All Com-Misc | 10 | 70% | 0.42959 | 0.2 | 0.27 | 0.27 | 0.27 | 0.27 | 0.27 | 0.27 | 0.27 | 0.27 | 0.27 | 0.27 | 0.27 | 0.27 | 0.27 | 0.27 | 0.27 | 0.27 | 0.27 | 0.27 | 0.27 | 0.27 | 0.27 | 0.33 | 0.33 | Yes | Yes | Yes
CMDMC82056 | R | Commercial | Motors/Drives | Motors/Drives Controls | Electronically Commutated Motor (ECM) | Commercial-All Com-Vent | 10 | 70% | 0.43297 | 0.13 | 0.2 | 0.2 | 0.2 | 0.2 | 0.2 | 0.2 | 0.2 | 0.2 | 0.2 | 0.2 | 0.2 | 0.2 | 0.2 | 0.2 | 0.2 | 0.2 | 0.2 | 0.2 | 0.2 | 0.2 | 0.2 | 0.33 | 0.33 | Yes | Yes | Yes
CMDMC82057 | R | Commercial | Motors/Drives | Motors/Drives Controls | Energy Management Systems/System Controls | Commercial-All Com-Vent | 10 | 70% | 0.43297 | 0.13 | 0.2 | 0.2 | 0.2 | 0.2 | 0.2 | 0.2 | 0.2 | 0.2 | 0.2 | 0.2 | 0.2 | 0.2 | 0.2 | 0.2 | 0.2 | 0.2 | 0.2 | 0.2 | 0.2 | 0.2 | 0.2 | 0.33 | 0.33 | Yes | Yes | Yes
CMDMC82058 | R | Commercial | Motors/Drives | Motors/Drives Controls | Motors/Drives Control Improvements (non-VFD) | Commercial-All Com-Vent | 10 | 70% | 0.43297 | 0.13 | 0.2 | 0.2 | 0.2 | 0.2 | 0.2 | 0.2 | 0.2 | 0.2 | 0.2 | 0.2 | 0.2 | 0.2 | 0.2 | 0.2 | 0.2 | 0.2 | 0.2 | 0.2 | 0.2 | 0.2 | 0.2 | 0.33 | 0.33 | Yes | Yes | Yes
CMDMC82059 | R | Commercial | Motors/Drives | Motors/Drives Controls | Motors/Drives Control Improvements (VFD) | Commercial-All Com-Vent | 10 | 70% | 0.43297 | 0.13 | 0.2 | 0.2 | 0.2 | 0.2 | 0.2 | 0.2 | 0.2 | 0.2 | 0.2 | 0.2 | 0.2 | 0.2 | 0.2 | 0.2 | 0.2 | 0.2 | 0.2 | 0.2 | 0.2 | 0.2 | 0.2 | 0.33 | 0.33 | Yes | Yes | Yes
CMDMC92056 | L | Commercial | Motors/Drives | Motors/Drives Controls | Electronically Commutated Motor (ECM) | Commercial-All Com-Vent | 10 | 70% | 0.43297 | 0.2 | 0.27 | 0.27 | 0.27 | 0.27 | 0.27 | 0.27 | 0.27 | 0.27 | 0.27 | 0.27 | 0.27 | 0.27 | 0.27 | 0.27 | 0.27 | 0.27 | 0.27 | 0.27 | 0.27 | 0.27 | 0.27 | 0.33 | 0.33 | Yes | Yes | Yes
CMDMC92057 | L | Commercial | Motors/Drives | Motors/Drives Controls | Energy Management Systems/System Controls | Commercial-All Com-Vent | 10 | 70% | 0.43297 | 0.2 | 0.27 | 0.27 | 0.27 | 0.27 | 0.27 | 0.27 | 0.27 | 0.27 | 0.27 | 0.27 | 0.27 | 0.27 | 0.27 | 0.27 | 0.27 | 0.27 | 0.27 | 0.27 | 0.27 | 0.27 | 0.27 | 0.33 | 0.33 | Yes | Yes | Yes
CMDMC92058 | L | Commercial | Motors/Drives | Motors/Drives Controls | Motors/Drives Control Improvements (non-VFD) | Commercial-All Com-Vent | 10 | 70% | 0.43297 | 0.2 | 0.27 | 0.27 | 0.27 | 0.27 | 0.27 | 0.27 | 0.27 | 0.27 | 0.27 | 0.27 | 0.27 | 0.27 | 0.27 | 0.27 | 0.27 | 0.27 | 0.27 | 0.27 | 0.27 | 0.27 | 0.27 | 0.33 | 0.33 | Yes | Yes | Yes
CMDMC92059 | L | Commercial | Motors/Drives | Motors/Drives Controls | Motors/Drives Control Improvements (VFD) | Commercial-All Com-Vent | 10 | 70% | 0.43297 | 0.2 | 0.27 | 0.27 | 0.27 | 0.27 | 0.27 | 0.27 | 0.27 | 0.27 | 0.27 | 0.27 | 0.27 | 0.27 | 0.27 | 0.27 | 0.27 | 0.27 | 0.27 | 0.27 | 0.27 | 0.27 | 0.27 | 0.33 | 0.33 | Yes | Yes | Yes
CMDMO82054 | R | Commercial | Motors/Drives | Motors | Motor Rewind | Commercial-All Com-Vent | 10 | 70% | 0.43297 | 0.13 | 0.2 | 0.2 | 0.2 | 0.2 | 0.2 | 0.2 | 0.2 | 0.2 | 0.2 | 0.2 | 0.2 | 0.2 | 0.2 | 0.2 | 0.2 | 0.2 | 0.2 | 0.2 | 0.2 | 0.2 | 0.2 | 0.33 | 0.33 | Yes | Yes | Yes
CMDMO82055 | R | Commercial | Motors/Drives | Motors | Motors | Commercial-All Com-Vent | 10 | 70% | 0.43297 | 0.13 | 0.2 | 0.2 | 0.2 | 0.2 | 0.2 | 0.2 | 0.2 | 0.2 | 0.2 | 0.2 | 0.2 | 0.2 | 0.2 | 0.2 | 0.2 | 0.2 | 0.2 | 0.2 | 0.2 | 0.2 | 0.2 | 0.33 | 0.33 | Yes | Yes | Yes
CMDMO92054 | L | Commercial | Motors/Drives | Motors | Motor Rewind | Commercial-All Com-Vent | 10 | 70% | 0.43297 | 0.2 | 0.27 | 0.27 | 0.27 | 0.27 | 0.27 | 0.27 | 0.27 | 0.27 | 0.27 | 0.27 | 0.27 | 0.27 | 0.27 | 0.27 | 0.27 | 0.27 | 0.27 | 0.27 | 0.27 | 0.27 | 0.27 | 0.33 | 0.33 | Yes | Yes | Yes
CMDMO92055 | L | Commercial | Motors/Drives | Motors | Motors | Commercial-All Com-Vent | 10 | 70% | 0.43297 | 0.2 | 0.27 | 0.27 | 0.27 | 0.27 | 0.27 | 0.27 | 0.27 | 0.27 | 0.27 | 0.27 | 0.27 | 0.27 | 0.27 | 0.27 | 0.27 | 0.27 | 0.27 | 0.27 | 0.27 | 0.27 | 0.27 | 0.33 | 0.33 | Yes | Yes | Yes
CMDPF82060 | R | Commercial | Motors/Drives | Pumps and Fans | Motors/Drives Installation on Fan System | Commercial-All Com-Vent | 10 | 70% | 0.43297 | 0.13 | 0.2 | 0.2 | 0.2 | 0.2 | 0.2 | 0.2 | 0.2 | 0.2 | 0.2 | 0.2 | 0.2 | 0.2 | 0.2 | 0.2 | 0.2 | 0.2 | 0.2 | 0.2 | 0.2 | 0.2 | 0.2 | 0.33 | 0.33 | Yes | Yes | Yes
CMDPF82061 | R | Commercial | Motors/Drives | Pumps and Fans | Motors/Drives Installation on Vacuum Pumps | Commercial-All Com-Vent | 10 | 70% | 0.43297 | 0.13 | 0.2 | 0.2 | 0.2 | 0.2 | 0.2 | 0.2 | 0.2 | 0.2 | 0.2 | 0.2 | 0.2 | 0.2 | 0.2 | 0.2 | 0.2 | 0.2 | 0.2 | 0.2 | 0.2 | 0.2 | 0.2 | 0.33 | 0.33 | Yes | Yes | Yes
CMDPF82100 | R | Commercial | Motors/Drives | Pumps and Fans | Motors/Drives Installation on Pump System | Commercial-All Com-Vent | 10 | 70% | 0.43297 | 0.13 | 0.2 | 0.2 | 0.2 | 0.2 | 0.2 | 0.2 | 0.2 | 0.2 | 0.2 | 0.2 | 0.2 | 0.2 | 0.2 | 0.2 | 0.2 | 0.2 | 0.2 | 0.2 | 0.2 | 0.2 | 0.2 | 0.33 | 0.33 | Yes | Yes | Yes
CMDPF92060 | L | Commercial | Motors/Drives | Pumps and Fans | Motors/Drives Installation on Fan System | Commercial-All Com-Vent | 10 | 70% | 0.43297 | 0.2 | 0.27 | 0.27 | 0.27 | 0.27 | 0.27 | 0.27 | 0.27 | 0.27 | 0.27 | 0.27 | 0.27 | 0.27 | 0.27 | 0.27 | 0.27 | 0.27 | 0.27 | 0.27 | 0.27 | 0.27 | 0.27 | 0.33 | 0.33 | Yes | Yes | Yes
CMDPF92061 | L | Commercial | Motors/Drives | Pumps and Fans | Motors/Drives Installation on Vacuum Pumps | Commercial-All Com-Vent | 10 | 70% | 0.43297 | 0.2 | 0.27 | 0.27 | 0.27 | 0.27 | 0.27 | 0.27 | 0.27 | 0.27 | 0.27 | 0.27 | 0.27 | 0.27 | 0.27 | 0.27 | 0.27 | 0.27 | 0.27 | 0.27 | 0.27 | 0.27 | 0.27 | 0.33 | 0.33 | Yes | Yes | Yes
CMDPF92100 | L | Commercial | Motors/Drives | Pumps and Fans | Motors/Drives Installation on Pump System | Commercial-All Com-Vent | 10 | 70% | 0.43297 | 0.2 | 0.27 | 0.27 | 0.27 | 0.27 | 0.27 | 0.27 | 0.27 | 0.27 | 0.27 | 0.27 | 0.27 | 0.27 | 0.27 | 0.27 | 0.27 | 0.27 | 0.27 | 0.27 | 0.27 | 0.27 | 0.27 | 0.33 | 0.33 | Yes | Yes | Yes
CPLEL82062 | R | Commercial | Process Loads | Elevators | Elevators | Commercial-All Com-Misc | 15 | 70% | 0.58811 | 0.13 | 0.2 | 0.2 | 0.2 | 0.2 | 0.2 | 0.2 | 0.2 | 0.2 | 0.2 | 0.2 | 0.2 | 0.2 | 0.2 | 0.2 | 0.2 | 0.2 | 0.2 | 0.2 | 0.2 | 0.2 | 0.2 | 0.33 | 0.33 | Yes | Yes | Yes
CPLEL92062 | L | Commercial | Process Loads | Elevators | Elevators | Commercial-All Com-Misc | 15 | 70% | 0.58811 | 0.2 | 0.27 | 0.27 | 0.27 | 0.27 | 0.27 | 0.27 | 0.27 | 0.27 | 0.27 | 0.27 | 0.27 | 0.27 | 0.27 | 0.27 | 0.27 | 0.27 | 0.27 | 0.27 | 0.27 | 0.27 | 0.27 | 0.33 | 0.33 | Yes | Yes | Yes
CPLES82063 | R | Commercial | Process Loads | Escalators | Escalators | Commercial-All Com-Misc | 15 | 70% | 0.58811 | 0.13 | 0.2 | 0.2 | 0.2 | 0.2 | 0.2 | 0.2 | 0.2 | 0.2 | 0.2 | 0.2 | 0.2 | 0.2 | 0.2 | 0.2 | 0.2 | 0.2 | 0.2 | 0.2 | 0.2 | 0.2 | 0.2 | 0.33 | 0.33 | Yes | Yes | Yes
CPLES92063 | L | Commercial | Process Loads | Escalators | Escalators | Commercial-All Com-Misc | 15 | 70% | 0.58811 | 0.2 | 0.27 | 0.27 | 0.27 | 0.27 | 0.27 | 0.27 | 0.27 | 0.27 | 0.27 | 0.27 | 0.27 | 0.27 | 0.27 | 0.27 | 0.27 | 0.27 | 0.27 | 0.27 | 0.27 | 0.27 | 0.27 | 0.33 | 0.33 | Yes | Yes | Yes
CPLHR82064 | R | Commercial | Process Loads | Heat Recovery | Heat Recovery Improvements | C-All-HVAC-ER-All-All-E | 10 | 70% | 0.47391 | 0.13 | 0.2 | 0.2 | 0.2 | 0.2 | 0.2 | 0.2 | 0.2 | 0.2 | 0.2 | 0.2 | 0.2 | 0.2 | 0.2 | 0.2 | 0.2 | 0.2 | 0.2 | 0.2 | 0.2 | 0.2 | 0.2 | 0.33 | 0.33 | Yes | Yes | Yes
CPLHR92064 | L | Commercial | Process Loads | Heat Recovery | Heat Recovery Improvements | C-All-HVAC-ER-All-All-E | 10 | 70% | 0.47391 | 0.2 | 0.27 | 0.27 | 0.27 | 0.27 | 0.27 | 0.27 | 0.27 | 0.27 | 0.27 | 0.27 | 0.27 | 0.27 | 0.27 | 0.27 | 0.27 | 0.27 | 0.27 | 0.27 | 0.27 | 0.27 | 0.27 | 0.33 | 0.33 | Yes | Yes | Yes
CPLPC82065 | R | Commercial | Process Loads | Process Loads System Controls | Process Loads Control Improvements (non-VFD) | Commercial-All Com-Process | 5 | 70% | 0.27574 | 0.13 | 0.2 | 0.2 | 0.2 | 0.2 | 0.2 | 0.2 | 0.2 | 0.2 | 0.2 | 0.2 | 0.2 | 0.2 | 0.2 | 0.2 | 0.2 | 0.2 | 0.2 | 0.2 | 0.2 | 0.2 | 0.2 | 0.33 | 0.33 | Yes | Yes | Yes
CPLPC82066 | R | Commercial | Process Loads | Process Loads System Controls | Process Loads Control Improvements (VFD) | Commercial-All Com-Process | 5 | 70% | 0.27574 | 0.13 | 0.2 | 0.2 | 0.2 | 0.2 | 0.2 | 0.2 | 0.2 | 0.2 | 0.2 | 0.2 | 0.2 | 0.2 | 0.2 | 0.2 | 0.2 | 0.2 | 0.2 | 0.2 | 0.2 | 0.2 | 0.2 | 0.33 | 0.33 | Yes | Yes | Yes
CPLPC92065 | L | Commercial | Process Loads | Process Loads System Controls | Process Loads Control Improvements (non-VFD) | Commercial-All Com-Process | 5 | 70% | 0.27574 | 0.2 | 0.27 | 0.27 | 0.27 | 0.27 | 0.27 | 0.27 | 0.27 | 0.27 | 0.27 | 0.27 | 0.27 | 0.27 | 0.27 | 0.27 | 0.27 | 0.27 | 0.27 | 0.27 | 0.27 | 0.27 | 0.27 | 0.33 | 0.33 | Yes | Yes | Yes
CPLPC92066 | L | Commercial | Process Loads | Process Loads System Controls | Process Loads Control Improvements (VFD) | Commercial-All Com-Process | 5 | 70% | 0.27574 | 0.2 | 0.27 | 0.27 | 0.27 | 0.27 | 0.27 | 0.27 | 0.27 | 0.27 | 0.27 | 0.27 | 0.27 | 0.27 | 0.27 | 0.27 | 0.27 | 0.27 | 0.27 | 0.27 | 0.27 | 0.27 | 0.27 | 0.33 | 0.33 | Yes | Yes | Yes
CPLPF82068 | R | Commercial | Process Loads | Pumps and Fans | Centrifugal Pump System Improvements | Commercial-All Com-Vent | 10 | 70% | 0.43297 | 0.13 | 0.2 | 0.2 | 0.2 | 0.2 | 0.2 | 0.2 | 0.2 | 0.2 | 0.2 | 0.2 | 0.2 | 0.2 | 0.2 | 0.2 | 0.2 | 0.2 | 0.2 | 0.2 | 0.2 | 0.2 | 0.2 | 0.33 | 0.33 | Yes | Yes | Yes
CPLPF82069 | R | Commercial | Process Loads | Pumps and Fans | Fan System Improvements | Commercial-All Com-Vent | 10 | 70% | 0.43297 | 0.13 | 0.2 | 0.2 | 0.2 | 0.2 | 0.2 | 0.2 | 0.2 | 0.2 | 0.2 | 0.2 | 0.2 | 0.2 | 0.2 | 0.2 | 0.2 | 0.2 | 0.2 | 0.2 | 0.2 | 0.2 | 0.2 | 0.33 | 0.33 | Yes | Yes | Yes
CPLPF82070 | R | Commercial | Process Loads | Pumps and Fans | Pump System Improvements | Commercial-All Com-Vent | 10 | 70% | 0.43297 | 0.13 | 0.2 | 0.2 | 0.2 | 0.2 | 0.2 | 0.2 | 0.2 | 0.2 | 0.2 | 0.2 | 0.2 | 0.2 | 0.2 | 0.2 | 0.2 | 0.2 | 0.2 | 0.2 | 0.2 | 0.2 | 0.2 | 0.33 | 0.33 | Yes | Yes | Yes
CPLPF82071 | R | Commercial | Process Loads | Pumps and Fans | Turbine Pump System Improvements | Commercial-All Com-Vent | 10 | 70% | 0.43297 | 0.13 | 0.2 | 0.2 | 0.2 | 0.2 | 0.2 | 0.2 | 0.2 | 0.2 | 0.2 | 0.2 | 0.2 | 0.2 | 0.2 | 0.2 | 0.2 | 0.2 | 0.2 | 0.2 | 0.2 | 0.2 | 0.2 | 0.33 | 0.33 | Yes | Yes | Yes
CPLPF82072 | R | Commercial | Process Loads | Pumps and Fans | Vacuum Pump System Improvements | Commercial-All Com-Vent | 10 | 70% | 0.43297 | 0.13 | 0.2 | 0.2 | 0.2 | 0.2 | 0.2 | 0.2 | 0.2 | 0.2 | 0.2 | 0.2 | 0.2 | 0.2 | 0.2 | 0.2 | 0.2 | 0.2 | 0.2 | 0.2 | 0.2 | 0.2 | 0.2 | 0.33 | 0.33 | Yes | Yes | Yes
CPLPF92068 | L | Commercial | Process Loads | Pumps and Fans | Centrifugal Pump System Improvements | Commercial-All Com-Vent | 10 | 70% | 0.43297 | 0.2 | 0.27 | 0.27 | 0.27 | 0.27 | 0.27 | 0.27 | 0.27 | 0.27 | 0.27 | 0.27 | 0.27 | 0.27 | 0.27 | 0.27 | 0.27 | 0.27 | 0.27 | 0.27 | 0.27 | 0.27 | 0.27 | 0.33 | 0.33 | Yes | Yes | Yes
CPLPF92069 | L | Commercial | Process Loads | Pumps and Fans | Fan System Improvements | Commercial-All Com-Vent | 10 | 70% | 0.43297 | 0.2 | 0.27 | 0.27 | 0.27 | 0.27 | 0.27 | 0.27 | 0.27 | 0.27 | 0.27 | 0.27 | 0.27 | 0.27 | 0.27 | 0.27 | 0.27 | 0.27 | 0.27 | 0.27 | 0.27 | 0.27 | 0.27 | 0.33 | 0.33 | Yes | Yes | Yes
CPLPF92070 | L | Commercial | Process Loads | Pumps and Fans | Pump System Improvements | Commercial-All Com-Vent | 10 | 70% | 0.43297 | 0.2 | 0.27 | 0.27 | 0.27 | 0.27 | 0.27 | 0.27 | 0.27 | 0.27 | 0.27 | 0.27 | 0.27 | 0.27 | 0.27 | 0.27 | 0.27 | 0.27 | 0.27 | 0.27 | 0.27 | 0.27 | 0.27 | 0.33 | 0.33 | Yes | Yes | Yes
CPLPF92071 | L | Commercial | Process Loads | Pumps and Fans | Turbine Pump System Improvements | Commercial-All Com-Vent | 10 | 70% | 0.43297 | 0.2 | 0.27 | 0.27 | 0.27 | 0.27 | 0.27 | 0.27 | 0.27 | 0.27 | 0.27 | 0.27 | 0.27 | 0.27 | 0.27 | 0.27 | 0.27 | 0.27 | 0.27 | 0.27 | 0.27 | 0.27 | 0.27 | 0.33 | 0.33 | Yes | Yes | Yes
CPLPF92072 | L | Commercial | Process Loads | Pumps and Fans | Vacuum Pump System Improvements | Commercial-All Com-Vent | 10 | 70% | 0.43297 | 0.2 | 0.27 | 0.27 | 0.27 | 0.27 | 0.27 | 0.27 | 0.27 | 0.27 | 0.27 | 0.27 | 0.27 | 0.27 | 0.27 | 0.27 | 0.27 | 0.27 | 0.27 | 0.27 | 0.27 | 0.27 | 0.27 | 0.33 | 0.33 | Yes | Yes | Yes
CPLPL82067 | R | Commercial | Process Loads | Process Loads System Improvements | Interactive Process Loads System Improvements | Commercial-All Com-Process | 10 | 70% | 0.43569 | 0.13 | 0.2 | 0.2 | 0.2 | 0.2 | 0.2 | 0.2 | 0.2 | 0.2 | 0.2 | 0.2 | 0.2 | 0.2 | 0.2 | 0.2 | 0.2 | 0.2 | 0.2 | 0.2 | 0.2 | 0.2 | 0.2 | 0.33 | 0.33 | Yes | Yes | Yes
CPLPL92067 | L | Commercial | Process Loads | Process Loads System Improvements | Interactive Process Loads System Improvements | Commercial-All Com-Process | 10 | 70% | 0.43569 | 0.2 | 0.27 | 0.27 | 0.27 | 0.27 | 0.27 | 0.27 | 0.27 | 0.27 | 0.27 | 0.27 | 0.27 | 0.27 | 0.27 | 0.27 | 0.27 | 0.27 | 0.27 | 0.27 | 0.27 | 0.27 | 0.27 | 0.33 | 0.33 | Yes | Yes | Yes
CREHR82073 | R | Commercial | Refrigeration | Heat Recovery | Heat Recovery Improvements | C-All-HVAC-ER-All-All-E | 10 | 70% | 0.47391 | 0.13 | 0.2 | 0.2 | 0.2 | 0.2 | 0.2 | 0.2 | 0.2 | 0.2 | 0.2 | 0.2 | 0.2 | 0.2 | 0.2 | 0.2 | 0.2 | 0.2 | 0.2 | 0.2 | 0.2 | 0.2 | 0.2 | 0.33 | 0.33 | Yes | Yes | Yes
CREHR92073 | L | Commercial | Refrigeration | Heat Recovery | Heat Recovery Improvements | C-All-HVAC-ER-All-All-E | 10 | 70% | 0.47391 | 0.2 | 0.27 | 0.27 | 0.27 | 0.27 | 0.27 | 0.27 | 0.27 | 0.27 | 0.27 | 0.27 | 0.27 | 0.27 | 0.27 | 0.27 | 0.27 | 0.27 | 0.27 | 0.27 | 0.27 | 0.27 | 0.27 | 0.33 | 0.33 | Yes | Yes | Yes
CREPF82076 | R | Commercial | Refrigeration | Pumps and Fans | Condensor Fan System Improvements | C-All-Ref-Refrig-All-All-C | 10 | 70% | 0.46016 | 0.13 | 0.2 | 0.2 | 0.2 | 0.2 | 0.2 | 0.2 | 0.2 | 0.2 | 0.2 | 0.2 | 0.2 | 0.2 | 0.2 | 0.2 | 0.2 | 0.2 | 0.2 | 0.2 | 0.2 | 0.2 | 0.2 | 0.33 | 0.33 | Yes | Yes | Yes
CREPF82077 | R | Commercial | Refrigeration | Pumps and Fans | Evaporator Coil Fan System Improvements | C-All-Ref-Refrig-All-All-C | 10 | 70% | 0.46016 | 0.13 | 0.2 | 0.2 | 0.2 | 0.2 | 0.2 | 0.2 | 0.2 | 0.2 | 0.2 | 0.2 | 0.2 | 0.2 | 0.2 | 0.2 | 0.2 | 0.2 | 0.2 | 0.2 | 0.2 | 0.2 | 0.2 | 0.33 | 0.33 | Yes | Yes | Yes
CREPF82078 | R | Commercial | Refrigeration | Pumps and Fans | Evaporator Fan System Improvements | C-All-Ref-Refrig-All-All-C | 10 | 70% | 0.46016 | 0.13 | 0.2 | 0.2 | 0.2 | 0.2 | 0.2 | 0.2 | 0.2 | 0.2 | 0.2 | 0.2 | 0.2 | 0.2 | 0.2 | 0.2 | 0.2 | 0.2 | 0.2 | 0.2 | 0.2 | 0.2 | 0.2 | 0.33 | 0.33 | Yes | Yes | Yes
CREPF92076 | L | Commercial | Refrigeration | Pumps and Fans | Condensor Fan System Improvements | C-All-Ref-Refrig-All-All-C | 10 | 70% | 0.46016 | 0.2 | 0.27 | 0.27 | 0.27 | 0.27 | 0.27 | 0.27 | 0.27 | 0.27 | 0.27 | 0.27 | 0.27 | 0.27 | 0.27 | 0.27 | 0.27 | 0.27 | 0.27 | 0.27 | 0.27 | 0.27 | 0.27 | 0.33 | 0.33 | Yes | Yes | Yes
CREPF92077 | L | Commercial | Refrigeration | Pumps and Fans | Evaporator Coil Fan System Improvements | C-All-Ref-Refrig-All-All-C | 10 | 70% | 0.46016 | 0.2 | 0.27 | 0.27 | 0.27 | 0.27 | 0.27 | 0.27 | 0.27 | 0.27 | 0.27 | 0.27 | 0.27 | 0.27 | 0.27 | 0.27 | 0.27 | 0.27 | 0.27 | 0.27 | 0.27 | 0.27 | 0.27 | 0.33 | 0.33 | Yes | Yes | Yes
CREPF92078 | L | Commercial | Refrigeration | Pumps and Fans | Evaporator Fan System Improvements | C-All-Ref-Refrig-All-All-C | 10 | 70% | 0.46016 | 0.2 | 0.27 | 0.27 | 0.27 | 0.27 | 0.27 | 0.27 | 0.27 | 0.27 | 0.27 | 0.27 | 0.27 | 0.27 | 0.27 | 0.27 | 0.27 | 0.27 | 0.27 | 0.27 | 0.27 | 0.27 | 0.27 | 0.33 | 0.33 | Yes | Yes | Yes
CREPR82074 | R | Commercial | Refrigeration | Packaged Refrigeration | Packaged Refrigeration System Improvements | C-All-Ref-Refrig-All-All-C | 15 | 70% | 0.6286 | 0.13 | 0.2 | 0.2 | 0.2 | 0.2 | 0.2 | 0.2 | 0.2 | 0.2 | 0.2 | 0.2 | 0.2 | 0.2 | 0.2 | 0.2 | 0.2 | 0.2 | 0.2 | 0.2 | 0.2 | 0.2 | 0.2 | 0.33 | 0.33 | Yes | Yes | Yes
CREPR82075 | R | Commercial | Refrigeration | Packaged Refrigeration | Refrigerators | C-All-Ref-Refrig-All-All-C | 15 | 70% | 0.6286 | 0.13 | 0.2 | 0.2 | 0.2 | 0.2 | 0.2 | 0.2 | 0.2 | 0.2 | 0.2 | 0.2 | 0.2 | 0.2 | 0.2 | 0.2 | 0.2 | 0.2 | 0.2 | 0.2 | 0.2 | 0.2 | 0.2 | 0.33 | 0.33 | Yes | Yes | Yes
CREPR92074 | L | Commercial | Refrigeration | Packaged Refrigeration | Packaged Refrigeration System Improvements | C-All-Ref-Refrig-All-All-C | 15 | 70% | 0.6286 | 0.2 | 0.27 | 0.27 | 0.27 | 0.27 | 0.27 | 0.27 | 0.27 | 0.27 | 0.27 | 0.27 | 0.27 | 0.27 | 0.27 | 0.27 | 0.27 | 0.27 | 0.27 | 0.27 | 0.27 | 0.27 | 0.27 | 0.33 | 0.33 | Yes | Yes | Yes
CREPR92075 | L | Commercial | Refrigeration | Packaged Refrigeration | Refrigerators | C-All-Ref-Refrig-All-All-C | 15 | 70% | 0.6286 | 0.2 | 0.27 | 0.27 | 0.27 | 0.27 | 0.27 | 0.27 | 0.27 | 0.27 | 0.27 | 0.27 | 0.27 | 0.27 | 0.27 | 0.27 | 0.27 | 0.27 | 0.27 | 0.27 | 0.27 | 0.27 | 0.27 | 0.33 | 0.33 | Yes | Yes | Yes
CRERC82079 | R | Commercial | Refrigeration | Refrigeration System Controls | Defrost Control Improvements | C-All-Ref-Refrig-All-All-C | 5 | 70% | 0.28938 | 0.13 | 0.2 | 0.2 | 0.2 | 0.2 | 0.2 | 0.2 | 0.2 | 0.2 | 0.2 | 0.2 | 0.2 | 0.2 | 0.2 | 0.2 | 0.2 | 0.2 | 0.2 | 0.2 | 0.2 | 0.2 | 0.2 | 0.33 | 0.33 | Yes | Yes | Yes
CRERC82080 | R | Commercial | Refrigeration | Refrigeration System Controls | Refrigeration Control Improvements (non-VFD) | C-All-Ref-Refrig-All-All-C | 5 | 70% | 0.28938 | 0.13 | 0.2 | 0.2 | 0.2 | 0.2 | 0.2 | 0.2 | 0.2 | 0.2 | 0.2 | 0.2 | 0.2 | 0.2 | 0.2 | 0.2 | 0.2 | 0.2 | 0.2 | 0.2 | 0.2 | 0.2 | 0.2 | 0.33 | 0.33 | Yes | Yes | Yes
CRERC82081 | R | Commercial | Refrigeration | Refrigeration System Controls | Refrigeration Control Improvements (VFD) | C-All-Ref-Refrig-All-All-C | 5 | 70% | 0.28938 | 0.13 | 0.2 | 0.2 | 0.2 | 0.2 | 0.2 | 0.2 | 0.2 | 0.2 | 0.2 | 0.2 | 0.2 | 0.2 | 0.2 | 0.2 | 0.2 | 0.2 | 0.2 | 0.2 | 0.2 | 0.2 | 0.2 | 0.33 | 0.33 | Yes | Yes | Yes
CRERC92079 | L | Commercial | Refrigeration | Refrigeration System Controls | Defrost Control Improvements | C-All-Ref-Refrig-All-All-C | 5 | 70% | 0.28938 | 0.2 | 0.27 | 0.27 | 0.27 | 0.27 | 0.27 | 0.27 | 0.27 | 0.27 | 0.27 | 0.27 | 0.27 | 0.27 | 0.27 | 0.27 | 0.27 | 0.27 | 0.27 | 0.27 | 0.27 | 0.27 | 0.27 | 0.33 | 0.33 | Yes | Yes | Yes
CRERC92080 | L | Commercial | Refrigeration | Refrigeration System Controls | Refrigeration Control Improvements (non-VFD) | C-All-Ref-Refrig-All-All-C | 5 | 70% | 0.28938 | 0.2 | 0.27 | 0.27 | 0.27 | 0.27 | 0.27 | 0.27 | 0.27 | 0.27 | 0.27 | 0.27 | 0.27 | 0.27 | 0.27 | 0.27 | 0.27 | 0.27 | 0.27 | 0.27 | 0.27 | 0.27 | 0.27 | 0.33 | 0.33 | Yes | Yes | Yes
CRERC92081 | L | Commercial | Refrigeration | Refrigeration System Controls | Refrigeration Control Improvements (VFD) | C-All-Ref-Refrig-All-All-C | 5 | 70% | 0.28938 | 0.2 | 0.27 | 0.27 | 0.27 | 0.27 | 0.27 | 0.27 | 0.27 | 0.27 | 0.27 | 0.27 | 0.27 | 0.27 | 0.27 | 0.27 | 0.27 | 0.27 | 0.27 | 0.27 | 0.27 | 0.27 | 0.27 | 0.33 | 0.33 | Yes | Yes | Yes
CRERI82082 | R | Commercial | Refrigeration | Refrigeration System Improvements | Building Commissioning Improvements | C-All-Ref-Refrig-All-All-C | 15 | 70% | 0.6286 | 0.13 | 0.2 | 0.2 | 0.2 | 0.2 | 0.2 | 0.2 | 0.2 | 0.2 | 0.2 | 0.2 | 0.2 | 0.2 | 0.2 | 0.2 | 0.2 | 0.2 | 0.2 | 0.2 | 0.2 | 0.2 | 0.2 | 0.33 | 0.33 | Yes | Yes | Yes
CRERI82083 | R | Commercial | Refrigeration | Refrigeration System Improvements | Chiller Improvements | C-All-Ref-Refrig-All-All-C | 15 | 70% | 0.6286 | 0.13 | 0.2 | 0.2 | 0.2 | 0.2 | 0.2 | 0.2 | 0.2 | 0.2 | 0.2 | 0.2 | 0.2 | 0.2 | 0.2 | 0.2 | 0.2 | 0.2 | 0.2 | 0.2 | 0.2 | 0.2 | 0.2 | 0.33 | 0.33 | Yes | Yes | Yes
CRERI82084 | R | Commercial | Refrigeration | Refrigeration System Improvements | Compressors | C-All-Ref-Refrig-All-All-C | 10 | 70% | 0.46016 | 0.13 | 0.2 | 0.2 | 0.2 | 0.2 | 0.2 | 0.2 | 0.2 | 0.2 | 0.2 | 0.2 | 0.2 | 0.2 | 0.2 | 0.2 | 0.2 | 0.2 | 0.2 | 0.2 | 0.2 | 0.2 | 0.2 | 0.33 | 0.33 | Yes | Yes | Yes
CRERI82085 | R | Commercial | Refrigeration | Refrigeration System Improvements | Condensors | C-All-Ref-Refrig-All-All-C | 10 | 70% | 0.46016 | 0.13 | 0.2 | 0.2 | 0.2 | 0.2 | 0.2 | 0.2 | 0.2 | 0.2 | 0.2 | 0.2 | 0.2 | 0.2 | 0.2 | 0.2 | 0.2 | 0.2 | 0.2 | 0.2 | 0.2 | 0.2 | 0.2 | 0.33 | 0.33 | Yes | Yes | Yes
CRERI82086 | R | Commercial | Refrigeration | Refrigeration System Improvements | Insulation | C-All-Ref-Refrig-All-All-C | 15 | 70% | 0.6286 | 0.13 | 0.2 | 0.2 | 0.2 | 0.2 | 0.2 | 0.2 | 0.2 | 0.2 | 0.2 | 0.2 | 0.2 | 0.2 | 0.2 | 0.2 | 0.2 | 0.2 | 0.2 | 0.2 | 0.2 | 0.2 | 0.2 | 0.33 | 0.33 | Yes | Yes | Yes
CRERI82087 | R | Commercial | Refrigeration | Refrigeration System Improvements | Interactive Refrigeration System Improvements | C-All-Ref-Refrig-All-All-C | 10 | 70% | 0.46016 | 0.13 | 0.2 | 0.2 | 0.2 | 0.2 | 0.2 | 0.2 | 0.2 | 0.2 | 0.2 | 0.2 | 0.2 | 0.2 | 0.2 | 0.2 | 0.2 | 0.2 | 0.2 | 0.2 | 0.2 | 0.2 | 0.2 | 0.33 | 0.33 | Yes | Yes | Yes
CRERI82088 | R | Commercial | Refrigeration | Refrigeration System Improvements | Motion Sensors | C-All-Ref-Refrig-All-All-C | 5 | 70% | 0.28938 | 0.13 | 0.2 | 0.2 | 0.2 | 0.2 | 0.2 | 0.2 | 0.2 | 0.2 | 0.2 | 0.2 | 0.2 | 0.2 | 0.2 | 0.2 | 0.2 | 0.2 | 0.2 | 0.2 | 0.2 | 0.2 | 0.2 | 0.33 | 0.33 | Yes | Yes | Yes
CRERI92082 | L | Commercial | Refrigeration | Refrigeration System Improvements | Building Commissioning Improvements | C-All-Ref-Refrig-All-All-C | 15 | 70% | 0.6286 | 0.2 | 0.27 | 0.27 | 0.27 | 0.27 | 0.27 | 0.27 | 0.27 | 0.27 | 0.27 | 0.27 | 0.27 | 0.27 | 0.27 | 0.27 | 0.27 | 0.27 | 0.27 | 0.27 | 0.27 | 0.27 | 0.27 | 0.33 | 0.33 | Yes | Yes | Yes
CRERI92083 | L | Commercial | Refrigeration | Refrigeration System Improvements | Chiller Improvements | C-All-Ref-Refrig-All-All-C | 15 | 70% | 0.6286 | 0.2 | 0.27 | 0.27 | 0.27 | 0.27 | 0.27 | 0.27 | 0.27 | 0.27 | 0.27 | 0.27 | 0.27 | 0.27 | 0.27 | 0.27 | 0.27 | 0.27 | 0.27 | 0.27 | 0.27 | 0.27 | 0.27 | 0.33 | 0.33 | Yes | Yes | Yes
CRERI92084 | L | Commercial | Refrigeration | Refrigeration System Improvements | Compressors | C-All-Ref-Refrig-All-All-C | 10 | 70% | 0.46016 | 0.2 | 0.27 | 0.27 | 0.27 | 0.27 | 0.27 | 0.27 | 0.27 | 0.27 | 0.27 | 0.27 | 0.27 | 0.27 | 0.27 | 0.27 | 0.27 | 0.27 | 0.27 | 0.27 | 0.27 | 0.27 | 0.27 | 0.33 | 0.33 | Yes | Yes | Yes
CRERI92085 | L | Commercial | Refrigeration | Refrigeration System Improvements | Condensors | C-All-Ref-Refrig-All-All-C | 10 | 70% | 0.46016 | 0.2 | 0.27 | 0.27 | 0.27 | 0.27 | 0.27 | 0.27 | 0.27 | 0.27 | 0.27 | 0.27 | 0.27 | 0.27 | 0.27 | 0.27 | 0.27 | 0.27 | 0.27 | 0.27 | 0.27 | 0.27 | 0.27 | 0.33 | 0.33 | Yes | Yes | Yes
CRERI92086 | L | Commercial | Refrigeration | Refrigeration System Improvements | Insulation | C-All-Ref-Refrig-All-All-C | 15 | 70% | 0.6286 | 0.2 | 0.27 | 0.27 | 0.27 | 0.27 | 0.27 | 0.27 | 0.27 | 0.27 | 0.27 | 0.27 | 0.27 | 0.27 | 0.27 | 0.27 | 0.27 | 0.27 | 0.27 | 0.27 | 0.27 | 0.27 | 0.27 | 0.33 | 0.33 | Yes | Yes | Yes
CRERI92087 | L | Commercial | Refrigeration | Refrigeration System Improvements | Interactive Refrigeration System Improvements | C-All-Ref-Refrig-All-All-C | 10 | 70% | 0.46016 | 0.2 | 0.27 | 0.27 | 0.27 | 0.27 | 0.27 | 0.27 | 0.27 | 0.27 | 0.27 | 0.27 | 0.27 | 0.27 | 0.27 | 0.27 | 0.27 | 0.27 | 0.27 | 0.27 | 0.27 | 0.27 | 0.27 | 0.33 | 0.33 | Yes | Yes | Yes
CRERI92088 | L | Commercial | Refrigeration | Refrigeration System Improvements | Motion Sensors | C-All-Ref-Refrig-All-All-C | 5 | 70% | 0.28938 | 0.2 | 0.27 | 0.27 | 0.27 | 0.27 | 0.27 | 0.27 | 0.27 | 0.27 | 0.27 | 0.27 | 0.27 | 0.27 | 0.27 | 0.27 | 0.27 | 0.27 | 0.27 | 0.27 | 0.27 | 0.27 | 0.27 | 0.33 | 0.33 | Yes | Yes | Yes
CWBWB82097 | R | Commercial | Whole Bldg/Meter Level | Whole Bldg/Meter Level System Improvements | Interactive Whole Bldg/Meter Level System Improvements | C-All-SecTotal-ER-All-All-E | 10 | 70% | 0.43993 | 0.13 | 0.2 | 0.2 | 0.2 | 0.2 | 0.2 | 0.2 | 0.2 | 0.2 | 0.2 | 0.2 | 0.2 | 0.2 | 0.2 | 0.2 | 0.2 | 0.2 | 0.2 | 0.2 | 0.2 | 0.2 | 0.2 | 0.33 | 0.33 | Yes | Yes | Yes
CWBWB82101 | R | Commercial | Whole Bldg/Meter Level | Whole Bldg/Meter Level System Improvements | Energy Management Systems/System Controls | C-All-SecTotal-ER-All-All-E | 1 | 70% | 0.066131 | NA | NA | NA | NA | NA | NA | NA | 0.025 | 0.025 | 0.025 | 0.025 | 0.025 | 0.025 | 0.025 | 0.025 | 0.025 | 0.025 | 0.025 | 0.025 | 0.025 | 0.025 | 0.025 | 0.025 | 0.025 | Yes | Yes | Yes
CWBWB82128 | R | Commercial | Whole Bldg/Meter Level | Whole Bldg/Meter Level System Improvements | Building Commissioning Improvements | C-All-SecTotal-ER-All-All-E | 3 | 70% | 0.17867 | NA | NA | NA | NA | NA | NA | NA | NA | NA | NA | NA | NA | NA | NA | NA | NA | NA | 0.05 | 0.05 | 0.05 | 0.05 | 0.05 | 0.06 | 0.06 | Yes | Yes | Yes
CWBWB82144 | R | Commercial | Whole Bldg/Meter Level | Whole Bldg/Meter Level System Improvements | Strategic Energy Management | C-All-SecTotal-ER-All-All-E | 1 |  |  | 2019-10-01: 0.025; 2021-04-01: 0.025; 2022-04-01: 0.025; 2023-10-01: 0.025; 2024-04-01: 0.025 |  |  |  |  | Yes
CWBWB82154 | R | Commercial | Whole Bldg/Meter Level | Whole Bldg/Meter Level System Improvements | Strategic Energy Management | C-All-SecTotal-ER-All-All-E | 8 |  |  | 2023-10-01: 0.08; 2024-04-01: 0.08 |  |  |  |  | Yes
CWBWB92097 | L | Commercial | Whole Bldg/Meter Level | Whole Bldg/Meter Level System Improvements | Interactive Whole Bldg/Meter Level System Improvements | C-All-SecTotal-ER-All-All-E | 10 | 70% | 0.43993 | 0.2 | 0.27 | 0.27 | 0.27 | 0.27 | 0.27 | 0.27 | 0.27 | 0.27 | 0.27 | 0.27 | 0.27 | 0.27 | 0.27 | 0.27 | 0.27 | 0.27 | 0.27 | 0.27 | 0.27 | 0.27 | 0.27 | 0.35 | 0.35 | Yes | Yes | Yes
CWBWB92101 | L | Commercial | Whole Bldg/Meter Level | Whole Bldg/Meter Level System Improvements | Energy Management Systems/System Controls | C-All-SecTotal-ER-All-All-E | 1 | 70% | 0.066131 | NA | NA | NA | NA | NA | NA | NA | 0.025 | 0.025 | 0.025 | 0.025 | 0.025 | 0.025 | 0.025 | 0.025 | 0.025 | 0.025 | 0.025 | 0.025 | 0.025 | 0.025 | 0.025 | 0.025 | 0.025 | Yes | Yes | Yes
CWBWB92128 | L | Commercial | Whole Bldg/Meter Level | Whole Bldg/Meter Level System Improvements | Building Commissioning Improvements | C-All-SecTotal-ER-All-All-E | 3 | 70% | 0.17867 | 0.13 | 0.2 | 0.2 | 0.2 | 0.2 | 0.2 | 0.2 | 0.2 | 0.2 | 0.2 | 0.2 | 0.2 | 0.2 | 0.2 | 0.2 | 0.2 | 0.2 | 0.2 | 0.2 | 0.2 | 0.2 | 0.2 | 0.06 | 0.06 | Yes | Yes | Yes
CWHHR82089 | R | Commercial | Water Heating | Heat Recovery | Heat Recovery Improvements | C-All-WH-All-All-All-E | 10 | 70% | 0.43223 | 0.2 | 0.27 | 0.27 | 0.27 | 0.27 | 0.27 | 0.27 | 0.27 | 0.27 | 0.27 | 0.27 | 0.27 | 0.27 | 0.27 | 0.27 | 0.27 | 0.27 | 0.27 | 0.27 | 0.27 | 0.2 | 0.2 | 0.33 | 0.33 | Yes | Yes | Yes
CWHHR92089 | L | Commercial | Water Heating | Heat Recovery | Heat Recovery Improvements | C-All-WH-All-All-All-E | 10 | 70% | 0.43223 | 0.13 | 0.2 | 0.2 | 0.2 | 0.2 | 0.2 | 0.2 | 0.2 | 0.2 | 0.2 | 0.2 | 0.2 | 0.2 | 0.2 | 0.2 | 0.2 | 0.2 | 0.2 | 0.2 | 0.2 | 0.27 | 0.27 | 0.33 | 0.33 | Yes | Yes | Yes
CWHPS82090 | R | Commercial | Water Heating | Pool System Improvements | Pool Blankets | Commercial-All Com-Vent | 10 | 70% | 0.43297 | 0.13 | 0.2 | 0.2 | 0.2 | 0.2 | 0.2 | 0.2 | 0.2 | 0.2 | 0.2 | 0.2 | 0.2 | 0.2 | 0.2 | 0.2 | 0.2 | 0.2 | 0.2 | 0.2 | 0.2 | 0.2 | 0.2 | 0.33 | 0.33 | Yes | Yes | Yes
CWHPS82091 | R | Commercial | Water Heating | Pool System Improvements | Pool System Improvements | Commercial-All Com-Vent | 10 | 70% | 0.43297 | 0.2 | 0.27 | 0.27 | 0.27 | 0.27 | 0.27 | 0.27 | 0.27 | 0.27 | 0.27 | 0.27 | 0.27 | 0.27 | 0.27 | 0.27 | 0.27 | 0.27 | 0.27 | 0.27 | 0.27 | 0.2 | 0.2 | 0.33 | 0.33 | Yes | Yes | Yes
CWHPS92090 | L | Commercial | Water Heating | Pool System Improvements | Pool Blankets | Commercial-All Com-Vent | 10 | 70% | 0.43297 | 0.2 | 0.27 | 0.27 | 0.27 | 0.27 | 0.27 | 0.27 | 0.27 | 0.27 | 0.27 | 0.27 | 0.27 | 0.27 | 0.27 | 0.27 | 0.27 | 0.27 | 0.27 | 0.27 | 0.27 | 0.27 | 0.27 | 0.33 | 0.33 | Yes | Yes | Yes
CWHPS92091 | L | Commercial | Water Heating | Pool System Improvements | Pool System Improvements | Commercial-All Com-Vent | 10 | 70% | 0.43297 | 0.2 | 0.27 | 0.27 | 0.27 | 0.27 | 0.27 | 0.27 | 0.27 | 0.27 | 0.27 | 0.27 | 0.27 | 0.27 | 0.27 | 0.27 | 0.27 | 0.27 | 0.27 | 0.27 | 0.27 | 0.27 | 0.27 | 0.33 | 0.33 | Yes | Yes | Yes
CWHSE82092 | R | Commercial | Water Heating | System Efficiency Improvements | Insulation | C-All-WH-All-All-All-E | 15 | 70% | 0.59161 | 0.13 | 0.2 | 0.2 | 0.2 | 0.2 | 0.2 | 0.2 | 0.2 | 0.2 | 0.2 | 0.2 | 0.2 | 0.2 | 0.2 | 0.2 | 0.2 | 0.2 | 0.2 | 0.2 | 0.2 | 0.2 | 0.2 | 0.33 | 0.33 | Yes | Yes | Yes
CWHSE92092 | L | Commercial | Water Heating | System Efficiency Improvements | Insulation | C-All-WH-All-All-All-E | 15 | 70% | 0.59161 | 0.2 | 0.27 | 0.27 | 0.27 | 0.27 | 0.27 | 0.27 | 0.27 | 0.27 | 0.27 | 0.27 | 0.27 | 0.27 | 0.27 | 0.27 | 0.27 | 0.27 | 0.27 | 0.27 | 0.27 | 0.27 | 0.27 | 0.33 | 0.33 | Yes | Yes | Yes
CWHWC82094 | R | Commercial | Water Heating | Water Heating Controls | Energy Management Systems/System Controls | C-All-WH-All-All-All-E | 10 | 70% | 0.43223 | 0.13 | 0.2 | 0.2 | 0.2 | 0.2 | 0.2 | 0.2 | 0.2 | 0.2 | 0.2 | 0.2 | 0.2 | 0.2 | 0.2 | 0.2 | 0.2 | 0.2 | 0.2 | 0.2 | 0.2 | 0.2 | 0.2 | 0.33 | 0.33 | Yes | Yes | Yes
CWHWC82095 | R | Commercial | Water Heating | Water Heating Controls | Water Heating Control Improvements (non-VFD) | C-All-WH-All-All-All-E | 10 | 70% | 0.43223 | 0.13 | 0.2 | 0.2 | 0.2 | 0.2 | 0.2 | 0.2 | 0.2 | 0.2 | 0.2 | 0.2 | 0.2 | 0.2 | 0.2 | 0.2 | 0.2 | 0.2 | 0.2 | 0.2 | 0.2 | 0.2 | 0.2 | 0.33 | 0.33 | Yes | Yes | Yes
CWHWC82096 | R | Commercial | Water Heating | Water Heating Controls | Water Heating Control Improvements (VFD) | C-All-WH-All-All-All-E | 10 | 70% | 0.43223 | 0.13 | 0.2 | 0.2 | 0.2 | 0.2 | 0.2 | 0.2 | 0.2 | 0.2 | 0.2 | 0.2 | 0.2 | 0.2 | 0.2 | 0.2 | 0.2 | 0.2 | 0.2 | 0.2 | 0.2 | 0.2 | 0.2 | 0.33 | 0.33 | Yes | Yes | Yes
CWHWC92094 | L | Commercial | Water Heating | Water Heating Controls | Energy Management Systems/System Controls | C-All-WH-All-All-All-E | 10 | 70% | 0.43223 | 0.2 | 0.27 | 0.27 | 0.27 | 0.27 | 0.27 | 0.27 | 0.27 | 0.27 | 0.27 | 0.27 | 0.27 | 0.27 | 0.27 | 0.27 | 0.27 | 0.27 | 0.27 | 0.27 | 0.27 | 0.27 | 0.27 | 0.33 | 0.33 | Yes | Yes | Yes
CWHWC92095 | L | Commercial | Water Heating | Water Heating Controls | Water Heating Control Improvements (non-VFD) | C-All-WH-All-All-All-E | 10 | 70% | 0.43223 | 0.2 | 0.27 | 0.27 | 0.27 | 0.27 | 0.27 | 0.27 | 0.27 | 0.27 | 0.27 | 0.27 | 0.27 | 0.27 | 0.27 | 0.27 | 0.27 | 0.27 | 0.27 | 0.27 | 0.27 | 0.27 | 0.27 | 0.33 | 0.33 | Yes | Yes | Yes
CWHWC92096 | L | Commercial | Water Heating | Water Heating Controls | Water Heating Control Improvements (VFD) | C-All-WH-All-All-All-E | 10 | 70% | 0.43223 | 0.2 | 0.27 | 0.27 | 0.27 | 0.27 | 0.27 | 0.27 | 0.27 | 0.27 | 0.27 | 0.27 | 0.27 | 0.27 | 0.27 | 0.27 | 0.27 | 0.27 | 0.27 | 0.27 | 0.27 | 0.27 | 0.27 | 0.33 | 0.33 | Yes | Yes | Yes
CWHWH82093 | R | Commercial | Water Heating | Water Heaters | Water Heaters | C-All-WH-All-All-All-E | 10 | 70% | 0.43223 | 0.13 | 0.2 | 0.2 | 0.2 | 0.2 | 0.2 | 0.2 | 0.2 | 0.2 | 0.2 | 0.2 | 0.2 | 0.2 | 0.2 | 0.2 | 0.2 | 0.2 | 0.2 | 0.2 | 0.2 | 0.2 | 0.2 | 0.33 | 0.33 | Yes | Yes | Yes
CWHWH92093 | L | Commercial | Water Heating | Water Heaters | Water Heaters | C-All-WH-All-All-All-E | 10 | 70% | 0.43223 | 0.2 | 0.27 | 0.27 | 0.27 | 0.27 | 0.27 | 0.27 | 0.27 | 0.27 | 0.27 | 0.27 | 0.27 | 0.27 | 0.27 | 0.27 | 0.27 | 0.27 | 0.27 | 0.27 | 0.27 | 0.27 | 0.27 | 0.33 | 0.33 | Yes | Yes | Yes
ICACC83001 | R | Industrial | Compressed Air | Compressed Air System Controls | Compressed Air Control Improvements (non-VFD) | I-All-SecTotal-All-All-All-E | 10 | 70% | 0.4589 | 0.12 | 0.17 | 0.17 | 0.25 | 0.25 | 0.25 | 0.25 | 0.25 | 0.25 | 0.25 | 0.25 | 0.25 | 0.25 | 0.25 | 0.25 | 0.25 | 0.25 | 0.25 | 0.25 | 0.25 | 0.25 | 0.25 | 0.33 | 0.33 | Yes | Yes | Yes
ICACC83002 | R | Industrial | Compressed Air | Compressed Air System Controls | Compressed Air Control Improvements (VFD) | I-All-SecTotal-All-All-All-E | 10 | 70% | 0.4589 | 0.12 | 0.17 | 0.17 | 0.25 | 0.25 | 0.25 | 0.25 | 0.25 | 0.25 | 0.25 | 0.25 | 0.25 | 0.25 | 0.25 | 0.25 | 0.25 | 0.25 | 0.25 | 0.25 | 0.25 | 0.25 | 0.25 | 0.33 | 0.33 | Yes | Yes | Yes
ICACC93001 | L | Industrial | Compressed Air | Compressed Air System Controls | Compressed Air Control Improvements (non-VFD) | I-All-SecTotal-All-All-All-E | 10 | 70% | 0.4589 | 0.12 | 0.27 | 0.27 | 0.27 | 0.25 | 0.25 | 0.25 | 0.25 | 0.25 | 0.25 | 0.25 | 0.25 | 0.25 | 0.25 | 0.25 | 0.25 | 0.25 | 0.25 | 0.25 | 0.25 | 0.25 | 0.25 | 0.33 | 0.33 | Yes | Yes | Yes
ICACC93002 | L | Industrial | Compressed Air | Compressed Air System Controls | Compressed Air Control Improvements (VFD) | I-All-SecTotal-All-All-All-E | 10 | 70% | 0.4589 | 0.12 | 0.27 | 0.27 | 0.27 | 0.25 | 0.25 | 0.25 | 0.25 | 0.25 | 0.25 | 0.25 | 0.25 | 0.25 | 0.25 | 0.25 | 0.25 | 0.25 | 0.25 | 0.25 | 0.25 | 0.25 | 0.25 | 0.33 | 0.33 | Yes | Yes | Yes
ICACI83003 | R | Industrial | Compressed Air | Compressed Air System Improvements | Compressed Air System Compressor Improvements (non-VFD) | I-All-SecTotal-All-All-All-E | 10 | 70% | 0.4589 | 0.12 | 0.17 | 0.17 | 0.25 | 0.25 | 0.25 | 0.25 | 0.25 | 0.25 | 0.25 | 0.25 | 0.25 | 0.25 | 0.25 | 0.25 | 0.25 | 0.25 | 0.25 | 0.25 | 0.25 | 0.25 | 0.25 | NA | NA | Yes | Yes | Yes
ICACI83004 | R | Industrial | Compressed Air | Compressed Air System Improvements | Compressed Air System Compressor Improvements (VFD) | I-All-SecTotal-All-All-All-E | 10 | 70% | 0.4589 | 0.12 | 0.17 | 0.17 | 0.25 | 0.25 | 0.25 | 0.25 | 0.25 | 0.25 | 0.25 | 0.25 | 0.25 | 0.25 | 0.25 | 0.25 | 0.25 | 0.25 | 0.25 | 0.25 | 0.25 | 0.25 | 0.25 | NA | NA | Yes | Yes | Yes
ICACI83005 | R | Industrial | Compressed Air | Compressed Air System Improvements | Compressed Air System Demand Side Improvements | I-All-SecTotal-All-All-All-E | 10 | 70% | 0.4589 | 0.12 | 0.17 | 0.17 | 0.25 | 0.25 | 0.25 | 0.25 | 0.25 | 0.25 | 0.25 | 0.25 | 0.25 | 0.25 | 0.25 | 0.25 | 0.25 | 0.25 | 0.25 | 0.25 | 0.25 | 0.25 | 0.25 | NA | NA | Yes | Yes | Yes
ICACI83006 | R | Industrial | Compressed Air | Compressed Air System Improvements | Compressed Air System Dryer Improvements | I-All-SecTotal-All-All-All-E | 10 | 70% | 0.4589 | 0.12 | 0.17 | 0.17 | 0.25 | 0.25 | 0.25 | 0.25 | 0.25 | 0.25 | 0.25 | 0.25 | 0.25 | 0.25 | 0.25 | 0.25 | 0.25 | 0.25 | 0.25 | 0.25 | 0.25 | 0.25 | 0.25 | 0.33 | 0.33 | Yes | Yes | Yes
ICACI83007 | R | Industrial | Compressed Air | Compressed Air System Improvements | Compressed Air System Regulation Improvements | I-All-SecTotal-All-All-All-E | 10 | 70% | 0.4589 | 0.12 | 0.17 | 0.17 | 0.25 | 0.25 | 0.25 | 0.25 | 0.25 | 0.25 | 0.25 | 0.25 | 0.25 | 0.25 | 0.25 | 0.25 | 0.25 | 0.25 | 0.25 | 0.25 | 0.25 | 0.25 | 0.25 | 0.33 | 0.33 | Yes | Yes | Yes
ICACI83008 | R | Industrial | Compressed Air | Compressed Air System Improvements | Compressed Air System Storage Improvements | I-All-SecTotal-All-All-All-E | 10 | 70% | 0.4589 | 0.12 | 0.17 | 0.17 | 0.25 | 0.25 | 0.25 | 0.25 | 0.25 | 0.25 | 0.25 | 0.25 | 0.25 | 0.25 | 0.25 | 0.25 | 0.25 | 0.25 | 0.25 | 0.25 | 0.25 | 0.25 | 0.25 | 0.33 | 0.33 | Yes | Yes | Yes
ICACI83009 | R | Industrial | Compressed Air | Compressed Air System Improvements | Compressed Air System Supply Side Improvements | I-All-SecTotal-All-All-All-E | 10 | 70% | 0.4589 | 0.12 | 0.17 | 0.17 | 0.25 | 0.25 | 0.25 | 0.25 | 0.25 | 0.25 | 0.25 | 0.25 | 0.25 | 0.25 | 0.25 | 0.25 | 0.25 | 0.25 | 0.25 | 0.25 | 0.25 | 0.25 | 0.25 | 0.33 | 0.33 | Yes | Yes | Yes
ICACI83010 | R | Industrial | Compressed Air | Compressed Air System Improvements | Compressors | I-All-SecTotal-All-All-All-E | 10 | 70% | 0.4589 | 0.12 | 0.17 | 0.17 | 0.25 | 0.25 | 0.25 | 0.25 | 0.25 | 0.25 | 0.25 | 0.25 | 0.25 | 0.25 | 0.25 | 0.25 | 0.25 | 0.25 | 0.25 | 0.25 | 0.25 | 0.25 | 0.25 | 0.33 | 0.33 | Yes | Yes | Yes |  |  |  | Yes
ICACI83093 | R | Industrial | Compressed Air | Compressed Air System Improvements | Interactive Compressed Air System Supply/Demand Upgrade | I-All-SecTotal-All-All-All-E | 10 | 70% | 0.4589 | 0.12 | 0.17 | 0.17 | 0.25 | 0.25 | 0.25 | 0.25 | 0.25 | 0.25 | 0.25 | 0.25 | 0.25 | 0.25 | 0.25 | 0.25 | 0.25 | 0.25 | 0.25 | 0.25 | 0.25 | 0.25 | 0.25 | 0.33 | 0.33 | Yes | Yes | Yes
ICACI83166 | R | Industrial | Compressed Air | Compressed Air System Improvements | Efficient Air Compressors (VFD) | I-All-SecTotal-All-All-All-E | 15 | 70% | 0.627 | 2023-10-01: 0.33; 2024-04-01: 0.33 | Yes | Yes | Yes
ICACI83167 | R | Industrial | Compressed Air | Compressed Air System Improvements | Efficient Air Compressors (non-VFD) | I-All-SecTotal-All-All-All-E | 15 | 70% | 0.627 | 2023-10-01: 0.33; 2024-04-01: 0.33 | Yes | Yes | Yes
ICACI83168 | R | Industrial | Compressed Air | Compressed Air System Improvements | Compressed Air System Demand Side Improvements | I-All-SecTotal-All-All-All-E | 15 | 70% | 0.627 | 2023-10-01: 0.33; 2024-04-01: 0.33 | Yes | Yes | Yes
ICACI93003 | L | Industrial | Compressed Air | Compressed Air System Improvements | Compressed Air System Compressor Improvements (non-VFD) | I-All-SecTotal-All-All-All-E | 10 | 70% | 0.4589 | 0.12 | 0.27 | 0.27 | 0.27 | 0.25 | 0.25 | 0.25 | 0.25 | 0.25 | 0.25 | 0.25 | 0.25 | 0.25 | 0.25 | 0.25 | 0.25 | 0.25 | 0.25 | 0.25 | 0.25 | 0.25 | 0.25 | NA | NA | Yes | Yes | Yes
ICACI93004 | L | Industrial | Compressed Air | Compressed Air System Improvements | Compressed Air System Compressor Improvements (VFD) | I-All-SecTotal-All-All-All-E | 10 | 70% | 0.4589 | 0.12 | 0.27 | 0.27 | 0.27 | 0.25 | 0.25 | 0.25 | 0.25 | 0.25 | 0.25 | 0.25 | 0.25 | 0.25 | 0.25 | 0.25 | 0.25 | 0.25 | 0.25 | 0.25 | 0.25 | 0.25 | 0.25 | NA | NA | Yes | Yes | Yes
ICACI93005 | L | Industrial | Compressed Air | Compressed Air System Improvements | Compressed Air System Demand Side Improvements | I-All-SecTotal-All-All-All-E | 10 | 70% | 0.4589 | 0.12 | 0.27 | 0.27 | 0.27 | 0.25 | 0.25 | 0.25 | 0.25 | 0.25 | 0.25 | 0.25 | 0.25 | 0.25 | 0.25 | 0.25 | 0.25 | 0.25 | 0.25 | 0.25 | 0.25 | 0.25 | 0.25 | NA | NA | Yes | Yes | Yes
ICACI93006 | L | Industrial | Compressed Air | Compressed Air System Improvements | Compressed Air System Dryer Improvements | I-All-SecTotal-All-All-All-E | 10 | 70% | 0.4589 | 0.12 | 0.27 | 0.27 | 0.27 | 0.25 | 0.25 | 0.25 | 0.25 | 0.25 | 0.25 | 0.25 | 0.25 | 0.25 | 0.25 | 0.25 | 0.25 | 0.25 | 0.25 | 0.25 | 0.25 | 0.25 | 0.25 | 0.33 | 0.33 | Yes | Yes | Yes
ICACI93007 | L | Industrial | Compressed Air | Compressed Air System Improvements | Compressed Air System Regulation Improvements | I-All-SecTotal-All-All-All-E | 10 | 70% | 0.4589 | 0.12 | 0.27 | 0.27 | 0.27 | 0.25 | 0.25 | 0.25 | 0.25 | 0.25 | 0.25 | 0.25 | 0.25 | 0.25 | 0.25 | 0.25 | 0.25 | 0.25 | 0.25 | 0.25 | 0.25 | 0.25 | 0.25 | 0.33 | 0.33 | Yes | Yes | Yes
ICACI93008 | L | Industrial | Compressed Air | Compressed Air System Improvements | Compressed Air System Storage Improvements | I-All-SecTotal-All-All-All-E | 10 | 70% | 0.4589 | 0.12 | 0.27 | 0.27 | 0.27 | 0.25 | 0.25 | 0.25 | 0.25 | 0.25 | 0.25 | 0.25 | 0.25 | 0.25 | 0.25 | 0.25 | 0.25 | 0.25 | 0.25 | 0.25 | 0.25 | 0.25 | 0.25 | 0.33 | 0.33 | Yes | Yes | Yes
ICACI93009 | L | Industrial | Compressed Air | Compressed Air System Improvements | Compressed Air System Supply Side Improvements | I-All-SecTotal-All-All-All-E | 10 | 70% | 0.4589 | 0.12 | 0.27 | 0.27 | 0.27 | 0.25 | 0.25 | 0.25 | 0.25 | 0.25 | 0.25 | 0.25 | 0.25 | 0.25 | 0.25 | 0.25 | 0.25 | 0.25 | 0.25 | 0.25 | 0.25 | 0.25 | 0.25 | 0.33 | 0.33 | Yes | Yes | Yes
ICACI93010 | L | Industrial | Compressed Air | Compressed Air System Improvements | Compressors | I-All-SecTotal-All-All-All-E | 10 | 70% | 0.4589 | 0.12 | 0.27 | 0.27 | 0.27 | 0.25 | 0.25 | 0.25 | 0.25 | 0.25 | 0.25 | 0.25 | 0.25 | 0.25 | 0.25 | 0.25 | 0.25 | 0.25 | 0.25 | 0.25 | 0.25 | 0.25 | 0.25 | 0.33 | 0.33 | Yes | Yes | Yes |  |  |  | Yes
ICACI93093 | L | Industrial | Compressed Air | Compressed Air System Improvements | Interactive Compressed Air System Supply/Demand Upgrade | I-All-SecTotal-All-All-All-E | 10 | 70% | 0.4589 | 0.12 | 0.27 | 0.27 | 0.27 | 0.25 | 0.25 | 0.25 | 0.25 | 0.25 | 0.25 | 0.25 | 0.25 | 0.25 | 0.25 | 0.25 | 0.25 | 0.25 | 0.25 | 0.25 | 0.25 | 0.25 | 0.25 | 0.33 | 0.33 | Yes | Yes | Yes
ICACI93166 | L | Industrial | Compressed Air | Compressed Air System Improvements | Efficient Air Compressors (VFD) | I-All-SecTotal-All-All-All-E | 15 | 70% | 0.627 | 2023-10-01: 0.33; 2024-04-01: 0.33 | Yes | Yes | Yes
ICACI93167 | L | Industrial | Compressed Air | Compressed Air System Improvements | Efficient Air Compressors (non-VFD) | I-All-SecTotal-All-All-All-E | 15 | 70% | 0.627 | 2023-10-01: 0.33; 2024-04-01: 0.33 | Yes | Yes | Yes
ICACI93168 | L | Industrial | Compressed Air | Compressed Air System Improvements | Compressed Air System Demand Side Improvements | I-All-SecTotal-All-All-All-E | 15 | 70% | 0.627 | 2023-10-01: 0.33; 2024-04-01: 0.33 | Yes | Yes | Yes
ICAHR83011 | R | Industrial | Compressed Air | Heat Recovery | Heat Recovery Improvements | I-All-SecTotal-All-All-All-E | 10 | 70% | 0.4589 | 0.12 | 0.17 | 0.17 | 0.25 | 0.25 | 0.25 | 0.25 | 0.25 | 0.25 | 0.25 | 0.25 | 0.25 | 0.25 | 0.25 | 0.25 | 0.25 | 0.25 | 0.25 | 0.25 | 0.25 | 0.25 | 0.25 | 0.33 | 0.33 | Yes | Yes | Yes
ICAHR93011 | L | Industrial | Compressed Air | Heat Recovery | Heat Recovery Improvements | I-All-SecTotal-All-All-All-E | 10 | 70% | 0.4589 | 0.12 | 0.27 | 0.27 | 0.27 | 0.25 | 0.25 | 0.25 | 0.25 | 0.25 | 0.25 | 0.25 | 0.25 | 0.25 | 0.25 | 0.25 | 0.25 | 0.25 | 0.25 | 0.25 | 0.25 | 0.25 | 0.25 | 0.33 | 0.33 | Yes | Yes | Yes
IELCT83114 | R | Industrial | Electronics | Computer Technologies | Uninterruptible Power Supply (UPS) - >10 KVA | Commercial-All Com-OffEquip | 12 | 70% | 0.50158 | 0.2 | 0.27 | 0.27 | 0.27 | 0.27 | 0.27 | 0.25 | 0.25 | 0.25 | 0.25 | 0.25 | 0.25 | 0.25 | 0.25 | 0.25 | 0.25 | 0.25 | 0.25 | 0.25 | 0.25 | 0.25 | 0.25 | 0.33 | 0.33 | Yes | Yes | Yes
IELCT83115 | R | Industrial | Electronics | Computer Technologies | Uninterruptible Power Supply (UPS) - <10 KVA | Commercial-All Com-OffEquip | 5 | 70% | 0.26881 | 0.13 | 0.2 | 0.2 | 0.2 | 0.2 | 0.2 | 0.25 | 0.25 | 0.25 | 0.25 | 0.25 | 0.25 | 0.25 | 0.25 | 0.25 | 0.25 | 0.25 | 0.25 | 0.25 | 0.25 | 0.25 | 0.25 | 0.33 | 0.33 | Yes | Yes | Yes
IELCT93114 | L | Industrial | Electronics | Computer Technologies | Uninterruptible Power Supply (UPS) - >10 KVA | Commercial-All Com-OffEquip | 12 | 70% | 0.50158 | 0.2 | 0.27 | 0.27 | 0.27 | 0.27 | 0.27 | 0.27 | 0.25 | 0.25 | 0.25 | 0.25 | 0.25 | 0.25 | 0.25 | 0.25 | 0.25 | 0.25 | 0.25 | 0.25 | 0.25 | 0.25 | 0.25 | 0.33 | 0.33 | Yes | Yes | Yes
IELCT93115 | L | Industrial | Electronics | Computer Technologies | Uninterruptible Power Supply (UPS) - <10 KVA | Commercial-All Com-OffEquip | 5 | 70% | 0.26881 | 0.13 | 0.2 | 0.2 | 0.2 | 0.2 | 0.2 | 0.2 | 0.25 | 0.25 | 0.25 | 0.25 | 0.25 | 0.25 | 0.25 | 0.25 | 0.25 | 0.25 | 0.25 | 0.25 | 0.25 | 0.25 | 0.25 | 0.33 | 0.33 | Yes | Yes | Yes
IEPSR83133 | R | Industrial | Energy Project Manager | Staffing Resource | Staffing Resource | I-All-SecTotal-All-All-All-E | 1 |  |  | 2019-10-01: 0.025; 2021-04-01: 0.025; 2022-04-01: 0.025; 2023-10-01: 0.025; 2024-04-01: 0.025 | [5 empty] | Yes
IFDCA83012 | R | Industrial | Facility Distribution System | Capacitors | Fixed and Switched Shunt Capacitor | I-All-SecTotal-All-All-All-E | 30 | 70% | 0.9016 | 0.12 | 0.17 | 0.17 | 0.25 | 0.25 | 0.25 | 0.25 | 0.35 | 0.35 | 0.35 | 0.35 | 0.35 | 0.35 | 0.35 | 0.35 | 0.35 | 0.35 | 0.35 | 0.35 | 0.35 | 0.35 | 0.35 | 0.38 | 0.38 | Yes | Yes | Yes
IFDCA93012 | L | Industrial | Facility Distribution System | Capacitors | Fixed and Switched Shunt Capacitor | I-All-SecTotal-All-All-All-E | 30 | 70% | 0.9016 | 0.12 | 0.27 | 0.27 | 0.27 | 0.25 | 0.25 | 0.25 | 0.35 | 0.35 | 0.35 | 0.35 | 0.35 | 0.35 | 0.35 | 0.35 | 0.35 | 0.35 | 0.35 | 0.35 | 0.35 | 0.35 | 0.35 | 0.38 | 0.38 | Yes | Yes | Yes
IFDCN83013 | R | Industrial | Facility Distribution System | Conductors | Service Conductor Replacement | I-All-SecTotal-All-All-All-E | 35 | 70% | 0.95925 | 0.12 | 0.17 | 0.17 | 0.25 | 0.25 | 0.25 | 0.25 | 0.35 | 0.35 | 0.35 | 0.35 | 0.35 | 0.35 | 0.35 | 0.35 | 0.35 | 0.35 | 0.35 | 0.35 | 0.35 | 0.35 | 0.35 | 0.38 | 0.38 | Yes | Yes | Yes
IFDCN93013 | L | Industrial | Facility Distribution System | Conductors | Service Conductor Replacement | I-All-SecTotal-All-All-All-E | 35 | 70% | 0.95925 | 0.12 | 0.27 | 0.27 | 0.27 | 0.25 | 0.25 | 0.25 | 0.35 | 0.35 | 0.35 | 0.35 | 0.35 | 0.35 | 0.35 | 0.35 | 0.35 | 0.35 | 0.35 | 0.35 | 0.35 | 0.35 | 0.35 | 0.38 | 0.38 | Yes | Yes | Yes
IFDPO83014 | R | Industrial | Facility Distribution System | Power Factor Improvements | VAR Management/Controls | I-All-SecTotal-All-All-All-E | 5 | 70% | 0.2887 | 0.12 | 0.17 | 0.17 | 0.25 | 0.25 | 0.25 | 0.25 | 0.25 | 0.25 | 0.25 | 0.25 | 0.25 | 0.25 | 0.25 | 0.25 | 0.25 | 0.25 | 0.25 | 0.25 | 0.25 | 0.25 | 0.25 | 0.33 | 0.33 | Yes | Yes | Yes
IFDPO93014 | L | Industrial | Facility Distribution System | Power Factor Improvements | VAR Management/Controls | I-All-SecTotal-All-All-All-E | 5 | 70% | 0.2887 | 0.12 | 0.27 | 0.27 | 0.27 | 0.25 | 0.25 | 0.25 | 0.25 | 0.25 | 0.25 | 0.25 | 0.25 | 0.25 | 0.25 | 0.25 | 0.25 | 0.25 | 0.25 | 0.25 | 0.25 | 0.25 | 0.25 | 0.33 | 0.33 | Yes | Yes | Yes
IFDTR83015 | R | Industrial | Facility Distribution System | Transformers | De-Energization | I-All-SecTotal-All-All-All-E | 1 | 70% | 0.068532 | 0.12 | 0.17 | 0.17 | 0.25 | 0.25 | 0.25 | 0.025 | 0.025 | 0.025 | 0.025 | 0.025 | 0.025 | 0.025 | 0.025 | 0.025 | 0.025 | 0.025 | 0.025 | 0.025 | 0.025 | 0.025 | 0.025 | 0.025 | 0.025 | Yes | Yes | Yes
IFDTR83016 | R | Industrial | Facility Distribution System | Transformers | Transformers (NEMA TP-1 or Higher) | I-All-SecTotal-All-All-All-E | 30 | 70% | 0.9016 | 0.12 | 0.17 | 0.17 | 0.25 | 0.25 | 0.25 | 0.25 | 0.35 | 0.35 | 0.35 | 0.35 | 0.35 | 0.35 | 0.35 | 0.35 | 0.35 | 0.35 | 0.35 | 0.35 | 0.35 | 0.35 | 0.35 | 0.38 | 0.38 | Yes | Yes | Yes |  |  |  |  | Yes
IFDTR93015 | L | Industrial | Facility Distribution System | Transformers | De-Energization | I-All-SecTotal-All-All-All-E | 1 | 70% | 0.068532 | 0.12 | 0.27 | 0.27 | 0.27 | 0.25 | 0.25 | 0.025 | 0.025 | 0.025 | 0.025 | 0.025 | 0.025 | 0.025 | 0.025 | 0.025 | 0.025 | 0.025 | 0.025 | 0.025 | 0.025 | 0.025 | 0.025 | 0.025 | 0.025 | Yes | Yes | Yes
IFDTR93016 | L | Industrial | Facility Distribution System | Transformers | Transformers (NEMA TP-1 or Higher) | I-All-SecTotal-All-All-All-E | 30 | 70% | 0.9016 | 0.12 | 0.27 | 0.27 | 0.27 | 0.25 | 0.25 | 0.25 | 0.35 | 0.35 | 0.35 | 0.35 | 0.35 | 0.35 | 0.35 | 0.35 | 0.35 | 0.35 | 0.35 | 0.35 | 0.35 | 0.35 | 0.35 | 0.38 | 0.38 | Yes | Yes | Yes |  |  |  |  | Yes
IFDVM83017 | R | Industrial | Facility Distribution System | Voltage Management | Conservation Voltage Reduction (CVR) | I-All-SecTotal-All-All-All-E | 10 | 70% | 0.4589 | 0.12 | 0.17 | 0.17 | 0.25 | 0.25 | 0.25 | 0.25 | 0.25 | 0.25 | 0.25 | 0.25 | 0.25 | 0.25 | 0.25 | 0.25 | 0.25 | 0.25 | 0.25 | 0.25 | 0.25 | 0.25 | 0.25 | 0.33 | 0.33 | Yes | Yes | Yes
IFDVM93017 | L | Industrial | Facility Distribution System | Voltage Management | Conservation Voltage Reduction (CVR) | I-All-SecTotal-All-All-All-E | 10 | 70% | 0.4589 | 0.12 | 0.27 | 0.27 | 0.27 | 0.25 | 0.25 | 0.25 | 0.25 | 0.25 | 0.25 | 0.25 | 0.25 | 0.25 | 0.25 | 0.25 | 0.25 | 0.25 | 0.25 | 0.25 | 0.25 | 0.25 | 0.25 | 0.33 | 0.33 | Yes | Yes | Yes
IHVEN83018 | R | Industrial | HVAC | Envelope | Air Sealing | I-All-SecTotal-All-All-All-E | 30 | 70% | 0.9016 | 0.12 | 0.17 | 0.17 | 0.25 | 0.25 | 0.25 | 0.25 | 0.35 | 0.35 | 0.35 | 0.35 | 0.35 | 0.35 | 0.35 | 0.35 | 0.35 | 0.35 | 0.35 | 0.35 | 0.35 | 0.35 | 0.35 | 0.38 | 0.38 | Yes | Yes | Yes
IHVEN83019 | R | Industrial | HVAC | Envelope | Insulation | I-All-SecTotal-All-All-All-E | 15 | 70% | 0.627 | 0.12 | 0.17 | 0.17 | 0.25 | 0.25 | 0.25 | 0.25 | 0.25 | 0.25 | 0.25 | 0.25 | 0.25 | 0.25 | 0.25 | 0.25 | 0.25 | 0.25 | 0.25 | 0.25 | 0.25 | 0.25 | 0.25 | 0.33 | 0.33 | Yes | Yes | Yes
IHVEN83020 | R | Industrial | HVAC | Envelope | Windows | I-All-SecTotal-All-All-All-E | 30 | 70% | 0.9016 | 0.12 | 0.17 | 0.17 | 0.25 | 0.25 | 0.25 | 0.25 | 0.35 | 0.35 | 0.35 | 0.35 | 0.35 | 0.35 | 0.35 | 0.35 | 0.35 | 0.35 | 0.35 | 0.35 | 0.35 | 0.35 | 0.35 | 0.38 | 0.38 | Yes | Yes | Yes
IHVEN93018 | L | Industrial | HVAC | Envelope | Air Sealing | I-All-SecTotal-All-All-All-E | 30 | 70% | 0.9016 | 0.12 | 0.27 | 0.27 | 0.27 | 0.25 | 0.25 | 0.25 | 0.35 | 0.35 | 0.35 | 0.35 | 0.35 | 0.35 | 0.35 | 0.35 | 0.35 | 0.35 | 0.35 | 0.35 | 0.35 | 0.35 | 0.35 | 0.38 | 0.38 | Yes | Yes | Yes
IHVEN93019 | L | Industrial | HVAC | Envelope | Insulation | I-All-SecTotal-All-All-All-E | 15 | 70% | 0.627 | 0.12 | 0.27 | 0.27 | 0.27 | 0.25 | 0.25 | 0.25 | 0.25 | 0.25 | 0.25 | 0.25 | 0.25 | 0.25 | 0.25 | 0.25 | 0.25 | 0.25 | 0.25 | 0.25 | 0.25 | 0.25 | 0.25 | 0.33 | 0.33 | Yes | Yes | Yes
IHVEN93020 | L | Industrial | HVAC | Envelope | Windows | I-All-SecTotal-All-All-All-E | 30 | 70% | 0.9016 | 0.12 | 0.27 | 0.27 | 0.27 | 0.25 | 0.25 | 0.25 | 0.35 | 0.35 | 0.35 | 0.35 | 0.35 | 0.35 | 0.35 | 0.35 | 0.35 | 0.35 | 0.35 | 0.35 | 0.35 | 0.35 | 0.35 | 0.38 | 0.38 | Yes | Yes | Yes
IHVHC83023 | R | Industrial | HVAC | HVAC System Controls | Energy Management Systems/System Controls | I-All-SecTotal-All-All-All-E | 10 | 70% | 0.4589 | 0.12 | 0.17 | 0.17 | 0.25 | 0.25 | 0.25 | 0.25 | 0.25 | 0.25 | 0.25 | 0.25 | 0.25 | 0.25 | 0.25 | 0.25 | 0.25 | 0.25 | 0.25 | 0.25 | 0.25 | 0.25 | 0.25 | 0.33 | 0.33 | Yes | Yes | Yes
IHVHC83024 | R | Industrial | HVAC | HVAC System Controls | HVAC Control Improvements (non-VFD) | I-All-SecTotal-All-All-All-E | 5 | 70% | 0.2887 | 0.12 | 0.17 | 0.17 | 0.25 | 0.25 | 0.25 | 0.25 | 0.25 | 0.25 | 0.25 | 0.25 | 0.25 | 0.25 | 0.25 | 0.25 | 0.25 | 0.25 | 0.25 | 0.25 | 0.25 | 0.25 | 0.25 | 0.33 | 0.33 | Yes | Yes | Yes
IHVHC83025 | R | Industrial | HVAC | HVAC System Controls | HVAC Control Improvements (VFD) | I-All-SecTotal-All-All-All-E | 5 | 70% | 0.2887 | 0.12 | 0.17 | 0.17 | 0.25 | 0.25 | 0.25 | 0.25 | 0.25 | 0.25 | 0.25 | 0.25 | 0.25 | 0.25 | 0.25 | 0.25 | 0.25 | 0.25 | 0.25 | 0.25 | 0.25 | 0.25 | 0.25 | 0.33 | 0.33 | Yes | Yes | Yes
IHVHC83026 | R | Industrial | HVAC | HVAC System Controls | Pneumatic to DDC Control Improvements | I-All-SecTotal-All-All-All-E | 5 | 70% | 0.2887 | 0.12 | 0.17 | 0.17 | 0.25 | 0.25 | 0.25 | 0.25 | 0.25 | 0.25 | 0.25 | 0.25 | 0.25 | 0.25 | 0.25 | 0.25 | 0.25 | 0.25 | 0.25 | 0.25 | 0.25 | 0.25 | 0.25 | 0.33 | 0.33 | Yes | Yes | Yes
IHVHC83027 | R | Industrial | HVAC | HVAC System Controls | Thermostats | I-All-SecTotal-All-All-All-E | 5 | 70% | 0.2887 | 0.12 | 0.17 | 0.17 | 0.25 | 0.25 | 0.25 | 0.25 | 0.25 | 0.25 | 0.25 | 0.25 | 0.25 | 0.25 | 0.25 | 0.25 | 0.25 | 0.25 | 0.25 | 0.25 | 0.25 | 0.25 | 0.25 | 0.33 | 0.33 | Yes | Yes | Yes
IHVHC93023 | L | Industrial | HVAC | HVAC System Controls | Energy Management Systems/System Controls | I-All-SecTotal-All-All-All-E | 10 | 70% | 0.4589 | 0.12 | 0.27 | 0.27 | 0.27 | 0.25 | 0.25 | 0.25 | 0.25 | 0.25 | 0.25 | 0.25 | 0.25 | 0.25 | 0.25 | 0.25 | 0.25 | 0.25 | 0.25 | 0.25 | 0.25 | 0.25 | 0.25 | 0.33 | 0.33 | Yes | Yes | Yes
IHVHC93024 | L | Industrial | HVAC | HVAC System Controls | HVAC Control Improvements (non-VFD) | I-All-SecTotal-All-All-All-E | 5 | 70% | 0.2887 | 0.12 | 0.27 | 0.27 | 0.27 | 0.25 | 0.25 | 0.25 | 0.25 | 0.25 | 0.25 | 0.25 | 0.25 | 0.25 | 0.25 | 0.25 | 0.25 | 0.25 | 0.25 | 0.25 | 0.25 | 0.25 | 0.25 | 0.33 | 0.33 | Yes | Yes | Yes
IHVHC93025 | L | Industrial | HVAC | HVAC System Controls | HVAC Control Improvements (VFD) | I-All-SecTotal-All-All-All-E | 5 | 70% | 0.2887 | 0.12 | 0.27 | 0.27 | 0.27 | 0.25 | 0.25 | 0.25 | 0.25 | 0.25 | 0.25 | 0.25 | 0.25 | 0.25 | 0.25 | 0.25 | 0.25 | 0.25 | 0.25 | 0.25 | 0.25 | 0.25 | 0.25 | 0.33 | 0.33 | Yes | Yes | Yes
IHVHC93026 | L | Industrial | HVAC | HVAC System Controls | Pneumatic to DDC Control Improvements | I-All-SecTotal-All-All-All-E | 5 | 70% | 0.2887 | 0.12 | 0.27 | 0.27 | 0.27 | 0.25 | 0.25 | 0.25 | 0.25 | 0.25 | 0.25 | 0.25 | 0.25 | 0.25 | 0.25 | 0.25 | 0.25 | 0.25 | 0.25 | 0.25 | 0.25 | 0.25 | 0.25 | 0.33 | 0.33 | Yes | Yes | Yes
IHVHC93027 | L | Industrial | HVAC | HVAC System Controls | Thermostats | I-All-SecTotal-All-All-All-E | 5 | 70% | 0.2887 | 0.12 | 0.27 | 0.27 | 0.27 | 0.25 | 0.25 | 0.25 | 0.25 | 0.25 | 0.25 | 0.25 | 0.25 | 0.25 | 0.25 | 0.25 | 0.25 | 0.25 | 0.25 | 0.25 | 0.25 | 0.25 | 0.25 | 0.33 | 0.33 | Yes | Yes | Yes
IHVHI83028 | R | Industrial | HVAC | HVAC System Improvements | Air-Source Heat Pumps | I-All-SecTotal-All-All-All-E | 15 | 70% | 0.627 | 0.12 | 0.17 | 0.17 | 0.25 | 0.25 | 0.25 | 0.25 | 0.25 | 0.25 | 0.25 | 0.25 | 0.25 | 0.25 | 0.25 | 0.25 | 0.25 | 0.25 | 0.25 | 0.25 | 0.25 | 0.25 | 0.25 | 0.33 | 0.33 | Yes | Yes | Yes
IHVHI83029 | R | Industrial | HVAC | HVAC System Improvements | Building Commissioning Improvements | I-All-SecTotal-All-All-All-E | 15 | 70% | 0.627 | 0.12 | 0.17 | 0.17 | 0.25 | 0.25 | 0.25 | 0.25 | 0.25 | 0.25 | 0.25 | 0.25 | 0.25 | 0.25 | 0.25 | 0.25 | 0.25 | 0.25 | 0.25 | 0.25 | 0.25 | 0.25 | 0.25 | 0.33 | 0.33 | Yes | Yes | Yes
IHVHI83030 | R | Industrial | HVAC | HVAC System Improvements | Centrifugal Chiller Improvements | I-All-SecTotal-All-All-All-E | 15 | 70% | 0.627 | 0.12 | 0.17 | 0.17 | 0.25 | 0.25 | 0.25 | 0.25 | 0.25 | 0.25 | 0.25 | 0.25 | 0.25 | 0.25 | 0.25 | 0.25 | 0.25 | 0.25 | 0.25 | 0.25 | 0.25 | 0.25 | 0.25 | 0.33 | 0.33 | Yes | Yes | Yes
IHVHI83031 | R | Industrial | HVAC | HVAC System Improvements | Duct Insulation | I-All-SecTotal-All-All-All-E | 30 | 70% | 0.9016 | 0.12 | 0.17 | 0.17 | 0.25 | 0.25 | 0.25 | 0.25 | 0.35 | 0.35 | 0.35 | 0.35 | 0.35 | 0.35 | 0.35 | 0.35 | 0.35 | 0.35 | 0.35 | 0.35 | 0.35 | 0.35 | 0.35 | 0.38 | 0.38 | Yes | Yes | Yes
IHVHI83032 | R | Industrial | HVAC | HVAC System Improvements | Ductless Heat Pumps | I-All-SecTotal-All-All-All-E | 15 | 70% | 0.627 | 0.12 | 0.17 | 0.17 | 0.25 | 0.25 | 0.25 | 0.25 | 0.25 | 0.25 | 0.25 | 0.25 | 0.25 | 0.25 | 0.25 | 0.25 | 0.25 | 0.25 | 0.25 | 0.25 | 0.25 | 0.25 | 0.25 | 0.33 | 0.33 | Yes | Yes | Yes
IHVHI83033 | R | Industrial | HVAC | HVAC System Improvements | Economizer System Improvements | I-All-SecTotal-All-All-All-E | 15 | 70% | 0.627 | 0.12 | 0.17 | 0.17 | 0.25 | 0.25 | 0.25 | 0.25 | 0.25 | 0.25 | 0.25 | 0.25 | 0.25 | 0.25 | 0.25 | 0.25 | 0.25 | 0.25 | 0.25 | 0.25 | 0.25 | 0.25 | 0.25 | 0.33 | 0.33 | Yes | Yes | Yes
IHVHI83034 | R | Industrial | HVAC | HVAC System Improvements | Interactive HVAC System Improvements | I-All-SecTotal-All-All-All-E | 10 | 70% | 0.4589 | 0.12 | 0.17 | 0.17 | 0.25 | 0.25 | 0.25 | 0.25 | 0.25 | 0.25 | 0.25 | 0.25 | 0.25 | 0.25 | 0.25 | 0.25 | 0.25 | 0.25 | 0.25 | 0.25 | 0.25 | 0.25 | 0.25 | 0.33 | 0.33 | Yes | Yes | Yes
IHVHI83035 | R | Industrial | HVAC | HVAC System Improvements | Rooftop Units | I-All-SecTotal-All-All-All-E | 15 | 70% | 0.627 | 0.12 | 0.17 | 0.17 | 0.25 | 0.25 | 0.25 | 0.25 | 0.25 | 0.25 | 0.25 | 0.25 | 0.25 | 0.25 | 0.25 | 0.25 | 0.25 | 0.25 | 0.25 | 0.25 | 0.25 | 0.25 | 0.25 | 0.33 | 0.33 | Yes | Yes | Yes
IHVHI83036 | R | Industrial | HVAC | HVAC System Improvements | Rotary Screw Chiller Improvements | I-All-SecTotal-All-All-All-E | 15 | 70% | 0.627 | 0.12 | 0.17 | 0.17 | 0.25 | 0.25 | 0.25 | 0.25 | 0.25 | 0.25 | 0.25 | 0.25 | 0.25 | 0.25 | 0.25 | 0.25 | 0.25 | 0.25 | 0.25 | 0.25 | 0.25 | 0.25 | 0.25 | 0.33 | 0.33 | Yes | Yes | Yes
IHVHI83037 | R | Industrial | HVAC | HVAC System Improvements | Scroll Chiller Improvements | I-All-SecTotal-All-All-All-E | 15 | 70% | 0.627 | 0.12 | 0.17 | 0.17 | 0.25 | 0.25 | 0.25 | 0.25 | 0.25 | 0.25 | 0.25 | 0.25 | 0.25 | 0.25 | 0.25 | 0.25 | 0.25 | 0.25 | 0.25 | 0.25 | 0.25 | 0.25 | 0.25 | 0.33 | 0.33 | Yes | Yes | Yes
IHVHI83038 | R | Industrial | HVAC | HVAC System Improvements | Storage Tank Insulation Improvements | I-All-SecTotal-All-All-All-E | 10 | 70% | 0.4589 | 0.12 | 0.17 | 0.17 | 0.25 | 0.25 | 0.25 | 0.25 | 0.25 | 0.25 | 0.25 | 0.25 | 0.25 | 0.25 | 0.25 | 0.25 | 0.25 | 0.25 | 0.25 | 0.25 | 0.25 | 0.25 | 0.25 | 0.33 | 0.33 | Yes | Yes | Yes
IHVHI83039 | R | Industrial | HVAC | HVAC System Improvements | Variable Refrigerant Flow System Improvements | I-All-SecTotal-All-All-All-E | 15 | 70% | 0.627 | 0.12 | 0.17 | 0.17 | 0.25 | 0.25 | 0.25 | 0.25 | 0.25 | 0.25 | 0.25 | 0.25 | 0.25 | 0.25 | 0.25 | 0.25 | 0.25 | 0.25 | 0.25 | 0.25 | 0.25 | 0.25 | 0.25 | 0.33 | 0.33 | Yes | Yes | Yes
IHVHI83040 | R | Industrial | HVAC | HVAC System Improvements | Ventilation System Improvements | I-All-SecTotal-All-All-All-E | 10 | 70% | 0.4589 | 0.12 | 0.17 | 0.17 | 0.25 | 0.25 | 0.25 | 0.25 | 0.25 | 0.25 | 0.25 | 0.25 | 0.25 | 0.25 | 0.25 | 0.25 | 0.25 | 0.25 | 0.25 | 0.25 | 0.25 | 0.25 | 0.25 | 0.33 | 0.33 | Yes | Yes | Yes
IHVHI83041 | R | Industrial | HVAC | HVAC System Improvements | Water-Source Heat Pumps | I-All-SecTotal-All-All-All-E | 15 | 70% | 0.627 | 0.12 | 0.17 | 0.17 | 0.25 | 0.25 | 0.25 | 0.25 | 0.25 | 0.25 | 0.25 | 0.25 | 0.25 | 0.25 | 0.25 | 0.25 | 0.25 | 0.25 | 0.25 | 0.25 | 0.25 | 0.25 | 0.25 | 0.33 | 0.33 | Yes | Yes | Yes
IHVHI83182 | R | Industrial | HVAC | HVAC System Improvements | Free Cooling | I-All-SecTotal-All-All-All-E | 15 | 70% | 0.627 | 2023-10-01: 0.33; 2024-04-01: 0.33 | Yes | Yes | Yes
IHVHI93028 | L | Industrial | HVAC | HVAC System Improvements | Air-Source Heat Pumps | I-All-SecTotal-All-All-All-E | 15 | 70% | 0.627 | 0.12 | 0.27 | 0.27 | 0.27 | 0.25 | 0.25 | 0.25 | 0.25 | 0.25 | 0.25 | 0.25 | 0.25 | 0.25 | 0.25 | 0.25 | 0.25 | 0.25 | 0.25 | 0.25 | 0.25 | 0.25 | 0.25 | 0.33 | 0.33 | Yes | Yes | Yes
IHVHI93029 | L | Industrial | HVAC | HVAC System Improvements | Building Commissioning Improvements | I-All-SecTotal-All-All-All-E | 15 | 70% | 0.627 | 0.12 | 0.27 | 0.27 | 0.27 | 0.25 | 0.25 | 0.25 | 0.25 | 0.25 | 0.25 | 0.25 | 0.25 | 0.25 | 0.25 | 0.25 | 0.25 | 0.25 | 0.25 | 0.25 | 0.25 | 0.25 | 0.25 | 0.33 | 0.33 | Yes | Yes | Yes
IHVHI93030 | L | Industrial | HVAC | HVAC System Improvements | Centrifugal Chiller Improvements | I-All-SecTotal-All-All-All-E | 15 | 70% | 0.627 | 0.12 | 0.27 | 0.27 | 0.27 | 0.25 | 0.25 | 0.25 | 0.25 | 0.25 | 0.25 | 0.25 | 0.25 | 0.25 | 0.25 | 0.25 | 0.25 | 0.25 | 0.25 | 0.25 | 0.25 | 0.25 | 0.25 | 0.33 | 0.33 | Yes | Yes | Yes
IHVHI93031 | L | Industrial | HVAC | HVAC System Improvements | Duct Insulation | I-All-SecTotal-All-All-All-E | 30 | 70% | 0.9016 | 0.12 | 0.27 | 0.27 | 0.27 | 0.25 | 0.25 | 0.25 | 0.35 | 0.35 | 0.35 | 0.35 | 0.35 | 0.35 | 0.35 | 0.35 | 0.35 | 0.35 | 0.35 | 0.35 | 0.35 | 0.35 | 0.35 | 0.38 | 0.38 | Yes | Yes | Yes
IHVHI93032 | L | Industrial | HVAC | HVAC System Improvements | Ductless Heat Pumps | I-All-SecTotal-All-All-All-E | 15 | 70% | 0.627 | 0.12 | 0.27 | 0.27 | 0.27 | 0.25 | 0.25 | 0.25 | 0.25 | 0.25 | 0.25 | 0.25 | 0.25 | 0.25 | 0.25 | 0.25 | 0.25 | 0.25 | 0.25 | 0.25 | 0.25 | 0.25 | 0.25 | 0.33 | 0.33 | Yes | Yes | Yes
IHVHI93033 | L | Industrial | HVAC | HVAC System Improvements | Economizer System Improvements | I-All-SecTotal-All-All-All-E | 15 | 70% | 0.627 | 0.12 | 0.27 | 0.27 | 0.27 | 0.25 | 0.25 | 0.25 | 0.25 | 0.25 | 0.25 | 0.25 | 0.25 | 0.25 | 0.25 | 0.25 | 0.25 | 0.25 | 0.25 | 0.25 | 0.25 | 0.25 | 0.25 | 0.33 | 0.33 | Yes | Yes | Yes
IHVHI93034 | L | Industrial | HVAC | HVAC System Improvements | Interactive HVAC System Improvements | I-All-SecTotal-All-All-All-E | 10 | 70% | 0.4589 | 0.12 | 0.27 | 0.27 | 0.27 | 0.25 | 0.25 | 0.25 | 0.25 | 0.25 | 0.25 | 0.25 | 0.25 | 0.25 | 0.25 | 0.25 | 0.25 | 0.25 | 0.25 | 0.25 | 0.25 | 0.25 | 0.25 | 0.33 | 0.33 | Yes | Yes | Yes
IHVHI93035 | L | Industrial | HVAC | HVAC System Improvements | Rooftop Units | I-All-SecTotal-All-All-All-E | 15 | 70% | 0.627 | 0.12 | 0.27 | 0.27 | 0.27 | 0.25 | 0.25 | 0.25 | 0.25 | 0.25 | 0.25 | 0.25 | 0.25 | 0.25 | 0.25 | 0.25 | 0.25 | 0.25 | 0.25 | 0.25 | 0.25 | 0.25 | 0.25 | 0.33 | 0.33 | Yes | Yes | Yes
IHVHI93036 | L | Industrial | HVAC | HVAC System Improvements | Rotary Screw Chiller Improvements | I-All-SecTotal-All-All-All-E | 15 | 70% | 0.627 | 0.12 | 0.27 | 0.27 | 0.27 | 0.25 | 0.25 | 0.25 | 0.25 | 0.25 | 0.25 | 0.25 | 0.25 | 0.25 | 0.25 | 0.25 | 0.25 | 0.25 | 0.25 | 0.25 | 0.25 | 0.25 | 0.25 | 0.33 | 0.33 | Yes | Yes | Yes
IHVHI93037 | L | Industrial | HVAC | HVAC System Improvements | Scroll Chiller Improvements | I-All-SecTotal-All-All-All-E | 15 | 70% | 0.627 | 0.12 | 0.27 | 0.27 | 0.27 | 0.25 | 0.25 | 0.25 | 0.25 | 0.25 | 0.25 | 0.25 | 0.25 | 0.25 | 0.25 | 0.25 | 0.25 | 0.25 | 0.25 | 0.25 | 0.25 | 0.25 | 0.25 | 0.33 | 0.33 | Yes | Yes | Yes
IHVHI93038 | L | Industrial | HVAC | HVAC System Improvements | Storage Tank Insulation Improvements | I-All-SecTotal-All-All-All-E | 10 | 70% | 0.4589 | 0.12 | 0.27 | 0.27 | 0.27 | 0.25 | 0.25 | 0.25 | 0.25 | 0.25 | 0.25 | 0.25 | 0.25 | 0.25 | 0.25 | 0.25 | 0.25 | 0.25 | 0.25 | 0.25 | 0.25 | 0.25 | 0.25 | 0.33 | 0.33 | Yes | Yes | Yes
IHVHI93039 | L | Industrial | HVAC | HVAC System Improvements | Variable Refrigerant Flow System Improvements | I-All-SecTotal-All-All-All-E | 15 | 70% | 0.627 | 0.12 | 0.27 | 0.27 | 0.27 | 0.25 | 0.25 | 0.25 | 0.25 | 0.25 | 0.25 | 0.25 | 0.25 | 0.25 | 0.25 | 0.25 | 0.25 | 0.25 | 0.25 | 0.25 | 0.25 | 0.25 | 0.25 | 0.33 | 0.33 | Yes | Yes | Yes
IHVHI93040 | L | Industrial | HVAC | HVAC System Improvements | Ventilation System Improvements | I-All-SecTotal-All-All-All-E | 10 | 70% | 0.4589 | 0.12 | 0.27 | 0.27 | 0.27 | 0.25 | 0.25 | 0.25 | 0.25 | 0.25 | 0.25 | 0.25 | 0.25 | 0.25 | 0.25 | 0.25 | 0.25 | 0.25 | 0.25 | 0.25 | 0.25 | 0.25 | 0.25 | 0.33 | 0.33 | Yes | Yes | Yes
IHVHI93041 | L | Industrial | HVAC | HVAC System Improvements | Water-Source Heat Pumps | I-All-SecTotal-All-All-All-E | 15 | 70% | 0.627 | 0.12 | 0.27 | 0.27 | 0.27 | 0.25 | 0.25 | 0.25 | 0.25 | 0.25 | 0.25 | 0.25 | 0.25 | 0.25 | 0.25 | 0.25 | 0.25 | 0.25 | 0.25 | 0.25 | 0.25 | 0.25 | 0.25 | 0.33 | 0.33 | Yes | Yes | Yes
IHVHI93182 | L | Industrial | HVAC | HVAC System Improvements | Free Cooling | I-All-SecTotal-All-All-All-E | 15 | 70% | 0.627 | 2023-10-01: 0.33; 2024-04-01: 0.33 | Yes | Yes | Yes
IHVHR83021 | R | Industrial | HVAC | Heat Recovery | Heat Recovery Improvements | I-All-SecTotal-All-All-All-E | 10 | 70% | 0.4589 | 0.12 | 0.17 | 0.17 | 0.25 | 0.25 | 0.25 | 0.25 | 0.25 | 0.25 | 0.25 | 0.25 | 0.25 | 0.25 | 0.25 | 0.25 | 0.25 | 0.25 | 0.25 | 0.25 | 0.25 | 0.25 | 0.25 | 0.33 | 0.33 | Yes | Yes | Yes
IHVHR83022 | R | Industrial | HVAC | Heat Recovery | Humidification/Dehumidification Improvements | I-All-SecTotal-All-All-All-E | 10 | 70% | 0.4589 | 0.12 | 0.17 | 0.17 | 0.25 | 0.25 | 0.25 | 0.25 | 0.25 | 0.25 | 0.25 | 0.25 | 0.25 | 0.25 | 0.25 | 0.25 | 0.25 | 0.25 | 0.25 | 0.25 | 0.25 | 0.25 | 0.25 | 0.33 | 0.33 | Yes | Yes | Yes
IHVHR93021 | L | Industrial | HVAC | Heat Recovery | Heat Recovery Improvements | I-All-SecTotal-All-All-All-E | 10 | 70% | 0.4589 | 0.12 | 0.27 | 0.27 | 0.27 | 0.25 | 0.25 | 0.25 | 0.25 | 0.25 | 0.25 | 0.25 | 0.25 | 0.25 | 0.25 | 0.25 | 0.25 | 0.25 | 0.25 | 0.25 | 0.25 | 0.25 | 0.25 | 0.33 | 0.33 | Yes | Yes | Yes
IHVHR93022 | L | Industrial | HVAC | Heat Recovery | Humidification/Dehumidification Improvements | I-All-SecTotal-All-All-All-E | 10 | 70% | 0.4589 | 0.12 | 0.27 | 0.27 | 0.27 | 0.25 | 0.25 | 0.25 | 0.25 | 0.25 | 0.25 | 0.25 | 0.25 | 0.25 | 0.25 | 0.25 | 0.25 | 0.25 | 0.25 | 0.25 | 0.25 | 0.25 | 0.25 | 0.33 | 0.33 | Yes | Yes | Yes
ILIDE83042 | R | Industrial | Lighting | Delamping | Delamping | Commercial-All Com-IntLight | 12 | 70% | 0.50142 | 0.12 | 0.17 | 0.17 | 0.25 | 0.25 | 0.25 | 0.25 | 0.18 | 0.18 | 0.18 | 0.18 | 0.18 | 0.18 | 0.18 | 0.18 | 0.18 | 0.18 | NA | NA | NA | NA | NA | NA | NA | Yes | Yes
ILIDE93042 | L | Industrial | Lighting | Delamping | Delamping | Commercial-All Com-IntLight | 12 | 70% | 0.50142 | 0.12 | 0.27 | 0.27 | 0.27 | 0.25 | 0.25 | 0.25 | 0.18 | 0.18 | 0.18 | 0.18 | 0.18 | 0.18 | 0.18 | 0.18 | 0.18 | 0.18 | NA | NA | NA | NA | NA | NA | NA | Yes | Yes
ILILB83043 | R | Industrial | Lighting | Lamps/Ballasts/Fixtures | Lamps/Ballasts | Commercial-All Com-IntLight | 12 | 70% | 0.50142 | NA | NA | NA | NA | NA | NA | NA | 0.18 | 0.18 | 0.18 | 0.18 | 0.18 | 0.18 | 0.18 | 0.18 | 0.18 | 0.18 | NA | NA | NA | NA | NA | NA | NA |  | Yes
ILILB83044 | R | Industrial | Lighting | Lamps/Ballasts/Fixtures | Lamps/Ballasts w/Controls | Commercial-All Com-IntLight | 12 | 70% | 0.50142 | NA | NA | NA | NA | NA | NA | NA | 0.18 | 0.18 | 0.18 | 0.18 | 0.18 | 0.18 | 0.18 | 0.18 | 0.18 | 0.18 | NA | NA | NA | NA | NA | NA | NA |  | Yes
ILILB83045 | R | Industrial | Lighting | Lamps/Ballasts/Fixtures | Lamps/Ballasts w/Delamping | Commercial-All Com-IntLight | 12 | 70% | 0.50142 | NA | NA | NA | NA | NA | NA | NA | 0.18 | 0.18 | 0.18 | 0.18 | 0.18 | 0.18 | 0.18 | 0.18 | 0.18 | 0.18 | NA | NA | NA | NA | NA | NA | NA |  | Yes
ILILB83046 | R | Industrial | Lighting | Lamps/Ballasts/Fixtures | Lamps/Ballasts w/Delamping and Controls | Commercial-All Com-IntLight | 12 | 70% | 0.50142 | NA | NA | NA | NA | NA | NA | NA | 0.18 | 0.18 | 0.18 | 0.18 | 0.18 | 0.18 | 0.18 | 0.18 | 0.18 | 0.18 | NA | NA | NA | NA | NA | NA | NA |  | Yes
ILILB83047 | R | Industrial | Lighting | Lamps/Ballasts/Fixtures | Lamps/Ballasts/Fixtures | Commercial-All Com-IntLight | 12 | 70% | 0.50142 | NA | NA | NA | NA | NA | NA | NA | 0.18 | 0.18 | 0.18 | 0.18 | 0.18 | 0.18 | 0.18 | 0.18 | 0.18 | 0.18 | NA | NA | NA | NA | NA | NA | NA |  | Yes
ILILB83048 | R | Industrial | Lighting | Lamps/Ballasts/Fixtures | Lamps/Ballasts/Fixtures w/Controls | Commercial-All Com-IntLight | 12 | 70% | 0.50142 | NA | NA | NA | NA | NA | NA | NA | 0.18 | 0.18 | 0.18 | 0.18 | 0.18 | 0.18 | 0.18 | 0.18 | 0.18 | 0.18 | NA | NA | NA | NA | NA | NA | NA |  | Yes
ILILB83049 | R | Industrial | Lighting | Lamps/Ballasts/Fixtures | Lamps/Ballasts/Fixtures w/Delamping | Commercial-All Com-IntLight | 12 | 70% | 0.50142 | NA | NA | NA | NA | NA | NA | NA | 0.18 | 0.18 | 0.18 | 0.18 | 0.18 | 0.18 | 0.18 | 0.18 | 0.18 | 0.18 | NA | NA | NA | NA | NA | NA | NA |  | Yes
ILILB83050 | R | Industrial | Lighting | Lamps/Ballasts/Fixtures | Lamps/Ballasts/Fixtures w/Delamping and Controls | Commercial-All Com-IntLight | 12 | 70% | 0.50142 | NA | NA | NA | NA | NA | NA | NA | 0.18 | 0.18 | 0.18 | 0.18 | 0.18 | 0.18 | 0.18 | 0.18 | 0.18 | 0.18 | NA | NA | NA | NA | NA | NA | NA |  | Yes
ILILB83098 | R | Industrial | Lighting | Lamps/Ballasts/Fixtures | T8 Linear Fluorescents | Commercial-All Com-IntLight | 12 | 70% | 0.50142 | 0.2 | 0.27 | 0.27 | 0.27 | 0.27 | 0.27 | 0.27 | 0.18 | 0.18 | 0.18 | 0.18 | 0.18 | 0.18 | 0.18 | 0.18 | 0.18 | 0.18 | NA | NA | NA | NA | NA | NA | NA | Yes | Yes
ILILB83099 | R | Industrial | Lighting | Lamps/Ballasts/Fixtures | Compact Fluorescents | Commercial-All Com-IntLight | 12 | 70% | 0.50142 | 0.2 | 0.27 | 0.27 | 0.27 | 0.27 | 0.27 | 0.27 | 0.18 | 0.18 | 0.18 | 0.18 | 0.18 | 0.18 | 0.18 | 0.18 | 0.18 | 0.18 | NA | NA | NA | NA | NA | NA | NA | Yes | Yes
ILILB83100 | R | Industrial | Lighting | Lamps/Ballasts/Fixtures | Induction | Commercial-All Com-IntLight | 12 | 70% | 0.50142 | 0.2 | 0.27 | 0.27 | 0.27 | 0.27 | 0.27 | 0.27 | 0.18 | 0.18 | 0.18 | 0.18 | 0.18 | 0.18 | 0.18 | 0.18 | 0.18 | 0.18 | NA | NA | NA | NA | NA | NA | NA | Yes | Yes
ILILB83101 | R | Industrial | Lighting | Lamps/Ballasts/Fixtures | Electronic Metal Halide | Commercial-All Com-IntLight | 12 | 70% | 0.50142 | 0.2 | 0.27 | 0.27 | 0.27 | 0.27 | 0.27 | 0.27 | 0.18 | 0.18 | 0.18 | 0.18 | 0.18 | 0.18 | 0.18 | 0.18 | 0.18 | 0.18 | NA | NA | NA | NA | NA | NA | NA | Yes | Yes
ILILB83102 | R | Industrial | Lighting | Lamps/Ballasts/Fixtures | Linear Fluorescent High Bay | Commercial-All Com-IntLight | 12 | 70% | 0.50142 | 0.2 | 0.27 | 0.27 | 0.27 | 0.27 | 0.27 | 0.27 | 0.18 | 0.18 | 0.18 | 0.18 | 0.18 | 0.18 | 0.18 | 0.18 | 0.18 | 0.18 | NA | NA | NA | NA | NA | NA | NA | Yes | Yes
ILILB83103 | R | Industrial | Lighting | Lamps/Ballasts/Fixtures | LED Screw-in/Small fixtures | Commercial-All Com-IntLight | 12 | 70% | 0.50142 | 0.2 | 0.27 | 0.27 | 0.27 | 0.27 | 0.27 | 0.27 | 0.18 | 0.18 | 0.18 | 0.18 | 0.18 | 0.18 | 0.18 | 0.18 | 0.18 | 0.18 | 0.18 | 0.18 | 0.13 | 0.13 | 0.13 | 0.13 | 0.13 | Yes | Yes | Yes | Yes
ILILB83104 | R | Industrial | Lighting | Lamps/Ballasts/Fixtures | LED Tubes and Troffers | Commercial-All Com-IntLight | 12 | 70% | 0.50142 | 0.2 | 0.27 | 0.27 | 0.27 | 0.27 | 0.27 | 0.27 | 0.18 | 0.18 | 0.18 | 0.18 | 0.18 | 0.18 | 0.18 | 0.18 | 0.18 | 0.18 | 0.18 | 0.18 | 0.13 | 0.13 | 0.13 | 0.13 | 0.13 | Yes | Yes | Yes | Yes
ILILB83105 | R | Industrial | Lighting | Lamps/Ballasts/Fixtures | LED Exterior General Area | Commercial-All Com-ExtLight | 12 | 70% | 0.68514 | 0.2 | 0.27 | 0.27 | 0.27 | 0.27 | 0.27 | 0.27 | 0.18 | 0.18 | 0.18 | 0.18 | 0.18 | 0.18 | 0.18 | 0.18 | 0.18 | 0.18 | 0.18 | 0.18 | 0.13 | 0.13 | 0.13 | 0.13 | 0.13 | Yes | Yes | Yes | Yes
ILILB83106 | R | Industrial | Lighting | Lamps/Ballasts/Fixtures | LED High Bay | Commercial-All Com-IntLight | 12 | 70% | 0.50142 | 0.2 | 0.27 | 0.27 | 0.27 | 0.27 | 0.27 | 0.27 | 0.18 | 0.18 | 0.18 | 0.18 | 0.18 | 0.18 | 0.18 | 0.18 | 0.18 | 0.18 | 0.18 | 0.18 | 0.13 | 0.13 | 0.13 | 0.13 | 0.13 | Yes | Yes | Yes | Yes
ILILB83107 | R | Industrial | Lighting | Lamps/Ballasts/Fixtures | LED Parking Garage | FLAT-System | 12 | 70% | 0.54398 | 0.2 | 0.27 | 0.27 | 0.27 | 0.27 | 0.27 | 0.27 | 0.18 | 0.18 | 0.18 | 0.18 | 0.18 | 0.18 | 0.18 | 0.18 | 0.18 | 0.18 | NA | NA | NA | NA | NA | NA | NA | Yes | Yes
ILILB83108 | R | Industrial | Lighting | Lamps/Ballasts/Fixtures | Linear LED | Commercial-All Com-IntLight | 12 | 70% | 0.50142 | 0.2 | 0.27 | 0.27 | 0.27 | 0.27 | 0.27 | 0.27 | 0.18 | 0.18 | 0.18 | 0.18 | 0.18 | 0.18 | 0.18 | 0.18 | 0.18 | 0.18 | 0.18 | 0.18 | 0.13 | 0.13 | 0.13 | 0.13 | 0.13 | Yes | Yes | Yes | Yes
ILILB83109 | R | Industrial | Lighting | Lamps/Ballasts/Fixtures | LED Other | Commercial-All Com-IntLight | 12 | 70% | 0.50142 | 0.2 | 0.27 | 0.27 | 0.27 | 0.27 | 0.27 | 0.27 | 0.18 | 0.18 | 0.18 | 0.18 | 0.18 | 0.18 | 0.18 | 0.18 | 0.18 | 0.18 | 0.18 | 0.18 | 0.13 | 0.13 | 0.13 | 0.13 | 0.13 | Yes | Yes | Yes
ILILB83111 | R | Industrial | Lighting | Lamps/Ballasts/Fixtures | Decommissioning/Fixtures Increase | Commercial-All Com-IntLight | 12 | 70% | 0.50142 | 0.2 | 0.27 | 0.27 | 0.27 | 0.27 | 0.27 | 0.27 | 0.18 | 0.18 | 0.18 | 0.18 | 0.18 | 0.18 | 0.18 | 0.18 | 0.18 | 0.18 | NA | NA | NA | NA | NA | NA | NA | Yes | Yes
ILILB83112 | R | Industrial | Lighting | Lamps/Ballasts/Fixtures | Non-Standard / Other | Commercial-All Com-IntLight | 12 | 70% | 0.50142 | 0.2 | 0.27 | 0.27 | 0.27 | 0.27 | 0.27 | 0.27 | 0.18 | 0.18 | 0.18 | 0.18 | 0.18 | 0.18 | 0.18 | 0.18 | 0.18 | 0.18 | NA | NA | NA | NA | NA | NA | NA | Yes | Yes
ILILB83123 | R | Industrial | Lighting | Lamps/Ballasts/Fixtures | LED Low Bay | Commercial-All Com-IntLight | 12 | 70% | 0.50142 | NA | NA | NA | NA | NA | NA | NA | NA | NA | NA | NA | NA | NA | NA | NA | NA | NA | 0.18 | 0.18 | 0.13 | 0.13 | 0.13 | 0.13 | 0.13 | Yes | Yes | Yes | yes
ILILB83124 | R | Industrial | Lighting | Lamps/Ballasts/Fixtures | LED Mogul Base | Commercial-All Com-IntLight | 12 | 70% | 0.50142 | NA | NA | NA | NA | NA | NA | NA | NA | NA | NA | NA | NA | NA | NA | NA | NA | NA | 0.18 | 0.18 | 0.13 | 0.13 | 0.13 | 0.13 | 0.13 | Yes | Yes | Yes | yes
ILILB83125 | R | Industrial | Lighting | Lamps/Ballasts/Fixtures | LED Exit Signs | FLAT-System | 12 | 70% | 0.54398 | NA | NA | NA | NA | NA | NA | NA | NA | NA | NA | NA | NA | NA | NA | NA | NA | NA | 0.18 | 0.18 | 0.13 | 0.13 | 0.13 | 0.13 | 0.13 | Yes | Yes | Yes | yes
ILILB83126 | R | Industrial | Lighting | Lamps/Ballasts/Fixtures | Fluorescent | Commercial-All Com-IntLight | 12 | 70% | 0.50142 | NA | NA | NA | NA | NA | NA | NA | NA | NA | NA | NA | NA | NA | NA | NA | NA | NA | 0.18 | 0.18 | 0.13 | 0.13 | 0.13 | 0.13 | 0.13 | Yes | Yes | Yes
ILILB83127 | R | Industrial | Lighting | Lamps/Ballasts/Fixtures | Signage | Commercial-All Com-IntLight | 12 | 70% | 0.50142 | NA | NA | NA | NA | NA | NA | NA | NA | NA | NA | NA | NA | NA | NA | NA | NA | NA | 0.18 | 0.18 | 0.13 | 0.13 | 0.13 | 0.13 | 0.13 | Yes | Yes | Yes | yes
ILILB83134 | R | Industrial | Lighting | Lamps/Ballasts/Fixtures | Existing Equipment | Commercial-All Com-IntLight | [30 empty] | Yes
ILILB93044 | L | Industrial | Lighting | Lamps/Ballasts/Fixtures | Lamps/Ballasts w/Controls | Commercial-All Com-IntLight | 12 | 70% | 0.50142 | NA | NA | NA | NA | NA | NA | NA | 0.18 | 0.18 | 0.18 | 0.18 | 0.18 | 0.18 | 0.18 | 0.18 | 0.18 | 0.18 | NA | NA | NA | NA | NA | NA | NA |  | Yes
ILILB93045 | L | Industrial | Lighting | Lamps/Ballasts/Fixtures | Lamps/Ballasts w/Delamping | Commercial-All Com-IntLight | 12 | 70% | 0.50142 | NA | NA | NA | NA | NA | NA | NA | 0.18 | 0.18 | 0.18 | 0.18 | 0.18 | 0.18 | 0.18 | 0.18 | 0.18 | 0.18 | NA | NA | NA | NA | NA | NA | NA |  | Yes
ILILB93046 | L | Industrial | Lighting | Lamps/Ballasts/Fixtures | Lamps/Ballasts w/Delamping and Controls | Commercial-All Com-IntLight | 12 | 70% | 0.50142 | NA | NA | NA | NA | NA | NA | NA | 0.18 | 0.18 | 0.18 | 0.18 | 0.18 | 0.18 | 0.18 | 0.18 | 0.18 | 0.18 | NA | NA | NA | NA | NA | NA | NA |  | Yes
ILILB93047 | L | Industrial | Lighting | Lamps/Ballasts/Fixtures | Lamps/Ballasts/Fixtures | Commercial-All Com-IntLight | 12 | 70% | 0.50142 | NA | NA | NA | NA | NA | NA | NA | 0.18 | 0.18 | 0.18 | 0.18 | 0.18 | 0.18 | 0.18 | 0.18 | 0.18 | 0.18 | NA | NA | NA | NA | NA | NA | NA |  | Yes
ILILB93048 | L | Industrial | Lighting | Lamps/Ballasts/Fixtures | Lamps/Ballasts/Fixtures w/Controls | Commercial-All Com-IntLight | 12 | 70% | 0.50142 | NA | NA | NA | NA | NA | NA | NA | 0.18 | 0.18 | 0.18 | 0.18 | 0.18 | 0.18 | 0.18 | 0.18 | 0.18 | 0.18 | NA | NA | NA | NA | NA | NA | NA |  | Yes
ILILB93049 | L | Industrial | Lighting | Lamps/Ballasts/Fixtures | Lamps/Ballasts/Fixtures w/Delamping | Commercial-All Com-IntLight | 12 | 70% | 0.50142 | NA | NA | NA | NA | NA | NA | NA | 0.18 | 0.18 | 0.18 | 0.18 | 0.18 | 0.18 | 0.18 | 0.18 | 0.18 | 0.18 | NA | NA | NA | NA | NA | NA | NA |  | Yes
ILILB93050 | L | Industrial | Lighting | Lamps/Ballasts/Fixtures | Lamps/Ballasts/Fixtures w/Delamping and Controls | Commercial-All Com-IntLight | 12 | 70% | 0.50142 | NA | NA | NA | NA | NA | NA | NA | 0.18 | 0.18 | 0.18 | 0.18 | 0.18 | 0.18 | 0.18 | 0.18 | 0.18 | 0.18 | NA | NA | NA | NA | NA | NA | NA |  | Yes
ILILB93098 | L | Industrial | Lighting | Lamps/Ballasts/Fixtures | T8 Linear Fluorescents | Commercial-All Com-IntLight | 12 | 70% | 0.50142 | 0.2 | 0.27 | 0.27 | 0.27 | 0.27 | 0.27 | 0.27 | 0.18 | 0.18 | 0.18 | 0.18 | 0.18 | 0.18 | 0.18 | 0.18 | 0.18 | 0.18 | NA | NA | NA | NA | NA | NA | NA | Yes | Yes
ILILB93099 | L | Industrial | Lighting | Lamps/Ballasts/Fixtures | Compact Fluorescents | Commercial-All Com-IntLight | 12 | 70% | 0.50142 | 0.2 | 0.27 | 0.27 | 0.27 | 0.27 | 0.27 | 0.27 | 0.18 | 0.18 | 0.18 | 0.18 | 0.18 | 0.18 | 0.18 | 0.18 | 0.18 | 0.18 | NA | NA | NA | NA | NA | NA | NA | Yes | Yes
ILILB93100 | L | Industrial | Lighting | Lamps/Ballasts/Fixtures | Induction | Commercial-All Com-IntLight | 12 | 70% | 0.50142 | 0.2 | 0.27 | 0.27 | 0.27 | 0.27 | 0.27 | 0.27 | 0.18 | 0.18 | 0.18 | 0.18 | 0.18 | 0.18 | 0.18 | 0.18 | 0.18 | 0.18 | NA | NA | NA | NA | NA | NA | NA | Yes | Yes
ILILB93101 | L | Industrial | Lighting | Lamps/Ballasts/Fixtures | Electronic Metal Halide | Commercial-All Com-IntLight | 12 | 70% | 0.50142 | 0.2 | 0.27 | 0.27 | 0.27 | 0.27 | 0.27 | 0.27 | 0.18 | 0.18 | 0.18 | 0.18 | 0.18 | 0.18 | 0.18 | 0.18 | 0.18 | 0.18 | NA | NA | NA | NA | NA | NA | NA | Yes | Yes
ILILB93102 | L | Industrial | Lighting | Lamps/Ballasts/Fixtures | Linear Fluorescent High Bay | Commercial-All Com-IntLight | 12 | 70% | 0.50142 | 0.2 | 0.27 | 0.27 | 0.27 | 0.27 | 0.27 | 0.27 | 0.18 | 0.18 | 0.18 | 0.18 | 0.18 | 0.18 | 0.18 | 0.18 | 0.18 | 0.18 | NA | NA | NA | NA | NA | NA | NA | Yes | Yes
ILILB93103 | L | Industrial | Lighting | Lamps/Ballasts/Fixtures | LED Screw-in/Small fixtures | Commercial-All Com-IntLight | 12 | 70% | 0.50142 | 0.2 | 0.27 | 0.27 | 0.27 | 0.27 | 0.27 | 0.27 | 0.18 | 0.18 | 0.18 | 0.18 | 0.18 | 0.18 | 0.18 | 0.18 | 0.18 | 0.18 | 0.18 | 0.18 | 0.13 | 0.13 | 0.13 | 0.13 | 0.13 | Yes | Yes | Yes
ILILB93104 | L | Industrial | Lighting | Lamps/Ballasts/Fixtures | LED Tubes and Troffers | Commercial-All Com-IntLight | 12 | 70% | 0.50142 | 0.2 | 0.27 | 0.27 | 0.27 | 0.27 | 0.27 | 0.27 | 0.18 | 0.18 | 0.18 | 0.18 | 0.18 | 0.18 | 0.18 | 0.18 | 0.18 | 0.18 | 0.18 | 0.18 | 0.13 | 0.13 | 0.13 | 0.13 | 0.13 | Yes | Yes | Yes
ILILB93105 | L | Industrial | Lighting | Lamps/Ballasts/Fixtures | LED Exterior General Area | Commercial-All Com-ExtLight | 12 | 70% | 0.68514 | 0.2 | 0.27 | 0.27 | 0.27 | 0.27 | 0.27 | 0.27 | 0.18 | 0.18 | 0.18 | 0.18 | 0.18 | 0.18 | 0.18 | 0.18 | 0.18 | 0.18 | 0.18 | 0.18 | 0.13 | 0.13 | 0.13 | 0.13 | 0.13 | Yes | Yes | Yes
ILILB93106 | L | Industrial | Lighting | Lamps/Ballasts/Fixtures | LED High Bay | Commercial-All Com-IntLight | 12 | 70% | 0.50142 | 0.2 | 0.27 | 0.27 | 0.27 | 0.27 | 0.27 | 0.27 | 0.18 | 0.18 | 0.18 | 0.18 | 0.18 | 0.18 | 0.18 | 0.18 | 0.18 | 0.18 | 0.18 | 0.18 | 0.13 | 0.13 | 0.13 | 0.13 | 0.13 | Yes | Yes | Yes
ILILB93107 | L | Industrial | Lighting | Lamps/Ballasts/Fixtures | LED Parking Garage | FLAT-System | 12 | 70% | 0.54398 | 0.2 | 0.27 | 0.27 | 0.27 | 0.27 | 0.27 | 0.27 | 0.18 | 0.18 | 0.18 | 0.18 | 0.18 | 0.18 | 0.18 | 0.18 | 0.18 | 0.18 | NA | NA | NA | NA | NA | NA | NA | Yes | Yes
ILILB93108 | L | Industrial | Lighting | Lamps/Ballasts/Fixtures | Linear LED | Commercial-All Com-IntLight | 12 | 70% | 0.50142 | 0.2 | 0.27 | 0.27 | 0.27 | 0.27 | 0.27 | 0.27 | 0.18 | 0.18 | 0.18 | 0.18 | 0.18 | 0.18 | 0.18 | 0.18 | 0.18 | 0.18 | 0.18 | 0.18 | 0.13 | 0.13 | 0.13 | 0.13 | 0.13 | Yes | Yes | Yes
ILILB93109 | L | Industrial | Lighting | Lamps/Ballasts/Fixtures | LED Other | Commercial-All Com-IntLight | 12 | 70% | 0.50142 | 0.2 | 0.27 | 0.27 | 0.27 | 0.27 | 0.27 | 0.27 | 0.18 | 0.18 | 0.18 | 0.18 | 0.18 | 0.18 | 0.18 | 0.18 | 0.18 | 0.18 | 0.18 | 0.18 | 0.13 | 0.13 | 0.13 | 0.13 | 0.13 | Yes | Yes | Yes
ILILB93111 | L | Industrial | Lighting | Lamps/Ballasts/Fixtures | Decommissioning/Fixtures Increase | Commercial-All Com-IntLight | 12 | 70% | 0.50142 | 0.2 | 0.27 | 0.27 | 0.27 | 0.27 | 0.27 | 0.27 | 0.18 | 0.18 | 0.18 | 0.18 | 0.18 | 0.18 | 0.18 | 0.18 | 0.18 | 0.18 | NA | NA | NA | NA | NA | NA | NA | Yes | Yes
ILILB93112 | L | Industrial | Lighting | Lamps/Ballasts/Fixtures | Non-Standard / Other | Commercial-All Com-IntLight | 12 | 70% | 0.50142 | 0.2 | 0.27 | 0.27 | 0.27 | 0.27 | 0.27 | 0.27 | 0.18 | 0.18 | 0.18 | 0.18 | 0.18 | 0.18 | 0.18 | 0.18 | 0.18 | 0.18 | NA | NA | NA | NA | NA | NA | NA | Yes | Yes
ILILB93113 | L | Industrial | Lighting | Lamps/Ballasts/Fixtures | New Construction | Commercial-All Com-IntLight | 12 | 70% | 0.50142 | 0.2 | 0.27 | 0.27 | 0.27 | 0.27 | 0.27 | 0.27 | 0.18 | 0.18 | 0.18 | 0.18 | 0.18 | 0.18 | 0.18 | 0.18 | 0.18 | 0.18 | 0.18 | 0.18 | 0.13 | 0.13 | 0.13 | 0.13 | 0.13 | Yes | Yes | Yes
ILILB93123 | L | Industrial | Lighting | Lamps/Ballasts/Fixtures | LED Low Bay | Commercial-All Com-IntLight | 12 | 70% | 0.50142 | NA | NA | NA | NA | NA | NA | NA | NA | NA | NA | NA | NA | NA | NA | NA | NA | NA | 0.18 | 0.18 | 0.13 | 0.13 | 0.13 | 0.13 | 0.13 | Yes | Yes | Yes
ILILB93124 | L | Industrial | Lighting | Lamps/Ballasts/Fixtures | LED Mogul Base | Commercial-All Com-IntLight | 12 | 70% | 0.50142 | NA | NA | NA | NA | NA | NA | NA | NA | NA | NA | NA | NA | NA | NA | NA | NA | NA | 0.18 | 0.18 | 0.13 | 0.13 | 0.13 | 0.13 | 0.13 | Yes | Yes | Yes
ILILB93125 | L | Industrial | Lighting | Lamps/Ballasts/Fixtures | LED Exit Signs | FLAT-System | 12 | 70% | 0.54398 | NA | NA | NA | NA | NA | NA | NA | NA | NA | NA | NA | NA | NA | NA | NA | NA | NA | 0.18 | 0.18 | 0.13 | 0.13 | 0.13 | 0.13 | 0.13 | Yes | Yes | Yes
ILILB93126 | L | Industrial | Lighting | Lamps/Ballasts/Fixtures | Fluorescent | Commercial-All Com-IntLight | 12 | 70% | 0.50142 | NA | NA | NA | NA | NA | NA | NA | NA | NA | NA | NA | NA | NA | NA | NA | NA | NA | 0.18 | 0.18 | 0.13 | 0.13 | 0.13 | 0.13 | 0.13 | Yes | Yes | Yes
ILILB93127 | L | Industrial | Lighting | Lamps/Ballasts/Fixtures | Signage | Commercial-All Com-IntLight | 12 | 70% | 0.50142 | NA | NA | NA | NA | NA | NA | NA | NA | NA | NA | NA | NA | NA | NA | NA | NA | NA | 0.18 | 0.18 | 0.13 | 0.13 | 0.13 | 0.13 | 0.13 | Yes | Yes | Yes
ILILB93134 | L | Industrial | Lighting | Lamps/Ballasts/Fixtures | Existing Equipment | Commercial-All Com-IntLight | [30 empty] | Yes
ILILC83051 | R | Industrial | Lighting | Lighting Controls | Control Panels | Commercial-All Com-IntLight | 7 | 70% | 0.33701 | 0.2 | 0.27 | 0.27 | 0.27 | 0.27 | 0.27 | 0.27 | 0.18 | 0.18 | 0.18 | 0.18 | 0.18 | 0.18 | 0.18 | 0.18 | 0.18 | 0.18 | NA | NA | NA | NA | NA | NA | NA | Yes | Yes
ILILC83052 | R | Industrial | Lighting | Lighting Controls | Daylighting | Commercial-All Com-IntLight | 7 | 70% | 0.33701 | 0.2 | 0.27 | 0.27 | 0.27 | 0.27 | 0.27 | 0.27 | 0.18 | 0.18 | 0.18 | 0.18 | 0.18 | 0.18 | 0.18 | 0.18 | 0.18 | 0.18 | NA | NA | NA | NA | NA | NA | NA | Yes | Yes
ILILC83053 | R | Industrial | Lighting | Lighting Controls | Occupancy Sensors | Commercial-All Com-IntLight | 7 | 70% | 0.33701 | 0.2 | 0.27 | 0.27 | 0.27 | 0.27 | 0.27 | 0.27 | 0.18 | 0.18 | 0.18 | 0.18 | 0.18 | 0.18 | 0.18 | 0.18 | 0.18 | 0.18 | NA | NA | NA | NA | NA | NA | NA | Yes | Yes
ILILC83054 | R | Industrial | Lighting | Lighting Controls | Photocells | Commercial-All Com-ExtLight | 7 | 70% | 0.45904 | 0.2 | 0.27 | 0.27 | 0.27 | 0.27 | 0.27 | 0.27 | 0.18 | 0.18 | 0.18 | 0.18 | 0.18 | 0.18 | 0.18 | 0.18 | 0.18 | 0.18 | NA | NA | NA | NA | NA | NA | NA | Yes | Yes
ILILC83055 | R | Industrial | Lighting | Lighting Controls | Timers | Commercial-All Com-IntLight | 7 | 70% | 0.33701 | 0.2 | 0.27 | 0.27 | 0.27 | 0.27 | 0.27 | 0.27 | 0.18 | 0.18 | 0.18 | 0.18 | 0.18 | 0.18 | 0.18 | 0.18 | 0.18 | 0.18 | NA | NA | NA | NA | NA | NA | NA | Yes | Yes
ILILC83110 | R | Industrial | Lighting | Lighting Controls | Controls | Commercial-All Com-IntLight | 7 | 70% | 0.33701 | 0.2 | 0.27 | 0.27 | 0.27 | 0.27 | 0.27 | 0.27 | 0.18 | 0.18 | 0.18 | 0.18 | 0.18 | 0.18 | 0.18 | 0.18 | 0.18 | 0.18 | 0.18 | 0.18 | 0.13 | 0.13 | 0.13 | 0.13 | 0.13 | Yes | Yes | Yes
ILILC93051 | L | Industrial | Lighting | Lighting Controls | Control Panels | Commercial-All Com-IntLight | 7 | 70% | 0.33701 | 0.2 | 0.27 | 0.27 | 0.27 | 0.27 | 0.27 | 0.27 | 0.18 | 0.18 | 0.18 | 0.18 | 0.18 | 0.18 | 0.18 | 0.18 | 0.18 | 0.18 | NA | NA | NA | NA | NA | NA | NA | Yes | Yes
ILILC93052 | L | Industrial | Lighting | Lighting Controls | Daylighting | Commercial-All Com-IntLight | 7 | 70% | 0.33701 | 0.2 | 0.27 | 0.27 | 0.27 | 0.27 | 0.27 | 0.27 | 0.18 | 0.18 | 0.18 | 0.18 | 0.18 | 0.18 | 0.18 | 0.18 | 0.18 | 0.18 | NA | NA | NA | NA | NA | NA | NA | Yes | Yes
ILILC93053 | L | Industrial | Lighting | Lighting Controls | Occupancy Sensors | Commercial-All Com-IntLight | 7 | 70% | 0.33701 | 0.2 | 0.27 | 0.27 | 0.27 | 0.27 | 0.27 | 0.27 | 0.18 | 0.18 | 0.18 | 0.18 | 0.18 | 0.18 | 0.18 | 0.18 | 0.18 | 0.18 | NA | NA | NA | NA | NA | NA | NA | Yes | Yes
ILILC93054 | L | Industrial | Lighting | Lighting Controls | Photocells | Commercial-All Com-ExtLight | 7 | 70% | 0.45904 | 0.2 | 0.27 | 0.27 | 0.27 | 0.27 | 0.27 | 0.27 | 0.18 | 0.18 | 0.18 | 0.18 | 0.18 | 0.18 | 0.18 | 0.18 | 0.18 | 0.18 | NA | NA | NA | NA | NA | NA | NA | Yes | Yes
ILILC93055 | L | Industrial | Lighting | Lighting Controls | Timers | Commercial-All Com-IntLight | 7 | 70% | 0.33701 | 0.2 | 0.27 | 0.27 | 0.27 | 0.27 | 0.27 | 0.27 | 0.18 | 0.18 | 0.18 | 0.18 | 0.18 | 0.18 | 0.18 | 0.18 | 0.18 | 0.18 | NA | NA | NA | NA | NA | NA | NA | Yes | Yes
ILILC93110 | L | Industrial | Lighting | Lighting Controls | Controls | Commercial-All Com-IntLight | 7 | 70% | 0.33701 | 0.2 | 0.27 | 0.27 | 0.27 | 0.27 | 0.27 | 0.27 | 0.18 | 0.18 | 0.18 | 0.18 | 0.18 | 0.18 | 0.18 | 0.18 | 0.18 | 0.18 | 0.18 | 0.18 | 0.13 | 0.13 | 0.13 | 0.13 | 0.13 | Yes | Yes | Yes
IMDCI83094 | R | Industrial | Motors/Drives | Compressed Air System Improvements | Motors/Drives Installation on Compressed Air System | I-All-SecTotal-All-All-All-E | 10 | 70% | 0.4589 | 0.2 | 0.27 | 0.27 | 0.27 | 0.27 | 0.27 | 0.27 | 0.25 | 0.25 | 0.25 | 0.25 | 0.25 | 0.25 | 0.25 | 0.25 | 0.25 | 0.25 | 0.25 | 0.25 | 0.25 | 0.25 | 0.25 | 0.33 | 0.33 | Yes | Yes | Yes
IMDCI93094 | L | Industrial | Motors/Drives | Compressed Air System Improvements | Motors/Drives Installation on Compressed Air System | I-All-SecTotal-All-All-All-E | 10 | 70% | 0.4589 | 0.2 | 0.27 | 0.27 | 0.27 | 0.27 | 0.27 | 0.27 | 0.25 | 0.25 | 0.25 | 0.25 | 0.25 | 0.25 | 0.25 | 0.25 | 0.25 | 0.25 | 0.25 | 0.25 | 0.25 | 0.25 | 0.25 | 0.33 | 0.33 | Yes | Yes | Yes
IMDMC83057 | R | Industrial | Motors/Drives | Motors/Drives Controls | Electronically Commutated Motor (ECM) | I-All-SecTotal-All-All-All-E | 10 | 70% | 0.4589 | 0.2 | 0.27 | 0.27 | 0.27 | 0.27 | 0.27 | 0.27 | 0.25 | 0.25 | 0.25 | 0.25 | 0.25 | 0.25 | 0.25 | 0.25 | 0.25 | 0.25 | 0.25 | 0.25 | 0.25 | 0.25 | 0.25 | 0.33 | 0.33 | Yes | Yes | Yes
IMDMC83058 | R | Industrial | Motors/Drives | Motors/Drives Controls | Energy Management Systems/System Controls | I-All-SecTotal-All-All-All-E | 10 | 70% | 0.4589 | 0.2 | 0.27 | 0.27 | 0.27 | 0.27 | 0.27 | 0.27 | 0.25 | 0.25 | 0.25 | 0.25 | 0.25 | 0.25 | 0.25 | 0.25 | 0.25 | 0.25 | 0.25 | 0.25 | 0.25 | 0.25 | 0.25 | 0.33 | 0.33 | Yes | Yes | Yes
IMDMC83059 | R | Industrial | Motors/Drives | Motors/Drives Controls | Motors/Drives Control Improvements (non-VFD) | I-All-SecTotal-All-All-All-E | 10 | 70% | 0.4589 | 0.2 | 0.27 | 0.27 | 0.27 | 0.27 | 0.27 | 0.27 | 0.25 | 0.25 | 0.25 | 0.25 | 0.25 | 0.25 | 0.25 | 0.25 | 0.25 | 0.25 | 0.25 | 0.25 | 0.25 | 0.25 | 0.25 | 0.33 | 0.33 | Yes | Yes | Yes
IMDMC83060 | R | Industrial | Motors/Drives | Motors/Drives Controls | Motors/Drives Control Improvements (VFD) | I-All-SecTotal-All-All-All-E | 10 | 70% | 0.4589 | 0.2 | 0.27 | 0.27 | 0.27 | 0.27 | 0.27 | 0.27 | 0.25 | 0.25 | 0.25 | 0.25 | 0.25 | 0.25 | 0.25 | 0.25 | 0.25 | 0.25 | 0.25 | 0.25 | 0.25 | 0.25 | 0.25 | 0.33 | 0.33 | Yes | Yes | Yes
IMDMC93057 | L | Industrial | Motors/Drives | Motors/Drives Controls | Electronically Commutated Motor (ECM) | I-All-SecTotal-All-All-All-E | 10 | 70% | 0.4589 | 0.2 | 0.27 | 0.27 | 0.27 | 0.27 | 0.27 | 0.27 | 0.25 | 0.25 | 0.25 | 0.25 | 0.25 | 0.25 | 0.25 | 0.25 | 0.25 | 0.25 | 0.25 | 0.25 | 0.25 | 0.25 | 0.25 | 0.33 | 0.33 | Yes | Yes | Yes
IMDMC93058 | L | Industrial | Motors/Drives | Motors/Drives Controls | Energy Management Systems/System Controls | I-All-SecTotal-All-All-All-E | 10 | 70% | 0.4589 | 0.2 | 0.27 | 0.27 | 0.27 | 0.27 | 0.27 | 0.27 | 0.25 | 0.25 | 0.25 | 0.25 | 0.25 | 0.25 | 0.25 | 0.25 | 0.25 | 0.25 | 0.25 | 0.25 | 0.25 | 0.25 | 0.25 | 0.33 | 0.33 | Yes | Yes | Yes
IMDMC93059 | L | Industrial | Motors/Drives | Motors/Drives Controls | Motors/Drives Control Improvements (non-VFD) | I-All-SecTotal-All-All-All-E | 10 | 70% | 0.4589 | 0.2 | 0.27 | 0.27 | 0.27 | 0.27 | 0.27 | 0.27 | 0.25 | 0.25 | 0.25 | 0.25 | 0.25 | 0.25 | 0.25 | 0.25 | 0.25 | 0.25 | 0.25 | 0.25 | 0.25 | 0.25 | 0.25 | 0.33 | 0.33 | Yes | Yes | Yes
IMDMC93060 | L | Industrial | Motors/Drives | Motors/Drives Controls | Motors/Drives Control Improvements (VFD) | I-All-SecTotal-All-All-All-E | 10 | 70% | 0.4589 | 0.2 | 0.27 | 0.27 | 0.27 | 0.27 | 0.27 | 0.27 | 0.25 | 0.25 | 0.25 | 0.25 | 0.25 | 0.25 | 0.25 | 0.25 | 0.25 | 0.25 | 0.25 | 0.25 | 0.25 | 0.25 | 0.25 | 0.33 | 0.33 | Yes | Yes | Yes
IMDMO83056 | R | Industrial | Motors/Drives | Motors | Motors | I-All-SecTotal-All-All-All-E | 10 | 70% | 0.4589 | 0.2 | 0.27 | 0.27 | 0.27 | 0.27 | 0.27 | 0.27 | 0.25 | 0.25 | 0.25 | 0.25 | 0.25 | 0.25 | 0.25 | 0.25 | 0.25 | 0.25 | 0.25 | 0.25 | 0.25 | 0.25 | 0.25 | 0.33 | 0.33 | Yes | Yes | Yes
IMDMO93056 | L | Industrial | Motors/Drives | Motors | Motors | I-All-SecTotal-All-All-All-E | 10 | 70% | 0.4589 | 0.2 | 0.27 | 0.27 | 0.27 | 0.27 | 0.27 | 0.27 | 0.25 | 0.25 | 0.25 | 0.25 | 0.25 | 0.25 | 0.25 | 0.25 | 0.25 | 0.25 | 0.25 | 0.25 | 0.25 | 0.25 | 0.25 | 0.33 | 0.33 | Yes | Yes | Yes
IMDPF83061 | R | Industrial | Motors/Drives | Pumps and Fans | Motors/Drives Installation on Fan System | I-All-SecTotal-All-All-All-E | 10 | 70% | 0.4589 | 0.2 | 0.27 | 0.27 | 0.27 | 0.27 | 0.27 | 0.27 | 0.25 | 0.25 | 0.25 | 0.25 | 0.25 | 0.25 | 0.25 | 0.25 | 0.25 | 0.25 | 0.25 | 0.25 | 0.25 | 0.25 | 0.25 | 0.33 | 0.33 | Yes | Yes | Yes
IMDPF83062 | R | Industrial | Motors/Drives | Pumps and Fans | Motors/Drives Installation on Vacuum Pumps | I-All-SecTotal-All-All-All-E | 10 | 70% | 0.4589 | 0.2 | 0.27 | 0.27 | 0.27 | 0.27 | 0.27 | 0.27 | 0.25 | 0.25 | 0.25 | 0.25 | 0.25 | 0.25 | 0.25 | 0.25 | 0.25 | 0.25 | 0.25 | 0.25 | 0.25 | 0.25 | 0.25 | 0.33 | 0.33 | Yes | Yes | Yes
IMDPF83095 | R | Industrial | Motors/Drives | Pumps and Fans | Motors/Drives Installation on Pump System | I-All-SecTotal-All-All-All-E | 10 | 70% | 0.4589 | 0.2 | 0.27 | 0.27 | 0.27 | 0.27 | 0.27 | 0.27 | 0.25 | 0.25 | 0.25 | 0.25 | 0.25 | 0.25 | 0.25 | 0.25 | 0.25 | 0.25 | 0.25 | 0.25 | 0.25 | 0.25 | 0.25 | 0.33 | 0.33 | Yes | Yes | Yes
IMDPF83096 | R | Industrial | Motors/Drives | Pumps and Fans | Motors/Drives Installation on Blower System | I-All-SecTotal-All-All-All-E | 10 | 70% | 0.4589 | 0.2 | 0.27 | 0.27 | 0.27 | 0.27 | 0.27 | 0.27 | 0.25 | 0.25 | 0.25 | 0.25 | 0.25 | 0.25 | 0.25 | 0.25 | 0.25 | 0.25 | 0.25 | 0.25 | 0.25 | 0.25 | 0.25 | 0.33 | 0.33 | Yes | Yes | Yes
IMDPF93061 | L | Industrial | Motors/Drives | Pumps and Fans | Motors/Drives Installation on Fan System | I-All-SecTotal-All-All-All-E | 10 | 70% | 0.4589 | 0.2 | 0.27 | 0.27 | 0.27 | 0.27 | 0.27 | 0.27 | 0.25 | 0.25 | 0.25 | 0.25 | 0.25 | 0.25 | 0.25 | 0.25 | 0.25 | 0.25 | 0.25 | 0.25 | 0.25 | 0.25 | 0.25 | 0.33 | 0.33 | Yes | Yes | Yes
IMDPF93062 | L | Industrial | Motors/Drives | Pumps and Fans | Motors/Drives Installation on Vacuum Pumps | I-All-SecTotal-All-All-All-E | 10 | 70% | 0.4589 | 0.2 | 0.27 | 0.27 | 0.27 | 0.27 | 0.27 | 0.27 | 0.25 | 0.25 | 0.25 | 0.25 | 0.25 | 0.25 | 0.25 | 0.25 | 0.25 | 0.25 | 0.25 | 0.25 | 0.25 | 0.25 | 0.25 | 0.33 | 0.33 | Yes | Yes | Yes
IMDPF93095 | L | Industrial | Motors/Drives | Pumps and Fans | Motors/Drives Installation on Pump System | I-All-SecTotal-All-All-All-E | 10 | 70% | 0.4589 | 0.2 | 0.27 | 0.27 | 0.27 | 0.27 | 0.27 | 0.27 | 0.25 | 0.25 | 0.25 | 0.25 | 0.25 | 0.25 | 0.25 | 0.25 | 0.25 | 0.25 | 0.25 | 0.25 | 0.25 | 0.25 | 0.25 | 0.33 | 0.33 | Yes | Yes | Yes
IMDPF93096 | L | Industrial | Motors/Drives | Pumps and Fans | Motors/Drives Installation on Blower System | I-All-SecTotal-All-All-All-E | 10 | 70% | 0.4589 | 0.2 | 0.27 | 0.27 | 0.27 | 0.27 | 0.27 | 0.27 | 0.25 | 0.25 | 0.25 | 0.25 | 0.25 | 0.25 | 0.25 | 0.25 | 0.25 | 0.25 | 0.25 | 0.25 | 0.25 | 0.25 | 0.25 | 0.33 | 0.33 | Yes | Yes | Yes
IPLHR83063 | R | Industrial | Process Loads | Heat Recovery | Heat Recovery Improvements | I-All-SecTotal-All-All-All-E | 10 | 70% | 0.4589 | 0.2 | 0.27 | 0.27 | 0.27 | 0.27 | 0.27 | 0.27 | 0.25 | 0.25 | 0.25 | 0.25 | 0.25 | 0.25 | 0.25 | 0.25 | 0.25 | 0.25 | 0.25 | 0.25 | 0.25 | 0.25 | 0.25 | 0.33 | 0.33 | Yes | Yes | Yes
IPLHR93063 | L | Industrial | Process Loads | Heat Recovery | Heat Recovery Improvements | I-All-SecTotal-All-All-All-E | 10 | 70% | 0.4589 | 0.2 | 0.27 | 0.27 | 0.27 | 0.27 | 0.27 | 0.27 | 0.25 | 0.25 | 0.25 | 0.25 | 0.25 | 0.25 | 0.25 | 0.25 | 0.25 | 0.25 | 0.25 | 0.25 | 0.25 | 0.25 | 0.25 | 0.33 | 0.33 | Yes | Yes | Yes
IPLPC83064 | R | Industrial | Process Loads | Process Loads System Controls | Process Loads Control Improvements (non-VFD) | I-All-SecTotal-All-All-All-E | 5 | 70% | 0.2887 | 0.2 | 0.27 | 0.27 | 0.27 | 0.27 | 0.27 | 0.27 | 0.25 | 0.25 | 0.25 | 0.25 | 0.25 | 0.25 | 0.25 | 0.25 | 0.25 | 0.25 | 0.25 | 0.25 | 0.25 | 0.25 | 0.25 | 0.33 | 0.33 | Yes | Yes | Yes
IPLPC83065 | R | Industrial | Process Loads | Process Loads System Controls | Process Loads Control Improvements (VFD) | I-All-SecTotal-All-All-All-E | 5 | 70% | 0.2887 | 0.2 | 0.27 | 0.27 | 0.27 | 0.27 | 0.27 | 0.27 | 0.25 | 0.25 | 0.25 | 0.25 | 0.25 | 0.25 | 0.25 | 0.25 | 0.25 | 0.25 | 0.25 | 0.25 | 0.25 | 0.25 | 0.25 | 0.33 | 0.33 | Yes | Yes | Yes
IPLPC93064 | L | Industrial | Process Loads | Process Loads System Controls | Process Loads Control Improvements (non-VFD) | I-All-SecTotal-All-All-All-E | 5 | 70% | 0.2887 | 0.2 | 0.27 | 0.27 | 0.27 | 0.27 | 0.27 | 0.27 | 0.25 | 0.25 | 0.25 | 0.25 | 0.25 | 0.25 | 0.25 | 0.25 | 0.25 | 0.25 | 0.25 | 0.25 | 0.25 | 0.25 | 0.25 | 0.33 | 0.33 | Yes | Yes | Yes
IPLPC93065 | L | Industrial | Process Loads | Process Loads System Controls | Process Loads Control Improvements (VFD) | I-All-SecTotal-All-All-All-E | 5 | 70% | 0.2887 | 0.2 | 0.27 | 0.27 | 0.27 | 0.27 | 0.27 | 0.27 | 0.25 | 0.25 | 0.25 | 0.25 | 0.25 | 0.25 | 0.25 | 0.25 | 0.25 | 0.25 | 0.25 | 0.25 | 0.25 | 0.25 | 0.25 | 0.33 | 0.33 | Yes | Yes | Yes
IPLPF83067 | R | Industrial | Process Loads | Pumps and Fans | Centrifugal Pump System Improvements | I-All-SecTotal-All-All-All-E | 10 | 70% | 0.4589 | 0.2 | 0.27 | 0.27 | 0.27 | 0.27 | 0.27 | 0.27 | 0.25 | 0.25 | 0.25 | 0.25 | 0.25 | 0.25 | 0.25 | 0.25 | 0.25 | 0.25 | 0.25 | 0.25 | 0.25 | 0.25 | 0.25 | 0.33 | 0.33 | Yes | Yes | Yes
IPLPF83068 | R | Industrial | Process Loads | Pumps and Fans | Fan System Improvements | I-All-SecTotal-All-All-All-E | 10 | 70% | 0.4589 | 0.2 | 0.27 | 0.27 | 0.27 | 0.27 | 0.27 | 0.27 | 0.25 | 0.25 | 0.25 | 0.25 | 0.25 | 0.25 | 0.25 | 0.25 | 0.25 | 0.25 | 0.25 | 0.25 | 0.25 | 0.25 | 0.25 | 0.33 | 0.33 | Yes | Yes | Yes
IPLPF83069 | R | Industrial | Process Loads | Pumps and Fans | Pump System Improvements | I-All-SecTotal-All-All-All-E | 10 | 70% | 0.4589 | 0.2 | 0.27 | 0.27 | 0.27 | 0.27 | 0.27 | 0.27 | 0.25 | 0.25 | 0.25 | 0.25 | 0.25 | 0.25 | 0.25 | 0.25 | 0.25 | 0.25 | 0.25 | 0.25 | 0.25 | 0.25 | 0.25 | 0.33 | 0.33 | Yes | Yes | Yes
IPLPF83070 | R | Industrial | Process Loads | Pumps and Fans | Turbine Pump System Improvements | I-All-SecTotal-All-All-All-E | 10 | 70% | 0.4589 | 0.2 | 0.27 | 0.27 | 0.27 | 0.27 | 0.27 | 0.27 | 0.25 | 0.25 | 0.25 | 0.25 | 0.25 | 0.25 | 0.25 | 0.25 | 0.25 | 0.25 | 0.25 | 0.25 | 0.25 | 0.25 | 0.25 | 0.33 | 0.33 | Yes | Yes | Yes
IPLPF83071 | R | Industrial | Process Loads | Pumps and Fans | Vacuum Pump System Improvements | I-All-SecTotal-All-All-All-E | 10 | 70% | 0.4589 | 0.2 | 0.27 | 0.27 | 0.27 | 0.27 | 0.27 | 0.27 | 0.25 | 0.25 | 0.25 | 0.25 | 0.25 | 0.25 | 0.25 | 0.25 | 0.25 | 0.25 | 0.25 | 0.25 | 0.25 | 0.25 | 0.25 | 0.33 | 0.33 | Yes | Yes | Yes
IPLPF83097 | R | Industrial | Process Loads | Pumps and Fans | Blower System Improvements | I-All-SecTotal-All-All-All-E | 10 | 70% | 0.4589 | 0.2 | 0.27 | 0.27 | 0.27 | 0.27 | 0.27 | 0.27 | 0.25 | 0.25 | 0.25 | 0.25 | 0.25 | 0.25 | 0.25 | 0.25 | 0.25 | 0.25 | 0.25 | 0.25 | 0.25 | 0.25 | 0.25 | 0.33 | 0.33 | Yes | Yes | Yes
IPLPF83172 | R | Industrial | Process Loads | Pumps and Fans | Efficient Fans (VFD) | I-All-SecTotal-All-All-All-E | 15 | 70% | 0.627 | 2023-10-01: 0.33; 2024-04-01: 0.33 | Yes | Yes | Yes
IPLPF83173 | R | Industrial | Process Loads | Pumps and Fans | Efficient Fans (non-VFD) | I-All-SecTotal-All-All-All-E | 15 | 70% | 0.627 | 2023-10-01: 0.33; 2024-04-01: 0.33 | Yes | Yes | Yes
IPLPF83174 | R | Industrial | Process Loads | Pumps and Fans | Efficient Pumps (VFD) | I-All-SecTotal-All-All-All-E | 15 | 70% | 0.627 | 2023-10-01: 0.33; 2024-04-01: 0.33 | Yes | Yes | Yes
IPLPF83175 | R | Industrial | Process Loads | Pumps and Fans | Efficient Pumps (non-VFD) | I-All-SecTotal-All-All-All-E | 15 | 70% | 0.627 | 2023-10-01: 0.33; 2024-04-01: 0.33 | Yes | Yes | Yes
IPLPF83176 | R | Industrial | Process Loads | Pumps and Fans | Efficient Blowers | I-All-SecTotal-All-All-All-E | 15 | 70% | 0.627 | 2023-10-01: 0.33; 2024-04-01: 0.33 | Yes | Yes | Yes
IPLPF93067 | L | Industrial | Process Loads | Pumps and Fans | Centrifugal Pump System Improvements | I-All-SecTotal-All-All-All-E | 10 | 70% | 0.4589 | 0.2 | 0.27 | 0.27 | 0.27 | 0.27 | 0.27 | 0.27 | 0.25 | 0.25 | 0.25 | 0.25 | 0.25 | 0.25 | 0.25 | 0.25 | 0.25 | 0.25 | 0.25 | 0.25 | 0.25 | 0.25 | 0.25 | 0.33 | 0.33 | Yes | Yes | Yes
IPLPF93068 | L | Industrial | Process Loads | Pumps and Fans | Fan System Improvements | I-All-SecTotal-All-All-All-E | 10 | 70% | 0.4589 | 0.2 | 0.27 | 0.27 | 0.27 | 0.27 | 0.27 | 0.27 | 0.25 | 0.25 | 0.25 | 0.25 | 0.25 | 0.25 | 0.25 | 0.25 | 0.25 | 0.25 | 0.25 | 0.25 | 0.25 | 0.25 | 0.25 | 0.33 | 0.33 | Yes | Yes | Yes
IPLPF93069 | L | Industrial | Process Loads | Pumps and Fans | Pump System Improvements | I-All-SecTotal-All-All-All-E | 10 | 70% | 0.4589 | 0.2 | 0.27 | 0.27 | 0.27 | 0.27 | 0.27 | 0.27 | 0.25 | 0.25 | 0.25 | 0.25 | 0.25 | 0.25 | 0.25 | 0.25 | 0.25 | 0.25 | 0.25 | 0.25 | 0.25 | 0.25 | 0.25 | 0.33 | 0.33 | Yes | Yes | Yes
IPLPF93070 | L | Industrial | Process Loads | Pumps and Fans | Turbine Pump System Improvements | I-All-SecTotal-All-All-All-E | 10 | 70% | 0.4589 | 0.2 | 0.27 | 0.27 | 0.27 | 0.27 | 0.27 | 0.27 | 0.25 | 0.25 | 0.25 | 0.25 | 0.25 | 0.25 | 0.25 | 0.25 | 0.25 | 0.25 | 0.25 | 0.25 | 0.25 | 0.25 | 0.25 | 0.33 | 0.33 | Yes | Yes | Yes
IPLPF93071 | L | Industrial | Process Loads | Pumps and Fans | Vacuum Pump System Improvements | I-All-SecTotal-All-All-All-E | 10 | 70% | 0.4589 | 0.2 | 0.27 | 0.27 | 0.27 | 0.27 | 0.27 | 0.27 | 0.25 | 0.25 | 0.25 | 0.25 | 0.25 | 0.25 | 0.25 | 0.25 | 0.25 | 0.25 | 0.25 | 0.25 | 0.25 | 0.25 | 0.25 | 0.33 | 0.33 | Yes | Yes | Yes
IPLPF93097 | L | Industrial | Process Loads | Pumps and Fans | Blower System Improvements | I-All-SecTotal-All-All-All-E | 10 | 70% | 0.4589 | 0.2 | 0.27 | 0.27 | 0.27 | 0.27 | 0.27 | 0.27 | 0.25 | 0.25 | 0.25 | 0.25 | 0.25 | 0.25 | 0.25 | 0.25 | 0.25 | 0.25 | 0.25 | 0.25 | 0.25 | 0.25 | 0.25 | 0.33 | 0.33 | Yes | Yes | Yes
IPLPF93172 | L | Industrial | Process Loads | Pumps and Fans | Efficient Fans (VFD) | I-All-SecTotal-All-All-All-E | 15 | 70% | 0.627 | 2023-10-01: 0.33; 2024-04-01: 0.33 | Yes | Yes | Yes
IPLPF93173 | L | Industrial | Process Loads | Pumps and Fans | Efficient Fans (non-VFD) | I-All-SecTotal-All-All-All-E | 15 | 70% | 0.627 | 2023-10-01: 0.33; 2024-04-01: 0.33 | Yes | Yes | Yes
IPLPF93174 | L | Industrial | Process Loads | Pumps and Fans | Efficient Pumps (VFD) | I-All-SecTotal-All-All-All-E | 15 | 70% | 0.627 | 2023-10-01: 0.33; 2024-04-01: 0.33 | Yes | Yes | Yes
IPLPF93175 | L | Industrial | Process Loads | Pumps and Fans | Efficient Pumps (non-VFD) | I-All-SecTotal-All-All-All-E | 15 | 70% | 0.627 | 2023-10-01: 0.33; 2024-04-01: 0.33 | Yes | Yes | Yes
IPLPF93176 | L | Industrial | Process Loads | Pumps and Fans | Efficient Blowers | I-All-SecTotal-All-All-All-E | 15 | 70% | 0.627 | 2023-10-01: 0.33; 2024-04-01: 0.33 | Yes | Yes | Yes
IPLPL83066 | R | Industrial | Process Loads | Process Loads System Improvements | Interactive Process Loads System Improvements | I-All-SecTotal-All-All-All-E | 10 | 70% | 0.4589 | 0.2 | 0.27 | 0.27 | 0.27 | 0.27 | 0.27 | 0.27 | 0.25 | 0.25 | 0.25 | 0.25 | 0.25 | 0.25 | 0.25 | 0.25 | 0.25 | 0.25 | 0.25 | 0.25 | 0.25 | 0.25 | 0.25 | 0.33 | 0.33 | Yes | Yes
IPLPL83098 | R | Industrial | Process Loads | Process Loads System Improvements | Extrusion System Improvements | I-All-SecTotal-All-All-All-E | 15 | 70% | 0.627 | 0.2 | 0.27 | 0.27 | 0.27 | 0.27 | 0.27 | 0.27 | 0.25 | 0.25 | 0.25 | 0.25 | 0.25 | 0.25 | 0.25 | 0.25 | 0.25 | 0.25 | 0.25 | 0.25 | 0.25 | 0.25 | 0.25 | 0.33 | 0.33 | Yes | Yes
IPLPL83177 | R | Industrial | Process Loads | Process Loads System Improvements | Piping and Valves | I-All-SecTotal-All-All-All-E | 20 | 70% | 0.74901 | 2023-10-01: 0.38; 2024-04-01: 0.38 | Yes | Yes | Yes
IPLPL93066 | L | Industrial | Process Loads | Process Loads System Improvements | Interactive Process Loads System Improvements | I-All-SecTotal-All-All-All-E | 10 | 70% | 0.4589 | 0.2 | 0.27 | 0.27 | 0.27 | 0.27 | 0.27 | 0.27 | 0.25 | 0.25 | 0.25 | 0.25 | 0.25 | 0.25 | 0.25 | 0.25 | 0.25 | 0.25 | 0.25 | 0.25 | 0.25 | 0.25 | 0.25 | 0.33 | 0.33 | Yes | Yes | Yes
IPLPL93098 | L | Industrial | Process Loads | Process Loads System Improvements | Extrusion System Improvements | I-All-SecTotal-All-All-All-E | 15 | 70% | 0.627 | 0.2 | 0.27 | 0.27 | 0.27 | 0.27 | 0.27 | 0.27 | 0.25 | 0.25 | 0.25 | 0.25 | 0.25 | 0.25 | 0.25 | 0.25 | 0.25 | 0.25 | 0.25 | 0.25 | 0.25 | 0.25 | 0.25 | 0.33 | 0.33 | Yes | Yes | Yes
IPLPL93177 | L | Industrial | Process Loads | Process Loads System Improvements | Piping and Valves | I-All-SecTotal-All-All-All-E | 20 | 70% | 0.74901 | 2023-10-01: 0.38; 2024-04-01: 0.38 | Yes | Yes | Yes
IPLWS83072 | R | Industrial | Process Loads | Wastewater System Improvements | Interactive Wastewater System Improvements | I-All-SecTotal-All-All-All-E | 10 | 70% | 0.4589 | 0.2 | 0.27 | 0.27 | 0.27 | 0.27 | 0.27 | 0.27 | 0.25 | 0.25 | 0.25 | 0.25 | 0.25 | 0.25 | 0.25 | 0.25 | 0.25 | 0.25 | 0.25 | 0.25 | 0.25 | 0.25 | 0.25 | 0.33 | 0.33 | Yes | Yes | Yes
IPLWS83116 | R | Industrial | Process Loads | Wastewater System Improvements | Piping and Valves | I-All-SecTotal-All-All-All-E | 20 | 70% | 0.74901 | 0.12 | 0.27 | 0.27 | 0.27 | 0.25 | 0.25 | 0.25 | 0.35 | 0.35 | 0.35 | 0.35 | 0.35 | 0.35 | 0.35 | 0.35 | 0.35 | 0.35 | 0.35 | 0.35 | 0.35 | 0.35 | 0.35 | 0.38 | 0.38 | Yes | Yes | Yes
IPLWS83178 | R | Industrial | Process Loads | Wastewater System Improvements | Efficient Fans (VFD) | I-All-SecTotal-All-All-All-E | 20 | 70% | 0.74901 | 2023-10-01: 0.38; 2024-04-01: 0.38 | Yes | Yes | Yes
IPLWS83179 | R | Industrial | Process Loads | Wastewater System Improvements | Efficient Pumps (VFD) | I-All-SecTotal-All-All-All-E | 20 | 70% | 0.74901 | 2023-10-01: 0.38; 2024-04-01: 0.38 | Yes | Yes | Yes
IPLWS83180 | R | Industrial | Process Loads | Wastewater System Improvements | Efficient Pumps (non-VFD) | I-All-SecTotal-All-All-All-E | 20 | 70% | 0.74901 | 2023-10-01: 0.38; 2024-04-01: 0.38 | Yes | Yes | Yes
IPLWS83181 | R | Industrial | Process Loads | Wastewater System Improvements | Efficient Blowers | I-All-SecTotal-All-All-All-E | 20 | 70% | 0.74901 | 2023-10-01: 0.38; 2024-04-01: 0.38 | Yes | Yes | Yes
IPLWS93072 | L | Industrial | Process Loads | Wastewater System Improvements | Interactive Wastewater System Improvements | I-All-SecTotal-All-All-All-E | 10 | 70% | 0.4589 | 0.2 | 0.27 | 0.27 | 0.27 | 0.27 | 0.27 | 0.27 | 0.25 | 0.25 | 0.25 | 0.25 | 0.25 | 0.25 | 0.25 | 0.25 | 0.25 | 0.25 | 0.25 | 0.25 | 0.25 | 0.25 | 0.25 | 0.33 | 0.33 | Yes | Yes | Yes
IPLWS93116 | L | Industrial | Process Loads | Wastewater System Improvements | Piping and Valves | I-All-SecTotal-All-All-All-E | 20 | 70% | 0.74901 | 0.12 | 0.27 | 0.27 | 0.27 | 0.25 | 0.25 | 0.25 | 0.35 | 0.35 | 0.35 | 0.35 | 0.35 | 0.35 | 0.35 | 0.35 | 0.35 | 0.35 | 0.35 | 0.35 | 0.35 | 0.35 | 0.35 | 0.38 | 0.38 | Yes | Yes | Yes
IPLWS93178 | L | Industrial | Process Loads | Wastewater System Improvements | Efficient Fans (VFD) | I-All-SecTotal-All-All-All-E | 20 | 70% | 0.74901 | 2023-10-01: 0.38; 2024-04-01: 0.38 | Yes | Yes | Yes
IPLWS93179 | L | Industrial | Process Loads | Wastewater System Improvements | Efficient Pumps (VFD) | I-All-SecTotal-All-All-All-E | 20 | 70% | 0.74901 | 2023-10-01: 0.38; 2024-04-01: 0.38 | Yes | Yes | Yes
IPLWS93180 | L | Industrial | Process Loads | Wastewater System Improvements | Efficient Pumps (non-VFD) | I-All-SecTotal-All-All-All-E | 20 | 70% | 0.74901 | 2023-10-01: 0.38; 2024-04-01: 0.38 | Yes | Yes | Yes
IPLWS93181 | L | Industrial | Process Loads | Wastewater System Improvements | Efficient Blowers | I-All-SecTotal-All-All-All-E | 20 | 70% | 0.74901 | 2023-10-01: 0.38; 2024-04-01: 0.38 | Yes | Yes | Yes
IREHR83073 | R | Industrial | Refrigeration | Heat Recovery | Heat Recovery Improvements | C-All-Ref-Refrig-All-All-C | 10 | 70% | 0.46016 | 0.2 | 0.27 | 0.27 | 0.27 | 0.27 | 0.27 | 0.27 | 0.25 | 0.25 | 0.25 | 0.25 | 0.25 | 0.25 | 0.25 | 0.25 | 0.25 | 0.25 | 0.25 | 0.25 | 0.25 | 0.25 | 0.25 | 0.33 | 0.33 | Yes | Yes | Yes
IREHR93073 | L | Industrial | Refrigeration | Heat Recovery | Heat Recovery Improvements | C-All-Ref-Refrig-All-All-C | 10 | 70% | 0.46016 | 0.2 | 0.27 | 0.27 | 0.27 | 0.27 | 0.27 | 0.27 | 0.25 | 0.25 | 0.25 | 0.25 | 0.25 | 0.25 | 0.25 | 0.25 | 0.25 | 0.25 | 0.25 | 0.25 | 0.25 | 0.25 | 0.25 | 0.33 | 0.33 | Yes | Yes | Yes
IREPF83075 | R | Industrial | Refrigeration | Pumps and Fans | Condensor Fan System Improvements | C-All-Ref-Refrig-All-All-C | 10 | 70% | 0.46016 | 0.2 | 0.27 | 0.27 | 0.27 | 0.27 | 0.27 | 0.27 | 0.25 | 0.25 | 0.25 | 0.25 | 0.25 | 0.25 | 0.25 | 0.25 | 0.25 | 0.25 | 0.25 | 0.25 | 0.25 | 0.25 | 0.25 | 0.33 | 0.33 | Yes | Yes | Yes
IREPF83076 | R | Industrial | Refrigeration | Pumps and Fans | Evaporator Coil Fan System Improvements | C-All-Ref-Refrig-All-All-C | 10 | 70% | 0.46016 | 0.2 | 0.27 | 0.27 | 0.27 | 0.27 | 0.27 | 0.27 | 0.25 | 0.25 | 0.25 | 0.25 | 0.25 | 0.25 | 0.25 | 0.25 | 0.25 | 0.25 | 0.25 | 0.25 | 0.25 | 0.25 | 0.25 | 0.33 | 0.33 | Yes | Yes | Yes
IREPF83077 | R | Industrial | Refrigeration | Pumps and Fans | Evaporator Fan System Improvements | C-All-Ref-Refrig-All-All-C | 10 | 70% | 0.46016 | 0.2 | 0.27 | 0.27 | 0.27 | 0.27 | 0.27 | 0.27 | 0.25 | 0.25 | 0.25 | 0.25 | 0.25 | 0.25 | 0.25 | 0.25 | 0.25 | 0.25 | 0.25 | 0.25 | 0.25 | 0.25 | 0.25 | 0.33 | 0.33 | Yes | Yes | Yes
IREPF93075 | L | Industrial | Refrigeration | Pumps and Fans | Condensor Fan System Improvements | C-All-Ref-Refrig-All-All-C | 10 | 70% | 0.46016 | 0.2 | 0.27 | 0.27 | 0.27 | 0.27 | 0.27 | 0.27 | 0.25 | 0.25 | 0.25 | 0.25 | 0.25 | 0.25 | 0.25 | 0.25 | 0.25 | 0.25 | 0.25 | 0.25 | 0.25 | 0.25 | 0.25 | 0.33 | 0.33 | Yes | Yes | Yes
IREPF93076 | L | Industrial | Refrigeration | Pumps and Fans | Evaporator Coil Fan System Improvements | C-All-Ref-Refrig-All-All-C | 10 | 70% | 0.46016 | 0.2 | 0.27 | 0.27 | 0.27 | 0.27 | 0.27 | 0.27 | 0.25 | 0.25 | 0.25 | 0.25 | 0.25 | 0.25 | 0.25 | 0.25 | 0.25 | 0.25 | 0.25 | 0.25 | 0.25 | 0.25 | 0.25 | 0.33 | 0.33 | Yes | Yes | Yes
IREPF93077 | L | Industrial | Refrigeration | Pumps and Fans | Evaporator Fan System Improvements | C-All-Ref-Refrig-All-All-C | 10 | 70% | 0.46016 | 0.2 | 0.27 | 0.27 | 0.27 | 0.27 | 0.27 | 0.27 | 0.25 | 0.25 | 0.25 | 0.25 | 0.25 | 0.25 | 0.25 | 0.25 | 0.25 | 0.25 | 0.25 | 0.25 | 0.25 | 0.25 | 0.25 | 0.33 | 0.33 | Yes | Yes | Yes
IREPR83074 | R | Industrial | Refrigeration | Packaged Refrigeration | Packaged Refrigeration System Improvements | C-All-Ref-Refrig-All-All-C | 15 | 70% | 0.6286 | 0.2 | 0.27 | 0.27 | 0.27 | 0.27 | 0.27 | 0.27 | 0.25 | 0.25 | 0.25 | 0.25 | 0.25 | 0.25 | 0.25 | 0.25 | 0.25 | 0.25 | 0.25 | 0.25 | 0.25 | 0.25 | 0.25 | 0.33 | 0.33 | Yes | Yes | Yes
IREPR93074 | L | Industrial | Refrigeration | Packaged Refrigeration | Packaged Refrigeration System Improvements | C-All-Ref-Refrig-All-All-C | 15 | 70% | 0.6286 | 0.2 | 0.27 | 0.27 | 0.27 | 0.27 | 0.27 | 0.27 | 0.25 | 0.25 | 0.25 | 0.25 | 0.25 | 0.25 | 0.25 | 0.25 | 0.25 | 0.25 | 0.25 | 0.25 | 0.25 | 0.25 | 0.25 | 0.33 | 0.33 | Yes | Yes | Yes
IRERC83078 | R | Industrial | Refrigeration | Refrigeration System Controls | Defrost Control Improvements | C-All-Ref-Refrig-All-All-C | 5 | 70% | 0.28938 | 0.2 | 0.27 | 0.27 | 0.27 | 0.27 | 0.27 | 0.27 | 0.25 | 0.25 | 0.25 | 0.25 | 0.25 | 0.25 | 0.25 | 0.25 | 0.25 | 0.25 | 0.25 | 0.25 | 0.25 | 0.25 | 0.25 | 0.33 | 0.33 | Yes | Yes | Yes
IRERC83079 | R | Industrial | Refrigeration | Refrigeration System Controls | Refrigeration Control Improvements (non-VFD) | C-All-Ref-Refrig-All-All-C | 5 | 70% | 0.28938 | 0.2 | 0.27 | 0.27 | 0.27 | 0.27 | 0.27 | 0.27 | 0.25 | 0.25 | 0.25 | 0.25 | 0.25 | 0.25 | 0.25 | 0.25 | 0.25 | 0.25 | 0.25 | 0.25 | 0.25 | 0.25 | 0.25 | 0.33 | 0.33 | Yes | Yes | Yes
IRERC83080 | R | Industrial | Refrigeration | Refrigeration System Controls | Refrigeration Control Improvements (VFD) | C-All-Ref-Refrig-All-All-C | 5 | 70% | 0.28938 | 0.2 | 0.27 | 0.27 | 0.27 | 0.27 | 0.27 | 0.27 | 0.25 | 0.25 | 0.25 | 0.25 | 0.25 | 0.25 | 0.25 | 0.25 | 0.25 | 0.25 | 0.25 | 0.25 | 0.25 | 0.25 | 0.25 | 0.33 | 0.33 | Yes | Yes | Yes
IRERC93078 | L | Industrial | Refrigeration | Refrigeration System Controls | Defrost Control Improvements | C-All-Ref-Refrig-All-All-C | 5 | 70% | 0.28938 | 0.2 | 0.27 | 0.27 | 0.27 | 0.27 | 0.27 | 0.27 | 0.25 | 0.25 | 0.25 | 0.25 | 0.25 | 0.25 | 0.25 | 0.25 | 0.25 | 0.25 | 0.25 | 0.25 | 0.25 | 0.25 | 0.25 | 0.33 | 0.33 | Yes | Yes | Yes
IRERC93079 | L | Industrial | Refrigeration | Refrigeration System Controls | Refrigeration Control Improvements (non-VFD) | C-All-Ref-Refrig-All-All-C | 5 | 70% | 0.28938 | 0.2 | 0.27 | 0.27 | 0.27 | 0.27 | 0.27 | 0.27 | 0.25 | 0.25 | 0.25 | 0.25 | 0.25 | 0.25 | 0.25 | 0.25 | 0.25 | 0.25 | 0.25 | 0.25 | 0.25 | 0.25 | 0.25 | 0.33 | 0.33 | Yes | Yes | Yes
IRERC93080 | L | Industrial | Refrigeration | Refrigeration System Controls | Refrigeration Control Improvements (VFD) | C-All-Ref-Refrig-All-All-C | 5 | 70% | 0.28938 | 0.2 | 0.27 | 0.27 | 0.27 | 0.27 | 0.27 | 0.27 | 0.25 | 0.25 | 0.25 | 0.25 | 0.25 | 0.25 | 0.25 | 0.25 | 0.25 | 0.25 | 0.25 | 0.25 | 0.25 | 0.25 | 0.25 | 0.33 | 0.33 | Yes | Yes | Yes
IRERI83081 | R | Industrial | Refrigeration | Refrigeration System Improvements | Building Commissioning Improvements | C-All-Ref-Refrig-All-All-C | 15 | 70% | 0.6286 | 0.2 | 0.27 | 0.27 | 0.27 | 0.27 | 0.27 | 0.27 | 0.25 | 0.25 | 0.25 | 0.25 | 0.25 | 0.25 | 0.25 | 0.25 | 0.25 | 0.25 | 0.25 | 0.25 | 0.25 | 0.25 | 0.25 | 0.33 | 0.33 | Yes | Yes | Yes
IRERI83082 | R | Industrial | Refrigeration | Refrigeration System Improvements | Chiller Improvements | C-All-Ref-Refrig-All-All-C | 15 | 70% | 0.6286 | 0.2 | 0.27 | 0.27 | 0.27 | 0.27 | 0.27 | 0.27 | 0.25 | 0.25 | 0.25 | 0.25 | 0.25 | 0.25 | 0.25 | 0.25 | 0.25 | 0.25 | 0.25 | 0.25 | 0.25 | 0.25 | 0.25 | 0.33 | 0.33 | Yes | Yes | Yes
IRERI83083 | R | Industrial | Refrigeration | Refrigeration System Improvements | Fast Acting Doors | C-All-Ref-Refrig-All-All-C | 15 | 70% | 0.6286 | 0.2 | 0.27 | 0.27 | 0.27 | 0.27 | 0.27 | 0.27 | 0.25 | 0.25 | 0.25 | 0.25 | 0.25 | 0.25 | 0.25 | 0.25 | 0.25 | 0.25 | 0.25 | 0.25 | 0.25 | 0.25 | 0.25 | 0.33 | 0.33 | Yes | Yes | Yes
IRERI83084 | R | Industrial | Refrigeration | Refrigeration System Improvements | Insulation | C-All-Ref-Refrig-All-All-C | 15 | 70% | 0.6286 | 0.2 | 0.27 | 0.27 | 0.27 | 0.27 | 0.27 | 0.27 | 0.25 | 0.25 | 0.25 | 0.25 | 0.25 | 0.25 | 0.25 | 0.25 | 0.25 | 0.25 | 0.25 | 0.25 | 0.25 | 0.25 | 0.25 | 0.33 | 0.33 | Yes | Yes | Yes
IRERI83085 | R | Industrial | Refrigeration | Refrigeration System Improvements | Interactive Refrigeration System Improvements | C-All-Ref-Refrig-All-All-C | 10 | 70% | 0.46016 | 0.2 | 0.27 | 0.27 | 0.27 | 0.27 | 0.27 | 0.27 | 0.25 | 0.25 | 0.25 | 0.25 | 0.25 | 0.25 | 0.25 | 0.25 | 0.25 | 0.25 | 0.25 | 0.25 | 0.25 | 0.25 | 0.25 | 0.33 | 0.33 | Yes | Yes | Yes
IRERI83169 | R | Industrial | Refrigeration | Refrigeration System Improvements | Efficient Compressors | C-All-Ref-Refrig-All-All-C | 15 | 70% | 0.6286 | 2023-10-01: 0.33; 2024-04-01: 0.33 | Yes | Yes | Yes
IRERI83170 | R | Industrial | Refrigeration | Refrigeration System Improvements | Efficient Condensors | C-All-Ref-Refrig-All-All-C | 15 | 70% | 0.6286 | 2023-10-01: 0.33; 2024-04-01: 0.33 | Yes | Yes | Yes
IRERI83171 | R | Industrial | Refrigeration | Refrigeration System Improvements | Efficient Evaporators | C-All-Ref-Refrig-All-All-C | 10 | 70% | 0.46016 | 2023-10-01: 0.33; 2024-04-01: 0.33 | Yes | Yes | Yes
IRERI93081 | L | Industrial | Refrigeration | Refrigeration System Improvements | Building Commissioning Improvements | C-All-Ref-Refrig-All-All-C | 15 | 70% | 0.6286 | 0.2 | 0.27 | 0.27 | 0.27 | 0.27 | 0.27 | 0.27 | 0.25 | 0.25 | 0.25 | 0.25 | 0.25 | 0.25 | 0.25 | 0.25 | 0.25 | 0.25 | 0.25 | 0.25 | 0.25 | 0.25 | 0.25 | 0.33 | 0.33 | Yes | Yes | Yes
IRERI93082 | L | Industrial | Refrigeration | Refrigeration System Improvements | Chiller Improvements | C-All-Ref-Refrig-All-All-C | 15 | 70% | 0.6286 | 0.2 | 0.27 | 0.27 | 0.27 | 0.27 | 0.27 | 0.27 | 0.25 | 0.25 | 0.25 | 0.25 | 0.25 | 0.25 | 0.25 | 0.25 | 0.25 | 0.25 | 0.25 | 0.25 | 0.25 | 0.25 | 0.25 | 0.33 | 0.33 | Yes | Yes | Yes
IRERI93083 | L | Industrial | Refrigeration | Refrigeration System Improvements | Fast Acting Doors | C-All-Ref-Refrig-All-All-C | 15 | 70% | 0.6286 | 0.2 | 0.27 | 0.27 | 0.27 | 0.27 | 0.27 | 0.27 | 0.25 | 0.25 | 0.25 | 0.25 | 0.25 | 0.25 | 0.25 | 0.25 | 0.25 | 0.25 | 0.25 | 0.25 | 0.25 | 0.25 | 0.25 | 0.33 | 0.33 | Yes | Yes | Yes
IRERI93084 | L | Industrial | Refrigeration | Refrigeration System Improvements | Insulation | C-All-Ref-Refrig-All-All-C | 15 | 70% | 0.6286 | 0.2 | 0.27 | 0.27 | 0.27 | 0.27 | 0.27 | 0.27 | 0.25 | 0.25 | 0.25 | 0.25 | 0.25 | 0.25 | 0.25 | 0.25 | 0.25 | 0.25 | 0.25 | 0.25 | 0.25 | 0.25 | 0.25 | 0.33 | 0.33 | Yes | Yes | Yes
IRERI93085 | L | Industrial | Refrigeration | Refrigeration System Improvements | Interactive Refrigeration System Improvements | C-All-Ref-Refrig-All-All-C | 10 | 70% | 0.46016 | 0.2 | 0.27 | 0.27 | 0.27 | 0.27 | 0.27 | 0.27 | 0.25 | 0.25 | 0.25 | 0.25 | 0.25 | 0.25 | 0.25 | 0.25 | 0.25 | 0.25 | 0.25 | 0.25 | 0.25 | 0.25 | 0.25 | 0.33 | 0.33 | Yes | Yes | Yes
IRERI93169 | L | Industrial | Refrigeration | Refrigeration System Improvements | Efficient Compressors | C-All-Ref-Refrig-All-All-C | 15 | 70% | 0.6286 | 2023-10-01: 0.33; 2024-04-01: 0.33 | Yes | Yes | Yes
IRERI93170 | L | Industrial | Refrigeration | Refrigeration System Improvements | Efficient Condensors | C-All-Ref-Refrig-All-All-C | 15 | 70% | 0.6286 | 2023-10-01: 0.33; 2024-04-01: 0.33 | Yes | Yes | Yes
IRERI93171 | L | Industrial | Refrigeration | Refrigeration System Improvements | Efficient Evaporators | C-All-Ref-Refrig-All-All-C | 10 | 70% | 0.46016 | 2023-10-01: 0.33; 2024-04-01: 0.33 | Yes | Yes | Yes
IWBWB83092 | R | Industrial | Whole Bldg/Meter Level | Whole Bldg/Meter Level System Improvements | Interactive Whole Bldg/Meter Level System Improvements | I-All-SecTotal-All-All-All-E | 10 | 70% | 0.4589 | 0.2 | 0.27 | 0.27 | 0.27 | 0.27 | 0.27 | 0.27 | 0.25 | 0.25 | 0.25 | 0.25 | 0.25 | 0.25 | 0.25 | 0.25 | 0.25 | 0.25 | 0.25 | 0.25 | 0.25 | 0.25 | 0.25 | 0.33 | 0.33 | Yes | Yes | Yes
IWBWB83132 | R | Industrial | Whole Bldg/Meter Level | Whole Bldg/Meter Level System Improvements | Strategic Energy Management | I-All-SecTotal-All-All-All-E | 1 |  |  | 2019-10-01: 0.025; 2021-04-01: 0.025; 2022-04-01: 0.025; 2023-10-01: 0.025; 2024-04-01: 0.025 |  |  |  |  | Yes
IWBWB83165 | R | Industrial | Whole Bldg/Meter Level | Whole Bldg/Meter Level System Improvements | Strategic Energy Management | I-All-SecTotal-All-All-All-E | 8 |  |  | 2023-10-01: 0.04; 2024-04-01: 0.04 |  |  |  |  | Yes
IWBWB93092 | L | Industrial | Whole Bldg/Meter Level | Whole Bldg/Meter Level System Improvements | Interactive Whole Bldg/Meter Level System Improvements | I-All-SecTotal-All-All-All-E | 10 | 70% | 0.4589 | 0.2 | 0.27 | 0.27 | 0.27 | 0.27 | 0.27 | 0.27 | 0.25 | 0.25 | 0.25 | 0.25 | 0.25 | 0.25 | 0.25 | 0.25 | 0.25 | 0.25 | 0.25 | 0.25 | 0.25 | 0.25 | 0.25 | 0.35 | 0.35 | Yes | Yes | Yes
IWHHR83086 | R | Industrial | Water Heating | Heat Recovery | Heat Recovery Improvements | I-All-SecTotal-All-All-All-E | 10 | 70% | 0.4589 | 0.2 | 0.27 | 0.27 | 0.27 | 0.27 | 0.27 | 0.27 | 0.25 | 0.25 | 0.25 | 0.25 | 0.25 | 0.25 | 0.25 | 0.25 | 0.25 | 0.25 | 0.25 | 0.25 | 0.25 | 0.25 | 0.25 | 0.33 | 0.33 | Yes | Yes | Yes
IWHHR93086 | L | Industrial | Water Heating | Heat Recovery | Heat Recovery Improvements | I-All-SecTotal-All-All-All-E | 10 | 70% | 0.4589 | 0.2 | 0.27 | 0.27 | 0.27 | 0.27 | 0.27 | 0.27 | 0.25 | 0.25 | 0.25 | 0.25 | 0.25 | 0.25 | 0.25 | 0.25 | 0.25 | 0.25 | 0.25 | 0.25 | 0.25 | 0.25 | 0.25 | 0.33 | 0.33 | Yes | Yes | Yes
IWHPI83087 | R | Industrial | Water Heating | Pipe Insulation | Pipe Insulation | I-All-SecTotal-All-All-All-E | 10 | 70% | 0.4589 | 0.2 | 0.27 | 0.27 | 0.27 | 0.27 | 0.27 | 0.27 | 0.25 | 0.25 | 0.25 | 0.25 | 0.25 | 0.25 | 0.25 | 0.25 | 0.25 | 0.25 | 0.25 | 0.25 | 0.25 | 0.25 | 0.25 | 0.33 | 0.33 | Yes | Yes | Yes
IWHPI93087 | L | Industrial | Water Heating | Pipe Insulation | Pipe Insulation | I-All-SecTotal-All-All-All-E | 10 | 70% | 0.4589 | 0.2 | 0.27 | 0.27 | 0.27 | 0.27 | 0.27 | 0.27 | 0.25 | 0.25 | 0.25 | 0.25 | 0.25 | 0.25 | 0.25 | 0.25 | 0.25 | 0.25 | 0.25 | 0.25 | 0.25 | 0.25 | 0.25 | 0.33 | 0.33 | Yes | Yes | Yes
IWHSE83088 | R | Industrial | Water Heating | System Efficiency Improvements | Insulation | I-All-SecTotal-All-All-All-E | 15 | 70% | 0.627 | 0.2 | 0.27 | 0.27 | 0.27 | 0.27 | 0.27 | 0.27 | 0.25 | 0.25 | 0.25 | 0.25 | 0.25 | 0.25 | 0.25 | 0.25 | 0.25 | 0.25 | 0.25 | 0.25 | 0.25 | 0.25 | 0.25 | 0.33 | 0.33 | Yes | Yes | Yes
IWHSE93088 | L | Industrial | Water Heating | System Efficiency Improvements | Insulation | I-All-SecTotal-All-All-All-E | 15 | 70% | 0.627 | 0.2 | 0.27 | 0.27 | 0.27 | 0.27 | 0.27 | 0.27 | 0.25 | 0.25 | 0.25 | 0.25 | 0.25 | 0.25 | 0.25 | 0.25 | 0.25 | 0.25 | 0.25 | 0.25 | 0.25 | 0.25 | 0.25 | 0.33 | 0.33 | Yes | Yes | Yes
IWHWC83089 | R | Industrial | Water Heating | Water Heating Controls | Energy Management Systems/System Controls | I-All-SecTotal-All-All-All-E | 10 | 70% | 0.4589 | 0.2 | 0.27 | 0.27 | 0.27 | 0.27 | 0.27 | 0.27 | 0.25 | 0.25 | 0.25 | 0.25 | 0.25 | 0.25 | 0.25 | 0.25 | 0.25 | 0.25 | 0.25 | 0.25 | 0.25 | 0.25 | 0.25 | 0.33 | 0.33 | Yes | Yes | Yes
IWHWC83090 | R | Industrial | Water Heating | Water Heating Controls | Water Heating Control Improvements (non-VFD) | I-All-SecTotal-All-All-All-E | 10 | 70% | 0.4589 | 0.2 | 0.27 | 0.27 | 0.27 | 0.27 | 0.27 | 0.27 | 0.25 | 0.25 | 0.25 | 0.25 | 0.25 | 0.25 | 0.25 | 0.25 | 0.25 | 0.25 | 0.25 | 0.25 | 0.25 | 0.25 | 0.25 | 0.33 | 0.33 | Yes | Yes | Yes
IWHWC83091 | R | Industrial | Water Heating | Water Heating Controls | Water Heating Control Improvements (VFD) | I-All-SecTotal-All-All-All-E | 10 | 70% | 0.4589 | 0.2 | 0.27 | 0.27 | 0.27 | 0.27 | 0.27 | 0.27 | 0.25 | 0.25 | 0.25 | 0.25 | 0.25 | 0.25 | 0.25 | 0.25 | 0.25 | 0.25 | 0.25 | 0.25 | 0.25 | 0.25 | 0.25 | 0.33 | 0.33 | Yes | Yes | Yes
IWHWC93089 | L | Industrial | Water Heating | Water Heating Controls | Energy Management Systems/System Controls | I-All-SecTotal-All-All-All-E | 10 | 70% | 0.4589 | 0.2 | 0.27 | 0.27 | 0.27 | 0.27 | 0.27 | 0.27 | 0.25 | 0.25 | 0.25 | 0.25 | 0.25 | 0.25 | 0.25 | 0.25 | 0.25 | 0.25 | 0.25 | 0.25 | 0.25 | 0.25 | 0.25 | 0.33 | 0.33 | Yes | Yes | Yes
IWHWC93090 | L | Industrial | Water Heating | Water Heating Controls | Water Heating Control Improvements (non-VFD) | I-All-SecTotal-All-All-All-E | 10 | 70% | 0.4589 | 0.2 | 0.27 | 0.27 | 0.27 | 0.27 | 0.27 | 0.27 | 0.25 | 0.25 | 0.25 | 0.25 | 0.25 | 0.25 | 0.25 | 0.25 | 0.25 | 0.25 | 0.25 | 0.25 | 0.25 | 0.25 | 0.25 | 0.33 | 0.33 | Yes | Yes | Yes
IWHWC93091 | L | Industrial | Water Heating | Water Heating Controls | Water Heating Control Improvements (VFD) | I-All-SecTotal-All-All-All-E | 10 | 70% | 0.4589 | 0.2 | 0.27 | 0.27 | 0.27 | 0.27 | 0.27 | 0.27 | 0.25 | 0.25 | 0.25 | 0.25 | 0.25 | 0.25 | 0.25 | 0.25 | 0.25 | 0.25 | 0.25 | 0.25 | 0.25 | 0.25 | 0.25 | 0.33 | 0.33 | Yes | Yes | Yes
RELPL91001 | L | Residential | Electronics | Plug Load | Clothes Dryers | R-All-Plug-Dryer-All-All-R | 12 | 70% | 0.57491 | NA | NA | NA | NA | NA | NA | NA | NA | NA | NA | NA | NA | NA | NA | NA | NA | NA | 0.27 | 0.27 | 0.27 | 0.27 | 0.27 | 0.33 | 0.33 | Yes | Yes | Yes
RHVEN81007 | R | Residential | HVAC | Envelope | Air Sealing | R-All-HVAC-ER-All-All-E | 15 | 70% | 0.73009 | 0.2 | 0.27 | 0.27 | 0.27 | 0.27 | 0.27 | 0.27 | 0.2 | 0.2 | 0.2 | 0.2 | 0.2 | 0.2 | 0.2 | 0.2 | 0.2 | 0.2 | 0.2 | 0.2 | 0.2 | 0.2 | 0.2 | 0.33 | 0.33 | Yes | Yes | Yes
RHVEN81008 | R | Residential | HVAC | Envelope | Insulation | R-All-HVAC-ER-All-All-E | 45 | 70% | 1.1938 | 0.2 | 0.27 | 0.27 | 0.27 | 0.27 | 0.27 | 0.27 | 0.35 | 0.35 | 0.35 | 0.35 | 0.35 | 0.35 | 0.35 | 0.35 | 0.35 | 0.35 | 0.35 | 0.35 | 0.35 | 0.35 | 0.35 | 0.35 | 0.35 | Yes | Yes | Yes
RHVEN91007 | L | Residential | HVAC | Envelope | Air Sealing | R-All-HVAC-ER-All-All-E | 15 | 70% | 0.73009 | 0.2 | 0.27 | 0.27 | 0.27 | 0.27 | 0.27 | 0.27 | 0.27 | 0.27 | 0.27 | 0.27 | 0.27 | 0.27 | 0.27 | 0.27 | 0.27 | 0.27 | 0.27 | 0.27 | 0.27 | 0.27 | 0.27 | 0.33 | 0.33 | Yes | Yes | Yes
RHVEN91008 | L | Residential | HVAC | Envelope | Insulation | R-All-HVAC-ER-All-All-E | 45 | 70% | 1.1938 | 0.2 | 0.27 | 0.27 | 0.27 | 0.27 | 0.27 | 0.27 | 0.35 | 0.35 | 0.35 | 0.35 | 0.35 | 0.35 | 0.35 | 0.35 | 0.45 | 0.45 | 0.45 | 0.45 | 0.45 | 0.45 | 0.45 | 0.45 | 0.45 | Yes | Yes | Yes
RHVEN91009 | L | Residential | HVAC | Envelope | Windows | R-All-HVAC-ER-All-All-E | 45 | 70% | 1.1938 | 0.2 | 0.27 | 0.27 | 0.27 | 0.27 | 0.27 | 0.27 | 0.35 | 0.35 | 0.35 | 0.35 | 0.35 | 0.35 | 0.35 | 0.35 | 0.45 | 0.45 | 0.45 | 0.45 | 0.45 | 0.45 | 0.45 | 0.45 | 0.45 | Yes | Yes | Yes
RHVHR81010 | R | Residential | HVAC | Heat Recovery | Heat Recovery Improvements | R-All-HVAC-ER-All-All-E | 10 | 70% | 0.52473 | 0.2 | 0.27 | 0.27 | 0.27 | 0.27 | 0.27 | 0.27 | 0.2 | 0.2 | 0.2 | 0.2 | 0.2 | 0.2 | 0.2 | 0.2 | 0.2 | 0.2 | 0.2 | 0.2 | 0.2 | 0.2 | 0.2 | 0.33 | 0.33 | Yes | Yes | Yes
RHVHR91010 | L | Residential | HVAC | Heat Recovery | Heat Recovery Improvements | R-All-HVAC-ER-All-All-E | 10 | 70% | 0.52473 | 0.2 | 0.27 | 0.27 | 0.27 | 0.27 | 0.27 | 0.27 | 0.27 | 0.27 | 0.27 | 0.27 | 0.27 | 0.27 | 0.27 | 0.27 | 0.27 | 0.27 | 0.27 | 0.27 | 0.27 | 0.27 | 0.27 | 0.33 | 0.33 | Yes | Yes | Yes
RHVHS81002 | R | Residential | HVAC | HVAC System | Air-Source Heat Pumps w/Duct Sealing | R-All-HVAC-ASHP-All-All-E | 20 | 70% | 0.90105 | 0.2 | 0.27 | 0.27 | 0.27 | 0.27 | 0.27 | 0.27 | 0.35 | 0.35 | 0.35 | 0.35 | 0.35 | 0.35 | 0.35 | 0.35 | 0.35 | 0.35 | 0.35 | 0.35 | 0.35 | 0.35 | 0.35 | 0.38 | 0.38 | Yes | Yes | Yes
RHVHS81003 | R | Residential | HVAC | HVAC System | Air-Source Heat Pumps w/o Duct Sealing | R-All-HVAC-ASHP-All-All-E | 20 | 70% | 0.90105 | 0.2 | 0.27 | 0.27 | 0.27 | 0.27 | 0.27 | 0.27 | 0.35 | 0.35 | 0.35 | 0.35 | 0.35 | 0.35 | 0.35 | 0.35 | 0.35 | 0.35 | 0.35 | 0.35 | 0.35 | 0.35 | 0.35 | 0.38 | 0.38 | Yes | Yes | Yes
RHVHS81004 | R | Residential | HVAC | HVAC System | Ground-source Heat Pump | R-All-HVAC-ASHP-All-All-E | 20 | 70% | 0.90105 | 0.2 | 0.27 | 0.27 | 0.27 | 0.27 | 0.27 | 0.27 | 0.35 | 0.35 | 0.35 | 0.35 | 0.35 | 0.35 | 0.35 | 0.35 | 0.35 | 0.35 | 0.35 | 0.35 | 0.35 | 0.35 | 0.35 | 0.38 | 0.38 | Yes | Yes | Yes
RHVHS81005 | R | Residential | HVAC | HVAC System | Ground-Source Heat Pumps w/ Duct Sealing | R-All-HVAC-ASHP-All-All-E | 20 | 70% | 0.90105 | 0.2 | 0.27 | 0.27 | 0.27 | 0.27 | 0.27 | 0.27 | 0.35 | 0.35 | 0.35 | 0.35 | 0.35 | 0.35 | 0.35 | 0.35 | 0.35 | 0.35 | 0.35 | 0.35 | 0.35 | 0.35 | 0.35 | 0.38 | 0.38 | Yes | Yes | Yes
RHVHS81006 | R | Residential | HVAC | HVAC System | Ground-Source Heat Pumps w/o Duct Sealing | R-All-HVAC-ASHP-All-All-E | 20 | 70% | 0.90105 | 0.2 | 0.27 | 0.27 | 0.27 | 0.27 | 0.27 | 0.27 | 0.35 | 0.35 | 0.35 | 0.35 | 0.35 | 0.35 | 0.35 | 0.35 | 0.35 | 0.35 | 0.35 | 0.35 | 0.35 | 0.35 | 0.35 | 0.38 | 0.38 | Yes | Yes | Yes
RHVHS81011 | R | Residential | HVAC | HVAC System | Interactive HVAC System Improvements | R-All-HVAC-ASHP-All-All-E | 20 | 70% | 0.90105 | 0.2 | 0.27 | 0.27 | 0.27 | 0.27 | 0.27 | 0.27 | 0.35 | 0.35 | 0.35 | 0.35 | 0.35 | 0.35 | 0.35 | 0.35 | 0.35 | 0.35 | 0.35 | 0.35 | 0.35 | 0.35 | 0.35 | 0.38 | 0.38 | Yes | Yes | Yes
RHVHS81012 | R | Residential | HVAC | HVAC System | Variable Speed Heat Pumps w/o Duct Sealing | R-All-HVAC-ASHP-All-All-E | 20 | 70% | 0.90105 | 0.2 | 0.27 | 0.27 | 0.27 | 0.27 | 0.27 | 0.27 | 0.35 | 0.35 | 0.35 | 0.35 | 0.35 | 0.35 | 0.35 | 0.35 | 0.35 | 0.35 | 0.35 | 0.35 | 0.35 | 0.35 | 0.35 | 0.38 | 0.38 | Yes | Yes | Yes
RHVHS91002 | L | Residential | HVAC | HVAC System | Air-Source Heat Pumps w/Duct Sealing | R-All-HVAC-ASHP-All-All-E | 20 | 70% | 0.90105 | 0.2 | 0.27 | 0.27 | 0.27 | 0.27 | 0.27 | 0.27 | 0.35 | 0.35 | 0.35 | 0.35 | 0.35 | 0.35 | 0.35 | 0.35 | 0.35 | 0.35 | 0.35 | 0.35 | 0.35 | 0.35 | 0.35 | 0.38 | 0.38 | Yes | Yes | Yes
RHVHS91003 | L | Residential | HVAC | HVAC System | Air-Source Heat Pumps w/o Duct Sealing | R-All-HVAC-ASHP-All-All-E | 20 | 70% | 0.90105 | 0.2 | 0.27 | 0.27 | 0.27 | 0.27 | 0.27 | 0.27 | 0.35 | 0.35 | 0.35 | 0.35 | 0.35 | 0.35 | 0.35 | 0.35 | 0.35 | 0.35 | 0.35 | 0.35 | 0.35 | 0.35 | 0.35 | 0.38 | 0.38 | Yes | Yes | Yes
RHVHS91004 | L | Residential | HVAC | HVAC System | Ground-source Heat Pump | R-All-HVAC-ASHP-All-All-E | 20 | 70% | 0.90105 | 0.2 | 0.27 | 0.27 | 0.27 | 0.27 | 0.27 | 0.27 | 0.35 | 0.35 | 0.35 | 0.35 | 0.35 | 0.35 | 0.35 | 0.35 | 0.35 | 0.35 | 0.35 | 0.35 | 0.35 | 0.35 | 0.35 | 0.38 | 0.38 | Yes | Yes | Yes
RHVHS91005 | L | Residential | HVAC | HVAC System | Ground-Source Heat Pumps w/ Duct Sealing | R-All-HVAC-ASHP-All-All-E | 20 | 70% | 0.90105 | 0.2 | 0.27 | 0.27 | 0.27 | 0.27 | 0.27 | 0.27 | 0.35 | 0.35 | 0.35 | 0.35 | 0.35 | 0.35 | 0.35 | 0.35 | 0.35 | 0.35 | 0.35 | 0.35 | 0.35 | 0.35 | 0.35 | 0.38 | 0.38 | Yes | Yes | Yes
RHVHS91006 | L | Residential | HVAC | HVAC System | Ground-Source Heat Pumps w/o Duct Sealing | R-All-HVAC-ASHP-All-All-E | 20 | 70% | 0.90105 | 0.2 | 0.27 | 0.27 | 0.27 | 0.27 | 0.27 | 0.27 | 0.35 | 0.35 | 0.35 | 0.35 | 0.35 | 0.35 | 0.35 | 0.35 | 0.35 | 0.35 | 0.35 | 0.35 | 0.35 | 0.35 | 0.35 | 0.38 | 0.38 | Yes | Yes | Yes
RHVHS91011 | L | Residential | HVAC | HVAC System | Interactive HVAC System Improvements | R-All-HVAC-ASHP-All-All-E | 20 | 70% | 0.90105 | 0.2 | 0.27 | 0.27 | 0.27 | 0.27 | 0.27 | 0.27 | 0.35 | 0.35 | 0.35 | 0.35 | 0.35 | 0.35 | 0.35 | 0.35 | 0.35 | 0.35 | 0.35 | 0.35 | 0.35 | 0.35 | 0.35 | 0.38 | 0.38 | Yes | Yes | Yes
RHVHS91012 | L | Residential | HVAC | HVAC System | Variable Speed Heat Pumps w/o Duct Sealing | R-All-HVAC-ASHP-All-All-E | 20 | 70% | 0.90105 | 0.2 | 0.27 | 0.27 | 0.27 | 0.27 | 0.27 | 0.27 | 0.35 | 0.35 | 0.35 | 0.35 | 0.35 | 0.35 | 0.35 | 0.35 | 0.35 | 0.35 | 0.35 | 0.35 | 0.35 | 0.35 | 0.35 | 0.38 | 0.38 | Yes | Yes | Yes
RHVHS91013 | L | Residential | HVAC | HVAC System | Ductless Heat Pump | R-All-HVAC-ASHP-All-All-E | 15 | 70% | 0.75221 | NA | NA | NA | NA | NA | NA | NA | NA | NA | NA | NA | NA | NA | NA | NA | NA | NA | 0.27 | 0.27 | 0.27 | 0.27 | 0.27 | 0.33 | 0.33 | Yes | Yes | Yes
RLILB91001 | L | Residential | Lighting | Lamps/Ballasts/Fixtures | Lamps/Fixtures | R-All-Lgt-Lighting-All-All-R | 12 | 70% | 0.58459 | NA | NA | NA | NA | NA | NA | NA | NA | NA | NA | NA | NA | NA | NA | NA | NA | NA | 0.27 | 0.27 | 0.27 | 0.27 | 0.27 | 0.33 | 0.33 | Yes | Yes | Yes
RWBLW81164 | R | Residential | Whole Bldg/Meter Level | Low Income Whole Bldg/Meter Level | Low Income Interactive Whole Bldg/Meter Level | R-All-Bld-Bldg-All-All-R |  | 70% | 1.09 | 0 | 0 | 0 | 0 | 0 | 0 | 0 | 0 | 0 | 0 | 0 | 0 | 0 | 0 | 0 | 0 | 0 | 0 | 0 | 0 | 0 | 0 |  | 5 | Yes | Yes | Yes
RWBWB81001 | R | Residential | Whole Bldg/Meter Level | Whole Bldg/Meter Level System Improvements | Behavioral | R-All-Bld-Bldg-All-All-R | 1 | 70% |  | NA | NA | NA | NA | NA | NA | NA | NA | NA | NA | NA | NA | NA | NA | NA | NA | 0.025 | 0.025 | 0.025 | 0.025 | 0.025 | 0.025 | 0.025 | 0.025 |  |  | Yes
RWBWB91001 | L | Residential | Whole Bldg/Meter Level | Whole Bldg/Meter Level System Improvements | Behavioral | R-All-Bld-Bldg-All-All-R | 1 | 70% |  | NA | NA | NA | NA | NA | NA | NA | NA | NA | NA | NA | NA | NA | NA | NA | NA | 0.025 | 0.025 | 0.025 | 0.025 | 0.025 | 0.025 | 0.025 | 0.025 |  |  | Yes
RWBWB92123 | L | Residential | Whole Bldg/Meter Level | Whole Bldg/Meter Level System Improvements | New Homes | R-All-Bld-Bldg-All-All-R | 45 | 70% | 1.09 | NA | NA | NA | NA | NA | NA | NA | 0.35 | 0.35 | 0.35 | 0.35 | 0.35 | 0.35 | 0.35 | 0.35 | 0.45 | 0.45 | 0.45 | 0.45 | 0.45 | 0.45 | 0.45 | 0.45 | 0.45 | Yes | Yes | Yes
RWHWH81001 | R | Residential | Water Heating | Water Heaters | Heat Pump Water Heaters | R-All-WH-WHConvert-All-All-N | 13 | 70% | 0.59396 | NA | NA | NA | NA | NA | NA | NA | NA | NA | NA | NA | NA | NA | NA | NA | NA | NA | 0.2 | 0.2 | 0.2 | 0.2 | 0.2 | 0.33 | 0.33 | Yes | Yes | Yes
RWHWH91001 | L | Residential | Water Heating | Water Heaters | Heat Pump Water Heaters | R-All-WH-WHConvert-All-All-N | 13 | 70% | 0.59396 | NA | NA | NA | NA | NA | NA | NA | NA | NA | NA | NA | NA | NA | NA | NA | NA | NA | 0.27 | 0.27 | 0.27 | 0.27 | 0.27 | 0.33 | 0.33 | Yes | Yes | Yes
RWHWU91001 | L | Residential | Water Heating | Water Using Devices | Clothes Washers | R-All-WH-Cwash-All-All-R | 14 | 70% | 0.58928 | NA | NA | NA | NA | NA | NA | NA | NA | NA | NA | NA | NA | NA | NA | NA | NA | NA | 0.27 | 0.27 | 0.27 | 0.27 | 0.27 | 0.33 | 0.33 | Yes | Yes | Yes
RWHWU91002 | L | Residential | Water Heating | Water Using Devices | Showerheads | R-All-WH-ERWH-All-All-R | 10 | 70% | 0.45224 | NA | NA | NA | NA | NA | NA | NA | NA | NA | NA | NA | NA | NA | NA | NA | NA | NA | 0.27 | 0.27 | 0.27 | 0.27 | 0.27 | 0.33 | 0.33 | Yes | Yes | Yes
UUDCA85001 | R | Utility System Efficiency | Utility Distribution System | Fixed and Switched Shunt Capacitor | Fixed and Switched Shunt Capacitor | Distribution | 30 | 70% | 0.89631 | 0.2 | 0.27 | 0.27 | 0.27 | 0.27 | 0.27 | 0.27 | 0.35 | 0.35 | 0.35 | 0.35 | 0.35 | 0.35 | 0.35 | 0.35 | 0.35 | 0.35 | 0.35 | 0.35 | 0.35 | 0.35 | 0.35 | 0.38 | 0.38 | Yes | Yes | Yes
UUDCA95001 | L | Utility System Efficiency | Utility Distribution System | Fixed and Switched Shunt Capacitor | Fixed and Switched Shunt Capacitor | Distribution | 30 | 70% | 0.89631 | 0.2 | 0.27 | 0.27 | 0.27 | 0.27 | 0.27 | 0.27 | 0.35 | 0.25 | 0.25 | 0.25 | 0.25 | 0.25 | 0.25 | 0.25 | 0.25 | 0.25 | 0.25 | 0.25 | 0.25 | 0.35 | 0.35 | 0.38 | 0.38 | Yes | Yes | Yes
UUDCN85002 | R | Utility System Efficiency | Utility Distribution System | Service Conductor Replacement | Service Conductor Replacement | Distribution | 35 | 70% | 0.95343 | 0.2 | 0.27 | 0.27 | 0.27 | 0.27 | 0.27 | 0.27 | 0.35 | 0.35 | 0.35 | 0.35 | 0.35 | 0.35 | 0.35 | 0.35 | 0.35 | 0.35 | 0.35 | 0.35 | 0.35 | 0.35 | 0.35 | 0.38 | 0.38 | Yes | Yes | Yes |  |  |  |  | Yes
UUDCN95002 | L | Utility System Efficiency | Utility Distribution System | Service Conductor Replacement | Service Conductor Replacement | Distribution | 35 | 70% | 0.95343 | 0.2 | 0.27 | 0.27 | 0.27 | 0.27 | 0.27 | 0.27 | 0.35 | 0.25 | 0.25 | 0.25 | 0.25 | 0.25 | 0.25 | 0.25 | 0.25 | 0.25 | 0.25 | 0.25 | 0.25 | 0.35 | 0.35 | 0.38 | 0.38 | Yes | Yes | Yes
UUDIN85003 | R | Utility System Efficiency | Utility Distribution System | Insulators | Insulators | Distribution | 30 | 70% | 0.89631 | 0.2 | 0.27 | 0.27 | 0.27 | 0.27 | 0.27 | 0.27 | 0.35 | 0.35 | 0.35 | 0.35 | 0.35 | 0.35 | 0.35 | 0.35 | 0.35 | 0.35 | 0.35 | 0.35 | 0.35 | 0.35 | 0.35 | 0.38 | 0.38 | Yes | Yes | Yes
UUDIN95003 | L | Utility System Efficiency | Utility Distribution System | Insulators | Insulators | Distribution | 30 | 70% | 0.89631 | 0.2 | 0.27 | 0.27 | 0.27 | 0.27 | 0.27 | 0.27 | 0.35 | 0.25 | 0.25 | 0.25 | 0.25 | 0.25 | 0.25 | 0.25 | 0.25 | 0.25 | 0.25 | 0.25 | 0.25 | 0.35 | 0.35 | 0.38 | 0.38 | Yes | Yes | Yes
UUDPO85004 | R | Utility System Efficiency | Utility Distribution System | Operation System Improvements | Operation System Improvements | Distribution | 30 | 70% | 0.89631 | 0.2 | 0.27 | 0.27 | 0.27 | 0.27 | 0.27 | 0.27 | 0.35 | 0.35 | 0.35 | 0.35 | 0.35 | 0.35 | 0.35 | 0.35 | 0.35 | 0.35 | 0.35 | 0.35 | 0.35 | 0.35 | 0.35 | 0.38 | 0.38 | Yes | Yes | Yes
UUDPO85005 | R | Utility System Efficiency | Utility Distribution System | VAR management/Controls | VAR management/Controls | Distribution | 5 | 70% | 0.28713 | 0.2 | 0.27 | 0.27 | 0.27 | 0.27 | 0.27 | 0.27 | 0.25 | 0.25 | 0.25 | 0.25 | 0.25 | 0.25 | 0.25 | 0.25 | 0.25 | 0.25 | 0.25 | 0.25 | 0.25 | 0.25 | 0.25 | 0.33 | 0.33 | Yes | Yes | Yes
UUDPO95004 | L | Utility System Efficiency | Utility Distribution System | Operation System Improvements | Operation System Improvements | Distribution | 30 | 70% | 0.89631 | 0.2 | 0.27 | 0.27 | 0.27 | 0.27 | 0.27 | 0.27 | 0.35 | 0.25 | 0.25 | 0.25 | 0.25 | 0.25 | 0.25 | 0.25 | 0.25 | 0.25 | 0.25 | 0.25 | 0.25 | 0.35 | 0.35 | 0.38 | 0.38 | Yes | Yes | Yes
UUDPO95005 | L | Utility System Efficiency | Utility Distribution System | VAR management/Controls | VAR management/Controls | Distribution | 5 | 70% | 0.28713 | 0.2 | 0.27 | 0.27 | 0.27 | 0.27 | 0.27 | 0.27 | 0.25 | 0.25 | 0.25 | 0.25 | 0.25 | 0.25 | 0.25 | 0.25 | 0.25 | 0.25 | 0.25 | 0.25 | 0.25 | 0.25 | 0.25 | 0.33 | 0.33 | Yes | Yes | Yes
UUDTR85006 | R | Utility System Efficiency | Utility Distribution System | Transformer Load Management | Transformer Load Management | Distribution | 30 | 70% | 0.89631 | 0.2 | 0.27 | 0.27 | 0.27 | 0.27 | 0.27 | 0.27 | 0.35 | 0.35 | 0.35 | 0.35 | 0.35 | 0.35 | 0.35 | 0.35 | 0.35 | 0.35 | 0.35 | 0.35 | 0.35 | 0.35 | 0.35 | 0.38 | 0.38 | Yes | Yes | Yes |  |  |  |  | Yes
UUDTR85007 | R | Utility System Efficiency | Utility Distribution System | Transformers (NEMA TP-1 or Higher) | Transformers (NEMA TP-1 or Higher) | Distribution | 30 | 70% | 0.89631 | 0.2 | 0.27 | 0.27 | 0.27 | 0.27 | 0.27 | 0.27 | 0.35 | 0.35 | 0.35 | 0.35 | 0.35 | 0.35 | 0.35 | 0.35 | 0.35 | 0.35 | 0.35 | 0.35 | 0.35 | 0.35 | 0.35 | 0.38 | 0.38 | Yes | Yes | Yes
UUDTR95006 | L | Utility System Efficiency | Utility Distribution System | Transformer Load Management | Transformer Load Management | Distribution | 30 | 70% | 0.89631 | 0.2 | 0.27 | 0.27 | 0.27 | 0.27 | 0.27 | 0.27 | 0.35 | 0.25 | 0.25 | 0.25 | 0.25 | 0.25 | 0.25 | 0.25 | 0.25 | 0.25 | 0.25 | 0.25 | 0.25 | 0.35 | 0.35 | 0.38 | 0.38 | Yes | Yes | Yes |  |  |  |  | Yes
UUDTR95007 | L | Utility System Efficiency | Utility Distribution System | Transformers (NEMA TP-1 or Higher) | Transformers (NEMA TP-1 or Higher) | Distribution | 30 | 70% | 0.89631 | 0.2 | 0.27 | 0.27 | 0.27 | 0.27 | 0.27 | 0.27 | 0.35 | 0.25 | 0.25 | 0.25 | 0.25 | 0.25 | 0.25 | 0.25 | 0.25 | 0.25 | 0.25 | 0.25 | 0.25 | 0.35 | 0.35 | 0.38 | 0.38 | Yes | Yes | Yes
UUDUS85008 | R | Utility System Efficiency | Utility Distribution System | Utility Remote Feedback | Utility Remote Feedback | Distribution | 30 | 70% | 0.89631 | 0.2 | 0.27 | 0.27 | 0.27 | 0.27 | 0.27 | 0.27 | 0.35 | 0.35 | 0.35 | 0.35 | 0.35 | 0.35 | 0.35 | 0.35 | 0.35 | 0.35 | 0.35 | 0.35 | 0.35 | 0.35 | 0.35 | 0.38 | 0.38 | Yes | Yes | Yes
UUDUS85009 | R | Utility System Efficiency | Utility Distribution System | Utility Service Connection Standards | Utility Service Connection Standards | Distribution | 30 | 70% | 0.89631 | 0.2 | 0.27 | 0.27 | 0.27 | 0.27 | 0.27 | 0.27 | 0.35 | 0.35 | 0.35 | 0.35 | 0.35 | 0.35 | 0.35 | 0.35 | 0.35 | 0.35 | 0.35 | 0.35 | 0.35 | 0.35 | 0.35 | 0.38 | 0.38 | Yes | Yes | Yes
UUDUS95008 | L | Utility System Efficiency | Utility Distribution System | Utility Remote Feedback | Utility Remote Feedback | Distribution | 30 | 70% | 0.89631 | 0.2 | 0.27 | 0.27 | 0.27 | 0.27 | 0.27 | 0.27 | 0.35 | 0.25 | 0.25 | 0.25 | 0.25 | 0.25 | 0.25 | 0.25 | 0.25 | 0.25 | 0.25 | 0.25 | 0.25 | 0.35 | 0.35 | 0.38 | 0.38 | Yes | Yes | Yes
UUDUS95009 | L | Utility System Efficiency | Utility Distribution System | Utility Service Connection Standards | Utility Service Connection Standards | Distribution | 30 | 70% | 0.89631 | 0.2 | 0.27 | 0.27 | 0.27 | 0.27 | 0.27 | 0.27 | 0.35 | 0.25 | 0.25 | 0.25 | 0.25 | 0.25 | 0.25 | 0.25 | 0.25 | 0.25 | 0.25 | 0.25 | 0.25 | 0.35 | 0.35 | 0.38 | 0.38 | Yes | Yes | Yes
UUGUS85010 | R | Utility System Efficiency | Utility Generation System | Service Station System Improvements | Service Station System Improvements | System-System-Load-Shape-2015 | 35 | 70% | 0.96737 | 0.2 | 0.27 | 0.27 | 0.27 | 0.27 | 0.27 | 0.27 | 0.35 | 0.35 | 0.35 | 0.35 | 0.35 | 0.35 | 0.35 | 0.35 | 0.35 | 0.35 | 0.35 | 0.35 | 0.35 | 0.35 | 0.35 | 0.38 | 0.38 | Yes | Yes | Yes
UUGUS95010 | L | Utility System Efficiency | Utility Generation System | Service Station System Improvements | Service Station System Improvements | System-System-Load-Shape-2015 | 35 | 70% | 0.96737 | 0.2 | 0.27 | 0.27 | 0.27 | 0.27 | 0.27 | 0.27 | 0.35 | 0.25 | 0.25 | 0.25 | 0.25 | 0.25 | 0.25 | 0.25 | 0.25 | 0.25 | 0.25 | 0.25 | 0.25 | 0.35 | 0.35 | 0.38 | 0.38 | Yes | Yes | Yes
UUTCA85012 | R | Utility System Efficiency | Utility Transmission System | Fixed and Swtiched Shunt Capacitor | Fixed and Swtiched Shunt Capacitor | System-System-Load-Shape-2015 | 30 | 70% | 0.90956 | 0.2 | 0.27 | 0.27 | 0.27 | 0.27 | 0.27 | 0.27 | 0.35 | 0.35 | 0.35 | 0.35 | 0.35 | 0.35 | 0.35 | 0.35 | 0.35 | 0.35 | 0.35 | 0.35 | 0.35 | 0.35 | 0.35 | 0.38 | 0.38 | Yes | Yes | Yes
UUTCA95012 | L | Utility System Efficiency | Utility Transmission System | Fixed and Swtiched Shunt Capacitor | Fixed and Swtiched Shunt Capacitor | System-System-Load-Shape-2015 | 30 | 70% | 0.90956 | 0.2 | 0.27 | 0.27 | 0.27 | 0.27 | 0.27 | 0.27 | 0.35 | 0.25 | 0.25 | 0.25 | 0.25 | 0.25 | 0.25 | 0.25 | 0.25 | 0.25 | 0.25 | 0.25 | 0.25 | 0.35 | 0.35 | 0.38 | 0.38 | Yes | Yes | Yes
UUTCN85013 | R | Utility System Efficiency | Utility Transmission System | Service Conductor Replacement | Service Conductor Replacement | System-System-Load-Shape-2015 | 35 | 70% | 0.96737 | 0.2 | 0.27 | 0.27 | 0.27 | 0.27 | 0.27 | 0.27 | 0.35 | 0.35 | 0.35 | 0.35 | 0.35 | 0.35 | 0.35 | 0.35 | 0.35 | 0.35 | 0.35 | 0.35 | 0.35 | 0.35 | 0.35 | 0.38 | 0.38 | Yes | Yes | Yes
UUTCN95013 | L | Utility System Efficiency | Utility Transmission System | Service Conductor Replacement | Service Conductor Replacement | System-System-Load-Shape-2015 | 35 | 70% | 0.96737 | 0.2 | 0.27 | 0.27 | 0.27 | 0.27 | 0.27 | 0.27 | 0.35 | 0.25 | 0.25 | 0.25 | 0.25 | 0.25 | 0.25 | 0.25 | 0.25 | 0.25 | 0.25 | 0.25 | 0.25 | 0.35 | 0.35 | 0.38 | 0.38 | Yes | Yes | Yes
UUTIN85014 | R | Utility System Efficiency | Utility Transmission System | Fixed and Swtiched Shunt Capacitor | Fixed and Swtiched Shunt Capacitor | System-System-Load-Shape-2015 | 30 | 70% | 0.90956 | 0.2 | 0.27 | 0.27 | 0.27 | 0.27 | 0.27 | 0.27 | 0.35 | 0.35 | 0.35 | 0.35 | 0.35 | 0.35 | 0.35 | 0.35 | 0.35 | 0.35 | 0.35 | 0.35 | 0.35 | 0.35 | 0.35 | 0.38 | 0.38 | Yes | Yes | Yes
UUTIN95014 | L | Utility System Efficiency | Utility Transmission System | Fixed and Swtiched Shunt Capacitor | Fixed and Swtiched Shunt Capacitor | System-System-Load-Shape-2015 | 30 | 70% | 0.90956 | 0.2 | 0.27 | 0.27 | 0.27 | 0.27 | 0.27 | 0.27 | 0.35 | 0.25 | 0.25 | 0.25 | 0.25 | 0.25 | 0.25 | 0.25 | 0.25 | 0.25 | 0.25 | 0.25 | 0.25 | 0.35 | 0.35 | 0.38 | 0.38 | Yes | Yes | Yes
UUTOP85011 | R | Utility System Efficiency | Utility Transmission System | Fixed and Swtiched Shunt Capacitor | Fixed and Swtiched Shunt Capacitor | System-System-Load-Shape-2015 | 30 | 70% | 0.90956 | 0.2 | 0.27 | 0.27 | 0.27 | 0.27 | 0.27 | 0.27 | 0.35 | 0.35 | 0.35 | 0.35 | 0.35 | 0.35 | 0.35 | 0.35 | 0.35 | 0.35 | 0.35 | 0.35 | 0.35 | 0.35 | 0.35 | 0.38 | 0.38 | Yes | Yes | Yes
UUTOP95011 | L | Utility System Efficiency | Utility Transmission System | Fixed and Swtiched Shunt Capacitor | Fixed and Swtiched Shunt Capacitor | System-System-Load-Shape-2015 | 30 | 70% | 0.90956 | 0.2 | 0.27 | 0.27 | 0.27 | 0.27 | 0.27 | 0.27 | 0.35 | 0.25 | 0.25 | 0.25 | 0.25 | 0.25 | 0.25 | 0.25 | 0.25 | 0.25 | 0.25 | 0.25 | 0.25 | 0.35 | 0.35 | 0.38 | 0.38 | Yes | Yes | Yes
UUTPO85015 | R | Utility System Efficiency | Utility Transmission System | VAR management/Controls | VAR management/Controls | System-System-Load-Shape-2015 | 5 | 70% | 0.29107 | 0.2 | 0.27 | 0.27 | 0.27 | 0.27 | 0.27 | 0.27 | 0.25 | 0.25 | 0.25 | 0.25 | 0.25 | 0.25 | 0.25 | 0.25 | 0.25 | 0.25 | 0.25 | 0.25 | 0.25 | 0.25 | 0.25 | 0.33 | 0.33 | Yes | Yes | Yes
UUTPO95015 | L | Utility System Efficiency | Utility Transmission System | VAR management/Controls | VAR management/Controls | System-System-Load-Shape-2015 | 5 | 70% | 0.29107 | 0.2 | 0.27 | 0.27 | 0.27 | 0.27 | 0.27 | 0.27 | 0.25 | 0.25 | 0.25 | 0.25 | 0.25 | 0.25 | 0.25 | 0.25 | 0.25 | 0.25 | 0.25 | 0.25 | 0.25 | 0.25 | 0.25 | 0.33 | 0.33 | Yes | Yes | Yes
UUTTR85016 | R | Utility System Efficiency | Utility Transmission System | Transformer Load Management | Transformer Load Management | System-System-Load-Shape-2015 | 30 | 70% | 0.90956 | 0.2 | 0.27 | 0.27 | 0.27 | 0.27 | 0.27 | 0.27 | 0.35 | 0.35 | 0.35 | 0.35 | 0.35 | 0.35 | 0.35 | 0.35 | 0.35 | 0.35 | 0.35 | 0.35 | 0.35 | 0.35 | 0.35 | 0.38 | 0.38 | Yes | Yes | Yes
UUTTR85017 | R | Utility System Efficiency | Utility Transmission System | Transformers (NEMA TP-1 or Higher) | Transformers (NEMA TP-1 or Higher) | System-System-Load-Shape-2015 | 30 | 70% | 0.90956 | 0.2 | 0.27 | 0.27 | 0.27 | 0.27 | 0.27 | 0.27 | 0.35 | 0.35 | 0.35 | 0.35 | 0.35 | 0.35 | 0.35 | 0.35 | 0.35 | 0.35 | 0.35 | 0.35 | 0.35 | 0.35 | 0.35 | 0.38 | 0.38 | Yes | Yes | Yes
UUTTR95016 | L | Utility System Efficiency | Utility Transmission System | Transformer Load Management | Transformer Load Management | System-System-Load-Shape-2015 | 30 | 70% | 0.90956 | 0.2 | 0.27 | 0.27 | 0.27 | 0.27 | 0.27 | 0.27 | 0.35 | 0.25 | 0.25 | 0.25 | 0.25 | 0.25 | 0.25 | 0.25 | 0.25 | 0.25 | 0.25 | 0.25 | 0.25 | 0.35 | 0.35 | 0.38 | 0.38 | Yes | Yes | Yes
UUTTR95017 | L | Utility System Efficiency | Utility Transmission System | Transformers (NEMA TP-1 or Higher) | Transformers (NEMA TP-1 or Higher) | System-System-Load-Shape-2015 | 30 | 70% | 0.90956 | 0.2 | 0.27 | 0.27 | 0.27 | 0.27 | 0.27 | 0.27 | 0.35 | 0.25 | 0.25 | 0.25 | 0.25 | 0.25 | 0.25 | 0.25 | 0.25 | 0.25 | 0.25 | 0.25 | 0.25 | 0.35 | 0.35 | 0.38 | 0.38 | Yes | Yes | Yes
UUTVM85018 | R | Utility System Efficiency | Utility Transmission System | Conservation Voltage Reduction (CVR) | Conservation Voltage Reduction (CVR) | System-System-Load-Shape-2015 | 10 | 70% | 0.46276 | 0.2 | 0.27 | 0.27 | 0.27 | 0.27 | 0.27 | 0.27 | 0.25 | 0.25 | 0.25 | 0.25 | 0.25 | 0.25 | 0.25 | 0.25 | 0.25 | 0.25 | 0.25 | 0.25 | 0.25 | 0.25 | 0.25 | 0.33 | 0.33 | Yes | Yes | Yes
UUTVM95018 | L | Utility System Efficiency | Utility Transmission System | Conservation Voltage Reduction (CVR) | Conservation Voltage Reduction (CVR) | System-System-Load-Shape-2015 | 10 | 70% | 0.46276 | 0.2 | 0.27 | 0.27 | 0.27 | 0.27 | 0.27 | 0.27 | 0.25 | 0.25 | 0.25 | 0.25 | 0.25 | 0.25 | 0.25 | 0.25 | 0.25 | 0.25 | 0.25 | 0.25 | 0.25 | 0.25 | 0.25 | 0.33 | 0.33 | Yes | Yes | Yes

## Custom Measure Capacity Factors
CUSTOM MEASURE SEASONAL CAPACITY FACTOR TABLE
Below is a reference table of all of the custom measures with estimate capacity savings factors used to convert custom project kWh savings into kW values.
To use them, multiply your estimated or actual kWh project savings by the appropriate factor for the refno of those kWh savings.
The peak times are defined as follows:
| Summer Evening: | July - Sept, Hours 16 to 18
| Winter Morning | Dec - Feb, Hours 8 to 10
| Winter Evening | Dec - Feb, Hours 17 to 19
Custom Measure RefNo | Resource Opportunity Type | Sector | End Use | Category | Technology/Activity/Practice | Default Load Shape | BPA System Summer Evening kW Multiplier | BPA System Winter Morning kW Multiplier | BPA System Winter Evening kW Multiplier
ACACC84001 | R | Agricultural | Compressed Air | Compressed Air System Controls | Compressed Air Control Improvements (non-VFD) | FLAT-System | 0.00012396 | 0.00012547 | 0.00012438
ACACC84002 | R | Agricultural | Compressed Air | Compressed Air System Controls | Compressed Air Control Improvements (VFD) | FLAT-System | 0.00012396 | 0.00012547 | 0.00012438
ACACC94001 | L | Agricultural | Compressed Air | Compressed Air System Controls | Compressed Air Control Improvements (non-VFD) | FLAT-System | 0.00012396 | 0.00012547 | 0.00012438
ACACC94002 | L | Agricultural | Compressed Air | Compressed Air System Controls | Compressed Air Control Improvements (VFD) | FLAT-System | 0.00012396 | 0.00012547 | 0.00012438
ACACI84003 | R | Agricultural | Compressed Air | Compressed Air System Improvements | Compressed Air System Compressor Improvements (non-VFD) | FLAT-System | 0.00012396 | 0.00012547 | 0.00012438
ACACI84004 | R | Agricultural | Compressed Air | Compressed Air System Improvements | Compressed Air System Compressor Improvements (VFD) | FLAT-System | 0.00012396 | 0.00012547 | 0.00012438
ACACI84005 | R | Agricultural | Compressed Air | Compressed Air System Improvements | Compressed Air System Demand Side Improvements | FLAT-System | 0.00012396 | 0.00012547 | 0.00012438
ACACI84006 | R | Agricultural | Compressed Air | Compressed Air System Improvements | Compressed Air System Dryer Improvements | FLAT-System | 0.00012396 | 0.00012547 | 0.00012438
ACACI84007 | R | Agricultural | Compressed Air | Compressed Air System Improvements | Compressed Air System Regulation Improvements | FLAT-System | 0.00012396 | 0.00012547 | 0.00012438
ACACI84008 | R | Agricultural | Compressed Air | Compressed Air System Improvements | Compressed Air System Storage Improvements | FLAT-System | 0.00012396 | 0.00012547 | 0.00012438
ACACI84009 | R | Agricultural | Compressed Air | Compressed Air System Improvements | Compressed Air System Supply Side Improvements | FLAT-System | 0.00012396 | 0.00012547 | 0.00012438
ACACI84010 | R | Agricultural | Compressed Air | Compressed Air System Improvements | Compressors | FLAT-System | 0.00012396 | 0.00012547 | 0.00012438
ACACI84091 | R | Agricultural | Compressed Air | Compressed Air System Improvements | Interactive Compressed Air System Supply/Demand Upgrade | FLAT-System | 0.00012396 | 0.00012547 | 0.00012438
ACACI94003 | L | Agricultural | Compressed Air | Compressed Air System Improvements | Compressed Air System Compressor Improvements (non-VFD) | FLAT-System | 0.00012396 | 0.00012547 | 0.00012438
ACACI94004 | L | Agricultural | Compressed Air | Compressed Air System Improvements | Compressed Air System Compressor Improvements (VFD) | FLAT-System | 0.00012396 | 0.00012547 | 0.00012438
ACACI94005 | L | Agricultural | Compressed Air | Compressed Air System Improvements | Compressed Air System Demand Side Improvements | FLAT-System | 0.00012396 | 0.00012547 | 0.00012438
ACACI94006 | L | Agricultural | Compressed Air | Compressed Air System Improvements | Compressed Air System Dryer Improvements | FLAT-System | 0.00012396 | 0.00012547 | 0.00012438
ACACI94007 | L | Agricultural | Compressed Air | Compressed Air System Improvements | Compressed Air System Regulation Improvements | FLAT-System | 0.00012396 | 0.00012547 | 0.00012438
ACACI94008 | L | Agricultural | Compressed Air | Compressed Air System Improvements | Compressed Air System Storage Improvements | FLAT-System | 0.00012396 | 0.00012547 | 0.00012438
ACACI94009 | L | Agricultural | Compressed Air | Compressed Air System Improvements | Compressed Air System Supply Side Improvements | FLAT-System | 0.00012396 | 0.00012547 | 0.00012438
ACACI94010 | L | Agricultural | Compressed Air | Compressed Air System Improvements | Compressors | FLAT-System | 0.00012396 | 0.00012547 | 0.00012438
ACACI94091 | L | Agricultural | Compressed Air | Compressed Air System Improvements | Interactive Compressed Air System Supply/Demand Upgrade | FLAT-System | 0.00012396 | 0.00012547 | 0.00012438
ACAHR84011 | R | Agricultural | Compressed Air | Heat Recovery | Heat Recovery Improvements | FLAT-System | 0.00012396 | 0.00012547 | 0.00012438
ACAHR94011 | L | Agricultural | Compressed Air | Heat Recovery | Heat Recovery Improvements | FLAT-System | 0.00012396 | 0.00012547 | 0.00012438
AHVHI84095 | R | Agricultural | HVAC | HVAC System Improvements | Interactive HVAC System Improvements | Commercial-All Com-Vent | 0.00020083 | 0.00017769 | 0.00016883
AHVHI94095 | L | Agricultural | HVAC | HVAC System Improvements | Interactive HVAC System Improvements | Commercial-All Com-Vent | 0.00020083 | 0.00017769 | 0.00016883
AIRCP84012 | R | Agricultural | Irrigation | Center Pivot System and Equipment | Center Pivot Conversions | A-Irr-Irr-Irrigation-All-All-E | 0.00033944 | 0 | 2.886e-06
AIRCP84013 | R | Agricultural | Irrigation | Center Pivot System and Equipment | Reduce System Friction Head | A-Irr-Irr-Irrigation-All-All-E | 0.00033944 | 0 | 2.886e-06
AIRCP84014 | R | Agricultural | Irrigation | Center Pivot System and Equipment | Reduce System Leakage | A-Irr-Irr-Irrigation-All-All-E | 0.00033944 | 0 | 2.886e-06
AIRCP84015 | R | Agricultural | Irrigation | Center Pivot System and Equipment | Reduce System Lift | A-Irr-Irr-Irrigation-All-All-E | 0.00033944 | 0 | 2.886e-06
AIRCP84016 | R | Agricultural | Irrigation | Center Pivot System and Equipment | System Water Delivery Improvements | A-Irr-Irr-Irrigation-All-All-E | 0.00033944 | 0 | 2.886e-06
AIRCP94012 | L | Agricultural | Irrigation | Center Pivot System and Equipment | Center Pivot Conversions | A-Irr-Irr-Irrigation-All-All-E | 0.00033944 | 0 | 2.886e-06
AIRCP94013 | L | Agricultural | Irrigation | Center Pivot System and Equipment | Reduce System Friction Head | A-Irr-Irr-Irrigation-All-All-E | 0.00033944 | 0 | 2.886e-06
AIRCP94014 | L | Agricultural | Irrigation | Center Pivot System and Equipment | Reduce System Leakage | A-Irr-Irr-Irrigation-All-All-E | 0.00033944 | 0 | 2.886e-06
AIRCP94015 | L | Agricultural | Irrigation | Center Pivot System and Equipment | Reduce System Lift | A-Irr-Irr-Irrigation-All-All-E | 0.00033944 | 0 | 2.886e-06
AIRCP94016 | L | Agricultural | Irrigation | Center Pivot System and Equipment | System Water Delivery Improvements | A-Irr-Irr-Irrigation-All-All-E | 0.00033944 | 0 | 2.886e-06
AIRDF84017 | R | Agricultural | Irrigation | Discharge Fitting Equipment | Drop Installation for Spray Heads/Pressure Regulators | A-Irr-Irr-Irrigation-All-All-E | 0.00033944 | 0 | 2.886e-06
AIRDF84018 | R | Agricultural | Irrigation | Discharge Fitting Equipment | Flow Control Nozzles and Diffuser | A-Irr-Irr-Irrigation-All-All-E | 0.00033944 | 0 | 2.886e-06
AIRDF84019 | R | Agricultural | Irrigation | Discharge Fitting Equipment | Impact Sprinkler Heads | A-Irr-Irr-Irrigation-All-All-E | 0.00033944 | 0 | 2.886e-06
AIRDF84020 | R | Agricultural | Irrigation | Discharge Fitting Equipment | Low Angle Heads | A-Irr-Irr-Irrigation-All-All-E | 0.00033944 | 0 | 2.886e-06
AIRDF84021 | R | Agricultural | Irrigation | Discharge Fitting Equipment | Low Pressure End guns/Big guns | A-Irr-Irr-Irrigation-All-All-E | 0.00033944 | 0 | 2.886e-06
AIRDF84022 | R | Agricultural | Irrigation | Discharge Fitting Equipment | Nozzle Replacement | A-Irr-Irr-Irrigation-All-All-E | 0.00033944 | 0 | 2.886e-06
AIRDF84023 | R | Agricultural | Irrigation | Discharge Fitting Equipment | Spray Heads | A-Irr-Irr-Irrigation-All-All-E | 0.00033944 | 0 | 2.886e-06
AIRDF94017 | L | Agricultural | Irrigation | Discharge Fitting Equipment | Drop Installation for Spray Heads/Pressure Regulators | A-Irr-Irr-Irrigation-All-All-E | 0.00033944 | 0 | 2.886e-06
AIRDF94018 | L | Agricultural | Irrigation | Discharge Fitting Equipment | Flow Control Nozzles and Diffuser | A-Irr-Irr-Irrigation-All-All-E | 0.00033944 | 0 | 2.886e-06
AIRDF94019 | L | Agricultural | Irrigation | Discharge Fitting Equipment | Impact Sprinkler Heads | A-Irr-Irr-Irrigation-All-All-E | 0.00033944 | 0 | 2.886e-06
AIRDF94020 | L | Agricultural | Irrigation | Discharge Fitting Equipment | Low Angle Heads | A-Irr-Irr-Irrigation-All-All-E | 0.00033944 | 0 | 2.886e-06
AIRDF94021 | L | Agricultural | Irrigation | Discharge Fitting Equipment | Low Pressure End guns/Big guns | A-Irr-Irr-Irrigation-All-All-E | 0.00033944 | 0 | 2.886e-06
AIRDF94022 | L | Agricultural | Irrigation | Discharge Fitting Equipment | Nozzle Replacement | A-Irr-Irr-Irrigation-All-All-E | 0.00033944 | 0 | 2.886e-06
AIRDF94023 | L | Agricultural | Irrigation | Discharge Fitting Equipment | Spray Heads | A-Irr-Irr-Irrigation-All-All-E | 0.00033944 | 0 | 2.886e-06
AIRHE84024 | R | Agricultural | Irrigation | Handmove and Sideroll System and Equipment | Reduce System Friction Head | A-Irr-Irr-Irrigation-All-All-E | 0.00033944 | 0 | 2.886e-06
AIRHE84025 | R | Agricultural | Irrigation | Handmove and Sideroll System and Equipment | Reduce System Leakage | A-Irr-Irr-Irrigation-All-All-E | 0.00033944 | 0 | 2.886e-06
AIRHE84026 | R | Agricultural | Irrigation | Handmove and Sideroll System and Equipment | Reduce System Lift | A-Irr-Irr-Irrigation-All-All-E | 0.00033944 | 0 | 2.886e-06
AIRHE84027 | R | Agricultural | Irrigation | Handmove and Sideroll System and Equipment | System Water Delivery Improvements | A-Irr-Irr-Irrigation-All-All-E | 0.00033944 | 0 | 2.886e-06
AIRHE94024 | L | Agricultural | Irrigation | Handmove and Sideroll System and Equipment | Reduce System Friction Head | A-Irr-Irr-Irrigation-All-All-E | 0.00033944 | 0 | 2.886e-06
AIRHE94025 | L | Agricultural | Irrigation | Handmove and Sideroll System and Equipment | Reduce System Leakage | A-Irr-Irr-Irrigation-All-All-E | 0.00033944 | 0 | 2.886e-06
AIRHE94026 | L | Agricultural | Irrigation | Handmove and Sideroll System and Equipment | Reduce System Lift | A-Irr-Irr-Irrigation-All-All-E | 0.00033944 | 0 | 2.886e-06
AIRHE94027 | L | Agricultural | Irrigation | Handmove and Sideroll System and Equipment | System Water Delivery Improvements | A-Irr-Irr-Irrigation-All-All-E | 0.00033944 | 0 | 2.886e-06
AIRIS84028 | R | Agricultural | Irrigation | Irrigation System Improvements | Change in Water Source | A-Irr-Irr-Irrigation-All-All-E | 0.00033944 | 0 | 2.886e-06
AIRIS84029 | R | Agricultural | Irrigation | Irrigation System Improvements | Irrigation System Improvements | A-Irr-Irr-Irrigation-All-All-E | 0.00033944 | 0 | 2.886e-06
AIRIS84030 | R | Agricultural | Irrigation | Irrigation System Improvements | Reduce Delivery System Leakage | A-Irr-Irr-Irrigation-All-All-E | 0.00033944 | 0 | 2.886e-06
AIRIS84096 | R | Agricultural | Irrigation | Irrigation System Improvements | Irrigation System Control Improvements (VFD) | A-Irr-Irr-Irrigation-All-All-E | 0.00033944 | 0 | 2.886e-06
AIRIS84097 | R | Agricultural | Irrigation | Irrigation System Improvements | Irrigation System Control Improvements (non-VFD) | A-Irr-Irr-Irrigation-All-All-E | 0.00033944 | 0 | 2.886e-06
AIRIS94028 | L | Agricultural | Irrigation | Irrigation System Improvements | Change in Water Source | A-Irr-Irr-Irrigation-All-All-E | 0.00033944 | 0 | 2.886e-06
AIRIS94029 | L | Agricultural | Irrigation | Irrigation System Improvements | Irrigation System Improvements | A-Irr-Irr-Irrigation-All-All-E | 0.00033944 | 0 | 2.886e-06
AIRIS94030 | L | Agricultural | Irrigation | Irrigation System Improvements | Reduce Delivery System Leakage | A-Irr-Irr-Irrigation-All-All-E | 0.00033944 | 0 | 2.886e-06
AIRIS94096 | L | Agricultural | Irrigation | Irrigation System Improvements | Irrigation System Control Improvements (VFD) | A-Irr-Irr-Irrigation-All-All-E | 0.00033944 | 0 | 2.886e-06
AIRIS94097 | L | Agricultural | Irrigation | Irrigation System Improvements | Irrigation System Control Improvements (non-VFD) | A-Irr-Irr-Irrigation-All-All-E | 0.00033944 | 0 | 2.886e-06
AIRMS84031 | R | Agricultural | Irrigation | Mainline System and Equipment | Interactive Mainline System and Equipment Improvements | A-Irr-Irr-Irrigation-All-All-E | 0.00033944 | 0 | 2.886e-06
AIRMS84032 | R | Agricultural | Irrigation | Mainline System and Equipment | Mainline System Pump Improvements | A-Irr-Irr-Irrigation-All-All-E | 0.00033944 | 0 | 2.886e-06
AIRMS84033 | R | Agricultural | Irrigation | Mainline System and Equipment | Reduce Friction Loss | A-Irr-Irr-Irrigation-All-All-E | 0.00033944 | 0 | 2.886e-06
AIRMS84034 | R | Agricultural | Irrigation | Mainline System and Equipment | Reduce System Friction Head | A-Irr-Irr-Irrigation-All-All-E | 0.00033944 | 0 | 2.886e-06
AIRMS84035 | R | Agricultural | Irrigation | Mainline System and Equipment | Reduce System Leakage | A-Irr-Irr-Irrigation-All-All-E | 0.00033944 | 0 | 2.886e-06
AIRMS84036 | R | Agricultural | Irrigation | Mainline System and Equipment | Reduce System Lift | A-Irr-Irr-Irrigation-All-All-E | 0.00033944 | 0 | 2.886e-06
AIRMS84037 | R | Agricultural | Irrigation | Mainline System and Equipment | System Water Delivery Improvements | A-Irr-Irr-Irrigation-All-All-E | 0.00033944 | 0 | 2.886e-06
AIRMS84098 | R | Agricultural | Irrigation | Mainline System and Equipment | Gravity Feed Pressurization Improvements | A-Irr-Irr-Irrigation-All-All-E | 0.00033944 | 0 | 2.886e-06
AIRMS94031 | L | Agricultural | Irrigation | Mainline System and Equipment | Interactive Mainline System and Equipment Improvements | A-Irr-Irr-Irrigation-All-All-E | 0.00033944 | 0 | 2.886e-06
AIRMS94032 | L | Agricultural | Irrigation | Mainline System and Equipment | Mainline System Pump Improvements | A-Irr-Irr-Irrigation-All-All-E | 0.00033944 | 0 | 2.886e-06
AIRMS94033 | L | Agricultural | Irrigation | Mainline System and Equipment | Reduce Friction Loss | A-Irr-Irr-Irrigation-All-All-E | 0.00033944 | 0 | 2.886e-06
AIRMS94034 | L | Agricultural | Irrigation | Mainline System and Equipment | Reduce System Friction Head | A-Irr-Irr-Irrigation-All-All-E | 0.00033944 | 0 | 2.886e-06
AIRMS94035 | L | Agricultural | Irrigation | Mainline System and Equipment | Reduce System Leakage | A-Irr-Irr-Irrigation-All-All-E | 0.00033944 | 0 | 2.886e-06
AIRMS94036 | L | Agricultural | Irrigation | Mainline System and Equipment | Reduce System Lift | A-Irr-Irr-Irrigation-All-All-E | 0.00033944 | 0 | 2.886e-06
AIRMS94037 | L | Agricultural | Irrigation | Mainline System and Equipment | System Water Delivery Improvements | A-Irr-Irr-Irrigation-All-All-E | 0.00033944 | 0 | 2.886e-06
AIRMS94098 | L | Agricultural | Irrigation | Mainline System and Equipment | Gravity Feed Pressurization Improvements | A-Irr-Irr-Irrigation-All-All-E | 0.00033944 | 0 | 2.886e-06
AIRPF84038 | R | Agricultural | Irrigation | Pumps and Fans | Centrifugal Pump System Improvements | A-Irr-Irr-Irrigation-All-All-E | 0.00033944 | 0 | 2.886e-06
AIRPF84039 | R | Agricultural | Irrigation | Pumps and Fans | Turbine Pump System Improvements | A-Irr-Irr-Irrigation-All-All-E | 0.00033944 | 0 | 2.886e-06
AIRPF94038 | L | Agricultural | Irrigation | Pumps and Fans | Centrifugal Pump System Improvements | A-Irr-Irr-Irrigation-All-All-E | 0.00033944 | 0 | 2.886e-06
AIRPF94039 | L | Agricultural | Irrigation | Pumps and Fans | Turbine Pump System Improvements | A-Irr-Irr-Irrigation-All-All-E | 0.00033944 | 0 | 2.886e-06
AIRSF84041 | R | Agricultural | Irrigation | Suction Fittings Equipment | Reduce Cavitation | A-Irr-Irr-Irrigation-All-All-E | 0.00033944 | 0 | 2.886e-06
AIRSF84042 | R | Agricultural | Irrigation | Suction Fittings Equipment | Reduce System Friction Head | A-Irr-Irr-Irrigation-All-All-E | 0.00033944 | 0 | 2.886e-06
AIRSF84043 | R | Agricultural | Irrigation | Suction Fittings Equipment | Reduce System Leakage | A-Irr-Irr-Irrigation-All-All-E | 0.00033944 | 0 | 2.886e-06
AIRSF84044 | R | Agricultural | Irrigation | Suction Fittings Equipment | Reduce System Lift | A-Irr-Irr-Irrigation-All-All-E | 0.00033944 | 0 | 2.886e-06
AIRSF94041 | L | Agricultural | Irrigation | Suction Fittings Equipment | Reduce Cavitation | A-Irr-Irr-Irrigation-All-All-E | 0.00033944 | 0 | 2.886e-06
AIRSF94042 | L | Agricultural | Irrigation | Suction Fittings Equipment | Reduce System Friction Head | A-Irr-Irr-Irrigation-All-All-E | 0.00033944 | 0 | 2.886e-06
AIRSF94043 | L | Agricultural | Irrigation | Suction Fittings Equipment | Reduce System Leakage | A-Irr-Irr-Irrigation-All-All-E | 0.00033944 | 0 | 2.886e-06
AIRSF94044 | L | Agricultural | Irrigation | Suction Fittings Equipment | Reduce System Lift | A-Irr-Irr-Irrigation-All-All-E | 0.00033944 | 0 | 2.886e-06
ALIDE84045 | R | Agricultural | Lighting | Delamping | Delamping | Commercial-All Com-IntLight | 0.00018986 | 0.00021686 | 0.00019465
ALIDE94045 | L | Agricultural | Lighting | Delamping | Delamping | Commercial-All Com-IntLight | 0.00018986 | 0.00021686 | 0.00019465
ALILB84046 | R | Agricultural | Lighting | Lamps/Ballasts/Fixtures | Lamps/Ballasts | Commercial-All Com-IntLight | 0.00018986 | 0.00021686 | 0.00019465
ALILB84047 | R | Agricultural | Lighting | Lamps/Ballasts/Fixtures | Lamps/Ballasts w/Controls | Commercial-All Com-IntLight | 0.00018986 | 0.00021686 | 0.00019465
ALILB84048 | R | Agricultural | Lighting | Lamps/Ballasts/Fixtures | Lamps/Ballasts w/Delamping | Commercial-All Com-IntLight | 0.00018986 | 0.00021686 | 0.00019465
ALILB84049 | R | Agricultural | Lighting | Lamps/Ballasts/Fixtures | Lamps/Ballasts w/Delamping and Controls | Commercial-All Com-IntLight | 0.00018986 | 0.00021686 | 0.00019465
ALILB84050 | R | Agricultural | Lighting | Lamps/Ballasts/Fixtures | Lamps/Ballasts/Fixtures | Commercial-All Com-IntLight | 0.00018986 | 0.00021686 | 0.00019465
ALILB84051 | R | Agricultural | Lighting | Lamps/Ballasts/Fixtures | Lamps/Ballasts/Fixtures w/Controls | Commercial-All Com-IntLight | 0.00018986 | 0.00021686 | 0.00019465
ALILB84052 | R | Agricultural | Lighting | Lamps/Ballasts/Fixtures | Lamps/Ballasts/Fixtures w/Delamping | Commercial-All Com-IntLight | 0.00018986 | 0.00021686 | 0.00019465
ALILB84053 | R | Agricultural | Lighting | Lamps/Ballasts/Fixtures | Lamps/Ballasts/Fixtures w/Delamping and Controls | Commercial-All Com-IntLight | 0.00018986 | 0.00021686 | 0.00019465
ALILB84054 | R | Agricultural | Lighting | Lamps/Ballasts/Fixtures | Stall Lighting | Commercial-All Com-IntLight | 0.00018986 | 0.00021686 | 0.00019465
ALILB84099 | R | Agricultural | Lighting | Lamps/Ballasts/Fixtures | T8 Linear Fluorescents | Commercial-All Com-IntLight | 0.00018986 | 0.00021686 | 0.00019465
ALILB84100 | R | Agricultural | Lighting | Lamps/Ballasts/Fixtures | Compact Fluorescents | Commercial-All Com-IntLight | 0.00018986 | 0.00021686 | 0.00019465
ALILB84101 | R | Agricultural | Lighting | Lamps/Ballasts/Fixtures | Induction | Commercial-All Com-IntLight | 0.00018986 | 0.00021686 | 0.00019465
ALILB84102 | R | Agricultural | Lighting | Lamps/Ballasts/Fixtures | Electronic Metal Halide | Commercial-All Com-IntLight | 0.00018986 | 0.00021686 | 0.00019465
ALILB84103 | R | Agricultural | Lighting | Lamps/Ballasts/Fixtures | Linear Fluorescent High Bay | Commercial-All Com-IntLight | 0.00018986 | 0.00021686 | 0.00019465
ALILB84104 | R | Agricultural | Lighting | Lamps/Ballasts/Fixtures | LED Screw-in/Small fixtures | Commercial-All Com-IntLight | 0.00018986 | 0.00021686 | 0.00019465
ALILB84105 | R | Agricultural | Lighting | Lamps/Ballasts/Fixtures | LED Tubes and Troffers | Commercial-All Com-IntLight | 0.00018986 | 0.00021686 | 0.00019465
ALILB84106 | R | Agricultural | Lighting | Lamps/Ballasts/Fixtures | LED Exterior General Area | Commercial-All Com-ExtLight | 0.00010952 | 5.4508e-05 | 0.00024983
ALILB84107 | R | Agricultural | Lighting | Lamps/Ballasts/Fixtures | LED High Bay | Commercial-All Com-IntLight | 0.00018986 | 0.00021686 | 0.00019465
ALILB84108 | R | Agricultural | Lighting | Lamps/Ballasts/Fixtures | LED Parking Garage | FLAT-System | 0.00012396 | 0.00012547 | 0.00012438
ALILB84109 | R | Agricultural | Lighting | Lamps/Ballasts/Fixtures | Linear LED | Commercial-All Com-IntLight | 0.00018986 | 0.00021686 | 0.00019465
ALILB84110 | R | Agricultural | Lighting | Lamps/Ballasts/Fixtures | LED Other | Commercial-All Com-IntLight | 0.00018986 | 0.00021686 | 0.00019465
ALILB84112 | R | Agricultural | Lighting | Lamps/Ballasts/Fixtures | Decommissioning/Fixtures Increase | Commercial-All Com-IntLight | 0.00018986 | 0.00021686 | 0.00019465
ALILB84113 | R | Agricultural | Lighting | Lamps/Ballasts/Fixtures | Non-Standard / Other | Commercial-All Com-IntLight | 0.00018986 | 0.00021686 | 0.00019465
ALILB84123 | R | Agricultural | Lighting | Lamps/Ballasts/Fixtures | LED Low Bay | Commercial-All Com-IntLight | 0.00018986 | 0.00021686 | 0.00019465
ALILB84124 | R | Agricultural | Lighting | Lamps/Ballasts/Fixtures | LED Mogul Base | Commercial-All Com-IntLight | 0.00018986 | 0.00021686 | 0.00019465
ALILB84125 | R | Agricultural | Lighting | Lamps/Ballasts/Fixtures | LED Exit Sign | FLAT-System | 0.00012396 | 0.00012547 | 0.00012438
ALILB84126 | R | Agricultural | Lighting | Lamps/Ballasts/Fixtures | Fluorescent | Commercial-All Com-IntLight | 0.00018986 | 0.00021686 | 0.00019465
ALILB84127 | R | Agricultural | Lighting | Lamps/Ballasts/Fixtures | Signage | Commercial-All Com-IntLight | 0.00018986 | 0.00021686 | 0.00019465
ALILB84128 | R | Agricultural | Lighting | Lamps/Ballasts/Fixtures | Existing Equipment | Commercial-All Com-IntLight | 0.00018986 | 0.00021686 | 0.00019465
ALILB94046 | L | Agricultural | Lighting | Lamps/Ballasts/Fixtures | Lamps/Ballasts | Commercial-All Com-IntLight | 0.00018986 | 0.00021686 | 0.00019465
ALILB94047 | L | Agricultural | Lighting | Lamps/Ballasts/Fixtures | Lamps/Ballasts w/Controls | Commercial-All Com-IntLight | 0.00018986 | 0.00021686 | 0.00019465
ALILB94048 | L | Agricultural | Lighting | Lamps/Ballasts/Fixtures | Lamps/Ballasts w/Delamping | Commercial-All Com-IntLight | 0.00018986 | 0.00021686 | 0.00019465
ALILB94049 | L | Agricultural | Lighting | Lamps/Ballasts/Fixtures | Lamps/Ballasts w/Delamping and Controls | Commercial-All Com-IntLight | 0.00018986 | 0.00021686 | 0.00019465
ALILB94050 | L | Agricultural | Lighting | Lamps/Ballasts/Fixtures | Lamps/Ballasts/Fixtures | Commercial-All Com-IntLight | 0.00018986 | 0.00021686 | 0.00019465
ALILB94051 | L | Agricultural | Lighting | Lamps/Ballasts/Fixtures | Lamps/Ballasts/Fixtures w/Controls | Commercial-All Com-IntLight | 0.00018986 | 0.00021686 | 0.00019465
ALILB94052 | L | Agricultural | Lighting | Lamps/Ballasts/Fixtures | Lamps/Ballasts/Fixtures w/Delamping | Commercial-All Com-IntLight | 0.00018986 | 0.00021686 | 0.00019465
ALILB94053 | L | Agricultural | Lighting | Lamps/Ballasts/Fixtures | Lamps/Ballasts/Fixtures w/Delamping and Controls | Commercial-All Com-IntLight | 0.00018986 | 0.00021686 | 0.00019465
ALILB94054 | L | Agricultural | Lighting | Lamps/Ballasts/Fixtures | Stall Lighting | Commercial-All Com-IntLight | 0.00018986 | 0.00021686 | 0.00019465
ALILB94099 | L | Agricultural | Lighting | Lamps/Ballasts/Fixtures | T8 Linear Fluorescents | Commercial-All Com-IntLight | 0.00018986 | 0.00021686 | 0.00019465
ALILB94100 | L | Agricultural | Lighting | Lamps/Ballasts/Fixtures | Compact Fluorescents | Commercial-All Com-IntLight | 0.00018986 | 0.00021686 | 0.00019465
ALILB94101 | L | Agricultural | Lighting | Lamps/Ballasts/Fixtures | Induction | Commercial-All Com-IntLight | 0.00018986 | 0.00021686 | 0.00019465
ALILB94102 | L | Agricultural | Lighting | Lamps/Ballasts/Fixtures | Electronic Metal Halide | Commercial-All Com-IntLight | 0.00018986 | 0.00021686 | 0.00019465
ALILB94103 | L | Agricultural | Lighting | Lamps/Ballasts/Fixtures | Linear Fluorescent High Bay | Commercial-All Com-IntLight | 0.00018986 | 0.00021686 | 0.00019465
ALILB94104 | L | Agricultural | Lighting | Lamps/Ballasts/Fixtures | LED Screw-in/Small fixtures | Commercial-All Com-IntLight | 0.00018986 | 0.00021686 | 0.00019465
ALILB94105 | L | Agricultural | Lighting | Lamps/Ballasts/Fixtures | LED Tubes and Troffers | Commercial-All Com-IntLight | 0.00018986 | 0.00021686 | 0.00019465
ALILB94106 | L | Agricultural | Lighting | Lamps/Ballasts/Fixtures | LED Exterior General Area | Commercial-All Com-ExtLight | 0.00010952 | 5.4508e-05 | 0.00024983
ALILB94107 | L | Agricultural | Lighting | Lamps/Ballasts/Fixtures | LED High Bay | Commercial-All Com-IntLight | 0.00018986 | 0.00021686 | 0.00019465
ALILB94108 | L | Agricultural | Lighting | Lamps/Ballasts/Fixtures | LED Parking Garage | FLAT-System | 0.00012396 | 0.00012547 | 0.00012438
ALILB94109 | L | Agricultural | Lighting | Lamps/Ballasts/Fixtures | Linear LED | Commercial-All Com-IntLight | 0.00018986 | 0.00021686 | 0.00019465
ALILB94110 | L | Agricultural | Lighting | Lamps/Ballasts/Fixtures | LED Other | Commercial-All Com-IntLight | 0.00018986 | 0.00021686 | 0.00019465
ALILB94112 | L | Agricultural | Lighting | Lamps/Ballasts/Fixtures | Decommissioning/Fixtures Increase | Commercial-All Com-IntLight | 0.00018986 | 0.00021686 | 0.00019465
ALILB94113 | L | Agricultural | Lighting | Lamps/Ballasts/Fixtures | Non-Standard / Other | Commercial-All Com-IntLight | 0.00018986 | 0.00021686 | 0.00019465
ALILB94114 | L | Agricultural | Lighting | Lamps/Ballasts/Fixtures | New Construction | Commercial-All Com-IntLight | 0.00018986 | 0.00021686 | 0.00019465
ALILB94123 | L | Agricultural | Lighting | Lamps/Ballasts/Fixtures | LED Low Bay | Commercial-All Com-IntLight | 0.00018986 | 0.00021686 | 0.00019465
ALILB94124 | L | Agricultural | Lighting | Lamps/Ballasts/Fixtures | LED Mogul Base | Commercial-All Com-IntLight | 0.00018986 | 0.00021686 | 0.00019465
ALILB94125 | L | Agricultural | Lighting | Lamps/Ballasts/Fixtures | LED Exit Sign | FLAT-System | 0.00012396 | 0.00012547 | 0.00012438
ALILB94126 | L | Agricultural | Lighting | Lamps/Ballasts/Fixtures | Fluorescent | Commercial-All Com-IntLight | 0.00018986 | 0.00021686 | 0.00019465
ALILB94127 | L | Agricultural | Lighting | Lamps/Ballasts/Fixtures | Signage | Commercial-All Com-IntLight | 0.00018986 | 0.00021686 | 0.00019465
ALILB94128 | L | Agricultural | Lighting | Lamps/Ballasts/Fixtures | Existing Equipment | Commercial-All Com-IntLight | 0.00018986 | 0.00021686 | 0.00019465
ALILC84055 | R | Agricultural | Lighting | Lighting Controls | Control Panels | Commercial-All Com-IntLight | 0.00018986 | 0.00021686 | 0.00019465
ALILC84056 | R | Agricultural | Lighting | Lighting Controls | Daylighting | Commercial-All Com-IntLight | 0.00018986 | 0.00021686 | 0.00019465
ALILC84057 | R | Agricultural | Lighting | Lighting Controls | Occupancy Sensors | Commercial-All Com-IntLight | 0.00018986 | 0.00021686 | 0.00019465
ALILC84058 | R | Agricultural | Lighting | Lighting Controls | Photocells | Commercial-All Com-ExtLight | 0.00010952 | 5.4508e-05 | 0.00024983
ALILC84059 | R | Agricultural | Lighting | Lighting Controls | Timers | Commercial-All Com-IntLight | 0.00018986 | 0.00021686 | 0.00019465
ALILC84111 | R | Agricultural | Lighting | Lighting Controls | Controls | Commercial-All Com-IntLight | 0.00018986 | 0.00021686 | 0.00019465
ALILC94055 | L | Agricultural | Lighting | Lighting Controls | Control Panels | Commercial-All Com-IntLight | 0.00018986 | 0.00021686 | 0.00019465
ALILC94056 | L | Agricultural | Lighting | Lighting Controls | Daylighting | Commercial-All Com-IntLight | 0.00018986 | 0.00021686 | 0.00019465
ALILC94057 | L | Agricultural | Lighting | Lighting Controls | Occupancy Sensors | Commercial-All Com-IntLight | 0.00018986 | 0.00021686 | 0.00019465
ALILC94058 | L | Agricultural | Lighting | Lighting Controls | Photocells | Commercial-All Com-ExtLight | 0.00010952 | 5.4508e-05 | 0.00024983
ALILC94059 | L | Agricultural | Lighting | Lighting Controls | Timers | Commercial-All Com-IntLight | 0.00018986 | 0.00021686 | 0.00019465
ALILC94111 | L | Agricultural | Lighting | Lighting Controls | Controls | Commercial-All Com-IntLight | 0.00018986 | 0.00021686 | 0.00019465
AMDCI84092 | R | Agricultural | Motors/Drives | Compressed Air System Improvements | Motors/Drives Installation on Compressed Air System | FLAT-System | 0.00012396 | 0.00012547 | 0.00012438
AMDCI94092 | L | Agricultural | Motors/Drives | Compressed Air System Improvements | Motors/Drives Installation on Compressed Air System | FLAT-System | 0.00012396 | 0.00012547 | 0.00012438
AMDMC84061 | R | Agricultural | Motors/Drives | Motors/Drives Controls | Dairy Milking Machine Control Improvements (VFD) | A-Da-Proc-MilkingSchedule-All-All-S | 0.00037188 | 0.00037594 | 0.00037313
AMDMC84062 | R | Agricultural | Motors/Drives | Motors/Drives Controls | Electronically Commutated Motor (ECM) | A-Irr-Irr-Irrigation-All-All-E | 0.00033944 | 0 | 2.886e-06
AMDMC84063 | R | Agricultural | Motors/Drives | Motors/Drives Controls | Energy Management Systems/System Controls | A-Irr-Irr-Irrigation-All-All-E | 0.00033944 | 0 | 2.886e-06
AMDMC84064 | R | Agricultural | Motors/Drives | Motors/Drives Controls | Motors/Drives Control Improvements (non-VFD) | A-Da-Proc-MilkingSchedule-All-All-S | 0.00037188 | 0.00037594 | 0.00037313
AMDMC94061 | L | Agricultural | Motors/Drives | Motors/Drives Controls | Dairy Milking Machine Control Improvements (VFD) | A-Da-Proc-MilkingSchedule-All-All-S | 0.00037188 | 0.00037594 | 0.00037313
AMDMC94062 | L | Agricultural | Motors/Drives | Motors/Drives Controls | Electronically Commutated Motor (ECM) | A-Irr-Irr-Irrigation-All-All-E | 0.00033944 | 0 | 2.886e-06
AMDMC94063 | L | Agricultural | Motors/Drives | Motors/Drives Controls | Energy Management Systems/System Controls | A-Irr-Irr-Irrigation-All-All-E | 0.00033944 | 0 | 2.886e-06
AMDMC94064 | L | Agricultural | Motors/Drives | Motors/Drives Controls | Motors/Drives Control Improvements (non-VFD) | A-Da-Proc-MilkingSchedule-All-All-S | 0.00037188 | 0.00037594 | 0.00037313
AMDMO84060 | R | Agricultural | Motors/Drives | Motors | Motors | A-Irr-Irr-Irrigation-All-All-E | 0.00033944 | 0 | 2.886e-06
AMDMO94060 | L | Agricultural | Motors/Drives | Motors | Motors | A-Irr-Irr-Irrigation-All-All-E | 0.00033944 | 0 | 2.886e-06
AMDPF84066 | R | Agricultural | Motors/Drives | Pumps and Fans | Motors/Drives Installation on Fan System | A-Da-Proc-MilkingSchedule-All-All-S | 0.00037188 | 0.00037594 | 0.00037313
AMDPF84093 | R | Agricultural | Motors/Drives | Pumps and Fans | Motors/Drives Installation on Pump System | A-Irr-Irr-Irrigation-All-All-E | 0.00033944 | 0 | 2.886e-06
AMDPF94066 | L | Agricultural | Motors/Drives | Pumps and Fans | Motors/Drives Installation on Fan System | A-Da-Proc-MilkingSchedule-All-All-S | 0.00037188 | 0.00037594 | 0.00037313
AMDPF94093 | L | Agricultural | Motors/Drives | Pumps and Fans | Motors/Drives Installation on Pump System | A-Irr-Irr-Irrigation-All-All-E | 0.00033944 | 0 | 2.886e-06
APLPF84068 | R | Agricultural | Process Loads | Pumps and Fans | Centrifugal Pump System Improvements | A-Irr-Irr-Irrigation-All-All-E | 0.00033944 | 0 | 2.886e-06
APLPF84069 | R | Agricultural | Process Loads | Pumps and Fans | Fan System Improvements | A-Irr-Irr-Irrigation-All-All-E | 0.00033944 | 0 | 2.886e-06
APLPF84070 | R | Agricultural | Process Loads | Pumps and Fans | Pump System Improvements | A-Irr-Irr-Irrigation-All-All-E | 0.00033944 | 0 | 2.886e-06
APLPF84071 | R | Agricultural | Process Loads | Pumps and Fans | Turbine Pump System Improvements | A-Irr-Irr-Irrigation-All-All-E | 0.00033944 | 0 | 2.886e-06
APLPF84072 | R | Agricultural | Process Loads | Pumps and Fans | Vacuum Pump System Improvements | A-Irr-Irr-Irrigation-All-All-E | 0.00033944 | 0 | 2.886e-06
APLPF94068 | L | Agricultural | Process Loads | Pumps and Fans | Centrifugal Pump System Improvements | A-Irr-Irr-Irrigation-All-All-E | 0.00033944 | 0 | 2.886e-06
APLPF94069 | L | Agricultural | Process Loads | Pumps and Fans | Fan System Improvements | A-Irr-Irr-Irrigation-All-All-E | 0.00033944 | 0 | 2.886e-06
APLPF94070 | L | Agricultural | Process Loads | Pumps and Fans | Pump System Improvements | A-Irr-Irr-Irrigation-All-All-E | 0.00033944 | 0 | 2.886e-06
APLPF94071 | L | Agricultural | Process Loads | Pumps and Fans | Turbine Pump System Improvements | A-Irr-Irr-Irrigation-All-All-E | 0.00033944 | 0 | 2.886e-06
APLPF94072 | L | Agricultural | Process Loads | Pumps and Fans | Vacuum Pump System Improvements | A-Irr-Irr-Irrigation-All-All-E | 0.00033944 | 0 | 2.886e-06
APLPL84094 | R | Agricultural | Process Loads | Process Loads System Improvements | Interactive Process Loads System Improvements | A-Irr-Irr-Irrigation-All-All-E | 0.00033944 | 0 | 2.886e-06
APLPL94094 | L | Agricultural | Process Loads | Process Loads System Improvements | Interactive Process Loads System Improvements | A-Irr-Irr-Irrigation-All-All-E | 0.00033944 | 0 | 2.886e-06
AREDS84073 | R | Agricultural | Refrigeration | Dairy System Improvements | Heat Recovery Improvements | A-Da-Proc-MilkingSchedule-All-All-S | 0.00037188 | 0.00037594 | 0.00037313
AREDS84074 | R | Agricultural | Refrigeration | Dairy System Improvements | Plate Milk Pre-cooler | A-Da-Proc-MilkingSchedule-All-All-S | 0.00037188 | 0.00037594 | 0.00037313
AREDS94073 | L | Agricultural | Refrigeration | Dairy System Improvements | Heat Recovery Improvements | A-Da-Proc-MilkingSchedule-All-All-S | 0.00037188 | 0.00037594 | 0.00037313
AREDS94074 | L | Agricultural | Refrigeration | Dairy System Improvements | Plate Milk Pre-cooler | A-Da-Proc-MilkingSchedule-All-All-S | 0.00037188 | 0.00037594 | 0.00037313
AREHR84075 | R | Agricultural | Refrigeration | Heat Recovery | Heat Recovery Improvements | A-Da-Proc-MilkingSchedule-All-All-S | 0.00037188 | 0.00037594 | 0.00037313
AREHR94075 | L | Agricultural | Refrigeration | Heat Recovery | Heat Recovery Improvements | A-Da-Proc-MilkingSchedule-All-All-S | 0.00037188 | 0.00037594 | 0.00037313
AREPF84077 | R | Agricultural | Refrigeration | Pumps and Fans | Condensor Fan System Improvements | C-All-Ref-Refrig-All-All-C | 0.00014745 | 0.00011843 | 0.00012635
AREPF84078 | R | Agricultural | Refrigeration | Pumps and Fans | Evaporator Coil Fan System Improvements | C-All-Ref-Refrig-All-All-C | 0.00014745 | 0.00011843 | 0.00012635
AREPF84079 | R | Agricultural | Refrigeration | Pumps and Fans | Evaporator Fan System Improvements | C-All-Ref-Refrig-All-All-C | 0.00014745 | 0.00011843 | 0.00012635
AREPF94077 | L | Agricultural | Refrigeration | Pumps and Fans | Condensor Fan System Improvements | C-All-Ref-Refrig-All-All-C | 0.00014745 | 0.00011843 | 0.00012635
AREPF94078 | L | Agricultural | Refrigeration | Pumps and Fans | Evaporator Coil Fan System Improvements | C-All-Ref-Refrig-All-All-C | 0.00014745 | 0.00011843 | 0.00012635
AREPF94079 | L | Agricultural | Refrigeration | Pumps and Fans | Evaporator Fan System Improvements | C-All-Ref-Refrig-All-All-C | 0.00014745 | 0.00011843 | 0.00012635
AREPR84076 | R | Agricultural | Refrigeration | Packaged Refrigeration | Packaged Refrigeration System Improvements | C-All-Ref-Refrig-All-All-C | 0.00014745 | 0.00011843 | 0.00012635
AREPR94076 | L | Agricultural | Refrigeration | Packaged Refrigeration | Packaged Refrigeration System Improvements | C-All-Ref-Refrig-All-All-C | 0.00014745 | 0.00011843 | 0.00012635
ARERC84080 | R | Agricultural | Refrigeration | Refrigeration System Controls | Defrost Control Improvements | C-All-Ref-Refrig-All-All-C | 0.00014745 | 0.00011843 | 0.00012635
ARERC84081 | R | Agricultural | Refrigeration | Refrigeration System Controls | Refrigeration Control Improvements (non-VFD) | C-All-Ref-Refrig-All-All-C | 0.00014745 | 0.00011843 | 0.00012635
ARERC84082 | R | Agricultural | Refrigeration | Refrigeration System Controls | Refrigeration Control Improvements (VFD) | C-All-Ref-Refrig-All-All-C | 0.00014745 | 0.00011843 | 0.00012635
ARERC94080 | L | Agricultural | Refrigeration | Refrigeration System Controls | Defrost Control Improvements | C-All-Ref-Refrig-All-All-C | 0.00014745 | 0.00011843 | 0.00012635
ARERC94081 | L | Agricultural | Refrigeration | Refrigeration System Controls | Refrigeration Control Improvements (non-VFD) | C-All-Ref-Refrig-All-All-C | 0.00014745 | 0.00011843 | 0.00012635
ARERC94082 | L | Agricultural | Refrigeration | Refrigeration System Controls | Refrigeration Control Improvements (VFD) | C-All-Ref-Refrig-All-All-C | 0.00014745 | 0.00011843 | 0.00012635
ARERI84083 | R | Agricultural | Refrigeration | Refrigeration System Improvements | Chiller Improvements | Commercial-All Com-Cool | 0.00060202 | 9.2299e-05 | 0.00018055
ARERI84084 | R | Agricultural | Refrigeration | Refrigeration System Improvements | Insulation | C-All-Ref-Refrig-All-All-C | 0.00014745 | 0.00011843 | 0.00012635
ARERI84085 | R | Agricultural | Refrigeration | Refrigeration System Improvements | Interactive Refrigeration System Improvements | C-All-Ref-Refrig-All-All-C | 0.00014745 | 0.00011843 | 0.00012635
ARERI94083 | L | Agricultural | Refrigeration | Refrigeration System Improvements | Chiller Improvements | Commercial-All Com-Cool | 0.00060202 | 9.2299e-05 | 0.00018055
ARERI94084 | L | Agricultural | Refrigeration | Refrigeration System Improvements | Insulation | C-All-Ref-Refrig-All-All-C | 0.00014745 | 0.00011843 | 0.00012635
ARERI94085 | L | Agricultural | Refrigeration | Refrigeration System Improvements | Interactive Refrigeration System Improvements | C-All-Ref-Refrig-All-All-C | 0.00014745 | 0.00011843 | 0.00012635
AUDTR84086 | R | Agricultural | Utility Distribution System | Transformers | De-Energization | A-Irr-Irr-Irrigation-All-All-E | 0.00033944 | 0 | 2.886e-06
AUDTR94086 | L | Agricultural | Utility Distribution System | Transformers | De-Energization | A-Irr-Irr-Irrigation-All-All-E | 0.00033944 | 0 | 2.886e-06
AWBWB84090 | R | Agricultural | Whole Bldg/Meter Level | Whole Bldg/Meter Level System Improvements | Interactive Whole Bldg/Meter Level System Improvements | A-Da-Proc-MilkingSchedule-All-All-S | 0.00037188 | 0.00037594 | 0.00037313
AWBWB94090 | L | Agricultural | Whole Bldg/Meter Level | Whole Bldg/Meter Level System Improvements | Interactive Whole Bldg/Meter Level System Improvements | A-Da-Proc-MilkingSchedule-All-All-S | 0.00037188 | 0.00037594 | 0.00037313
AWHHR84087 | R | Agricultural | Water Heating | Heat Recovery | Heat Recovery Improvements | A-Da-Proc-MilkingSchedule-All-All-S | 0.00037188 | 0.00037594 | 0.00037313
AWHHR94087 | L | Agricultural | Water Heating | Heat Recovery | Heat Recovery Improvements | A-Da-Proc-MilkingSchedule-All-All-S | 0.00037188 | 0.00037594 | 0.00037313
AWHSE84088 | R | Agricultural | Water Heating | System Efficiency Improvements | Insulation | A-Da-Proc-MilkingSchedule-All-All-S | 0.00037188 | 0.00037594 | 0.00037313
AWHSE94088 | L | Agricultural | Water Heating | System Efficiency Improvements | Insulation | A-Da-Proc-MilkingSchedule-All-All-S | 0.00037188 | 0.00037594 | 0.00037313
AWHWH84089 | R | Agricultural | Water Heating | Water Heaters | Water Heaters | A-Da-Proc-MilkingSchedule-All-All-S | 0.00037188 | 0.00037594 | 0.00037313
AWHWH94089 | L | Agricultural | Water Heating | Water Heaters | Water Heaters | A-Da-Proc-MilkingSchedule-All-All-S | 0.00037188 | 0.00037594 | 0.00037313
CCACC82001 | R | Commercial | Compressed Air | Compressed Air System Controls | Compressed Air Control Improvements (non-VFD) | Commercial-All Com-Misc | 0.00017512 | 0.00020141 | 0.00017825
CCACC82002 | R | Commercial | Compressed Air | Compressed Air System Controls | Compressed Air Control Improvements (VFD) | Commercial-All Com-Misc | 0.00017512 | 0.00020141 | 0.00017825
CCACC92001 | L | Commercial | Compressed Air | Compressed Air System Controls | Compressed Air Control Improvements (non-VFD) | Commercial-All Com-Misc | 0.00017512 | 0.00020141 | 0.00017825
CCACC92002 | L | Commercial | Compressed Air | Compressed Air System Controls | Compressed Air Control Improvements (VFD) | Commercial-All Com-Misc | 0.00017512 | 0.00020141 | 0.00017825
CCACI82003 | R | Commercial | Compressed Air | Compressed Air System Improvements | Compressed Air System Compressor Improvements (non-VFD) | Commercial-All Com-Misc | 0.00017512 | 0.00020141 | 0.00017825
CCACI82004 | R | Commercial | Compressed Air | Compressed Air System Improvements | Compressed Air System Compressor Improvements (VFD) | Commercial-All Com-Misc | 0.00017512 | 0.00020141 | 0.00017825
CCACI82005 | R | Commercial | Compressed Air | Compressed Air System Improvements | Compressed Air System Demand Side Improvements | Commercial-All Com-Misc | 0.00017512 | 0.00020141 | 0.00017825
CCACI82006 | R | Commercial | Compressed Air | Compressed Air System Improvements | Compressed Air System Dryer Improvements | Commercial-All Com-Misc | 0.00017512 | 0.00020141 | 0.00017825
CCACI82007 | R | Commercial | Compressed Air | Compressed Air System Improvements | Compressed Air System Regulation Improvements | Commercial-All Com-Misc | 0.00017512 | 0.00020141 | 0.00017825
CCACI82008 | R | Commercial | Compressed Air | Compressed Air System Improvements | Compressed Air System Storage Improvements | Commercial-All Com-Misc | 0.00017512 | 0.00020141 | 0.00017825
CCACI82009 | R | Commercial | Compressed Air | Compressed Air System Improvements | Compressed Air System Supply Side Improvements | Commercial-All Com-Misc | 0.00017512 | 0.00020141 | 0.00017825
CCACI82010 | R | Commercial | Compressed Air | Compressed Air System Improvements | Compressors | Commercial-All Com-Misc | 0.00017512 | 0.00020141 | 0.00017825
CCACI82098 | R | Commercial | Compressed Air | Compressed Air System Improvements | Interactive Compressed Air System Supply/Demand Upgrade | Commercial-All Com-Misc | 0.00017512 | 0.00020141 | 0.00017825
CCACI92003 | L | Commercial | Compressed Air | Compressed Air System Improvements | Compressed Air System Compressor Improvements (non-VFD) | Commercial-All Com-Misc | 0.00017512 | 0.00020141 | 0.00017825
CCACI92004 | L | Commercial | Compressed Air | Compressed Air System Improvements | Compressed Air System Compressor Improvements (VFD) | Commercial-All Com-Misc | 0.00017512 | 0.00020141 | 0.00017825
CCACI92005 | L | Commercial | Compressed Air | Compressed Air System Improvements | Compressed Air System Demand Side Improvements | Commercial-All Com-Misc | 0.00017512 | 0.00020141 | 0.00017825
CCACI92006 | L | Commercial | Compressed Air | Compressed Air System Improvements | Compressed Air System Dryer Improvements | Commercial-All Com-Misc | 0.00017512 | 0.00020141 | 0.00017825
CCACI92007 | L | Commercial | Compressed Air | Compressed Air System Improvements | Compressed Air System Regulation Improvements | Commercial-All Com-Misc | 0.00017512 | 0.00020141 | 0.00017825
CCACI92008 | L | Commercial | Compressed Air | Compressed Air System Improvements | Compressed Air System Storage Improvements | Commercial-All Com-Misc | 0.00017512 | 0.00020141 | 0.00017825
CCACI92009 | L | Commercial | Compressed Air | Compressed Air System Improvements | Compressed Air System Supply Side Improvements | Commercial-All Com-Misc | 0.00017512 | 0.00020141 | 0.00017825
CCACI92010 | L | Commercial | Compressed Air | Compressed Air System Improvements | Compressors | Commercial-All Com-Misc | 0.00017512 | 0.00020141 | 0.00017825
CCACI92098 | L | Commercial | Compressed Air | Compressed Air System Improvements | Interactive Compressed Air System Supply/Demand Upgrade | Commercial-All Com-Misc | 0.00017512 | 0.00020141 | 0.00017825
CCAHR82011 | R | Commercial | Compressed Air | Heat Recovery | Heat Recovery Improvements | Commercial-All Com-Misc | 0.00017512 | 0.00020141 | 0.00017825
CCAHR92011 | L | Commercial | Compressed Air | Heat Recovery | Heat Recovery Improvements | Commercial-All Com-Misc | 0.00017512 | 0.00020141 | 0.00017825
CELCT82012 | R | Commercial | Electronics | Computer Technologies | Server Virtualization/Load Reduction | Commercial-All Com-OffEquip | 0.0001708 | 0.00021055 | 0.00017428
CELCT82013 | R | Commercial | Electronics | Computer Technologies | Servers | Commercial-All Com-OffEquip | 0.0001708 | 0.00021055 | 0.00017428
CELCT82120 | R | Commercial | Electronics | Computer Technologies | Uninterruptible Power Supply (UPS) - <10 KVA | Commercial-All Com-OffEquip | 0.0001708 | 0.00021055 | 0.00017428
CELCT82121 | R | Commercial | Electronics | Computer Technologies | Uninterruptible Power Supply (UPS) - >10 KVA | Commercial-All Com-OffEquip | 0.0001708 | 0.00021055 | 0.00017428
CELCT92012 | L | Commercial | Electronics | Computer Technologies | Server Virtualization/Load Reduction | Commercial-All Com-OffEquip | 0.0001708 | 0.00021055 | 0.00017428
CELCT92013 | L | Commercial | Electronics | Computer Technologies | Servers | Commercial-All Com-OffEquip | 0.0001708 | 0.00021055 | 0.00017428
CELCT92120 | L | Commercial | Electronics | Computer Technologies | Uninterruptible Power Supply (UPS) - <10 KVA | Commercial-All Com-OffEquip | 0.0001708 | 0.00021055 | 0.00017428
CELCT92121 | L | Commercial | Electronics | Computer Technologies | Uninterruptible Power Supply (UPS) - >10 KVA | Commercial-All Com-OffEquip | 0.0001708 | 0.00021055 | 0.00017428
CEPSR82145 | R | Commercial | Energy Project Manager | Staffing Resource | Staffing Resource | C-All-SecTotal-ER-All-All-E | 0.00019817 | 0.00031316 | 0.00027365
CFDCA82148 | R | Commercial | Facility Distribution System | Capacitors | Fixed and Switched Shunt Capacitor | C-All-SecTotal-ER-All-All-E | 0.00019817 | 0.00031316 | 0.00027365
CFDCA92148 | L | Commercial | Facility Distribution System | Capacitors | Fixed and Switched Shunt Capacitor | C-All-SecTotal-ER-All-All-E | 0.00019817 | 0.00031316 | 0.00027365
CFDCN82153 | R | Commercial | Facility Distribution System | Conductors | Service Conductor Replacement | C-All-SecTotal-ER-All-All-E | 0.00019817 | 0.00031316 | 0.00027365
CFDCN92150 | L | Commercial | Facility Distribution System | Conductors | Service Conductor Replacement | C-All-SecTotal-ER-All-All-E | 0.00019817 | 0.00031316 | 0.00027365
CFDPO82152 | R | Commercial | Facility Distribution System | Power Factor Improvements | VAR Management/Controls | C-All-SecTotal-ER-All-All-E | 0.00019817 | 0.00031316 | 0.00027365
CFDPO92152 | L | Commercial | Facility Distribution System | Power Factor Improvements | VAR Management/Controls | C-All-SecTotal-ER-All-All-E | 0.00019817 | 0.00031316 | 0.00027365
CFDTR82147 | R | Commercial | Facility Distribution System | Transformers | De-Energization | C-All-SecTotal-ER-All-All-E | 0.00019817 | 0.00031316 | 0.00027365
CFDTR82149 | R | Commercial | Facility Distribution System | Transformers | Transformers (NEMA TP-1 or Higher) | C-All-SecTotal-ER-All-All-E | 0.00019817 | 0.00031316 | 0.00027365
CFDTR92147 | L | Commercial | Facility Distribution System | Transformers | De-Energization | C-All-SecTotal-ER-All-All-E | 0.00019817 | 0.00031316 | 0.00027365
CFDTR92151 | L | Commercial | Facility Distribution System | Transformers | Transformers (NEMA TP-1 or Higher) | C-All-SecTotal-ER-All-All-E | 0.00019817 | 0.00031316 | 0.00027365
CFDVM82129 | R | Commercial | Facility Distribution System | Voltage Management | Conservation Voltage Reduction (CVR) | C-All-SecTotal-ER-All-All-E | 0.00019817 | 0.00031316 | 0.00027365
CFDVM92129 | L | Commercial | Facility Distribution System | Voltage Management | Conservation Voltage Reduction (CVR) | C-All-SecTotal-ER-All-All-E | 0.00019817 | 0.00031316 | 0.00027365
CFPCO82014 | R | Commercial | Food Preparation | Cooking | Cooking Equipment | C-All-Food-Cook-All-All-C | 0.00018516 | 0.00019363 | 0.00018644
CFPCO92014 | L | Commercial | Food Preparation | Cooking | Cooking Equipment | C-All-Food-Cook-All-All-C | 0.00018516 | 0.00019363 | 0.00018644
CHVEN82015 | R | Commercial | HVAC | Envelope | Air Sealing | C-All-HVAC-ER-All-All-E | 5.4009e-05 | 0.0012078 | 0.00083871
CHVEN82016 | R | Commercial | HVAC | Envelope | Insulation | C-All-HVAC-ER-All-All-E | 5.4009e-05 | 0.0012078 | 0.00083871
CHVEN82017 | R | Commercial | HVAC | Envelope | Windows | C-All-HVAC-ER-All-All-E | 5.4009e-05 | 0.0012078 | 0.00083871
CHVEN92015 | L | Commercial | HVAC | Envelope | Air Sealing | C-All-HVAC-ER-All-All-E | 5.4009e-05 | 0.0012078 | 0.00083871
CHVEN92016 | L | Commercial | HVAC | Envelope | Insulation | C-All-HVAC-ER-All-All-E | 5.4009e-05 | 0.0012078 | 0.00083871
CHVEN92017 | L | Commercial | HVAC | Envelope | Windows | C-All-HVAC-ER-All-All-E | 5.4009e-05 | 0.0012078 | 0.00083871
CHVHC82020 | R | Commercial | HVAC | HVAC System Controls | Energy Management Systems/System Controls | Commercial-All Com-Vent | 0.00020083 | 0.00017769 | 0.00016883
CHVHC82021 | R | Commercial | HVAC | HVAC System Controls | HVAC Control Improvements (non-VFD) | Commercial-All Com-Vent | 0.00020083 | 0.00017769 | 0.00016883
CHVHC82022 | R | Commercial | HVAC | HVAC System Controls | HVAC Control Improvements (VFD) | Commercial-All Com-Vent | 0.00020083 | 0.00017769 | 0.00016883
CHVHC82023 | R | Commercial | HVAC | HVAC System Controls | Pneumatic to DDC Control Improvements | Commercial-All Com-Vent | 0.00020083 | 0.00017769 | 0.00016883
CHVHC82024 | R | Commercial | HVAC | HVAC System Controls | Thermostats | C-All-HVAC-ER-All-All-E | 5.4009e-05 | 0.0012078 | 0.00083871
CHVHC92020 | L | Commercial | HVAC | HVAC System Controls | Energy Management Systems/System Controls | Commercial-All Com-Vent | 0.00020083 | 0.00017769 | 0.00016883
CHVHC92021 | L | Commercial | HVAC | HVAC System Controls | HVAC Control Improvements (non-VFD) | Commercial-All Com-Vent | 0.00020083 | 0.00017769 | 0.00016883
CHVHC92022 | L | Commercial | HVAC | HVAC System Controls | HVAC Control Improvements (VFD) | Commercial-All Com-Vent | 0.00020083 | 0.00017769 | 0.00016883
CHVHC92023 | L | Commercial | HVAC | HVAC System Controls | Pneumatic to DDC Control Improvements | Commercial-All Com-Vent | 0.00020083 | 0.00017769 | 0.00016883
CHVHC92024 | L | Commercial | HVAC | HVAC System Controls | Thermostats | C-All-HVAC-ER-All-All-E | 5.4009e-05 | 0.0012078 | 0.00083871
CHVHI82025 | R | Commercial | HVAC | HVAC System Improvements | Air-Source Heat Pumps | Commercial-All Com-Vent | 0.00020083 | 0.00017769 | 0.00016883
CHVHI82026 | R | Commercial | HVAC | HVAC System Improvements | Building Commissioning Improvements | Commercial-All Com-Vent | 0.00020083 | 0.00017769 | 0.00016883
CHVHI82027 | R | Commercial | HVAC | HVAC System Improvements | Centrifugal Chiller Improvements | Commercial-All Com-Cool | 0.00060202 | 9.2299e-05 | 0.00018055
CHVHI82028 | R | Commercial | HVAC | HVAC System Improvements | Duct Insulation | C-All-HVAC-ER-All-All-E | 5.4009e-05 | 0.0012078 | 0.00083871
CHVHI82029 | R | Commercial | HVAC | HVAC System Improvements | Ductless Heat Pumps | C-All-HVAC-ER-All-All-E | 5.4009e-05 | 0.0012078 | 0.00083871
CHVHI82030 | R | Commercial | HVAC | HVAC System Improvements | Economizer System Improvements | Commercial-All Com-Vent | 0.00020083 | 0.00017769 | 0.00016883
CHVHI82031 | R | Commercial | HVAC | HVAC System Improvements | Interactive HVAC System Improvements | Commercial-All Com-Vent | 0.00020083 | 0.00017769 | 0.00016883
CHVHI82032 | R | Commercial | HVAC | HVAC System Improvements | Reciprocating Chiller Improvements | Commercial-All Com-Cool | 0.00060202 | 9.2299e-05 | 0.00018055
CHVHI82033 | R | Commercial | HVAC | HVAC System Improvements | Rooftop Units | Commercial-All Com-Cool | 0.00060202 | 9.2299e-05 | 0.00018055
CHVHI82034 | R | Commercial | HVAC | HVAC System Improvements | Rotary Screw Chiller Improvements | Commercial-All Com-Cool | 0.00060202 | 9.2299e-05 | 0.00018055
CHVHI82035 | R | Commercial | HVAC | HVAC System Improvements | Scroll Chiller Improvements | Commercial-All Com-Cool | 0.00060202 | 9.2299e-05 | 0.00018055
CHVHI82036 | R | Commercial | HVAC | HVAC System Improvements | Storage Tank Insulation Improvements | Commercial-All Com-Vent | 0.00020083 | 0.00017769 | 0.00016883
CHVHI82037 | R | Commercial | HVAC | HVAC System Improvements | Variable Refrigerant Flow System Improvements | Commercial-All Com-Vent | 0.00020083 | 0.00017769 | 0.00016883
CHVHI82038 | R | Commercial | HVAC | HVAC System Improvements | Ventilation System Improvements | Commercial-All Com-Vent | 0.00020083 | 0.00017769 | 0.00016883
CHVHI82039 | R | Commercial | HVAC | HVAC System Improvements | Water-Source Heat Pumps | Commercial-All Com-Vent | 0.00020083 | 0.00017769 | 0.00016883
CHVHI82102 | R | Commercial | HVAC | HVAC System Improvements | Fan System Improvements | C-All-HVAC-ER-All-All-E | 5.4009e-05 | 0.0012078 | 0.00083871
CHVHI82103 | R | Commercial | HVAC | HVAC System Improvements | Pump System Improvements | C-All-HVAC-ER-All-All-E | 5.4009e-05 | 0.0012078 | 0.00083871
CHVHI82122 | R | Commercial | HVAC | HVAC System Improvements | Data Center Airflow Management | Commercial-All Com-Vent | 0.00020083 | 0.00017769 | 0.00016883
CHVHI92025 | L | Commercial | HVAC | HVAC System Improvements | Air-Source Heat Pumps | Commercial-All Com-Vent | 0.00020083 | 0.00017769 | 0.00016883
CHVHI92026 | L | Commercial | HVAC | HVAC System Improvements | Building Commissioning Improvements | Commercial-All Com-Vent | 0.00020083 | 0.00017769 | 0.00016883
CHVHI92027 | L | Commercial | HVAC | HVAC System Improvements | Centrifugal Chiller Improvements | Commercial-All Com-Cool | 0.00060202 | 9.2299e-05 | 0.00018055
CHVHI92028 | L | Commercial | HVAC | HVAC System Improvements | Duct Insulation | C-All-HVAC-ER-All-All-E | 5.4009e-05 | 0.0012078 | 0.00083871
CHVHI92029 | L | Commercial | HVAC | HVAC System Improvements | Ductless Heat Pumps | C-All-HVAC-ER-All-All-E | 5.4009e-05 | 0.0012078 | 0.00083871
CHVHI92030 | L | Commercial | HVAC | HVAC System Improvements | Economizer System Improvements | Commercial-All Com-Vent | 0.00020083 | 0.00017769 | 0.00016883
CHVHI92031 | L | Commercial | HVAC | HVAC System Improvements | Interactive HVAC System Improvements | Commercial-All Com-Vent | 0.00020083 | 0.00017769 | 0.00016883
CHVHI92032 | L | Commercial | HVAC | HVAC System Improvements | Reciprocating Chiller Improvements | Commercial-All Com-Cool | 0.00060202 | 9.2299e-05 | 0.00018055
CHVHI92033 | L | Commercial | HVAC | HVAC System Improvements | Rooftop Units | Commercial-All Com-Cool | 0.00060202 | 9.2299e-05 | 0.00018055
CHVHI92034 | L | Commercial | HVAC | HVAC System Improvements | Rotary Screw Chiller Improvements | Commercial-All Com-Cool | 0.00060202 | 9.2299e-05 | 0.00018055
CHVHI92035 | L | Commercial | HVAC | HVAC System Improvements | Scroll Chiller Improvements | Commercial-All Com-Cool | 0.00060202 | 9.2299e-05 | 0.00018055
CHVHI92036 | L | Commercial | HVAC | HVAC System Improvements | Storage Tank Insulation Improvements | Commercial-All Com-Vent | 0.00020083 | 0.00017769 | 0.00016883
CHVHI92037 | L | Commercial | HVAC | HVAC System Improvements | Variable Refrigerant Flow System Improvements | Commercial-All Com-Vent | 0.00020083 | 0.00017769 | 0.00016883
CHVHI92038 | L | Commercial | HVAC | HVAC System Improvements | Ventilation System Improvements | Commercial-All Com-Vent | 0.00020083 | 0.00017769 | 0.00016883
CHVHI92039 | L | Commercial | HVAC | HVAC System Improvements | Water-Source Heat Pumps | Commercial-All Com-Vent | 0.00020083 | 0.00017769 | 0.00016883
CHVHI92102 | L | Commercial | HVAC | HVAC System Improvements | Fan System Improvements | C-All-HVAC-ER-All-All-E | 5.4009e-05 | 0.0012078 | 0.00083871
CHVHI92103 | L | Commercial | HVAC | HVAC System Improvements | Pump System Improvements | C-All-HVAC-ER-All-All-E | 5.4009e-05 | 0.0012078 | 0.00083871
CHVHI92122 | L | Commercial | HVAC | HVAC System Improvements | Data Center Airflow Management | Commercial-All Com-Vent | 0.00020083 | 0.00017769 | 0.00016883
CHVHR82018 | R | Commercial | HVAC | Heat Recovery | Heat Recovery Improvements | C-All-HVAC-ER-All-All-E | 5.4009e-05 | 0.0012078 | 0.00083871
CHVHR82019 | R | Commercial | HVAC | Heat Recovery | Humidification/Dehumidification Improvements | Commercial-All Com-Vent | 0.00020083 | 0.00017769 | 0.00016883
CHVHR92018 | L | Commercial | HVAC | Heat Recovery | Heat Recovery Improvements | C-All-HVAC-ER-All-All-E | 5.4009e-05 | 0.0012078 | 0.00083871
CHVHR92019 | L | Commercial | HVAC | Heat Recovery | Humidification/Dehumidification Improvements | Commercial-All Com-Vent | 0.00020083 | 0.00017769 | 0.00016883
CLIDE82040 | R | Commercial | Lighting | Delamping | Delamping | Commercial-All Com-IntLight | 0.00018986 | 0.00021686 | 0.00019465
CLIDE92040 | L | Commercial | Lighting | Delamping | Delamping | Commercial-All Com-IntLight | 0.00018986 | 0.00021686 | 0.00019465
CLILB82041 | R | Commercial | Lighting | Lamps/Ballasts/Fixtures | Lamps/Ballasts | Commercial-All Com-IntLight | 0.00018986 | 0.00021686 | 0.00019465
CLILB82042 | R | Commercial | Lighting | Lamps/Ballasts/Fixtures | Lamps/Ballasts w/Controls | Commercial-All Com-IntLight | 0.00018986 | 0.00021686 | 0.00019465
CLILB82043 | R | Commercial | Lighting | Lamps/Ballasts/Fixtures | Lamps/Ballasts w/Delamping | Commercial-All Com-IntLight | 0.00018986 | 0.00021686 | 0.00019465
CLILB82044 | R | Commercial | Lighting | Lamps/Ballasts/Fixtures | Lamps/Ballasts w/Delamping and Controls | Commercial-All Com-IntLight | 0.00018986 | 0.00021686 | 0.00019465
CLILB82045 | R | Commercial | Lighting | Lamps/Ballasts/Fixtures | Lamps/Ballasts/Fixtures | Commercial-All Com-IntLight | 0.00018986 | 0.00021686 | 0.00019465
CLILB82046 | R | Commercial | Lighting | Lamps/Ballasts/Fixtures | Lamps/Ballasts/Fixtures w/Controls | Commercial-All Com-IntLight | 0.00018986 | 0.00021686 | 0.00019465
CLILB82047 | R | Commercial | Lighting | Lamps/Ballasts/Fixtures | Lamps/Ballasts/Fixtures w/Delamping | Commercial-All Com-IntLight | 0.00018986 | 0.00021686 | 0.00019465
CLILB82048 | R | Commercial | Lighting | Lamps/Ballasts/Fixtures | Lamps/Ballasts/Fixtures w/Delamping and Controls | Commercial-All Com-IntLight | 0.00018986 | 0.00021686 | 0.00019465
CLILB82104 | R | Commercial | Lighting | Lamps/Ballasts/Fixtures | T8 Linear Fluorescents | Commercial-All Com-IntLight | 0.00018986 | 0.00021686 | 0.00019465
CLILB82105 | R | Commercial | Lighting | Lamps/Ballasts/Fixtures | Compact Fluorescents | Commercial-All Com-IntLight | 0.00018986 | 0.00021686 | 0.00019465
CLILB82106 | R | Commercial | Lighting | Lamps/Ballasts/Fixtures | Induction | Commercial-All Com-IntLight | 0.00018986 | 0.00021686 | 0.00019465
CLILB82107 | R | Commercial | Lighting | Lamps/Ballasts/Fixtures | Electronic Metal Halide | Commercial-All Com-IntLight | 0.00018986 | 0.00021686 | 0.00019465
CLILB82108 | R | Commercial | Lighting | Lamps/Ballasts/Fixtures | Linear Fluorescent High Bay | Commercial-All Com-IntLight | 0.00018986 | 0.00021686 | 0.00019465
CLILB82109 | R | Commercial | Lighting | Lamps/Ballasts/Fixtures | LED Screw-in/Small fixtures | Commercial-All Com-IntLight | 0.00018986 | 0.00021686 | 0.00019465
CLILB82110 | R | Commercial | Lighting | Lamps/Ballasts/Fixtures | LED Tubes and Troffers | Commercial-All Com-IntLight | 0.00018986 | 0.00021686 | 0.00019465
CLILB82111 | R | Commercial | Lighting | Lamps/Ballasts/Fixtures | LED Exterior General Area | Commercial-All Com-ExtLight | 0.00010952 | 5.4508e-05 | 0.00024983
CLILB82112 | R | Commercial | Lighting | Lamps/Ballasts/Fixtures | LED High Bay | Commercial-All Com-IntLight | 0.00018986 | 0.00021686 | 0.00019465
CLILB82113 | R | Commercial | Lighting | Lamps/Ballasts/Fixtures | LED Parking Garage | FLAT-System | 0.00012396 | 0.00012547 | 0.00012438
CLILB82114 | R | Commercial | Lighting | Lamps/Ballasts/Fixtures | Linear LED | Commercial-All Com-IntLight | 0.00018986 | 0.00021686 | 0.00019465
CLILB82115 | R | Commercial | Lighting | Lamps/Ballasts/Fixtures | LED Other | Commercial-All Com-IntLight | 0.00018986 | 0.00021686 | 0.00019465
CLILB82117 | R | Commercial | Lighting | Lamps/Ballasts/Fixtures | Decommissioning/Fixtures Increase | Commercial-All Com-IntLight | 0.00018986 | 0.00021686 | 0.00019465
CLILB82118 | R | Commercial | Lighting | Lamps/Ballasts/Fixtures | Non-Standard / Other | Commercial-All Com-IntLight | 0.00018986 | 0.00021686 | 0.00019465
CLILB82123 | R | Commercial | Lighting | Lamps/Ballasts/Fixtures | LED Low Bay | Commercial-All Com-IntLight | 0.00018986 | 0.00021686 | 0.00019465
CLILB82124 | R | Commercial | Lighting | Lamps/Ballasts/Fixtures | LED Mogul Base | Commercial-All Com-IntLight | 0.00018986 | 0.00021686 | 0.00019465
CLILB82125 | R | Commercial | Lighting | Lamps/Ballasts/Fixtures | LED Exit Sign | FLAT-System | 0.00012396 | 0.00012547 | 0.00012438
CLILB82126 | R | Commercial | Lighting | Lamps/Ballasts/Fixtures | Fluorescent | Commercial-All Com-IntLight | 0.00018986 | 0.00021686 | 0.00019465
CLILB82127 | R | Commercial | Lighting | Lamps/Ballasts/Fixtures | Signage | Commercial-All Com-IntLight | 0.00018986 | 0.00021686 | 0.00019465
CLILB82146 | R | Commercial | Lighting | Lamps/Ballasts/Fixtures | Existing Equipment | Commercial-All Com-IntLight | 0.00018986 | 0.00021686 | 0.00019465
CLILB92041 | L | Commercial | Lighting | Lamps/Ballasts/Fixtures | Lamps/Ballasts | Commercial-All Com-IntLight | 0.00018986 | 0.00021686 | 0.00019465
CLILB92042 | L | Commercial | Lighting | Lamps/Ballasts/Fixtures | Lamps/Ballasts w/Controls | Commercial-All Com-IntLight | 0.00018986 | 0.00021686 | 0.00019465
CLILB92043 | L | Commercial | Lighting | Lamps/Ballasts/Fixtures | Lamps/Ballasts w/Delamping | Commercial-All Com-IntLight | 0.00018986 | 0.00021686 | 0.00019465
CLILB92044 | L | Commercial | Lighting | Lamps/Ballasts/Fixtures | Lamps/Ballasts w/Delamping and Controls | Commercial-All Com-IntLight | 0.00018986 | 0.00021686 | 0.00019465
CLILB92045 | L | Commercial | Lighting | Lamps/Ballasts/Fixtures | Lamps/Ballasts/Fixtures | Commercial-All Com-IntLight | 0.00018986 | 0.00021686 | 0.00019465
CLILB92046 | L | Commercial | Lighting | Lamps/Ballasts/Fixtures | Lamps/Ballasts/Fixtures w/Controls | Commercial-All Com-IntLight | 0.00018986 | 0.00021686 | 0.00019465
CLILB92047 | L | Commercial | Lighting | Lamps/Ballasts/Fixtures | Lamps/Ballasts/Fixtures w/Delamping | Commercial-All Com-IntLight | 0.00018986 | 0.00021686 | 0.00019465
CLILB92048 | L | Commercial | Lighting | Lamps/Ballasts/Fixtures | Lamps/Ballasts/Fixtures w/Delamping and Controls | Commercial-All Com-IntLight | 0.00018986 | 0.00021686 | 0.00019465
CLILB92104 | L | Commercial | Lighting | Lamps/Ballasts/Fixtures | T8 Linear Fluorescents | Commercial-All Com-IntLight | 0.00018986 | 0.00021686 | 0.00019465
CLILB92105 | L | Commercial | Lighting | Lamps/Ballasts/Fixtures | Compact Fluorescents | Commercial-All Com-IntLight | 0.00018986 | 0.00021686 | 0.00019465
CLILB92106 | L | Commercial | Lighting | Lamps/Ballasts/Fixtures | Induction | Commercial-All Com-IntLight | 0.00018986 | 0.00021686 | 0.00019465
CLILB92107 | L | Commercial | Lighting | Lamps/Ballasts/Fixtures | Electronic Metal Halide | Commercial-All Com-IntLight | 0.00018986 | 0.00021686 | 0.00019465
CLILB92108 | L | Commercial | Lighting | Lamps/Ballasts/Fixtures | Linear Fluorescent High Bay | Commercial-All Com-IntLight | 0.00018986 | 0.00021686 | 0.00019465
CLILB92109 | L | Commercial | Lighting | Lamps/Ballasts/Fixtures | LED Screw-in/Small fixtures | Commercial-All Com-IntLight | 0.00018986 | 0.00021686 | 0.00019465
CLILB92110 | L | Commercial | Lighting | Lamps/Ballasts/Fixtures | LED Tubes and Troffers | Commercial-All Com-IntLight | 0.00018986 | 0.00021686 | 0.00019465
CLILB92111 | L | Commercial | Lighting | Lamps/Ballasts/Fixtures | LED Exterior General Area | Commercial-All Com-ExtLight | 0.00010952 | 5.4508e-05 | 0.00024983
CLILB92112 | L | Commercial | Lighting | Lamps/Ballasts/Fixtures | LED High Bay | Commercial-All Com-IntLight | 0.00018986 | 0.00021686 | 0.00019465
CLILB92113 | L | Commercial | Lighting | Lamps/Ballasts/Fixtures | LED Parking Garage | FLAT-System | 0.00012396 | 0.00012547 | 0.00012438
CLILB92114 | L | Commercial | Lighting | Lamps/Ballasts/Fixtures | Linear LED | Commercial-All Com-IntLight | 0.00018986 | 0.00021686 | 0.00019465
CLILB92115 | L | Commercial | Lighting | Lamps/Ballasts/Fixtures | LED Other | Commercial-All Com-IntLight | 0.00018986 | 0.00021686 | 0.00019465
CLILB92117 | L | Commercial | Lighting | Lamps/Ballasts/Fixtures | Decommissioning/Fixtures Increase | Commercial-All Com-IntLight | 0.00018986 | 0.00021686 | 0.00019465
CLILB92118 | L | Commercial | Lighting | Lamps/Ballasts/Fixtures | Non-Standard / Other | Commercial-All Com-IntLight | 0.00018986 | 0.00021686 | 0.00019465
CLILB92119 | L | Commercial | Lighting | Lamps/Ballasts/Fixtures | New Construction | Commercial-All Com-IntLight | 0.00018986 | 0.00021686 | 0.00019465
CLILB92123 | L | Commercial | Lighting | Lamps/Ballasts/Fixtures | LED Low Bay | Commercial-All Com-IntLight | 0.00018986 | 0.00021686 | 0.00019465
CLILB92124 | L | Commercial | Lighting | Lamps/Ballasts/Fixtures | LED Mogul Base | Commercial-All Com-IntLight | 0.00018986 | 0.00021686 | 0.00019465
CLILB92125 | L | Commercial | Lighting | Lamps/Ballasts/Fixtures | LED Exit Sign | FLAT-System | 0.00012396 | 0.00012547 | 0.00012438
CLILB92126 | L | Commercial | Lighting | Lamps/Ballasts/Fixtures | Fluorescent | Commercial-All Com-IntLight | 0.00018986 | 0.00021686 | 0.00019465
CLILB92127 | L | Commercial | Lighting | Lamps/Ballasts/Fixtures | Signage | Commercial-All Com-IntLight | 0.00018986 | 0.00021686 | 0.00019465
CLILB92146 | L | Commercial | Lighting | Lamps/Ballasts/Fixtures | Existing Equipment | Commercial-All Com-IntLight | 0.00018986 | 0.00021686 | 0.00019465
CLILC82049 | R | Commercial | Lighting | Lighting Controls | Control Panels | Commercial-All Com-IntLight | 0.00018986 | 0.00021686 | 0.00019465
CLILC82050 | R | Commercial | Lighting | Lighting Controls | Daylighting | Commercial-All Com-IntLight | 0.00018986 | 0.00021686 | 0.00019465
CLILC82051 | R | Commercial | Lighting | Lighting Controls | Occupancy Sensors | Commercial-All Com-IntLight | 0.00018986 | 0.00021686 | 0.00019465
CLILC82052 | R | Commercial | Lighting | Lighting Controls | Photocells | Commercial-All Com-ExtLight | 0.00010952 | 5.4508e-05 | 0.00024983
CLILC82053 | R | Commercial | Lighting | Lighting Controls | Timers | Commercial-All Com-IntLight | 0.00018986 | 0.00021686 | 0.00019465
CLILC82116 | R | Commercial | Lighting | Lighting Controls | Controls | Commercial-All Com-IntLight | 0.00018986 | 0.00021686 | 0.00019465
CLILC92049 | L | Commercial | Lighting | Lighting Controls | Control Panels | Commercial-All Com-IntLight | 0.00018986 | 0.00021686 | 0.00019465
CLILC92050 | L | Commercial | Lighting | Lighting Controls | Daylighting | Commercial-All Com-IntLight | 0.00018986 | 0.00021686 | 0.00019465
CLILC92051 | L | Commercial | Lighting | Lighting Controls | Occupancy Sensors | Commercial-All Com-IntLight | 0.00018986 | 0.00021686 | 0.00019465
CLILC92052 | L | Commercial | Lighting | Lighting Controls | Photocells | Commercial-All Com-ExtLight | 0.00010952 | 5.4508e-05 | 0.00024983
CLILC92053 | L | Commercial | Lighting | Lighting Controls | Timers | Commercial-All Com-IntLight | 0.00018986 | 0.00021686 | 0.00019465
CLILC92116 | L | Commercial | Lighting | Lighting Controls | Controls | Commercial-All Com-IntLight | 0.00018986 | 0.00021686 | 0.00019465
CMDCI82099 | R | Commercial | Motors/Drives | Compressed Air System Improvements | Motors/Drives Installation on Compressed Air System | Commercial-All Com-Misc | 0.00017512 | 0.00020141 | 0.00017825
CMDCI92099 | L | Commercial | Motors/Drives | Compressed Air System Improvements | Motors/Drives Installation on Compressed Air System | Commercial-All Com-Misc | 0.00017512 | 0.00020141 | 0.00017825
CMDMC82056 | R | Commercial | Motors/Drives | Motors/Drives Controls | Electronically Commutated Motor (ECM) | Commercial-All Com-Vent | 0.00020083 | 0.00017769 | 0.00016883
CMDMC82057 | R | Commercial | Motors/Drives | Motors/Drives Controls | Energy Management Systems/System Controls | Commercial-All Com-Vent | 0.00020083 | 0.00017769 | 0.00016883
CMDMC82058 | R | Commercial | Motors/Drives | Motors/Drives Controls | Motors/Drives Control Improvements (non-VFD) | Commercial-All Com-Vent | 0.00020083 | 0.00017769 | 0.00016883
CMDMC82059 | R | Commercial | Motors/Drives | Motors/Drives Controls | Motors/Drives Control Improvements (VFD) | Commercial-All Com-Vent | 0.00020083 | 0.00017769 | 0.00016883
CMDMC92056 | L | Commercial | Motors/Drives | Motors/Drives Controls | Electronically Commutated Motor (ECM) | Commercial-All Com-Vent | 0.00020083 | 0.00017769 | 0.00016883
CMDMC92057 | L | Commercial | Motors/Drives | Motors/Drives Controls | Energy Management Systems/System Controls | Commercial-All Com-Vent | 0.00020083 | 0.00017769 | 0.00016883
CMDMC92058 | L | Commercial | Motors/Drives | Motors/Drives Controls | Motors/Drives Control Improvements (non-VFD) | Commercial-All Com-Vent | 0.00020083 | 0.00017769 | 0.00016883
CMDMC92059 | L | Commercial | Motors/Drives | Motors/Drives Controls | Motors/Drives Control Improvements (VFD) | Commercial-All Com-Vent | 0.00020083 | 0.00017769 | 0.00016883
CMDMO82054 | R | Commercial | Motors/Drives | Motors | Motor Rewind | Commercial-All Com-Vent | 0.00020083 | 0.00017769 | 0.00016883
CMDMO82055 | R | Commercial | Motors/Drives | Motors | Motors | Commercial-All Com-Vent | 0.00020083 | 0.00017769 | 0.00016883
CMDMO92054 | L | Commercial | Motors/Drives | Motors | Motor Rewind | Commercial-All Com-Vent | 0.00020083 | 0.00017769 | 0.00016883
CMDMO92055 | L | Commercial | Motors/Drives | Motors | Motors | Commercial-All Com-Vent | 0.00020083 | 0.00017769 | 0.00016883
CMDPF82060 | R | Commercial | Motors/Drives | Pumps and Fans | Motors/Drives Installation on Fan System | Commercial-All Com-Vent | 0.00020083 | 0.00017769 | 0.00016883
CMDPF82061 | R | Commercial | Motors/Drives | Pumps and Fans | Motors/Drives Installation on Vacuum Pumps | Commercial-All Com-Vent | 0.00020083 | 0.00017769 | 0.00016883
CMDPF82100 | R | Commercial | Motors/Drives | Pumps and Fans | Motors/Drives Installation on Pump System | Commercial-All Com-Vent | 0.00020083 | 0.00017769 | 0.00016883
CMDPF92060 | L | Commercial | Motors/Drives | Pumps and Fans | Motors/Drives Installation on Fan System | Commercial-All Com-Vent | 0.00020083 | 0.00017769 | 0.00016883
CMDPF92061 | L | Commercial | Motors/Drives | Pumps and Fans | Motors/Drives Installation on Vacuum Pumps | Commercial-All Com-Vent | 0.00020083 | 0.00017769 | 0.00016883
CMDPF92100 | L | Commercial | Motors/Drives | Pumps and Fans | Motors/Drives Installation on Pump System | Commercial-All Com-Vent | 0.00020083 | 0.00017769 | 0.00016883
CPLEL82062 | R | Commercial | Process Loads | Elevators | Elevators | Commercial-All Com-Misc | 0.00017512 | 0.00020141 | 0.00017825
CPLEL92062 | L | Commercial | Process Loads | Elevators | Elevators | Commercial-All Com-Misc | 0.00017512 | 0.00020141 | 0.00017825
CPLES82063 | R | Commercial | Process Loads | Escalators | Escalators | Commercial-All Com-Misc | 0.00017512 | 0.00020141 | 0.00017825
CPLES92063 | L | Commercial | Process Loads | Escalators | Escalators | Commercial-All Com-Misc | 0.00017512 | 0.00020141 | 0.00017825
CPLHR82064 | R | Commercial | Process Loads | Heat Recovery | Heat Recovery Improvements | C-All-HVAC-ER-All-All-E | 5.4009e-05 | 0.0012078 | 0.00083871
CPLHR92064 | L | Commercial | Process Loads | Heat Recovery | Heat Recovery Improvements | C-All-HVAC-ER-All-All-E | 5.4009e-05 | 0.0012078 | 0.00083871
CPLPC82065 | R | Commercial | Process Loads | Process Loads System Controls | Process Loads Control Improvements (non-VFD) | Commercial-All Com-Process | 0.0001616 | 0.00018786 | 0.00016488
CPLPC82066 | R | Commercial | Process Loads | Process Loads System Controls | Process Loads Control Improvements (VFD) | Commercial-All Com-Process | 0.0001616 | 0.00018786 | 0.00016488
CPLPC92065 | L | Commercial | Process Loads | Process Loads System Controls | Process Loads Control Improvements (non-VFD) | Commercial-All Com-Process | 0.0001616 | 0.00018786 | 0.00016488
CPLPC92066 | L | Commercial | Process Loads | Process Loads System Controls | Process Loads Control Improvements (VFD) | Commercial-All Com-Process | 0.0001616 | 0.00018786 | 0.00016488
CPLPF82068 | R | Commercial | Process Loads | Pumps and Fans | Centrifugal Pump System Improvements | Commercial-All Com-Vent | 0.00020083 | 0.00017769 | 0.00016883
CPLPF82069 | R | Commercial | Process Loads | Pumps and Fans | Fan System Improvements | Commercial-All Com-Vent | 0.00020083 | 0.00017769 | 0.00016883
CPLPF82070 | R | Commercial | Process Loads | Pumps and Fans | Pump System Improvements | Commercial-All Com-Vent | 0.00020083 | 0.00017769 | 0.00016883
CPLPF82071 | R | Commercial | Process Loads | Pumps and Fans | Turbine Pump System Improvements | Commercial-All Com-Vent | 0.00020083 | 0.00017769 | 0.00016883
CPLPF82072 | R | Commercial | Process Loads | Pumps and Fans | Vacuum Pump System Improvements | Commercial-All Com-Vent | 0.00020083 | 0.00017769 | 0.00016883
CPLPF92068 | L | Commercial | Process Loads | Pumps and Fans | Centrifugal Pump System Improvements | Commercial-All Com-Vent | 0.00020083 | 0.00017769 | 0.00016883
CPLPF92069 | L | Commercial | Process Loads | Pumps and Fans | Fan System Improvements | Commercial-All Com-Vent | 0.00020083 | 0.00017769 | 0.00016883
CPLPF92070 | L | Commercial | Process Loads | Pumps and Fans | Pump System Improvements | Commercial-All Com-Vent | 0.00020083 | 0.00017769 | 0.00016883
CPLPF92071 | L | Commercial | Process Loads | Pumps and Fans | Turbine Pump System Improvements | Commercial-All Com-Vent | 0.00020083 | 0.00017769 | 0.00016883
CPLPF92072 | L | Commercial | Process Loads | Pumps and Fans | Vacuum Pump System Improvements | Commercial-All Com-Vent | 0.00020083 | 0.00017769 | 0.00016883
CPLPL82067 | R | Commercial | Process Loads | Process Loads System Improvements | Interactive Process Loads System Improvements | Commercial-All Com-Process | 0.0001616 | 0.00018786 | 0.00016488
CPLPL92067 | L | Commercial | Process Loads | Process Loads System Improvements | Interactive Process Loads System Improvements | Commercial-All Com-Process | 0.0001616 | 0.00018786 | 0.00016488
CREHR82073 | R | Commercial | Refrigeration | Heat Recovery | Heat Recovery Improvements | C-All-HVAC-ER-All-All-E | 5.4009e-05 | 0.0012078 | 0.00083871
CREHR92073 | L | Commercial | Refrigeration | Heat Recovery | Heat Recovery Improvements | C-All-HVAC-ER-All-All-E | 5.4009e-05 | 0.0012078 | 0.00083871
CREPF82076 | R | Commercial | Refrigeration | Pumps and Fans | Condensor Fan System Improvements | C-All-Ref-Refrig-All-All-C | 0.00014745 | 0.00011843 | 0.00012635
CREPF82077 | R | Commercial | Refrigeration | Pumps and Fans | Evaporator Coil Fan System Improvements | C-All-Ref-Refrig-All-All-C | 0.00014745 | 0.00011843 | 0.00012635
CREPF82078 | R | Commercial | Refrigeration | Pumps and Fans | Evaporator Fan System Improvements | C-All-Ref-Refrig-All-All-C | 0.00014745 | 0.00011843 | 0.00012635
CREPF92076 | L | Commercial | Refrigeration | Pumps and Fans | Condensor Fan System Improvements | C-All-Ref-Refrig-All-All-C | 0.00014745 | 0.00011843 | 0.00012635
CREPF92077 | L | Commercial | Refrigeration | Pumps and Fans | Evaporator Coil Fan System Improvements | C-All-Ref-Refrig-All-All-C | 0.00014745 | 0.00011843 | 0.00012635
CREPF92078 | L | Commercial | Refrigeration | Pumps and Fans | Evaporator Fan System Improvements | C-All-Ref-Refrig-All-All-C | 0.00014745 | 0.00011843 | 0.00012635
CREPR82074 | R | Commercial | Refrigeration | Packaged Refrigeration | Packaged Refrigeration System Improvements | C-All-Ref-Refrig-All-All-C | 0.00014745 | 0.00011843 | 0.00012635
CREPR82075 | R | Commercial | Refrigeration | Packaged Refrigeration | Refrigerators | C-All-Ref-Refrig-All-All-C | 0.00014745 | 0.00011843 | 0.00012635
CREPR92074 | L | Commercial | Refrigeration | Packaged Refrigeration | Packaged Refrigeration System Improvements | C-All-Ref-Refrig-All-All-C | 0.00014745 | 0.00011843 | 0.00012635
CREPR92075 | L | Commercial | Refrigeration | Packaged Refrigeration | Refrigerators | C-All-Ref-Refrig-All-All-C | 0.00014745 | 0.00011843 | 0.00012635
CRERC82079 | R | Commercial | Refrigeration | Refrigeration System Controls | Defrost Control Improvements | C-All-Ref-Refrig-All-All-C | 0.00014745 | 0.00011843 | 0.00012635
CRERC82080 | R | Commercial | Refrigeration | Refrigeration System Controls | Refrigeration Control Improvements (non-VFD) | C-All-Ref-Refrig-All-All-C | 0.00014745 | 0.00011843 | 0.00012635
CRERC82081 | R | Commercial | Refrigeration | Refrigeration System Controls | Refrigeration Control Improvements (VFD) | C-All-Ref-Refrig-All-All-C | 0.00014745 | 0.00011843 | 0.00012635
CRERC92079 | L | Commercial | Refrigeration | Refrigeration System Controls | Defrost Control Improvements | C-All-Ref-Refrig-All-All-C | 0.00014745 | 0.00011843 | 0.00012635
CRERC92080 | L | Commercial | Refrigeration | Refrigeration System Controls | Refrigeration Control Improvements (non-VFD) | C-All-Ref-Refrig-All-All-C | 0.00014745 | 0.00011843 | 0.00012635
CRERC92081 | L | Commercial | Refrigeration | Refrigeration System Controls | Refrigeration Control Improvements (VFD) | C-All-Ref-Refrig-All-All-C | 0.00014745 | 0.00011843 | 0.00012635
CRERI82082 | R | Commercial | Refrigeration | Refrigeration System Improvements | Building Commissioning Improvements | C-All-Ref-Refrig-All-All-C | 0.00014745 | 0.00011843 | 0.00012635
CRERI82083 | R | Commercial | Refrigeration | Refrigeration System Improvements | Chiller Improvements | C-All-Ref-Refrig-All-All-C | 0.00014745 | 0.00011843 | 0.00012635
CRERI82084 | R | Commercial | Refrigeration | Refrigeration System Improvements | Compressors | C-All-Ref-Refrig-All-All-C | 0.00014745 | 0.00011843 | 0.00012635
CRERI82085 | R | Commercial | Refrigeration | Refrigeration System Improvements | Condensors | C-All-Ref-Refrig-All-All-C | 0.00014745 | 0.00011843 | 0.00012635
CRERI82086 | R | Commercial | Refrigeration | Refrigeration System Improvements | Insulation | C-All-Ref-Refrig-All-All-C | 0.00014745 | 0.00011843 | 0.00012635
CRERI82087 | R | Commercial | Refrigeration | Refrigeration System Improvements | Interactive Refrigeration System Improvements | C-All-Ref-Refrig-All-All-C | 0.00014745 | 0.00011843 | 0.00012635
CRERI82088 | R | Commercial | Refrigeration | Refrigeration System Improvements | Motion Sensors | C-All-Ref-Refrig-All-All-C | 0.00014745 | 0.00011843 | 0.00012635
CRERI92082 | L | Commercial | Refrigeration | Refrigeration System Improvements | Building Commissioning Improvements | C-All-Ref-Refrig-All-All-C | 0.00014745 | 0.00011843 | 0.00012635
CRERI92083 | L | Commercial | Refrigeration | Refrigeration System Improvements | Chiller Improvements | C-All-Ref-Refrig-All-All-C | 0.00014745 | 0.00011843 | 0.00012635
CRERI92084 | L | Commercial | Refrigeration | Refrigeration System Improvements | Compressors | C-All-Ref-Refrig-All-All-C | 0.00014745 | 0.00011843 | 0.00012635
CRERI92085 | L | Commercial | Refrigeration | Refrigeration System Improvements | Condensors | C-All-Ref-Refrig-All-All-C | 0.00014745 | 0.00011843 | 0.00012635
CRERI92086 | L | Commercial | Refrigeration | Refrigeration System Improvements | Insulation | C-All-Ref-Refrig-All-All-C | 0.00014745 | 0.00011843 | 0.00012635
CRERI92087 | L | Commercial | Refrigeration | Refrigeration System Improvements | Interactive Refrigeration System Improvements | C-All-Ref-Refrig-All-All-C | 0.00014745 | 0.00011843 | 0.00012635
CRERI92088 | L | Commercial | Refrigeration | Refrigeration System Improvements | Motion Sensors | C-All-Ref-Refrig-All-All-C | 0.00014745 | 0.00011843 | 0.00012635
CWBWB82097 | R | Commercial | Whole Bldg/Meter Level | Whole Bldg/Meter Level System Improvements | Interactive Whole Bldg/Meter Level System Improvements | C-All-SecTotal-ER-All-All-E | 0.00019817 | 0.00031316 | 0.00027365
CWBWB82101 | R | Commercial | Whole Bldg/Meter Level | Whole Bldg/Meter Level System Improvements | Energy Management Systems/System Controls | C-All-SecTotal-ER-All-All-E | 0.00019817 | 0.00031316 | 0.00027365
CWBWB82128 | R | Commercial | Whole Bldg/Meter Level | Whole Bldg/Meter Level System Improvements | Building Commissioning Improvements | C-All-SecTotal-ER-All-All-E | 0.00019817 | 0.00031316 | 0.00027365
CWBWB82144 | R | Commercial | Whole Bldg/Meter Level | Whole Bldg/Meter Level System Improvements | Strategic Energy Management | C-All-SecTotal-ER-All-All-E | 0.00019817 | 0.00031316 | 0.00027365
CWBWB82154 | R | Commercial | Whole Bldg/Meter Level | Whole Bldg/Meter Level System Improvements | Strategic Energy Management | C-All-SecTotal-ER-All-All-E | 0.00019817 | 0.00031316 | 0.00027365
CWBWB92097 | L | Commercial | Whole Bldg/Meter Level | Whole Bldg/Meter Level System Improvements | Interactive Whole Bldg/Meter Level System Improvements | C-All-SecTotal-ER-All-All-E | 0.00019817 | 0.00031316 | 0.00027365
CWBWB92101 | L | Commercial | Whole Bldg/Meter Level | Whole Bldg/Meter Level System Improvements | Energy Management Systems/System Controls | C-All-SecTotal-ER-All-All-E | 0.00019817 | 0.00031316 | 0.00027365
CWBWB92128 | L | Commercial | Whole Bldg/Meter Level | Whole Bldg/Meter Level System Improvements | Building Commissioning Improvements | C-All-SecTotal-ER-All-All-E | 0.00019817 | 0.00031316 | 0.00027365
CWHHR82089 | R | Commercial | Water Heating | Heat Recovery | Heat Recovery Improvements | C-All-WH-All-All-All-E | 0.00015982 | 0.00018015 | 0.00019901
CWHHR92089 | L | Commercial | Water Heating | Heat Recovery | Heat Recovery Improvements | C-All-WH-All-All-All-E | 0.00015982 | 0.00018015 | 0.00019901
CWHPS82090 | R | Commercial | Water Heating | Pool System Improvements | Pool Blankets | Commercial-All Com-Vent | 0.00020083 | 0.00017769 | 0.00016883
CWHPS82091 | R | Commercial | Water Heating | Pool System Improvements | Pool System Improvements | Commercial-All Com-Vent | 0.00020083 | 0.00017769 | 0.00016883
CWHPS92090 | L | Commercial | Water Heating | Pool System Improvements | Pool Blankets | Commercial-All Com-Vent | 0.00020083 | 0.00017769 | 0.00016883
CWHPS92091 | L | Commercial | Water Heating | Pool System Improvements | Pool System Improvements | Commercial-All Com-Vent | 0.00020083 | 0.00017769 | 0.00016883
CWHSE82092 | R | Commercial | Water Heating | System Efficiency Improvements | Insulation | C-All-WH-All-All-All-E | 0.00015982 | 0.00018015 | 0.00019901
CWHSE92092 | L | Commercial | Water Heating | System Efficiency Improvements | Insulation | C-All-WH-All-All-All-E | 0.00015982 | 0.00018015 | 0.00019901
CWHWC82094 | R | Commercial | Water Heating | Water Heating Controls | Energy Management Systems/System Controls | C-All-WH-All-All-All-E | 0.00015982 | 0.00018015 | 0.00019901
CWHWC82095 | R | Commercial | Water Heating | Water Heating Controls | Water Heating Control Improvements (non-VFD) | C-All-WH-All-All-All-E | 0.00015982 | 0.00018015 | 0.00019901
CWHWC82096 | R | Commercial | Water Heating | Water Heating Controls | Water Heating Control Improvements (VFD) | C-All-WH-All-All-All-E | 0.00015982 | 0.00018015 | 0.00019901
CWHWC92094 | L | Commercial | Water Heating | Water Heating Controls | Energy Management Systems/System Controls | C-All-WH-All-All-All-E | 0.00015982 | 0.00018015 | 0.00019901
CWHWC92095 | L | Commercial | Water Heating | Water Heating Controls | Water Heating Control Improvements (non-VFD) | C-All-WH-All-All-All-E | 0.00015982 | 0.00018015 | 0.00019901
CWHWC92096 | L | Commercial | Water Heating | Water Heating Controls | Water Heating Control Improvements (VFD) | C-All-WH-All-All-All-E | 0.00015982 | 0.00018015 | 0.00019901
CWHWH82093 | R | Commercial | Water Heating | Water Heaters | Water Heaters | C-All-WH-All-All-All-E | 0.00015982 | 0.00018015 | 0.00019901
CWHWH92093 | L | Commercial | Water Heating | Water Heaters | Water Heaters | C-All-WH-All-All-All-E | 0.00015982 | 0.00018015 | 0.00019901
ICACC83001 | R | Industrial | Compressed Air | Compressed Air System Controls | Compressed Air Control Improvements (non-VFD) | I-All-SecTotal-All-All-All-E | 0.00014255 | 0.00014352 | 0.00013459
ICACC83002 | R | Industrial | Compressed Air | Compressed Air System Controls | Compressed Air Control Improvements (VFD) | I-All-SecTotal-All-All-All-E | 0.00014255 | 0.00014352 | 0.00013459
ICACC93001 | L | Industrial | Compressed Air | Compressed Air System Controls | Compressed Air Control Improvements (non-VFD) | I-All-SecTotal-All-All-All-E | 0.00014255 | 0.00014352 | 0.00013459
ICACC93002 | L | Industrial | Compressed Air | Compressed Air System Controls | Compressed Air Control Improvements (VFD) | I-All-SecTotal-All-All-All-E | 0.00014255 | 0.00014352 | 0.00013459
ICACI83003 | R | Industrial | Compressed Air | Compressed Air System Improvements | Compressed Air System Compressor Improvements (non-VFD) | I-All-SecTotal-All-All-All-E | 0.00014255 | 0.00014352 | 0.00013459
ICACI83004 | R | Industrial | Compressed Air | Compressed Air System Improvements | Compressed Air System Compressor Improvements (VFD) | I-All-SecTotal-All-All-All-E | 0.00014255 | 0.00014352 | 0.00013459
ICACI83005 | R | Industrial | Compressed Air | Compressed Air System Improvements | Compressed Air System Demand Side Improvements | I-All-SecTotal-All-All-All-E | 0.00014255 | 0.00014352 | 0.00013459
ICACI83006 | R | Industrial | Compressed Air | Compressed Air System Improvements | Compressed Air System Dryer Improvements | I-All-SecTotal-All-All-All-E | 0.00014255 | 0.00014352 | 0.00013459
ICACI83007 | R | Industrial | Compressed Air | Compressed Air System Improvements | Compressed Air System Regulation Improvements | I-All-SecTotal-All-All-All-E | 0.00014255 | 0.00014352 | 0.00013459
ICACI83008 | R | Industrial | Compressed Air | Compressed Air System Improvements | Compressed Air System Storage Improvements | I-All-SecTotal-All-All-All-E | 0.00014255 | 0.00014352 | 0.00013459
ICACI83009 | R | Industrial | Compressed Air | Compressed Air System Improvements | Compressed Air System Supply Side Improvements | I-All-SecTotal-All-All-All-E | 0.00014255 | 0.00014352 | 0.00013459
ICACI83010 | R | Industrial | Compressed Air | Compressed Air System Improvements | Compressors | I-All-SecTotal-All-All-All-E | 0.00014255 | 0.00014352 | 0.00013459
ICACI83093 | R | Industrial | Compressed Air | Compressed Air System Improvements | Interactive Compressed Air System Supply/Demand Upgrade | I-All-SecTotal-All-All-All-E | 0.00014255 | 0.00014352 | 0.00013459
ICACI83166 | R | Industrial | Compressed Air | Compressed Air System Improvements | Efficient Air Compressors (VFD) | I-All-SecTotal-All-All-All-E | 0.00014255 | 0.00014352 | 0.00013459
ICACI83167 | R | Industrial | Compressed Air | Compressed Air System Improvements | Efficient Air Compressors (non-VFD) | I-All-SecTotal-All-All-All-E | 0.00014255 | 0.00014352 | 0.00013459
ICACI83168 | R | Industrial | Compressed Air | Compressed Air System Improvements | Compressed Air System Demand Side Improvements | I-All-SecTotal-All-All-All-E | 0.00014255 | 0.00014352 | 0.00013459
ICACI93003 | L | Industrial | Compressed Air | Compressed Air System Improvements | Compressed Air System Compressor Improvements (non-VFD) | I-All-SecTotal-All-All-All-E | 0.00014255 | 0.00014352 | 0.00013459
ICACI93004 | L | Industrial | Compressed Air | Compressed Air System Improvements | Compressed Air System Compressor Improvements (VFD) | I-All-SecTotal-All-All-All-E | 0.00014255 | 0.00014352 | 0.00013459
ICACI93005 | L | Industrial | Compressed Air | Compressed Air System Improvements | Compressed Air System Demand Side Improvements | I-All-SecTotal-All-All-All-E | 0.00014255 | 0.00014352 | 0.00013459
ICACI93006 | L | Industrial | Compressed Air | Compressed Air System Improvements | Compressed Air System Dryer Improvements | I-All-SecTotal-All-All-All-E | 0.00014255 | 0.00014352 | 0.00013459
ICACI93007 | L | Industrial | Compressed Air | Compressed Air System Improvements | Compressed Air System Regulation Improvements | I-All-SecTotal-All-All-All-E | 0.00014255 | 0.00014352 | 0.00013459
ICACI93008 | L | Industrial | Compressed Air | Compressed Air System Improvements | Compressed Air System Storage Improvements | I-All-SecTotal-All-All-All-E | 0.00014255 | 0.00014352 | 0.00013459
ICACI93009 | L | Industrial | Compressed Air | Compressed Air System Improvements | Compressed Air System Supply Side Improvements | I-All-SecTotal-All-All-All-E | 0.00014255 | 0.00014352 | 0.00013459
ICACI93010 | L | Industrial | Compressed Air | Compressed Air System Improvements | Compressors | I-All-SecTotal-All-All-All-E | 0.00014255 | 0.00014352 | 0.00013459
ICACI93093 | L | Industrial | Compressed Air | Compressed Air System Improvements | Interactive Compressed Air System Supply/Demand Upgrade | I-All-SecTotal-All-All-All-E | 0.00014255 | 0.00014352 | 0.00013459
ICACI93166 | L | Industrial | Compressed Air | Compressed Air System Improvements | Efficient Air Compressors (VFD) | I-All-SecTotal-All-All-All-E | 0.00014255 | 0.00014352 | 0.00013459
ICACI93167 | L | Industrial | Compressed Air | Compressed Air System Improvements | Efficient Air Compressors (non-VFD) | I-All-SecTotal-All-All-All-E | 0.00014255 | 0.00014352 | 0.00013459
ICACI93168 | L | Industrial | Compressed Air | Compressed Air System Improvements | Compressed Air System Demand Side Improvements | I-All-SecTotal-All-All-All-E | 0.00014255 | 0.00014352 | 0.00013459
ICAHR83011 | R | Industrial | Compressed Air | Heat Recovery | Heat Recovery Improvements | I-All-SecTotal-All-All-All-E | 0.00014255 | 0.00014352 | 0.00013459
ICAHR93011 | L | Industrial | Compressed Air | Heat Recovery | Heat Recovery Improvements | I-All-SecTotal-All-All-All-E | 0.00014255 | 0.00014352 | 0.00013459
IELCT83114 | R | Industrial | Electronics | Computer Technologies | Uninterruptible Power Supply (UPS) - >10 KVA | Commercial-All Com-OffEquip | 0.0001708 | 0.00021055 | 0.00017428
IELCT83115 | R | Industrial | Electronics | Computer Technologies | Uninterruptible Power Supply (UPS) - <10 KVA | Commercial-All Com-OffEquip | 0.0001708 | 0.00021055 | 0.00017428
IELCT93114 | L | Industrial | Electronics | Computer Technologies | Uninterruptible Power Supply (UPS) - >10 KVA | Commercial-All Com-OffEquip | 0.0001708 | 0.00021055 | 0.00017428
IELCT93115 | L | Industrial | Electronics | Computer Technologies | Uninterruptible Power Supply (UPS) - <10 KVA | Commercial-All Com-OffEquip | 0.0001708 | 0.00021055 | 0.00017428
IEPSR83133 | R | Industrial | Energy Project Manager | Staffing Resource | Staffing Resource | I-All-SecTotal-All-All-All-E | 0.00014255 | 0.00014352 | 0.00013459
IFDCA83012 | R | Industrial | Facility Distribution System | Capacitors | Fixed and Switched Shunt Capacitor | I-All-SecTotal-All-All-All-E | 0.00014255 | 0.00014352 | 0.00013459
IFDCA93012 | L | Industrial | Facility Distribution System | Capacitors | Fixed and Switched Shunt Capacitor | I-All-SecTotal-All-All-All-E | 0.00014255 | 0.00014352 | 0.00013459
IFDCN83013 | R | Industrial | Facility Distribution System | Conductors | Service Conductor Replacement | I-All-SecTotal-All-All-All-E | 0.00014255 | 0.00014352 | 0.00013459
IFDCN93013 | L | Industrial | Facility Distribution System | Conductors | Service Conductor Replacement | I-All-SecTotal-All-All-All-E | 0.00014255 | 0.00014352 | 0.00013459
IFDPO83014 | R | Industrial | Facility Distribution System | Power Factor Improvements | VAR Management/Controls | I-All-SecTotal-All-All-All-E | 0.00014255 | 0.00014352 | 0.00013459
IFDPO93014 | L | Industrial | Facility Distribution System | Power Factor Improvements | VAR Management/Controls | I-All-SecTotal-All-All-All-E | 0.00014255 | 0.00014352 | 0.00013459
IFDTR83015 | R | Industrial | Facility Distribution System | Transformers | De-Energization | I-All-SecTotal-All-All-All-E | 0.00014255 | 0.00014352 | 0.00013459
IFDTR83016 | R | Industrial | Facility Distribution System | Transformers | Transformers (NEMA TP-1 or Higher) | I-All-SecTotal-All-All-All-E | 0.00014255 | 0.00014352 | 0.00013459
IFDTR93015 | L | Industrial | Facility Distribution System | Transformers | De-Energization | I-All-SecTotal-All-All-All-E | 0.00014255 | 0.00014352 | 0.00013459
IFDTR93016 | L | Industrial | Facility Distribution System | Transformers | Transformers (NEMA TP-1 or Higher) | I-All-SecTotal-All-All-All-E | 0.00014255 | 0.00014352 | 0.00013459
IFDVM83017 | R | Industrial | Facility Distribution System | Voltage Management | Conservation Voltage Reduction (CVR) | I-All-SecTotal-All-All-All-E | 0.00014255 | 0.00014352 | 0.00013459
IFDVM93017 | L | Industrial | Facility Distribution System | Voltage Management | Conservation Voltage Reduction (CVR) | I-All-SecTotal-All-All-All-E | 0.00014255 | 0.00014352 | 0.00013459
IHVEN83018 | R | Industrial | HVAC | Envelope | Air Sealing | I-All-SecTotal-All-All-All-E | 0.00014255 | 0.00014352 | 0.00013459
IHVEN83019 | R | Industrial | HVAC | Envelope | Insulation | I-All-SecTotal-All-All-All-E | 0.00014255 | 0.00014352 | 0.00013459
IHVEN83020 | R | Industrial | HVAC | Envelope | Windows | I-All-SecTotal-All-All-All-E | 0.00014255 | 0.00014352 | 0.00013459
IHVEN93018 | L | Industrial | HVAC | Envelope | Air Sealing | I-All-SecTotal-All-All-All-E | 0.00014255 | 0.00014352 | 0.00013459
IHVEN93019 | L | Industrial | HVAC | Envelope | Insulation | I-All-SecTotal-All-All-All-E | 0.00014255 | 0.00014352 | 0.00013459
IHVEN93020 | L | Industrial | HVAC | Envelope | Windows | I-All-SecTotal-All-All-All-E | 0.00014255 | 0.00014352 | 0.00013459
IHVHC83023 | R | Industrial | HVAC | HVAC System Controls | Energy Management Systems/System Controls | I-All-SecTotal-All-All-All-E | 0.00014255 | 0.00014352 | 0.00013459
IHVHC83024 | R | Industrial | HVAC | HVAC System Controls | HVAC Control Improvements (non-VFD) | I-All-SecTotal-All-All-All-E | 0.00014255 | 0.00014352 | 0.00013459
IHVHC83025 | R | Industrial | HVAC | HVAC System Controls | HVAC Control Improvements (VFD) | I-All-SecTotal-All-All-All-E | 0.00014255 | 0.00014352 | 0.00013459
IHVHC83026 | R | Industrial | HVAC | HVAC System Controls | Pneumatic to DDC Control Improvements | I-All-SecTotal-All-All-All-E | 0.00014255 | 0.00014352 | 0.00013459
IHVHC83027 | R | Industrial | HVAC | HVAC System Controls | Thermostats | I-All-SecTotal-All-All-All-E | 0.00014255 | 0.00014352 | 0.00013459
IHVHC93023 | L | Industrial | HVAC | HVAC System Controls | Energy Management Systems/System Controls | I-All-SecTotal-All-All-All-E | 0.00014255 | 0.00014352 | 0.00013459
IHVHC93024 | L | Industrial | HVAC | HVAC System Controls | HVAC Control Improvements (non-VFD) | I-All-SecTotal-All-All-All-E | 0.00014255 | 0.00014352 | 0.00013459
IHVHC93025 | L | Industrial | HVAC | HVAC System Controls | HVAC Control Improvements (VFD) | I-All-SecTotal-All-All-All-E | 0.00014255 | 0.00014352 | 0.00013459
IHVHC93026 | L | Industrial | HVAC | HVAC System Controls | Pneumatic to DDC Control Improvements | I-All-SecTotal-All-All-All-E | 0.00014255 | 0.00014352 | 0.00013459
IHVHC93027 | L | Industrial | HVAC | HVAC System Controls | Thermostats | I-All-SecTotal-All-All-All-E | 0.00014255 | 0.00014352 | 0.00013459
IHVHI83028 | R | Industrial | HVAC | HVAC System Improvements | Air-Source Heat Pumps | I-All-SecTotal-All-All-All-E | 0.00014255 | 0.00014352 | 0.00013459
IHVHI83029 | R | Industrial | HVAC | HVAC System Improvements | Building Commissioning Improvements | I-All-SecTotal-All-All-All-E | 0.00014255 | 0.00014352 | 0.00013459
IHVHI83030 | R | Industrial | HVAC | HVAC System Improvements | Centrifugal Chiller Improvements | I-All-SecTotal-All-All-All-E | 0.00014255 | 0.00014352 | 0.00013459
IHVHI83031 | R | Industrial | HVAC | HVAC System Improvements | Duct Insulation | I-All-SecTotal-All-All-All-E | 0.00014255 | 0.00014352 | 0.00013459
IHVHI83032 | R | Industrial | HVAC | HVAC System Improvements | Ductless Heat Pumps | I-All-SecTotal-All-All-All-E | 0.00014255 | 0.00014352 | 0.00013459
IHVHI83033 | R | Industrial | HVAC | HVAC System Improvements | Economizer System Improvements | I-All-SecTotal-All-All-All-E | 0.00014255 | 0.00014352 | 0.00013459
IHVHI83034 | R | Industrial | HVAC | HVAC System Improvements | Interactive HVAC System Improvements | I-All-SecTotal-All-All-All-E | 0.00014255 | 0.00014352 | 0.00013459
IHVHI83035 | R | Industrial | HVAC | HVAC System Improvements | Rooftop Units | I-All-SecTotal-All-All-All-E | 0.00014255 | 0.00014352 | 0.00013459
IHVHI83036 | R | Industrial | HVAC | HVAC System Improvements | Rotary Screw Chiller Improvements | I-All-SecTotal-All-All-All-E | 0.00014255 | 0.00014352 | 0.00013459
IHVHI83037 | R | Industrial | HVAC | HVAC System Improvements | Scroll Chiller Improvements | I-All-SecTotal-All-All-All-E | 0.00014255 | 0.00014352 | 0.00013459
IHVHI83038 | R | Industrial | HVAC | HVAC System Improvements | Storage Tank Insulation Improvements | I-All-SecTotal-All-All-All-E | 0.00014255 | 0.00014352 | 0.00013459
IHVHI83039 | R | Industrial | HVAC | HVAC System Improvements | Variable Refrigerant Flow System Improvements | I-All-SecTotal-All-All-All-E | 0.00014255 | 0.00014352 | 0.00013459
IHVHI83040 | R | Industrial | HVAC | HVAC System Improvements | Ventilation System Improvements | I-All-SecTotal-All-All-All-E | 0.00014255 | 0.00014352 | 0.00013459
IHVHI83041 | R | Industrial | HVAC | HVAC System Improvements | Water-Source Heat Pumps | I-All-SecTotal-All-All-All-E | 0.00014255 | 0.00014352 | 0.00013459
IHVHI83182 | R | Industrial | HVAC | HVAC System Improvements | Free Cooling | I-All-SecTotal-All-All-All-E | 0.00014255 | 0.00014352 | 0.00013459
IHVHI93028 | L | Industrial | HVAC | HVAC System Improvements | Air-Source Heat Pumps | I-All-SecTotal-All-All-All-E | 0.00014255 | 0.00014352 | 0.00013459
IHVHI93029 | L | Industrial | HVAC | HVAC System Improvements | Building Commissioning Improvements | I-All-SecTotal-All-All-All-E | 0.00014255 | 0.00014352 | 0.00013459
IHVHI93030 | L | Industrial | HVAC | HVAC System Improvements | Centrifugal Chiller Improvements | I-All-SecTotal-All-All-All-E | 0.00014255 | 0.00014352 | 0.00013459
IHVHI93031 | L | Industrial | HVAC | HVAC System Improvements | Duct Insulation | I-All-SecTotal-All-All-All-E | 0.00014255 | 0.00014352 | 0.00013459
IHVHI93032 | L | Industrial | HVAC | HVAC System Improvements | Ductless Heat Pumps | I-All-SecTotal-All-All-All-E | 0.00014255 | 0.00014352 | 0.00013459
IHVHI93033 | L | Industrial | HVAC | HVAC System Improvements | Economizer System Improvements | I-All-SecTotal-All-All-All-E | 0.00014255 | 0.00014352 | 0.00013459
IHVHI93034 | L | Industrial | HVAC | HVAC System Improvements | Interactive HVAC System Improvements | I-All-SecTotal-All-All-All-E | 0.00014255 | 0.00014352 | 0.00013459
IHVHI93035 | L | Industrial | HVAC | HVAC System Improvements | Rooftop Units | I-All-SecTotal-All-All-All-E | 0.00014255 | 0.00014352 | 0.00013459
IHVHI93036 | L | Industrial | HVAC | HVAC System Improvements | Rotary Screw Chiller Improvements | I-All-SecTotal-All-All-All-E | 0.00014255 | 0.00014352 | 0.00013459
IHVHI93037 | L | Industrial | HVAC | HVAC System Improvements | Scroll Chiller Improvements | I-All-SecTotal-All-All-All-E | 0.00014255 | 0.00014352 | 0.00013459
IHVHI93038 | L | Industrial | HVAC | HVAC System Improvements | Storage Tank Insulation Improvements | I-All-SecTotal-All-All-All-E | 0.00014255 | 0.00014352 | 0.00013459
IHVHI93039 | L | Industrial | HVAC | HVAC System Improvements | Variable Refrigerant Flow System Improvements | I-All-SecTotal-All-All-All-E | 0.00014255 | 0.00014352 | 0.00013459
IHVHI93040 | L | Industrial | HVAC | HVAC System Improvements | Ventilation System Improvements | I-All-SecTotal-All-All-All-E | 0.00014255 | 0.00014352 | 0.00013459
IHVHI93041 | L | Industrial | HVAC | HVAC System Improvements | Water-Source Heat Pumps | I-All-SecTotal-All-All-All-E | 0.00014255 | 0.00014352 | 0.00013459
IHVHI93182 | L | Industrial | HVAC | HVAC System Improvements | Free Cooling | I-All-SecTotal-All-All-All-E | 0.00014255 | 0.00014352 | 0.00013459
IHVHR83021 | R | Industrial | HVAC | Heat Recovery | Heat Recovery Improvements | I-All-SecTotal-All-All-All-E | 0.00014255 | 0.00014352 | 0.00013459
IHVHR83022 | R | Industrial | HVAC | Heat Recovery | Humidification/Dehumidification Improvements | I-All-SecTotal-All-All-All-E | 0.00014255 | 0.00014352 | 0.00013459
IHVHR93021 | L | Industrial | HVAC | Heat Recovery | Heat Recovery Improvements | I-All-SecTotal-All-All-All-E | 0.00014255 | 0.00014352 | 0.00013459
IHVHR93022 | L | Industrial | HVAC | Heat Recovery | Humidification/Dehumidification Improvements | I-All-SecTotal-All-All-All-E | 0.00014255 | 0.00014352 | 0.00013459
ILIDE83042 | R | Industrial | Lighting | Delamping | Delamping | Commercial-All Com-IntLight | 0.00018986 | 0.00021686 | 0.00019465
ILIDE93042 | L | Industrial | Lighting | Delamping | Delamping | Commercial-All Com-IntLight | 0.00018986 | 0.00021686 | 0.00019465
ILILB83043 | R | Industrial | Lighting | Lamps/Ballasts/Fixtures | Lamps/Ballasts | Commercial-All Com-IntLight | 0.00018986 | 0.00021686 | 0.00019465
ILILB83044 | R | Industrial | Lighting | Lamps/Ballasts/Fixtures | Lamps/Ballasts w/Controls | Commercial-All Com-IntLight | 0.00018986 | 0.00021686 | 0.00019465
ILILB83045 | R | Industrial | Lighting | Lamps/Ballasts/Fixtures | Lamps/Ballasts w/Delamping | Commercial-All Com-IntLight | 0.00018986 | 0.00021686 | 0.00019465
ILILB83046 | R | Industrial | Lighting | Lamps/Ballasts/Fixtures | Lamps/Ballasts w/Delamping and Controls | Commercial-All Com-IntLight | 0.00018986 | 0.00021686 | 0.00019465
ILILB83047 | R | Industrial | Lighting | Lamps/Ballasts/Fixtures | Lamps/Ballasts/Fixtures | Commercial-All Com-IntLight | 0.00018986 | 0.00021686 | 0.00019465
ILILB83048 | R | Industrial | Lighting | Lamps/Ballasts/Fixtures | Lamps/Ballasts/Fixtures w/Controls | Commercial-All Com-IntLight | 0.00018986 | 0.00021686 | 0.00019465
ILILB83049 | R | Industrial | Lighting | Lamps/Ballasts/Fixtures | Lamps/Ballasts/Fixtures w/Delamping | Commercial-All Com-IntLight | 0.00018986 | 0.00021686 | 0.00019465
ILILB83050 | R | Industrial | Lighting | Lamps/Ballasts/Fixtures | Lamps/Ballasts/Fixtures w/Delamping and Controls | Commercial-All Com-IntLight | 0.00018986 | 0.00021686 | 0.00019465
ILILB83098 | R | Industrial | Lighting | Lamps/Ballasts/Fixtures | T8 Linear Fluorescents | Commercial-All Com-IntLight | 0.00018986 | 0.00021686 | 0.00019465
ILILB83099 | R | Industrial | Lighting | Lamps/Ballasts/Fixtures | Compact Fluorescents | Commercial-All Com-IntLight | 0.00018986 | 0.00021686 | 0.00019465
ILILB83100 | R | Industrial | Lighting | Lamps/Ballasts/Fixtures | Induction | Commercial-All Com-IntLight | 0.00018986 | 0.00021686 | 0.00019465
ILILB83101 | R | Industrial | Lighting | Lamps/Ballasts/Fixtures | Electronic Metal Halide | Commercial-All Com-IntLight | 0.00018986 | 0.00021686 | 0.00019465
ILILB83102 | R | Industrial | Lighting | Lamps/Ballasts/Fixtures | Linear Fluorescent High Bay | Commercial-All Com-IntLight | 0.00018986 | 0.00021686 | 0.00019465
ILILB83103 | R | Industrial | Lighting | Lamps/Ballasts/Fixtures | LED Screw-in/Small fixtures | Commercial-All Com-IntLight | 0.00018986 | 0.00021686 | 0.00019465
ILILB83104 | R | Industrial | Lighting | Lamps/Ballasts/Fixtures | LED Tubes and Troffers | Commercial-All Com-IntLight | 0.00018986 | 0.00021686 | 0.00019465
ILILB83105 | R | Industrial | Lighting | Lamps/Ballasts/Fixtures | LED Exterior General Area | Commercial-All Com-ExtLight | 0.00010952 | 5.4508e-05 | 0.00024983
ILILB83106 | R | Industrial | Lighting | Lamps/Ballasts/Fixtures | LED High Bay | Commercial-All Com-IntLight | 0.00018986 | 0.00021686 | 0.00019465
ILILB83107 | R | Industrial | Lighting | Lamps/Ballasts/Fixtures | LED Parking Garage | FLAT-System | 0.00012396 | 0.00012547 | 0.00012438
ILILB83108 | R | Industrial | Lighting | Lamps/Ballasts/Fixtures | Linear LED | Commercial-All Com-IntLight | 0.00018986 | 0.00021686 | 0.00019465
ILILB83109 | R | Industrial | Lighting | Lamps/Ballasts/Fixtures | LED Other | Commercial-All Com-IntLight | 0.00018986 | 0.00021686 | 0.00019465
ILILB83111 | R | Industrial | Lighting | Lamps/Ballasts/Fixtures | Decommissioning/Fixtures Increase | Commercial-All Com-IntLight | 0.00018986 | 0.00021686 | 0.00019465
ILILB83112 | R | Industrial | Lighting | Lamps/Ballasts/Fixtures | Non-Standard / Other | Commercial-All Com-IntLight | 0.00018986 | 0.00021686 | 0.00019465
ILILB83123 | R | Industrial | Lighting | Lamps/Ballasts/Fixtures | LED Low Bay | Commercial-All Com-IntLight | 0.00018986 | 0.00021686 | 0.00019465
ILILB83124 | R | Industrial | Lighting | Lamps/Ballasts/Fixtures | LED Mogul Base | Commercial-All Com-IntLight | 0.00018986 | 0.00021686 | 0.00019465
ILILB83125 | R | Industrial | Lighting | Lamps/Ballasts/Fixtures | LED Exit Signs | FLAT-System | 0.00012396 | 0.00012547 | 0.00012438
ILILB83126 | R | Industrial | Lighting | Lamps/Ballasts/Fixtures | Fluorescent | Commercial-All Com-IntLight | 0.00018986 | 0.00021686 | 0.00019465
ILILB83127 | R | Industrial | Lighting | Lamps/Ballasts/Fixtures | Signage | Commercial-All Com-IntLight | 0.00018986 | 0.00021686 | 0.00019465
ILILB83134 | R | Industrial | Lighting | Lamps/Ballasts/Fixtures | Existing Equipment | Commercial-All Com-IntLight | 0.00018986 | 0.00021686 | 0.00019465
ILILB93044 | L | Industrial | Lighting | Lamps/Ballasts/Fixtures | Lamps/Ballasts w/Controls | Commercial-All Com-IntLight | 0.00018986 | 0.00021686 | 0.00019465
ILILB93045 | L | Industrial | Lighting | Lamps/Ballasts/Fixtures | Lamps/Ballasts w/Delamping | Commercial-All Com-IntLight | 0.00018986 | 0.00021686 | 0.00019465
ILILB93046 | L | Industrial | Lighting | Lamps/Ballasts/Fixtures | Lamps/Ballasts w/Delamping and Controls | Commercial-All Com-IntLight | 0.00018986 | 0.00021686 | 0.00019465
ILILB93047 | L | Industrial | Lighting | Lamps/Ballasts/Fixtures | Lamps/Ballasts/Fixtures | Commercial-All Com-IntLight | 0.00018986 | 0.00021686 | 0.00019465
ILILB93048 | L | Industrial | Lighting | Lamps/Ballasts/Fixtures | Lamps/Ballasts/Fixtures w/Controls | Commercial-All Com-IntLight | 0.00018986 | 0.00021686 | 0.00019465
ILILB93049 | L | Industrial | Lighting | Lamps/Ballasts/Fixtures | Lamps/Ballasts/Fixtures w/Delamping | Commercial-All Com-IntLight | 0.00018986 | 0.00021686 | 0.00019465
ILILB93050 | L | Industrial | Lighting | Lamps/Ballasts/Fixtures | Lamps/Ballasts/Fixtures w/Delamping and Controls | Commercial-All Com-IntLight | 0.00018986 | 0.00021686 | 0.00019465
ILILB93098 | L | Industrial | Lighting | Lamps/Ballasts/Fixtures | T8 Linear Fluorescents | Commercial-All Com-IntLight | 0.00018986 | 0.00021686 | 0.00019465
ILILB93099 | L | Industrial | Lighting | Lamps/Ballasts/Fixtures | Compact Fluorescents | Commercial-All Com-IntLight | 0.00018986 | 0.00021686 | 0.00019465
ILILB93100 | L | Industrial | Lighting | Lamps/Ballasts/Fixtures | Induction | Commercial-All Com-IntLight | 0.00018986 | 0.00021686 | 0.00019465
ILILB93101 | L | Industrial | Lighting | Lamps/Ballasts/Fixtures | Electronic Metal Halide | Commercial-All Com-IntLight | 0.00018986 | 0.00021686 | 0.00019465
ILILB93102 | L | Industrial | Lighting | Lamps/Ballasts/Fixtures | Linear Fluorescent High Bay | Commercial-All Com-IntLight | 0.00018986 | 0.00021686 | 0.00019465
ILILB93103 | L | Industrial | Lighting | Lamps/Ballasts/Fixtures | LED Screw-in/Small fixtures | Commercial-All Com-IntLight | 0.00018986 | 0.00021686 | 0.00019465
ILILB93104 | L | Industrial | Lighting | Lamps/Ballasts/Fixtures | LED Tubes and Troffers | Commercial-All Com-IntLight | 0.00018986 | 0.00021686 | 0.00019465
ILILB93105 | L | Industrial | Lighting | Lamps/Ballasts/Fixtures | LED Exterior General Area | Commercial-All Com-ExtLight | 0.00010952 | 5.4508e-05 | 0.00024983
ILILB93106 | L | Industrial | Lighting | Lamps/Ballasts/Fixtures | LED High Bay | Commercial-All Com-IntLight | 0.00018986 | 0.00021686 | 0.00019465
ILILB93107 | L | Industrial | Lighting | Lamps/Ballasts/Fixtures | LED Parking Garage | FLAT-System | 0.00012396 | 0.00012547 | 0.00012438
ILILB93108 | L | Industrial | Lighting | Lamps/Ballasts/Fixtures | Linear LED | Commercial-All Com-IntLight | 0.00018986 | 0.00021686 | 0.00019465
ILILB93109 | L | Industrial | Lighting | Lamps/Ballasts/Fixtures | LED Other | Commercial-All Com-IntLight | 0.00018986 | 0.00021686 | 0.00019465
ILILB93111 | L | Industrial | Lighting | Lamps/Ballasts/Fixtures | Decommissioning/Fixtures Increase | Commercial-All Com-IntLight | 0.00018986 | 0.00021686 | 0.00019465
ILILB93112 | L | Industrial | Lighting | Lamps/Ballasts/Fixtures | Non-Standard / Other | Commercial-All Com-IntLight | 0.00018986 | 0.00021686 | 0.00019465
ILILB93113 | L | Industrial | Lighting | Lamps/Ballasts/Fixtures | New Construction | Commercial-All Com-IntLight | 0.00018986 | 0.00021686 | 0.00019465
ILILB93123 | L | Industrial | Lighting | Lamps/Ballasts/Fixtures | LED Low Bay | Commercial-All Com-IntLight | 0.00018986 | 0.00021686 | 0.00019465
ILILB93124 | L | Industrial | Lighting | Lamps/Ballasts/Fixtures | LED Mogul Base | Commercial-All Com-IntLight | 0.00018986 | 0.00021686 | 0.00019465
ILILB93125 | L | Industrial | Lighting | Lamps/Ballasts/Fixtures | LED Exit Signs | FLAT-System | 0.00012396 | 0.00012547 | 0.00012438
ILILB93126 | L | Industrial | Lighting | Lamps/Ballasts/Fixtures | Fluorescent | Commercial-All Com-IntLight | 0.00018986 | 0.00021686 | 0.00019465
ILILB93127 | L | Industrial | Lighting | Lamps/Ballasts/Fixtures | Signage | Commercial-All Com-IntLight | 0.00018986 | 0.00021686 | 0.00019465
ILILB93134 | L | Industrial | Lighting | Lamps/Ballasts/Fixtures | Existing Equipment | Commercial-All Com-IntLight | 0.00018986 | 0.00021686 | 0.00019465
ILILC83051 | R | Industrial | Lighting | Lighting Controls | Control Panels | Commercial-All Com-IntLight | 0.00018986 | 0.00021686 | 0.00019465
ILILC83052 | R | Industrial | Lighting | Lighting Controls | Daylighting | Commercial-All Com-IntLight | 0.00018986 | 0.00021686 | 0.00019465
ILILC83053 | R | Industrial | Lighting | Lighting Controls | Occupancy Sensors | Commercial-All Com-IntLight | 0.00018986 | 0.00021686 | 0.00019465
ILILC83054 | R | Industrial | Lighting | Lighting Controls | Photocells | Commercial-All Com-ExtLight | 0.00010952 | 5.4508e-05 | 0.00024983
ILILC83055 | R | Industrial | Lighting | Lighting Controls | Timers | Commercial-All Com-IntLight | 0.00018986 | 0.00021686 | 0.00019465
ILILC83110 | R | Industrial | Lighting | Lighting Controls | Controls | Commercial-All Com-IntLight | 0.00018986 | 0.00021686 | 0.00019465
ILILC93051 | L | Industrial | Lighting | Lighting Controls | Control Panels | Commercial-All Com-IntLight | 0.00018986 | 0.00021686 | 0.00019465
ILILC93052 | L | Industrial | Lighting | Lighting Controls | Daylighting | Commercial-All Com-IntLight | 0.00018986 | 0.00021686 | 0.00019465
ILILC93053 | L | Industrial | Lighting | Lighting Controls | Occupancy Sensors | Commercial-All Com-IntLight | 0.00018986 | 0.00021686 | 0.00019465
ILILC93054 | L | Industrial | Lighting | Lighting Controls | Photocells | Commercial-All Com-ExtLight | 0.00010952 | 5.4508e-05 | 0.00024983
ILILC93055 | L | Industrial | Lighting | Lighting Controls | Timers | Commercial-All Com-IntLight | 0.00018986 | 0.00021686 | 0.00019465
ILILC93110 | L | Industrial | Lighting | Lighting Controls | Controls | Commercial-All Com-IntLight | 0.00018986 | 0.00021686 | 0.00019465
IMDCI83094 | R | Industrial | Motors/Drives | Compressed Air System Improvements | Motors/Drives Installation on Compressed Air System | I-All-SecTotal-All-All-All-E | 0.00014255 | 0.00014352 | 0.00013459
IMDCI93094 | L | Industrial | Motors/Drives | Compressed Air System Improvements | Motors/Drives Installation on Compressed Air System | I-All-SecTotal-All-All-All-E | 0.00014255 | 0.00014352 | 0.00013459
IMDMC83057 | R | Industrial | Motors/Drives | Motors/Drives Controls | Electronically Commutated Motor (ECM) | I-All-SecTotal-All-All-All-E | 0.00014255 | 0.00014352 | 0.00013459
IMDMC83058 | R | Industrial | Motors/Drives | Motors/Drives Controls | Energy Management Systems/System Controls | I-All-SecTotal-All-All-All-E | 0.00014255 | 0.00014352 | 0.00013459
IMDMC83059 | R | Industrial | Motors/Drives | Motors/Drives Controls | Motors/Drives Control Improvements (non-VFD) | I-All-SecTotal-All-All-All-E | 0.00014255 | 0.00014352 | 0.00013459
IMDMC83060 | R | Industrial | Motors/Drives | Motors/Drives Controls | Motors/Drives Control Improvements (VFD) | I-All-SecTotal-All-All-All-E | 0.00014255 | 0.00014352 | 0.00013459
IMDMC93057 | L | Industrial | Motors/Drives | Motors/Drives Controls | Electronically Commutated Motor (ECM) | I-All-SecTotal-All-All-All-E | 0.00014255 | 0.00014352 | 0.00013459
IMDMC93058 | L | Industrial | Motors/Drives | Motors/Drives Controls | Energy Management Systems/System Controls | I-All-SecTotal-All-All-All-E | 0.00014255 | 0.00014352 | 0.00013459
IMDMC93059 | L | Industrial | Motors/Drives | Motors/Drives Controls | Motors/Drives Control Improvements (non-VFD) | I-All-SecTotal-All-All-All-E | 0.00014255 | 0.00014352 | 0.00013459
IMDMC93060 | L | Industrial | Motors/Drives | Motors/Drives Controls | Motors/Drives Control Improvements (VFD) | I-All-SecTotal-All-All-All-E | 0.00014255 | 0.00014352 | 0.00013459
IMDMO83056 | R | Industrial | Motors/Drives | Motors | Motors | I-All-SecTotal-All-All-All-E | 0.00014255 | 0.00014352 | 0.00013459
IMDMO93056 | L | Industrial | Motors/Drives | Motors | Motors | I-All-SecTotal-All-All-All-E | 0.00014255 | 0.00014352 | 0.00013459
IMDPF83061 | R | Industrial | Motors/Drives | Pumps and Fans | Motors/Drives Installation on Fan System | I-All-SecTotal-All-All-All-E | 0.00014255 | 0.00014352 | 0.00013459
IMDPF83062 | R | Industrial | Motors/Drives | Pumps and Fans | Motors/Drives Installation on Vacuum Pumps | I-All-SecTotal-All-All-All-E | 0.00014255 | 0.00014352 | 0.00013459
IMDPF83095 | R | Industrial | Motors/Drives | Pumps and Fans | Motors/Drives Installation on Pump System | I-All-SecTotal-All-All-All-E | 0.00014255 | 0.00014352 | 0.00013459
IMDPF83096 | R | Industrial | Motors/Drives | Pumps and Fans | Motors/Drives Installation on Blower System | I-All-SecTotal-All-All-All-E | 0.00014255 | 0.00014352 | 0.00013459
IMDPF93061 | L | Industrial | Motors/Drives | Pumps and Fans | Motors/Drives Installation on Fan System | I-All-SecTotal-All-All-All-E | 0.00014255 | 0.00014352 | 0.00013459
IMDPF93062 | L | Industrial | Motors/Drives | Pumps and Fans | Motors/Drives Installation on Vacuum Pumps | I-All-SecTotal-All-All-All-E | 0.00014255 | 0.00014352 | 0.00013459
IMDPF93095 | L | Industrial | Motors/Drives | Pumps and Fans | Motors/Drives Installation on Pump System | I-All-SecTotal-All-All-All-E | 0.00014255 | 0.00014352 | 0.00013459
IMDPF93096 | L | Industrial | Motors/Drives | Pumps and Fans | Motors/Drives Installation on Blower System | I-All-SecTotal-All-All-All-E | 0.00014255 | 0.00014352 | 0.00013459
IPLHR83063 | R | Industrial | Process Loads | Heat Recovery | Heat Recovery Improvements | I-All-SecTotal-All-All-All-E | 0.00014255 | 0.00014352 | 0.00013459
IPLHR93063 | L | Industrial | Process Loads | Heat Recovery | Heat Recovery Improvements | I-All-SecTotal-All-All-All-E | 0.00014255 | 0.00014352 | 0.00013459
IPLPC83064 | R | Industrial | Process Loads | Process Loads System Controls | Process Loads Control Improvements (non-VFD) | I-All-SecTotal-All-All-All-E | 0.00014255 | 0.00014352 | 0.00013459
IPLPC83065 | R | Industrial | Process Loads | Process Loads System Controls | Process Loads Control Improvements (VFD) | I-All-SecTotal-All-All-All-E | 0.00014255 | 0.00014352 | 0.00013459
IPLPC93064 | L | Industrial | Process Loads | Process Loads System Controls | Process Loads Control Improvements (non-VFD) | I-All-SecTotal-All-All-All-E | 0.00014255 | 0.00014352 | 0.00013459
IPLPC93065 | L | Industrial | Process Loads | Process Loads System Controls | Process Loads Control Improvements (VFD) | I-All-SecTotal-All-All-All-E | 0.00014255 | 0.00014352 | 0.00013459
IPLPF83067 | R | Industrial | Process Loads | Pumps and Fans | Centrifugal Pump System Improvements | I-All-SecTotal-All-All-All-E | 0.00014255 | 0.00014352 | 0.00013459
IPLPF83068 | R | Industrial | Process Loads | Pumps and Fans | Fan System Improvements | I-All-SecTotal-All-All-All-E | 0.00014255 | 0.00014352 | 0.00013459
IPLPF83069 | R | Industrial | Process Loads | Pumps and Fans | Pump System Improvements | I-All-SecTotal-All-All-All-E | 0.00014255 | 0.00014352 | 0.00013459
IPLPF83070 | R | Industrial | Process Loads | Pumps and Fans | Turbine Pump System Improvements | I-All-SecTotal-All-All-All-E | 0.00014255 | 0.00014352 | 0.00013459
IPLPF83071 | R | Industrial | Process Loads | Pumps and Fans | Vacuum Pump System Improvements | I-All-SecTotal-All-All-All-E | 0.00014255 | 0.00014352 | 0.00013459
IPLPF83097 | R | Industrial | Process Loads | Pumps and Fans | Blower System Improvements | I-All-SecTotal-All-All-All-E | 0.00014255 | 0.00014352 | 0.00013459
IPLPF83172 | R | Industrial | Process Loads | Pumps and Fans | Efficient Fans (VFD) | I-All-SecTotal-All-All-All-E | 0.00014255 | 0.00014352 | 0.00013459
IPLPF83173 | R | Industrial | Process Loads | Pumps and Fans | Efficient Fans (non-VFD) | I-All-SecTotal-All-All-All-E | 0.00014255 | 0.00014352 | 0.00013459
IPLPF83174 | R | Industrial | Process Loads | Pumps and Fans | Efficient Pumps (VFD) | I-All-SecTotal-All-All-All-E | 0.00014255 | 0.00014352 | 0.00013459
IPLPF83175 | R | Industrial | Process Loads | Pumps and Fans | Efficient Pumps (non-VFD) | I-All-SecTotal-All-All-All-E | 0.00014255 | 0.00014352 | 0.00013459
IPLPF83176 | R | Industrial | Process Loads | Pumps and Fans | Efficient Blowers | I-All-SecTotal-All-All-All-E | 0.00014255 | 0.00014352 | 0.00013459
IPLPF93067 | L | Industrial | Process Loads | Pumps and Fans | Centrifugal Pump System Improvements | I-All-SecTotal-All-All-All-E | 0.00014255 | 0.00014352 | 0.00013459
IPLPF93068 | L | Industrial | Process Loads | Pumps and Fans | Fan System Improvements | I-All-SecTotal-All-All-All-E | 0.00014255 | 0.00014352 | 0.00013459
IPLPF93069 | L | Industrial | Process Loads | Pumps and Fans | Pump System Improvements | I-All-SecTotal-All-All-All-E | 0.00014255 | 0.00014352 | 0.00013459
IPLPF93070 | L | Industrial | Process Loads | Pumps and Fans | Turbine Pump System Improvements | I-All-SecTotal-All-All-All-E | 0.00014255 | 0.00014352 | 0.00013459
IPLPF93071 | L | Industrial | Process Loads | Pumps and Fans | Vacuum Pump System Improvements | I-All-SecTotal-All-All-All-E | 0.00014255 | 0.00014352 | 0.00013459
IPLPF93097 | L | Industrial | Process Loads | Pumps and Fans | Blower System Improvements | I-All-SecTotal-All-All-All-E | 0.00014255 | 0.00014352 | 0.00013459
IPLPF93172 | L | Industrial | Process Loads | Pumps and Fans | Efficient Fans (VFD) | I-All-SecTotal-All-All-All-E | 0.00014255 | 0.00014352 | 0.00013459
IPLPF93173 | L | Industrial | Process Loads | Pumps and Fans | Efficient Fans (non-VFD) | I-All-SecTotal-All-All-All-E | 0.00014255 | 0.00014352 | 0.00013459
IPLPF93174 | L | Industrial | Process Loads | Pumps and Fans | Efficient Pumps (VFD) | I-All-SecTotal-All-All-All-E | 0.00014255 | 0.00014352 | 0.00013459
IPLPF93175 | L | Industrial | Process Loads | Pumps and Fans | Efficient Pumps (non-VFD) | I-All-SecTotal-All-All-All-E | 0.00014255 | 0.00014352 | 0.00013459
IPLPF93176 | L | Industrial | Process Loads | Pumps and Fans | Efficient Blowers | I-All-SecTotal-All-All-All-E | 0.00014255 | 0.00014352 | 0.00013459
IPLPL83066 | R | Industrial | Process Loads | Process Loads System Improvements | Interactive Process Loads System Improvements | I-All-SecTotal-All-All-All-E | 0.00014255 | 0.00014352 | 0.00013459
IPLPL83098 | R | Industrial | Process Loads | Process Loads System Improvements | Extrusion System Improvements | I-All-SecTotal-All-All-All-E | 0.00014255 | 0.00014352 | 0.00013459
IPLPL83177 | R | Industrial | Process Loads | Process Loads System Improvements | Piping and Valves | I-All-SecTotal-All-All-All-E | 0.00014255 | 0.00014352 | 0.00013459
IPLPL93066 | L | Industrial | Process Loads | Process Loads System Improvements | Interactive Process Loads System Improvements | I-All-SecTotal-All-All-All-E | 0.00014255 | 0.00014352 | 0.00013459
IPLPL93098 | L | Industrial | Process Loads | Process Loads System Improvements | Extrusion System Improvements | I-All-SecTotal-All-All-All-E | 0.00014255 | 0.00014352 | 0.00013459
IPLPL93177 | L | Industrial | Process Loads | Process Loads System Improvements | Piping and Valves | I-All-SecTotal-All-All-All-E | 0.00014255 | 0.00014352 | 0.00013459
IPLWS83072 | R | Industrial | Process Loads | Wastewater System Improvements | Interactive Wastewater System Improvements | I-All-SecTotal-All-All-All-E | 0.00014255 | 0.00014352 | 0.00013459
IPLWS83116 | R | Industrial | Process Loads | Wastewater System Improvements | Piping and Valves | I-All-SecTotal-All-All-All-E | 0.00014255 | 0.00014352 | 0.00013459
IPLWS83178 | R | Industrial | Process Loads | Wastewater System Improvements | Efficient Fans (VFD) | I-All-SecTotal-All-All-All-E | 0.00014255 | 0.00014352 | 0.00013459
IPLWS83179 | R | Industrial | Process Loads | Wastewater System Improvements | Efficient Pumps (VFD) | I-All-SecTotal-All-All-All-E | 0.00014255 | 0.00014352 | 0.00013459
IPLWS83180 | R | Industrial | Process Loads | Wastewater System Improvements | Efficient Pumps (non-VFD) | I-All-SecTotal-All-All-All-E | 0.00014255 | 0.00014352 | 0.00013459
IPLWS83181 | R | Industrial | Process Loads | Wastewater System Improvements | Efficient Blowers | I-All-SecTotal-All-All-All-E | 0.00014255 | 0.00014352 | 0.00013459
IPLWS93072 | L | Industrial | Process Loads | Wastewater System Improvements | Interactive Wastewater System Improvements | I-All-SecTotal-All-All-All-E | 0.00014255 | 0.00014352 | 0.00013459
IPLWS93116 | L | Industrial | Process Loads | Wastewater System Improvements | Piping and Valves | I-All-SecTotal-All-All-All-E | 0.00014255 | 0.00014352 | 0.00013459
IPLWS93178 | L | Industrial | Process Loads | Wastewater System Improvements | Efficient Fans (VFD) | I-All-SecTotal-All-All-All-E | 0.00014255 | 0.00014352 | 0.00013459
IPLWS93179 | L | Industrial | Process Loads | Wastewater System Improvements | Efficient Pumps (VFD) | I-All-SecTotal-All-All-All-E | 0.00014255 | 0.00014352 | 0.00013459
IPLWS93180 | L | Industrial | Process Loads | Wastewater System Improvements | Efficient Pumps (non-VFD) | I-All-SecTotal-All-All-All-E | 0.00014255 | 0.00014352 | 0.00013459
IPLWS93181 | L | Industrial | Process Loads | Wastewater System Improvements | Efficient Blowers | I-All-SecTotal-All-All-All-E | 0.00014255 | 0.00014352 | 0.00013459
IREHR83073 | R | Industrial | Refrigeration | Heat Recovery | Heat Recovery Improvements | C-All-Ref-Refrig-All-All-C | 0.00014745 | 0.00011843 | 0.00012635
IREHR93073 | L | Industrial | Refrigeration | Heat Recovery | Heat Recovery Improvements | C-All-Ref-Refrig-All-All-C | 0.00014745 | 0.00011843 | 0.00012635
IREPF83075 | R | Industrial | Refrigeration | Pumps and Fans | Condensor Fan System Improvements | C-All-Ref-Refrig-All-All-C | 0.00014745 | 0.00011843 | 0.00012635
IREPF83076 | R | Industrial | Refrigeration | Pumps and Fans | Evaporator Coil Fan System Improvements | C-All-Ref-Refrig-All-All-C | 0.00014745 | 0.00011843 | 0.00012635
IREPF83077 | R | Industrial | Refrigeration | Pumps and Fans | Evaporator Fan System Improvements | C-All-Ref-Refrig-All-All-C | 0.00014745 | 0.00011843 | 0.00012635
IREPF93075 | L | Industrial | Refrigeration | Pumps and Fans | Condensor Fan System Improvements | C-All-Ref-Refrig-All-All-C | 0.00014745 | 0.00011843 | 0.00012635
IREPF93076 | L | Industrial | Refrigeration | Pumps and Fans | Evaporator Coil Fan System Improvements | C-All-Ref-Refrig-All-All-C | 0.00014745 | 0.00011843 | 0.00012635
IREPF93077 | L | Industrial | Refrigeration | Pumps and Fans | Evaporator Fan System Improvements | C-All-Ref-Refrig-All-All-C | 0.00014745 | 0.00011843 | 0.00012635
IREPR83074 | R | Industrial | Refrigeration | Packaged Refrigeration | Packaged Refrigeration System Improvements | C-All-Ref-Refrig-All-All-C | 0.00014745 | 0.00011843 | 0.00012635
IREPR93074 | L | Industrial | Refrigeration | Packaged Refrigeration | Packaged Refrigeration System Improvements | C-All-Ref-Refrig-All-All-C | 0.00014745 | 0.00011843 | 0.00012635
IRERC83078 | R | Industrial | Refrigeration | Refrigeration System Controls | Defrost Control Improvements | C-All-Ref-Refrig-All-All-C | 0.00014745 | 0.00011843 | 0.00012635
IRERC83079 | R | Industrial | Refrigeration | Refrigeration System Controls | Refrigeration Control Improvements (non-VFD) | C-All-Ref-Refrig-All-All-C | 0.00014745 | 0.00011843 | 0.00012635
IRERC83080 | R | Industrial | Refrigeration | Refrigeration System Controls | Refrigeration Control Improvements (VFD) | C-All-Ref-Refrig-All-All-C | 0.00014745 | 0.00011843 | 0.00012635
IRERC93078 | L | Industrial | Refrigeration | Refrigeration System Controls | Defrost Control Improvements | C-All-Ref-Refrig-All-All-C | 0.00014745 | 0.00011843 | 0.00012635
IRERC93079 | L | Industrial | Refrigeration | Refrigeration System Controls | Refrigeration Control Improvements (non-VFD) | C-All-Ref-Refrig-All-All-C | 0.00014745 | 0.00011843 | 0.00012635
IRERC93080 | L | Industrial | Refrigeration | Refrigeration System Controls | Refrigeration Control Improvements (VFD) | C-All-Ref-Refrig-All-All-C | 0.00014745 | 0.00011843 | 0.00012635
IRERI83081 | R | Industrial | Refrigeration | Refrigeration System Improvements | Building Commissioning Improvements | C-All-Ref-Refrig-All-All-C | 0.00014745 | 0.00011843 | 0.00012635
IRERI83082 | R | Industrial | Refrigeration | Refrigeration System Improvements | Chiller Improvements | C-All-Ref-Refrig-All-All-C | 0.00014745 | 0.00011843 | 0.00012635
IRERI83083 | R | Industrial | Refrigeration | Refrigeration System Improvements | Fast Acting Doors | C-All-Ref-Refrig-All-All-C | 0.00014745 | 0.00011843 | 0.00012635
IRERI83084 | R | Industrial | Refrigeration | Refrigeration System Improvements | Insulation | C-All-Ref-Refrig-All-All-C | 0.00014745 | 0.00011843 | 0.00012635
IRERI83085 | R | Industrial | Refrigeration | Refrigeration System Improvements | Interactive Refrigeration System Improvements | C-All-Ref-Refrig-All-All-C | 0.00014745 | 0.00011843 | 0.00012635
IRERI83169 | R | Industrial | Refrigeration | Refrigeration System Improvements | Efficient Compressors | C-All-Ref-Refrig-All-All-C | 0.00014745 | 0.00011843 | 0.00012635
IRERI83170 | R | Industrial | Refrigeration | Refrigeration System Improvements | Efficient Condensors | C-All-Ref-Refrig-All-All-C | 0.00014745 | 0.00011843 | 0.00012635
IRERI83171 | R | Industrial | Refrigeration | Refrigeration System Improvements | Efficient Evaporators | C-All-Ref-Refrig-All-All-C | 0.00014745 | 0.00011843 | 0.00012635
IRERI93081 | L | Industrial | Refrigeration | Refrigeration System Improvements | Building Commissioning Improvements | C-All-Ref-Refrig-All-All-C | 0.00014745 | 0.00011843 | 0.00012635
IRERI93082 | L | Industrial | Refrigeration | Refrigeration System Improvements | Chiller Improvements | C-All-Ref-Refrig-All-All-C | 0.00014745 | 0.00011843 | 0.00012635
IRERI93083 | L | Industrial | Refrigeration | Refrigeration System Improvements | Fast Acting Doors | C-All-Ref-Refrig-All-All-C | 0.00014745 | 0.00011843 | 0.00012635
IRERI93084 | L | Industrial | Refrigeration | Refrigeration System Improvements | Insulation | C-All-Ref-Refrig-All-All-C | 0.00014745 | 0.00011843 | 0.00012635
IRERI93085 | L | Industrial | Refrigeration | Refrigeration System Improvements | Interactive Refrigeration System Improvements | C-All-Ref-Refrig-All-All-C | 0.00014745 | 0.00011843 | 0.00012635
IRERI93169 | L | Industrial | Refrigeration | Refrigeration System Improvements | Efficient Compressors | C-All-Ref-Refrig-All-All-C | 0.00014745 | 0.00011843 | 0.00012635
IRERI93170 | L | Industrial | Refrigeration | Refrigeration System Improvements | Efficient Condensors | C-All-Ref-Refrig-All-All-C | 0.00014745 | 0.00011843 | 0.00012635
IRERI93171 | L | Industrial | Refrigeration | Refrigeration System Improvements | Efficient Evaporators | C-All-Ref-Refrig-All-All-C | 0.00014745 | 0.00011843 | 0.00012635
IWBWB83092 | R | Industrial | Whole Bldg/Meter Level | Whole Bldg/Meter Level System Improvements | Interactive Whole Bldg/Meter Level System Improvements | I-All-SecTotal-All-All-All-E | 0.00014255 | 0.00014352 | 0.00013459
IWBWB83132 | R | Industrial | Whole Bldg/Meter Level | Whole Bldg/Meter Level System Improvements | Strategic Energy Management | I-All-SecTotal-All-All-All-E | 0.00014255 | 0.00014352 | 0.00013459
IWBWB83165 | R | Industrial | Whole Bldg/Meter Level | Whole Bldg/Meter Level System Improvements | Strategic Energy Management | I-All-SecTotal-All-All-All-E | 0.00014255 | 0.00014352 | 0.00013459
IWBWB93092 | L | Industrial | Whole Bldg/Meter Level | Whole Bldg/Meter Level System Improvements | Interactive Whole Bldg/Meter Level System Improvements | I-All-SecTotal-All-All-All-E | 0.00014255 | 0.00014352 | 0.00013459
IWHHR83086 | R | Industrial | Water Heating | Heat Recovery | Heat Recovery Improvements | I-All-SecTotal-All-All-All-E | 0.00014255 | 0.00014352 | 0.00013459
IWHHR93086 | L | Industrial | Water Heating | Heat Recovery | Heat Recovery Improvements | I-All-SecTotal-All-All-All-E | 0.00014255 | 0.00014352 | 0.00013459
IWHPI83087 | R | Industrial | Water Heating | Pipe Insulation | Pipe Insulation | I-All-SecTotal-All-All-All-E | 0.00014255 | 0.00014352 | 0.00013459
IWHPI93087 | L | Industrial | Water Heating | Pipe Insulation | Pipe Insulation | I-All-SecTotal-All-All-All-E | 0.00014255 | 0.00014352 | 0.00013459
IWHSE83088 | R | Industrial | Water Heating | System Efficiency Improvements | Insulation | I-All-SecTotal-All-All-All-E | 0.00014255 | 0.00014352 | 0.00013459
IWHSE93088 | L | Industrial | Water Heating | System Efficiency Improvements | Insulation | I-All-SecTotal-All-All-All-E | 0.00014255 | 0.00014352 | 0.00013459
IWHWC83089 | R | Industrial | Water Heating | Water Heating Controls | Energy Management Systems/System Controls | I-All-SecTotal-All-All-All-E | 0.00014255 | 0.00014352 | 0.00013459
IWHWC83090 | R | Industrial | Water Heating | Water Heating Controls | Water Heating Control Improvements (non-VFD) | I-All-SecTotal-All-All-All-E | 0.00014255 | 0.00014352 | 0.00013459
IWHWC83091 | R | Industrial | Water Heating | Water Heating Controls | Water Heating Control Improvements (VFD) | I-All-SecTotal-All-All-All-E | 0.00014255 | 0.00014352 | 0.00013459
IWHWC93089 | L | Industrial | Water Heating | Water Heating Controls | Energy Management Systems/System Controls | I-All-SecTotal-All-All-All-E | 0.00014255 | 0.00014352 | 0.00013459
IWHWC93090 | L | Industrial | Water Heating | Water Heating Controls | Water Heating Control Improvements (non-VFD) | I-All-SecTotal-All-All-All-E | 0.00014255 | 0.00014352 | 0.00013459
IWHWC93091 | L | Industrial | Water Heating | Water Heating Controls | Water Heating Control Improvements (VFD) | I-All-SecTotal-All-All-All-E | 0.00014255 | 0.00014352 | 0.00013459
RELPL91001 | L | Residential | Electronics | Plug Load | Clothes Dryers | R-All-Plug-Dryer-All-All-R | 0.00034573 | 0.00021993 | 0.00049665
RHVEN81007 | R | Residential | HVAC | Envelope | Air Sealing | R-All-HVAC-ER-All-All-E | 5.0288e-05 | 0.00077089 | 0.00059621
RHVEN81008 | R | Residential | HVAC | Envelope | Insulation | R-All-HVAC-ER-All-All-E | 5.0288e-05 | 0.00077089 | 0.00059621
RHVEN91007 | L | Residential | HVAC | Envelope | Air Sealing | R-All-HVAC-ER-All-All-E | 5.0288e-05 | 0.00077089 | 0.00059621
RHVEN91008 | L | Residential | HVAC | Envelope | Insulation | R-All-HVAC-ER-All-All-E | 5.0288e-05 | 0.00077089 | 0.00059621
RHVEN91009 | L | Residential | HVAC | Envelope | Windows | R-All-HVAC-ER-All-All-E | 5.0288e-05 | 0.00077089 | 0.00059621
RHVHR81010 | R | Residential | HVAC | Heat Recovery | Heat Recovery Improvements | R-All-HVAC-ER-All-All-E | 5.0288e-05 | 0.00077089 | 0.00059621
RHVHR91010 | L | Residential | HVAC | Heat Recovery | Heat Recovery Improvements | R-All-HVAC-ER-All-All-E | 5.0288e-05 | 0.00077089 | 0.00059621
RHVHS81002 | R | Residential | HVAC | HVAC System | Air-Source Heat Pumps w/Duct Sealing | R-All-HVAC-ASHP-All-All-E | 0.00031729 | 0.00067154 | 0.00042286
RHVHS81003 | R | Residential | HVAC | HVAC System | Air-Source Heat Pumps w/o Duct Sealing | R-All-HVAC-ASHP-All-All-E | 0.00031729 | 0.00067154 | 0.00042286
RHVHS81004 | R | Residential | HVAC | HVAC System | Ground-source Heat Pump | R-All-HVAC-ASHP-All-All-E | 0.00031729 | 0.00067154 | 0.00042286
RHVHS81005 | R | Residential | HVAC | HVAC System | Ground-Source Heat Pumps w/ Duct Sealing | R-All-HVAC-ASHP-All-All-E | 0.00031729 | 0.00067154 | 0.00042286
RHVHS81006 | R | Residential | HVAC | HVAC System | Ground-Source Heat Pumps w/o Duct Sealing | R-All-HVAC-ASHP-All-All-E | 0.00031729 | 0.00067154 | 0.00042286
RHVHS81011 | R | Residential | HVAC | HVAC System | Interactive HVAC System Improvements | R-All-HVAC-ASHP-All-All-E | 0.00031729 | 0.00067154 | 0.00042286
RHVHS81012 | R | Residential | HVAC | HVAC System | Variable Speed Heat Pumps w/o Duct Sealing | R-All-HVAC-ASHP-All-All-E | 0.00031729 | 0.00067154 | 0.00042286
RHVHS91002 | L | Residential | HVAC | HVAC System | Air-Source Heat Pumps w/Duct Sealing | R-All-HVAC-ASHP-All-All-E | 0.00031729 | 0.00067154 | 0.00042286
RHVHS91003 | L | Residential | HVAC | HVAC System | Air-Source Heat Pumps w/o Duct Sealing | R-All-HVAC-ASHP-All-All-E | 0.00031729 | 0.00067154 | 0.00042286
RHVHS91004 | L | Residential | HVAC | HVAC System | Ground-source Heat Pump | R-All-HVAC-ASHP-All-All-E | 0.00031729 | 0.00067154 | 0.00042286
RHVHS91005 | L | Residential | HVAC | HVAC System | Ground-Source Heat Pumps w/ Duct Sealing | R-All-HVAC-ASHP-All-All-E | 0.00031729 | 0.00067154 | 0.00042286
RHVHS91006 | L | Residential | HVAC | HVAC System | Ground-Source Heat Pumps w/o Duct Sealing | R-All-HVAC-ASHP-All-All-E | 0.00031729 | 0.00067154 | 0.00042286
RHVHS91011 | L | Residential | HVAC | HVAC System | Interactive HVAC System Improvements | R-All-HVAC-ASHP-All-All-E | 0.00031729 | 0.00067154 | 0.00042286
RHVHS91012 | L | Residential | HVAC | HVAC System | Variable Speed Heat Pumps w/o Duct Sealing | R-All-HVAC-ASHP-All-All-E | 0.00031729 | 0.00067154 | 0.00042286
RHVHS91013 | L | Residential | HVAC | HVAC System | Ductless Heat Pump | R-All-HVAC-ASHP-All-All-E | 0.00031729 | 0.00067154 | 0.00042286
RLILB91001 | L | Residential | Lighting | Lamps/Ballasts/Fixtures | Lamps/Fixtures | R-All-Lgt-Lighting-All-All-R | 0.00010996 | 0.00016546 | 0.00030773
RWBLW81164 | R | Residential | Whole Bldg/Meter Level | Low Income Whole Bldg/Meter Level | Low Income Interactive Whole Bldg/Meter Level | R-All-Bld-Bldg-All-All-R | 0.00016694 | 0.00028316 | 0.00026123
RWBWB81001 | R | Residential | Whole Bldg/Meter Level | Whole Bldg/Meter Level System Improvements | Behavioral | R-All-Bld-Bldg-All-All-R | 0.00016694 | 0.00028316 | 0.00026123
RWBWB91001 | L | Residential | Whole Bldg/Meter Level | Whole Bldg/Meter Level System Improvements | Behavioral | R-All-Bld-Bldg-All-All-R | 0.00016694 | 0.00028316 | 0.00026123
RWBWB92123 | L | Residential | Whole Bldg/Meter Level | Whole Bldg/Meter Level System Improvements | New Homes | R-All-Bld-Bldg-All-All-R | 0.00016694 | 0.00028316 | 0.00026123
RWHWH81001 | R | Residential | Water Heating | Water Heaters | Heat Pump Water Heaters | R-All-WH-WHConvert-All-All-N | 0.00022344 | 0.00039618 | 0.00024164
RWHWH91001 | L | Residential | Water Heating | Water Heaters | Heat Pump Water Heaters | R-All-WH-WHConvert-All-All-N | 0.00022344 | 0.00039618 | 0.00024164
RWHWU91001 | L | Residential | Water Heating | Water Using Devices | Clothes Washers | R-All-WH-Cwash-All-All-R | 0.00021784 | 0.00017905 | 0.00019622
RWHWU91002 | L | Residential | Water Heating | Water Using Devices | Showerheads | R-All-WH-ERWH-All-All-R | 0.00015512 | 0.00038267 | 0.00021338
UUDCA85001 | R | Utility System Efficiency | Utility Distribution System | Fixed and Switched Shunt Capacitor | Fixed and Switched Shunt Capacitor | Distribution | 0.00011837 | 0.00012847 | 0.00012051
UUDCA95001 | L | Utility System Efficiency | Utility Distribution System | Fixed and Switched Shunt Capacitor | Fixed and Switched Shunt Capacitor | Distribution | 0.00011837 | 0.00012847 | 0.00012051
UUDCN85002 | R | Utility System Efficiency | Utility Distribution System | Service Conductor Replacement | Service Conductor Replacement | Distribution | 0.00011837 | 0.00012847 | 0.00012051
UUDCN95002 | L | Utility System Efficiency | Utility Distribution System | Service Conductor Replacement | Service Conductor Replacement | Distribution | 0.00011837 | 0.00012847 | 0.00012051
UUDIN85003 | R | Utility System Efficiency | Utility Distribution System | Insulators | Insulators | Distribution | 0.00011837 | 0.00012847 | 0.00012051
UUDIN95003 | L | Utility System Efficiency | Utility Distribution System | Insulators | Insulators | Distribution | 0.00011837 | 0.00012847 | 0.00012051
UUDPO85004 | R | Utility System Efficiency | Utility Distribution System | Operation System Improvements | Operation System Improvements | Distribution | 0.00011837 | 0.00012847 | 0.00012051
UUDPO85005 | R | Utility System Efficiency | Utility Distribution System | VAR management/Controls | VAR management/Controls | Distribution | 0.00011837 | 0.00012847 | 0.00012051
UUDPO95004 | L | Utility System Efficiency | Utility Distribution System | Operation System Improvements | Operation System Improvements | Distribution | 0.00011837 | 0.00012847 | 0.00012051
UUDPO95005 | L | Utility System Efficiency | Utility Distribution System | VAR management/Controls | VAR management/Controls | Distribution | 0.00011837 | 0.00012847 | 0.00012051
UUDTR85006 | R | Utility System Efficiency | Utility Distribution System | Transformer Load Management | Transformer Load Management | Distribution | 0.00011837 | 0.00012847 | 0.00012051
UUDTR85007 | R | Utility System Efficiency | Utility Distribution System | Transformers (NEMA TP-1 or Higher) | Transformers (NEMA TP-1 or Higher) | Distribution | 0.00011837 | 0.00012847 | 0.00012051
UUDTR95006 | L | Utility System Efficiency | Utility Distribution System | Transformer Load Management | Transformer Load Management | Distribution | 0.00011837 | 0.00012847 | 0.00012051
UUDTR95007 | L | Utility System Efficiency | Utility Distribution System | Transformers (NEMA TP-1 or Higher) | Transformers (NEMA TP-1 or Higher) | Distribution | 0.00011837 | 0.00012847 | 0.00012051
UUDUS85008 | R | Utility System Efficiency | Utility Distribution System | Utility Remote Feedback | Utility Remote Feedback | Distribution | 0.00011837 | 0.00012847 | 0.00012051
UUDUS85009 | R | Utility System Efficiency | Utility Distribution System | Utility Service Connection Standards | Utility Service Connection Standards | Distribution | 0.00011837 | 0.00012847 | 0.00012051
UUDUS95008 | L | Utility System Efficiency | Utility Distribution System | Utility Remote Feedback | Utility Remote Feedback | Distribution | 0.00011837 | 0.00012847 | 0.00012051
UUDUS95009 | L | Utility System Efficiency | Utility Distribution System | Utility Service Connection Standards | Utility Service Connection Standards | Distribution | 0.00011837 | 0.00012847 | 0.00012051
UUGUS85010 | R | Utility System Efficiency | Utility Generation System | Service Station System Improvements | Service Station System Improvements | System-System-Load-Shape-2015 | 0.0001466 | 0.00017101 | 0.00017143
UUGUS95010 | L | Utility System Efficiency | Utility Generation System | Service Station System Improvements | Service Station System Improvements | System-System-Load-Shape-2015 | 0.0001466 | 0.00017101 | 0.00017143
UUTCA85012 | R | Utility System Efficiency | Utility Transmission System | Fixed and Swtiched Shunt Capacitor | Fixed and Swtiched Shunt Capacitor | System-System-Load-Shape-2015 | 0.0001466 | 0.00017101 | 0.00017143
UUTCA95012 | L | Utility System Efficiency | Utility Transmission System | Fixed and Swtiched Shunt Capacitor | Fixed and Swtiched Shunt Capacitor | System-System-Load-Shape-2015 | 0.0001466 | 0.00017101 | 0.00017143
UUTCN85013 | R | Utility System Efficiency | Utility Transmission System | Service Conductor Replacement | Service Conductor Replacement | System-System-Load-Shape-2015 | 0.0001466 | 0.00017101 | 0.00017143
UUTCN95013 | L | Utility System Efficiency | Utility Transmission System | Service Conductor Replacement | Service Conductor Replacement | System-System-Load-Shape-2015 | 0.0001466 | 0.00017101 | 0.00017143
UUTIN85014 | R | Utility System Efficiency | Utility Transmission System | Fixed and Swtiched Shunt Capacitor | Fixed and Swtiched Shunt Capacitor | System-System-Load-Shape-2015 | 0.0001466 | 0.00017101 | 0.00017143
UUTIN95014 | L | Utility System Efficiency | Utility Transmission System | Fixed and Swtiched Shunt Capacitor | Fixed and Swtiched Shunt Capacitor | System-System-Load-Shape-2015 | 0.0001466 | 0.00017101 | 0.00017143
UUTOP85011 | R | Utility System Efficiency | Utility Transmission System | Fixed and Swtiched Shunt Capacitor | Fixed and Swtiched Shunt Capacitor | System-System-Load-Shape-2015 | 0.0001466 | 0.00017101 | 0.00017143
UUTOP95011 | L | Utility System Efficiency | Utility Transmission System | Fixed and Swtiched Shunt Capacitor | Fixed and Swtiched Shunt Capacitor | System-System-Load-Shape-2015 | 0.0001466 | 0.00017101 | 0.00017143
UUTPO85015 | R | Utility System Efficiency | Utility Transmission System | VAR management/Controls | VAR management/Controls | System-System-Load-Shape-2015 | 0.0001466 | 0.00017101 | 0.00017143
UUTPO95015 | L | Utility System Efficiency | Utility Transmission System | VAR management/Controls | VAR management/Controls | System-System-Load-Shape-2015 | 0.0001466 | 0.00017101 | 0.00017143
UUTTR85016 | R | Utility System Efficiency | Utility Transmission System | Transformer Load Management | Transformer Load Management | System-System-Load-Shape-2015 | 0.0001466 | 0.00017101 | 0.00017143
UUTTR85017 | R | Utility System Efficiency | Utility Transmission System | Transformers (NEMA TP-1 or Higher) | Transformers (NEMA TP-1 or Higher) | System-System-Load-Shape-2015 | 0.0001466 | 0.00017101 | 0.00017143
UUTTR95016 | L | Utility System Efficiency | Utility Transmission System | Transformer Load Management | Transformer Load Management | System-System-Load-Shape-2015 | 0.0001466 | 0.00017101 | 0.00017143
UUTTR95017 | L | Utility System Efficiency | Utility Transmission System | Transformers (NEMA TP-1 or Higher) | Transformers (NEMA TP-1 or Higher) | System-System-Load-Shape-2015 | 0.0001466 | 0.00017101 | 0.00017143
UUTVM85018 | R | Utility System Efficiency | Utility Transmission System | Conservation Voltage Reduction (CVR) | Conservation Voltage Reduction (CVR) | System-System-Load-Shape-2015 | 0.0001466 | 0.00017101 | 0.00017143
UUTVM95018 | L | Utility System Efficiency | Utility Transmission System | Conservation Voltage Reduction (CVR) | Conservation Voltage Reduction (CVR) | System-System-Load-Shape-2015 | 0.0001466 | 0.00017101 | 0.00017143