{"text_format":"1","workbook":"xlsx","n_sheets":3,"sheets":["Qualifying Products","Non-Qualifying (Residential) ","Cold Climate"],"not_rendered":{"charts":0,"images":0,"macros":1,"external_links":0,"defined_names":2,"comments":0,"pivot_tables":0},"unopened":[],"bounds":{"document_bytes":16777216,"sheet_cells":100000,"rows_first":2000,"rows_last":500,"rows_between":2000,"halvings":0,"cell_chars":16384,"cell_head_chars":4096},"cells_cut":0,"cells_raw":0,"read":"whole","date_system":"1900"}

{"sheet":"Qualifying Products","index":0,"n_rows":10556,"n_cols":11,"rows_kept":4500,"cut":true,"hidden":false,"merged":[[0,0,10,10]],"bounds":{"rows_first":2000,"rows_last":500,"rows_between":2000,"halvings":0}}
[]
[]
[]
[]
[]
[]
[]
[]
[]
[]
[]
["AHRI Certified Reference #","Old AHRI Reference #","Outdoor Unit Manufacturer","Indoor Type","Outdoor Unit Model Number","Indoor Type","Indoor Model Number(s)","HSPF","High Heating 47 F Capacity (Btuh)","Low Heating 17 F Capacity (Btuh)","Suitable for Cold Climate? (according to NEEP specification)"]
[205967949,null,"BRYANT","HRCU-A-CB-O (Mini-Split Heat Pump, with Remote Outdoor Unit Air-Source, Free Delivery)","38MVRAQ12AA1","Mini-Splits (Non-Ducted)","DHMVHAQ12XA1",9.4,12000,6500]
[205967950,null,"BRYANT","HRCU-A-CB-O (Mini-Split Heat Pump, with Remote Outdoor Unit Air-Source, Free Delivery)","38MVRAQ09AA3","Mini-Splits (Non-Ducted)","DHMVHAQ09XA3",9.4,10000,6100]
[205967951,null,"BRYANT","HRCU-A-CB-O (Mini-Split Heat Pump, with Remote Outdoor Unit Air-Source, Free Delivery)","38MVRAQ12AA3","Mini-Splits (Non-Ducted)","DHMVHAQ12XA3",9.4,12000,6500]
[205967952,null,"BRYANT","HRCU-A-CB-O (Mini-Split Heat Pump, with Remote Outdoor Unit Air-Source, Free Delivery)","38MVRAQ18AA3","Mini-Splits (Non-Ducted)","DHMVHAQ18XA3",9.6999999999999993,18000,11000]
[205967953,null,"BRYANT","HRCU-A-CB-O (Mini-Split Heat Pump, with Remote Outdoor Unit Air-Source, Free Delivery)","38MVRAQ24AA3","Mini-Splits (Non-Ducted)","DHMVHAQ24XA3",9.5,24000,14400]
[205967954,null,"PAYNE","HRCU-A-CB-O (Mini-Split Heat Pump, with Remote Outdoor Unit Air-Source, Free Delivery)","38MVRAQ09AA1","Mini-Splits (Non-Ducted)","DHMVHAQ09XA1",9.8000000000000007,9800,5500]
[205967955,null,"PAYNE","HRCU-A-CB-O (Mini-Split Heat Pump, with Remote Outdoor Unit Air-Source, Free Delivery)","38MVRAQ12AA1","Mini-Splits (Non-Ducted)","DHMVHAQ12XA1",9.4,12000,6500]
[205967956,null,"PAYNE","HRCU-A-CB-O (Mini-Split Heat Pump, with Remote Outdoor Unit Air-Source, Free Delivery)","38MVRAQ09AA3","Mini-Splits (Non-Ducted)","DHMVHAQ09XA3",9.4,10000,6100]
[205967957,null,"PAYNE","HRCU-A-CB-O (Mini-Split Heat Pump, with Remote Outdoor Unit Air-Source, Free Delivery)","38MVRAQ12AA3","Mini-Splits (Non-Ducted)","DHMVHAQ12XA3",9.4,12000,6500]
[205967958,null,"PAYNE","HRCU-A-CB-O (Mini-Split Heat Pump, with Remote Outdoor Unit Air-Source, Free Delivery)","38MVRAQ18AA3","Mini-Splits (Non-Ducted)","DHMVHAQ18XA3",9.6999999999999993,18000,11000]
[205967959,null,"PAYNE","HRCU-A-CB-O (Mini-Split Heat Pump, with Remote Outdoor Unit Air-Source, Free Delivery)","38MVRAQ24AA3","Mini-Splits (Non-Ducted)","DHMVHAQ24XA3",9.5,24000,14400]
[205967960,null,"Weathermaker","HRCU-A-CB-O (Mini-Split Heat Pump, with Remote Outdoor Unit Air-Source, Free Delivery)","38MVRAQ09AA1","Mini-Splits (Non-Ducted)","DHMVHAQ09XA1",9.8000000000000007,9800,5500]
[206396112,null,"KEEPRITE","HRCU-A-CB-O (Mini-Split Heat Pump, with Remote Outdoor Unit Air-Source, Free Delivery)","DLCSRAH24AAK","Mini-Splits (Non-Ducted)","DLFSHBH24XAK",10,25000,15000,"Yes"]
[206396113,null,"KEEPRITE","HRCU-A-CB-O (Mini-Split Heat Pump, with Remote Outdoor Unit Air-Source, Free Delivery)","DLCSRBH24AAK","Mini-Splits (Non-Ducted)","DLFSHAH24XAK",10,25000,15000,"Yes"]
[206396114,null,"KENMORE","HRCU-A-CB-O (Mini-Split Heat Pump, with Remote Outdoor Unit Air-Source, Free Delivery)","DLCSRBH12AAJ","Mini-Splits (Non-Ducted)","DLFSHAH12XAJ",9.5,12000,8200]
[206396115,null,"KENMORE","HRCU-A-CB-O (Mini-Split Heat Pump, with Remote Outdoor Unit Air-Source, Free Delivery)","DLCSRAH12AAJ","Mini-Splits (Non-Ducted)","DLFSHBH12XAJ",10.3,12400,6900]
[206396116,null,"KENMORE","HRCU-A-CB-O (Mini-Split Heat Pump, with Remote Outdoor Unit Air-Source, Free Delivery)","DLCSRBH09AAK","Mini-Splits (Non-Ducted)","DLFSHAH09XAK",9.5,12000,7000,"Yes"]
[206396117,null,"KENMORE","HRCU-A-CB-O (Mini-Split Heat Pump, with Remote Outdoor Unit Air-Source, Free Delivery)","DLCSRAH09AAK","Mini-Splits (Non-Ducted)","DLFSHBH09XAK",9.5,12000,7000,"Yes"]
[206396118,null,"KENMORE","HRCU-A-CB-O (Mini-Split Heat Pump, with Remote Outdoor Unit Air-Source, Free Delivery)","DLCSRBH12AAK","Mini-Splits (Non-Ducted)","DLFSHAH12XAK",10,12000,7500,"Yes"]
[206396119,null,"KENMORE","HRCU-A-CB-O (Mini-Split Heat Pump, with Remote Outdoor Unit Air-Source, Free Delivery)","DLCSRAH12AAK","Mini-Splits (Non-Ducted)","DLFSHBH12XAK",10,12000,7500,"Yes"]
[206396120,null,"KENMORE","HRCU-A-CB-O (Mini-Split Heat Pump, with Remote Outdoor Unit Air-Source, Free Delivery)","DLCSRBH18AAK","Mini-Splits (Non-Ducted)","DLFSHAH18XAK",9.5,19000,12000,"Yes"]
[206396121,null,"KENMORE","HRCU-A-CB-O (Mini-Split Heat Pump, with Remote Outdoor Unit Air-Source, Free Delivery)","DLCSRAH18AAK","Mini-Splits (Non-Ducted)","DLFSHBH18XAK",9.5,19000,12000,"Yes"]
[206396122,null,"KENMORE","HRCU-A-CB-O (Mini-Split Heat Pump, with Remote Outdoor Unit Air-Source, Free Delivery)","DLCSRAH24AAK","Mini-Splits (Non-Ducted)","DLFSHBH24XAK",10,25000,15000,"Yes"]
[206396123,null,"KENMORE","HRCU-A-CB-O (Mini-Split Heat Pump, with Remote Outdoor Unit Air-Source, Free Delivery)","DLCSRBH24AAK","Mini-Splits (Non-Ducted)","DLFSHAH24XAK",10,25000,15000,"Yes"]
[206396124,null,"MIDEA","HRCU-A-CB-O (Mini-Split Heat Pump, with Remote Outdoor Unit Air-Source, Free Delivery)","DLCSRBH12AAJ","Mini-Splits (Non-Ducted)","DLFSHAH12XAJ",9.5,12000,8200]
[206396125,null,"MIDEA","HRCU-A-CB-O (Mini-Split Heat Pump, with Remote Outdoor Unit Air-Source, Free Delivery)","DLCSRAH12AAJ","Mini-Splits (Non-Ducted)","DLFSHBH12XAJ",10.3,12400,6900]
[206396126,null,"MIDEA","HRCU-A-CB-O (Mini-Split Heat Pump, with Remote Outdoor Unit Air-Source, Free Delivery)","DLCSRBH09AAK","Mini-Splits (Non-Ducted)","DLFSHAH09XAK",9.5,12000,7000,"Yes"]
[206396127,null,"MIDEA","HRCU-A-CB-O (Mini-Split Heat Pump, with Remote Outdoor Unit Air-Source, Free Delivery)","DLCSRAH09AAK","Mini-Splits (Non-Ducted)","DLFSHBH09XAK",9.5,12000,7000,"Yes"]
[206396128,null,"MIDEA","HRCU-A-CB-O (Mini-Split Heat Pump, with Remote Outdoor Unit Air-Source, Free Delivery)","DLCSRBH12AAK","Mini-Splits (Non-Ducted)","DLFSHAH12XAK",10,12000,7500,"Yes"]
[206396129,null,"MIDEA","HRCU-A-CB-O (Mini-Split Heat Pump, with Remote Outdoor Unit Air-Source, Free Delivery)","DLCSRAH12AAK","Mini-Splits (Non-Ducted)","DLFSHBH12XAK",10,12000,7500,"Yes"]
[206188276,null,"MIDEA","HRCU-A-CB-O (Mini-Split Heat Pump, with Remote Outdoor Unit Air-Source, Free Delivery)","38MBRBQ36AA3","Mini-Splits (Non-Ducted)","40MBCQ36---3",10.6,38000,22000,"Yes"]
[206188277,null,"MIDEA","HRCU-A-CB (Mini-Split System: Heat Pump with Outdoor Unit-Air-Source, Ducted)","38MBRBQ36AA3","Mini-Splits (Ducted)","40MBDQ36---3",11.5,40000,27000,"Yes"]
[206188278,null,"MIDEA","HRCU-A-CB-O (Mini-Split Heat Pump, with Remote Outdoor Unit Air-Source, Free Delivery)","38MBRBQ48AA3","Mini-Splits (Non-Ducted)","40MBFQ48---3",11,50000,29000,"Yes"]
[206188279,null,"MIDEA","HRCU-A-CB-O (Mini-Split Heat Pump, with Remote Outdoor Unit Air-Source, Free Delivery)","38MBRBQ48AA3","Mini-Splits (Non-Ducted)","40MBCQ48---3",11,50000,29000,"Yes"]
[206188280,null,"MIDEA","HRCU-A-CB (Mini-Split System: Heat Pump with Outdoor Unit-Air-Source, Ducted)","38MBRBQ48AA3","Mini-Splits (Ducted)","40MBDQ48---3",10.3,50000,29000,"Yes"]
[206188281,null,"MIDEA","HRCU-A-CB (Mini-Split System: Heat Pump with Outdoor Unit-Air-Source, Ducted)","38MARBQ24AA3","Mini-Splits (Ducted)","40MBAAQ24XA3",11.6,27000,16500,"Yes"]
[206188282,null,"ARCOAIRE","HRCU-A-CB-O (Mini-Split Heat Pump, with Remote Outdoor Unit Air-Source, Free Delivery)","DLCLRBH36AAK","Mini-Splits (Non-Ducted)","DLFLFAH36XAK",10,38000,22000,"Yes"]
[206188283,null,"ARCOAIRE","HRCU-A-CB-O (Mini-Split Heat Pump, with Remote Outdoor Unit Air-Source, Free Delivery)","DLCLRBH36AAK","Mini-Splits (Non-Ducted)","DLFLCAH36XAK",10.6,38000,22000,"Yes"]
[206188284,null,"ARCOAIRE","HRCU-A-CB (Mini-Split System: Heat Pump with Outdoor Unit-Air-Source, Ducted)","DLCLRBH36AAK","Mini-Splits (Ducted)","DLFLDAH36XAK",11.5,40000,27000,"Yes"]
[206188285,null,"ARCOAIRE","HRCU-A-CB-O (Mini-Split Heat Pump, with Remote Outdoor Unit Air-Source, Free Delivery)","DLCLRBH48AAK","Mini-Splits (Non-Ducted)","DLFLFAH48XAK",11,50000,29000,"Yes"]
[206188286,null,"ARCOAIRE","HRCU-A-CB-O (Mini-Split Heat Pump, with Remote Outdoor Unit Air-Source, Free Delivery)","DLCLRBH48AAK","Mini-Splits (Non-Ducted)","DLFLCAH48XAK",11,50000,29000,"Yes"]
[206188287,null,"ARCOAIRE","HRCU-A-CB (Mini-Split System: Heat Pump with Outdoor Unit-Air-Source, Ducted)","DLCLRBH48AAK","Mini-Splits (Ducted)","DLFLDAH48XAK",10.3,50000,29000,"Yes"]
[206188288,null,"ARCOAIRE","HRCU-A-CB (Mini-Split System: Heat Pump with Outdoor Unit-Air-Source, Ducted)","DLCSRBH24AAK","Mini-Splits (Ducted)","DLFSAAH24XAK",11.6,27000,16500,"Yes"]
[206188289,null,"COMFORTMAKER","HRCU-A-CB-O (Mini-Split Heat Pump, with Remote Outdoor Unit Air-Source, Free Delivery)","DLCLRBH36AAK","Mini-Splits (Non-Ducted)","DLFLFAH36XAK",10,38000,22000]
[206188290,null,"COMFORTMAKER","HRCU-A-CB-O (Mini-Split Heat Pump, with Remote Outdoor Unit Air-Source, Free Delivery)","DLCLRBH36AAK","Mini-Splits (Non-Ducted)","DLFLCAH36XAK",10.6,38000,22000]
[206188291,null,"COMFORTMAKER","HRCU-A-CB (Mini-Split System: Heat Pump with Outdoor Unit-Air-Source, Ducted)","DLCLRBH36AAK","Mini-Splits (Ducted)","DLFLDAH36XAK",11.5,40000,27000]
[206188292,null,"COMFORTMAKER","HRCU-A-CB-O (Mini-Split Heat Pump, with Remote Outdoor Unit Air-Source, Free Delivery)","DLCLRBH48AAK","Mini-Splits (Non-Ducted)","DLFLFAH48XAK",11,50000,29000]
[206188293,null,"COMFORTMAKER","HRCU-A-CB-O (Mini-Split Heat Pump, with Remote Outdoor Unit Air-Source, Free Delivery)","DLCLRBH48AAK","Mini-Splits (Non-Ducted)","DLFLCAH48XAK",11,50000,29000]
[205992985,null,"THERMOCORE SYSTEMS","HRCU-A-CB-O (Mini-Split Heat Pump, with Remote Outdoor Unit Air-Source, Free Delivery)","T322S-H212-C","Mini-Splits (Non-Ducted)","T3-OS212-EC",10.5,12000,7500]
[205992986,null,"THERMOCORE SYSTEMS","HRCU-A-CB-O (Mini-Split Heat Pump, with Remote Outdoor Unit Air-Source, Free Delivery)","T4HH23S-H212-C","Mini-Splits (Non-Ducted)","T3-OS212-EC",10.6,12000,8700]
[205992987,null,"THERMOCORE SYSTEMS","HRCU-A-CB-O (Mini-Split Heat Pump, with Remote Outdoor Unit Air-Source, Free Delivery)","T321S-H218-C","Mini-Splits (Non-Ducted)","T3-OS218-EC",10.5,18000,12000]
[205992988,null,"THERMOCORE SYSTEMS","HRCU-A-CB-O (Mini-Split Heat Pump, with Remote Outdoor Unit Air-Source, Free Delivery)","T325S-H109-C","Mini-Splits (Non-Ducted)","T325S-H109-E",10.5,10000,5800]
[205993844,null,"MDV","HRCU-A-CB-O (Mini-Split Heat Pump, with Remote Outdoor Unit Air-Source, Free Delivery)","MOX230-12HFN1-BW0W","Mini-Splits (Non-Ducted)","MSEPB-12HRFN1-BW0W",11.6,12100,7400,"Yes"]
[205993845,null,"MDV","HRCU-A-CB-O (Mini-Split Heat Pump, with Remote Outdoor Unit Air-Source, Free Delivery)","MOX330-09HFN1-MY5W","Mini-Splits (Non-Ducted)","MSEPB-09HRFN1-MY5W(GA)",13,11800,7500,"Yes"]
[205993846,null,"MDV","HRCU-A-CB-O (Mini-Split Heat Pump, with Remote Outdoor Unit Air-Source, Free Delivery)","MOX330-12HFN1-MW5W","Mini-Splits (Non-Ducted)","MSEPB-12HRFN1-MW5W(GA)",13,12000,7500,"Yes"]
[205993847,null,"MDV","HRCU-A-CB-O (Mini-Split Heat Pump, with Remote Outdoor Unit Air-Source, Free Delivery)","MOD30-30HFN1-MS0W","Mini-Splits (Non-Ducted)","MSEPD-30HRFN1-MS8W",9.6,30000,19000]
[205993848,null,"MDV","HRCU-A-CB-O (Mini-Split Heat Pump, with Remote Outdoor Unit Air-Source, Free Delivery)","MOD31-36HFN1-MP0W","Mini-Splits (Non-Ducted)","MSEPD-36HRFN1-MQ0W",9,36000,22400]
[205993851,null,"MDV","HRCU-A-CB-O (Mini-Split Heat Pump, with Remote Outdoor Unit Air-Source, Free Delivery)","MOX230-12HFN1-BW0W","Mini-Splits (Non-Ducted)","MS11M-12HRFN1-BV0W",10,12400,6800,"Yes"]
[205993852,null,"MDV","HRCU-A-CB-O (Mini-Split Heat Pump, with Remote Outdoor Unit Air-Source, Free Delivery)","MOX330-09HFN1-MY5W","Mini-Splits (Non-Ducted)","CS11M-09HRFN1-MX0W(A)",12.5,11500,7100,"Yes"]
[205993853,null,"MDV","HRCU-A-CB-O (Mini-Split Heat Pump, with Remote Outdoor Unit Air-Source, Free Delivery)","MOX330-12HFN1-MW5W","Mini-Splits (Non-Ducted)","CS11M-12HRFN1-MU5W",12.5,12000,7500,"Yes"]
[205993854,null,"MDV","HRCU-A-CB-O (Mini-Split Heat Pump, with Remote Outdoor Unit Air-Source, Free Delivery)","MOX430-17HFN1-MT0W","Mini-Splits (Non-Ducted)","MSEPC-18HRFN1-MU0W",13,18000,10800,"Yes"]
[205993855,null,"MDV","HRCU-A-CB-O (Mini-Split Heat Pump, with Remote Outdoor Unit Air-Source, Free Delivery)","MOD30-24HFN1-MU0W","Mini-Splits (Non-Ducted)","MSEPD-24HRFN1-MU0W",12,29000,19800,"Yes"]
[205993856,null,"MDV","HRCU-A-CB-O (Mini-Split Heat Pump, with Remote Outdoor Unit Air-Source, Free Delivery)","MOD30-30HFN1-MS0W","Mini-Splits (Non-Ducted)","MS11M-30HRFN1-MR0W",9,30000,19600]
[206188302,null,"DAY & NIGHT","HRCU-A-CB (Mini-Split System: Heat Pump with Outdoor Unit-Air-Source, Ducted)","DLCSRBH24AAK","Mini-Splits (Ducted)","DLFSAAH24XAK",11.6,27000,16500,"Yes"]
[206188303,null,"HEIL","HRCU-A-CB-O (Mini-Split Heat Pump, with Remote Outdoor Unit Air-Source, Free Delivery)","DLCLRBH36AAK","Mini-Splits (Non-Ducted)","DLFLFAH36XAK",10,38000,22000,"Yes"]
[206188304,null,"HEIL","HRCU-A-CB-O (Mini-Split Heat Pump, with Remote Outdoor Unit Air-Source, Free Delivery)","DLCLRBH36AAK","Mini-Splits (Non-Ducted)","DLFLCAH36XAK",10.6,38000,22000,"Yes"]
[206188305,null,"HEIL","HRCU-A-CB (Mini-Split System: Heat Pump with Outdoor Unit-Air-Source, Ducted)","DLCLRBH36AAK","Mini-Splits (Ducted)","DLFLDAH36XAK",11.5,40000,27000,"Yes"]
[206188306,null,"HEIL","HRCU-A-CB-O (Mini-Split Heat Pump, with Remote Outdoor Unit Air-Source, Free Delivery)","DLCLRBH48AAK","Mini-Splits (Non-Ducted)","DLFLFAH48XAK",11,50000,29000,"Yes"]
[206188307,null,"HEIL","HRCU-A-CB-O (Mini-Split Heat Pump, with Remote Outdoor Unit Air-Source, Free Delivery)","DLCLRBH48AAK","Mini-Splits (Non-Ducted)","DLFLCAH48XAK",11,50000,29000,"Yes"]
[206188308,null,"HEIL","HRCU-A-CB (Mini-Split System: Heat Pump with Outdoor Unit-Air-Source, Ducted)","DLCLRBH48AAK","Mini-Splits (Ducted)","DLFLDAH48XAK",10.3,50000,29000,"Yes"]
[206188309,null,"HEIL","HRCU-A-CB (Mini-Split System: Heat Pump with Outdoor Unit-Air-Source, Ducted)","DLCSRBH24AAK","Mini-Splits (Ducted)","DLFSAAH24XAK",11.6,27000,16500,"Yes"]
[206188310,null,"KEEPRITE","HRCU-A-CB-O (Mini-Split Heat Pump, with Remote Outdoor Unit Air-Source, Free Delivery)","DLCLRBH36AAK","Mini-Splits (Non-Ducted)","DLFLFAH36XAK",10,38000,22000,"Yes"]
[206188311,null,"KEEPRITE","HRCU-A-CB-O (Mini-Split Heat Pump, with Remote Outdoor Unit Air-Source, Free Delivery)","DLCLRBH36AAK","Mini-Splits (Non-Ducted)","DLFLCAH36XAK",10.6,38000,22000,"Yes"]
[206188312,null,"KEEPRITE","HRCU-A-CB (Mini-Split System: Heat Pump with Outdoor Unit-Air-Source, Ducted)","DLCLRBH36AAK","Mini-Splits (Ducted)","DLFLDAH36XAK",11.5,40000,27000,"Yes"]
[206188313,null,"KEEPRITE","HRCU-A-CB-O (Mini-Split Heat Pump, with Remote Outdoor Unit Air-Source, Free Delivery)","DLCLRBH48AAK","Mini-Splits (Non-Ducted)","DLFLFAH48XAK",11,50000,29000,"Yes"]
[206188314,null,"KEEPRITE","HRCU-A-CB-O (Mini-Split Heat Pump, with Remote Outdoor Unit Air-Source, Free Delivery)","DLCLRBH48AAK","Mini-Splits (Non-Ducted)","DLFLCAH48XAK",11,50000,29000,"Yes"]
[206188315,null,"KEEPRITE","HRCU-A-CB (Mini-Split System: Heat Pump with Outdoor Unit-Air-Source, Ducted)","DLCLRBH48AAK","Mini-Splits (Ducted)","DLFLDAH48XAK",10.3,50000,29000,"Yes"]
[206188316,null,"KEEPRITE","HRCU-A-CB (Mini-Split System: Heat Pump with Outdoor Unit-Air-Source, Ducted)","DLCSRBH24AAK","Mini-Splits (Ducted)","DLFSAAH24XAK",11.6,27000,16500,"Yes"]
[206188317,null,"KENMORE","HRCU-A-CB-O (Mini-Split Heat Pump, with Remote Outdoor Unit Air-Source, Free Delivery)","DLCLRBH36AAK","Mini-Splits (Non-Ducted)","DLFLFAH36XAK",10,38000,22000,"Yes"]
[206188318,null,"KENMORE","HRCU-A-CB-O (Mini-Split Heat Pump, with Remote Outdoor Unit Air-Source, Free Delivery)","DLCLRBH36AAK","Mini-Splits (Non-Ducted)","DLFLCAH36XAK",10.6,38000,22000,"Yes"]
[206188319,null,"KENMORE","HRCU-A-CB (Mini-Split System: Heat Pump with Outdoor Unit-Air-Source, Ducted)","DLCLRBH36AAK","Mini-Splits (Ducted)","DLFLDAH36XAK",11.5,40000,27000,"Yes"]
[204629405,null,"Mitsubishi Electric","HRCU-A-CB-O (Mini-Split Heat Pump, with Remote Outdoor Unit Air-Source, Free Delivery)","NAXSMT12A111A*","Mini-Splits (Non-Ducted)","NTXWMT12A111A*",9,12200,7600]
[204629406,null,"Mitsubishi Electric","HRCU-A-CB-O (Mini-Split Heat Pump, with Remote Outdoor Unit Air-Source, Free Delivery)","NAXSEL09A112A*","Mini-Splits (Non-Ducted)","NTXWEL09A112A*",9,10900,6700]
[204629407,null,"Mitsubishi Electric","HRCU-A-CB-O (Mini-Split Heat Pump, with Remote Outdoor Unit Air-Source, Free Delivery)","NAXSEL12A112A*","Mini-Splits (Non-Ducted)","NTXWEL12A112A*",9,12200,7600]
[204629408,null,"Mitsubishi Electric","HRCU-A-CB-O (Mini-Split Heat Pump, with Remote Outdoor Unit Air-Source, Free Delivery)","NAXSEL18A112A*","Mini-Splits (Non-Ducted)","NTXWEL18A112A*",9,18000,11500]
[204629410,null,"Mitsubishi Electric","HRCU-A-CB-O (Mini-Split Heat Pump, with Remote Outdoor Unit Air-Source, Free Delivery)","NAXSKS09A112A*","Mini-Splits (Non-Ducted)","NTXUKS09A112A*",13.3,12000,7700]
[204629411,null,"Mitsubishi Electric","HRCU-A-CB-O (Mini-Split Heat Pump, with Remote Outdoor Unit Air-Source, Free Delivery)","NAXSKS12A112A*","Mini-Splits (Non-Ducted)","NTXUKS12A112A*",12.1,15400,9900]
[6235929,null,"LG","HRCU-A-CB-O (Mini-Split Heat Pump, with Remote Outdoor Unit Air-Source, Free Delivery)","LSU181HSV3","Mini-Splits (Non-Ducted)","LSN181HSV3",9.6999999999999993,22000,13500]
[6236101,null,"LG","HRCU-A-CB-O (Mini-Split Heat Pump, with Remote Outdoor Unit Air-Source, Free Delivery)","LSU240HSV3","Mini-Splits (Non-Ducted)","LSN240HSV3",10.199999999999999,27600,18700,"Yes"]
[6236102,null,"LG","HRCU-A-CB-O (Mini-Split Heat Pump, with Remote Outdoor Unit Air-Source, Free Delivery)","LSU307HV3","Mini-Splits (Non-Ducted)","LSN307HV3",9.5,32000,22400]
[6468419,null,"LG","HRCU-A-CB-O (Mini-Split Heat Pump, with Remote Outdoor Unit Air-Source, Free Delivery)","LAU090HYV","Mini-Splits (Non-Ducted)","LAN090HYV",11.8,11000,7100]
[6468420,null,"LG","HRCU-A-CB-O (Mini-Split Heat Pump, with Remote Outdoor Unit Air-Source, Free Delivery)","LSU360HV3","Mini-Splits (Non-Ducted)","LSN360HV3",9.9,35200,24400]
[206396078,null,"COMFORTMAKER","HRCU-A-CB-O (Mini-Split Heat Pump, with Remote Outdoor Unit Air-Source, Free Delivery)","DLCSRBH12AAK","Mini-Splits (Non-Ducted)","DLFSHAH12XAK",10,12000,7500,"Yes"]
[206396079,null,"COMFORTMAKER","HRCU-A-CB-O (Mini-Split Heat Pump, with Remote Outdoor Unit Air-Source, Free Delivery)","DLCSRAH12AAK","Mini-Splits (Non-Ducted)","DLFSHBH12XAK",10,12000,7500,"Yes"]
[206396080,null,"COMFORTMAKER","HRCU-A-CB-O (Mini-Split Heat Pump, with Remote Outdoor Unit Air-Source, Free Delivery)","DLCSRBH18AAK","Mini-Splits (Non-Ducted)","DLFSHAH18XAK",9.5,19000,12000]
[206396081,null,"COMFORTMAKER","HRCU-A-CB-O (Mini-Split Heat Pump, with Remote Outdoor Unit Air-Source, Free Delivery)","DLCSRAH18AAK","Mini-Splits (Non-Ducted)","DLFSHBH18XAK",9.5,19000,12000]
[206396082,null,"COMFORTMAKER","HRCU-A-CB-O (Mini-Split Heat Pump, with Remote Outdoor Unit Air-Source, Free Delivery)","DLCSRAH24AAK","Mini-Splits (Non-Ducted)","DLFSHBH24XAK",10,25000,15000,"Yes"]
[206396083,null,"COMFORTMAKER","HRCU-A-CB-O (Mini-Split Heat Pump, with Remote Outdoor Unit Air-Source, Free Delivery)","DLCSRBH24AAK","Mini-Splits (Non-Ducted)","DLFSHAH24XAK",10,25000,15000,"Yes"]
[6998276,null,"FUJITSU","HMSV-A-CB (Multi-Split Heat Pump)","AOU18RLXFZ","Specific (Ducted)","ASU9RLF1ASU9RLF1",9.3000000000000007,22000,13900]
[206188346,null,"SMART COMFORT","HRCU-A-CB-O (Mini-Split Heat Pump, with Remote Outdoor Unit Air-Source, Free Delivery)","DLCLRBH36AAK","Mini-Splits (Non-Ducted)","DLFLCAH36XAK",10.6,38000,22000]
[206188347,null,"SMART COMFORT","HRCU-A-CB (Mini-Split System: Heat Pump with Outdoor Unit-Air-Source, Ducted)","DLCLRBH36AAK","Mini-Splits (Ducted)","DLFLDAH36XAK",11.5,40000,27000]
[206188348,null,"SMART COMFORT","HRCU-A-CB-O (Mini-Split Heat Pump, with Remote Outdoor Unit Air-Source, Free Delivery)","DLCLRBH48AAK","Mini-Splits (Non-Ducted)","DLFLFAH48XAK",11,50000,29000]
[206188349,null,"SMART COMFORT","HRCU-A-CB-O (Mini-Split Heat Pump, with Remote Outdoor Unit Air-Source, Free Delivery)","DLCLRBH48AAK","Mini-Splits (Non-Ducted)","DLFLCAH48XAK",11,50000,29000]
[206188350,null,"SMART COMFORT","HRCU-A-CB (Mini-Split System: Heat Pump with Outdoor Unit-Air-Source, Ducted)","DLCLRBH48AAK","Mini-Splits (Ducted)","DLFLDAH48XAK",10.3,50000,29000]
[206188351,null,"SMART COMFORT","HRCU-A-CB (Mini-Split System: Heat Pump with Outdoor Unit-Air-Source, Ducted)","DLCSRBH24AAK","Mini-Splits (Ducted)","DLFSAAH24XAK",11.6,27000,16500]
[206192794,null,"Klimaire","HRCU-A-CB-O (Mini-Split Heat Pump, with Remote Outdoor Unit Air-Source, Free Delivery)","KOIP09H1","Mini-Splits (Non-Ducted)","KIWP09H1",10.5,9500,5900]
[206192795,null,"Klimaire","HRCU-A-CB-O (Mini-Split Heat Pump, with Remote Outdoor Unit Air-Source, Free Delivery)","KOIP12H1","Mini-Splits (Non-Ducted)","KIWP12H1",10,12000,7000]
[206192796,null,"Klimaire","HRCU-A-CB-O (Mini-Split Heat Pump, with Remote Outdoor Unit Air-Source, Free Delivery)","KOIP12H2","Mini-Splits (Non-Ducted)","KIWP12H2",9.5,12500,7000]
[206192797,null,"Klimaire","HRCU-A-CB-O (Mini-Split Heat Pump, with Remote Outdoor Unit Air-Source, Free Delivery)","KOIP18H2","Mini-Splits (Non-Ducted)","KIWP18H2",10,19000,11600]
[206192798,null,"Klimaire","HRCU-A-CB-O (Mini-Split Heat Pump, with Remote Outdoor Unit Air-Source, Free Delivery)","KOIP24H2","Mini-Splits (Non-Ducted)","KIWP24H2",10,24400,16200]
[206192800,null,"Klimaire","HRCU-A-CB-O (Mini-Split Heat Pump, with Remote Outdoor Unit Air-Source, Free Delivery)","KOIQ12H1-3","Mini-Splits (Non-Ducted)","KIWQ12H1-3T",10,12000,7000]
[206192801,null,"Klimaire","HRCU-A-CB-O (Mini-Split Heat Pump, with Remote Outdoor Unit Air-Source, Free Delivery)","KOIQ12H2-3","Mini-Splits (Non-Ducted)","KIWQ12H2-3T",9.5,12500,7000]
[206192802,null,"Klimaire","HRCU-A-CB-O (Mini-Split Heat Pump, with Remote Outdoor Unit Air-Source, Free Delivery)","KOIQ18H2-3","Mini-Splits (Non-Ducted)","KIWQ18H2-3T",10,19000,11600]
[206192803,null,"Klimaire","HRCU-A-CB-O (Mini-Split Heat Pump, with Remote Outdoor Unit Air-Source, Free Delivery)","KOIQ24H2-3","Mini-Splits (Non-Ducted)","KIWQ24H2-3T",10,24400,16200]
[206195809,null,"Trane / Mitsubishi Electric","HRCU-A-CB-O (Mini-Split Heat Pump, with Remote Outdoor Unit Air-Source, Free Delivery)","NTXSPH06B112A*","Mini-Splits (Non-Ducted)","NTXWPH06B112AA",13.5,8700,5900]
[5265753,null,"DAIKIN","HRCU-A-CB-O (Mini-Split Heat Pump, with Remote Outdoor Unit Air-Source, Free Delivery)","RXS09LVJU","Mini-Splits (Non-Ducted)","FTXS09LVJU",12.5,12000,7700,"Yes"]
[5265755,null,"DAIKIN","HRCU-A-CB-O (Mini-Split Heat Pump, with Remote Outdoor Unit Air-Source, Free Delivery)","RXS12LVJU","Mini-Splits (Non-Ducted)","FTXS12LVJU",12.5,14400,9200,"Yes"]
[5265756,null,"DAIKIN","HRCU-A-CB-O (Mini-Split Heat Pump, with Remote Outdoor Unit Air-Source, Free Delivery)","RXS15LVJU","Mini-Splits (Non-Ducted)","FTXS15LVJU",11.6,18000,11900,"Yes"]
[5265757,null,"DAIKIN","HRCU-A-CB-O (Mini-Split Heat Pump, with Remote Outdoor Unit Air-Source, Free Delivery)","RXS18LVJU","Mini-Splits (Non-Ducted)","FTXS18LVJU",11,21600,13900,"Yes"]
[5265758,null,"DAIKIN","HRCU-A-CB-O (Mini-Split Heat Pump, with Remote Outdoor Unit Air-Source, Free Delivery)","RXS24LVJU","Mini-Splits (Non-Ducted)","FTXS24LVJU",10.6,25400,16400,"Yes"]
[5265777,null,"DAIKIN","HRCU-A-CB-O (Mini-Split Heat Pump, with Remote Outdoor Unit Air-Source, Free Delivery)","RXS09LVJU","Mini-Splits (Non-Ducted)","FDXS09LVJU",10.3,10000,6500]
[5265840,null,"DAIKIN","HRCU-A-CB-O (Mini-Split Heat Pump, with Remote Outdoor Unit Air-Source, Free Delivery)","RXS12LVJU","Mini-Splits (Non-Ducted)","FDXS12LVJU",10.4,11500,7500]
[5356480,null,"LG","HRCU-A-CB-O (Mini-Split Heat Pump, with Remote Outdoor Unit Air-Source, Free Delivery)","LGU121HSV","Mini-Splits (Non-Ducted)","LGN121HSV",11,13300,6900]
[5356481,null,"LG","HRCU-A-CB-O (Mini-Split Heat Pump, with Remote Outdoor Unit Air-Source, Free Delivery)","LGU181HSV","Mini-Splits (Non-Ducted)","LGN181HSV",9.6999999999999993,22000,14000]
[5376731,null,"DAIKIN","HRCU-A-CB (Mini-Split System: Heat Pump with Outdoor Unit-Air-Source, Ducted)","RZQ30PVJU9","Mini-Splits (Ducted)","FTQ30PBVJU",10,34000,21400]
[5376733,null,"DAIKIN","HRCU-A-CB (Mini-Split System: Heat Pump with Outdoor Unit-Air-Source, Ducted)","RZQ36PVJU9","Mini-Splits (Ducted)","FTQ36PBVJU",9.5,40000,26000]
[5376734,null,"DAIKIN","HRCU-A-CB (Mini-Split System: Heat Pump with Outdoor Unit-Air-Source, Ducted)","RZQ42PVJU9","Mini-Splits (Ducted)","FTQ42PBVJU",9,47000,29000]
[205970212,null,"MCQUAY","HRCU-A-CB-O (Mini-Split Heat Pump, with Remote Outdoor Unit Air-Source, Free Delivery)","MQIS-174012-HCU216A","Mini-Splits (Non-Ducted)","MQIS-174012-HWF216A",9,13000,7400]
[205970214,null,"MCQUAY","HRCU-A-CB-O (Mini-Split Heat Pump, with Remote Outdoor Unit Air-Source, Free Delivery)","MQIS-174018-HCU216A","Mini-Splits (Non-Ducted)","MQIS-174018-HWF216A",9,18000,10300]
[205970215,null,"MCQUAY","HRCU-A-CB-O (Mini-Split Heat Pump, with Remote Outdoor Unit Air-Source, Free Delivery)","MQIS-174024-HCU216A","Mini-Splits (Non-Ducted)","MQIS-174024-HWF216A",10,24000,15000]
[205970216,null,"DAIKIN","HRCU-A-CB-O (Mini-Split Heat Pump, with Remote Outdoor Unit Air-Source, Free Delivery)","RXS09VL216A","Mini-Splits (Non-Ducted)","FTXS09VL216A",9,10000,6200]
[205970306,null,"DAIKIN","HRCU-A-CB-O (Mini-Split Heat Pump, with Remote Outdoor Unit Air-Source, Free Delivery)","RXS12VL216A","Mini-Splits (Non-Ducted)","FTXS12VL216A",9.1,13000,6800]
[205970307,null,"DAIKIN","HRCU-A-CB-O (Mini-Split Heat Pump, with Remote Outdoor Unit Air-Source, Free Delivery)","RXS18VL216A","Mini-Splits (Non-Ducted)","FTXS18VL216A",9.8000000000000007,18000,10600]
[205970308,null,"DAIKIN","HRCU-A-CB-O (Mini-Split Heat Pump, with Remote Outdoor Unit Air-Source, Free Delivery)","RXS24VL216A","Mini-Splits (Non-Ducted)","FTXS24VL216A",10,24000,15000]
[205970309,null,"MCQUAY","HRCU-A-CB-O (Mini-Split Heat Pump, with Remote Outdoor Unit Air-Source, Free Delivery)","MQIV-214009-HCU216A","Mini-Splits (Non-Ducted)","MQIV-214009-HWF216A",9,10000,6200]
[205970311,null,"MCQUAY","HRCU-A-CB-O (Mini-Split Heat Pump, with Remote Outdoor Unit Air-Source, Free Delivery)","MQIV-214012-HCU216A","Mini-Splits (Non-Ducted)","MQIV-214012-HWF216A",9.1,13000,6800]
[205970312,null,"MCQUAY","HRCU-A-CB-O (Mini-Split Heat Pump, with Remote Outdoor Unit Air-Source, Free Delivery)","MQIV-214018-HCU216A","Mini-Splits (Non-Ducted)","MQIV-214018-HWF216A",9.8000000000000007,18000,10600]
[205970313,null,"MCQUAY","HRCU-A-CB-O (Mini-Split Heat Pump, with Remote Outdoor Unit Air-Source, Free Delivery)","MQIV-214024-HCU216A","Mini-Splits (Non-Ducted)","MQIV-214024-HWF216A",10,24000,15000]
[205973807,null,"KINGHOME","HRCU-A-CB-O (Mini-Split Heat Pump, with Remote Outdoor Unit Air-Source, Free Delivery)","KU21-ODU48-3","Mini-Splits (Non-Ducted)","KU21-C4U48-3",9,54500,27600]
[205973808,null,"KINGHOME","HRCU-A-CB-O (Mini-Split Heat Pump, with Remote Outdoor Unit Air-Source, Free Delivery)","KU21-ODU48-3","Mini-Splits (Non-Ducted)","KU21-FCU48-3",9,54500,28600]
[205973809,null,"KINGHOME","HRCU-A-CB (Mini-Split System: Heat Pump with Outdoor Unit-Air-Source, Ducted)","KM18UH5O","Mixed Ducted and Non-Ducted Indoor Units","Multiple combinations, check manufacturer compatibility",9.75,21000,17500]
[205973810,null,"KINGHOME","HRCU-A-CB (Mini-Split System: Heat Pump with Outdoor Unit-Air-Source, Ducted)","KM24UH5O","Mixed Ducted and Non-Ducted Indoor Units","Multiple combinations, check manufacturer compatibility",9.75,26000,18400]
[205973811,null,"KINGHOME","HRCU-A-CB (Mini-Split System: Heat Pump with Outdoor Unit-Air-Source, Ducted)","KM36UH5O","Mixed Ducted and Non-Ducted Indoor Units","Multiple combinations, check manufacturer compatibility",9.5,36000,29000]
[205973812,null,"KINGHOME","HRCU-A-CB (Mini-Split System: Heat Pump with Outdoor Unit-Air-Source, Ducted)","KM42UH5O","Mixed Ducted and Non-Ducted Indoor Units","Multiple combinations, check manufacturer compatibility",9.5,42000,30400]
[205967961,null,"Weathermaker","HRCU-A-CB-O (Mini-Split Heat Pump, with Remote Outdoor Unit Air-Source, Free Delivery)","38MVRAQ12AA1","Mini-Splits (Non-Ducted)","DHMVHAQ12XA1",9.4,12000,6500]
[7280503,null,"GREE","HRCU-A-CB-O (Mini-Split Heat Pump, with Remote Outdoor Unit Air-Source, Free Delivery)","GUHD36ND3FO","Mini-Splits (Non-Ducted)","GTH36D3FI",9,41000,23400]
[7280505,null,"GREE","HRCU-A-CB-O (Mini-Split Heat Pump, with Remote Outdoor Unit Air-Source, Free Delivery)","GUHD36ND3FO","Mini-Splits (Non-Ducted)","GKH36D3FI",9,41000,23400]
[7280508,null,"GREE","HRCU-A-CB (Mini-Split System: Heat Pump with Outdoor Unit-Air-Source, Ducted)","GUHD36ND3FO","Mini-Splits (Ducted)","GFH36D3FI",9,41000,24600,"Yes"]
[7280511,null,"GREE","HRCU-A-CB (Mini-Split System: Heat Pump with Outdoor Unit-Air-Source, Ducted)","GUHD42ND3FO","Mini-Splits (Ducted)","GFH42D3FI",9,44000,24800,"Yes"]
[7280514,null,"GREE","HRCU-A-CB-O (Mini-Split Heat Pump, with Remote Outdoor Unit Air-Source, Free Delivery)","GUHD42ND3FO","Mini-Splits (Non-Ducted)","GKH42D3FI",9,44000,24400]
[7280517,null,"GREE","HRCU-A-CB-O (Mini-Split Heat Pump, with Remote Outdoor Unit Air-Source, Free Delivery)","GUHD42ND3FO","Mini-Splits (Non-Ducted)","GTH42D3FI",9,44000,24800]
[7280520,null,"GREE","HRCU-A-CB-O (Mini-Split Heat Pump, with Remote Outdoor Unit Air-Source, Free Delivery)","GUHD48ND3FO","Mini-Splits (Non-Ducted)","GTH48D3FI",9,54500,28600]
[7280523,null,"GREE","HRCU-A-CB-O (Mini-Split Heat Pump, with Remote Outdoor Unit Air-Source, Free Delivery)","GUHD48ND3FO","Mini-Splits (Non-Ducted)","GKH48D3FI",9,54500,27600]
[7280525,null,"GREE","HRCU-A-CB (Mini-Split System: Heat Pump with Outdoor Unit-Air-Source, Ducted)","GUHD48ND3FO","Mini-Splits (Ducted)","GFH48D3FI",9,54500,30600,"Yes"]
[7425272,null,"GREE","HMSV-A-CB-O (Multi-Split Heat Pump, Free Delivery)","GMV-36WL/A-T(U)","Non-Ducted Indoor Units","Multiple combinations, check manufacturer compatibility",9,41500,24000]
[7425273,null,"GREE","HMSV-A-CB (Multi-Split Heat Pump)","GMV-36WL/A-T(U)","Ducted Indoor Units","Multiple combinations, check manufacturer compatibility",9,42000,25200,"Yes"]
[7425274,null,"GREE","HMSV-A-CB-O (Multi-Split Heat Pump, Free Delivery)","GMV-48WL/A-T(U)","Non-Ducted Indoor Units","Multiple combinations, check manufacturer compatibility",9,52500,31600]
[7425275,null,"GREE","HMSV-A-CB (Multi-Split Heat Pump)","GMV-48WL/A-T(U)","Ducted Indoor Units","Multiple combinations, check manufacturer compatibility",9,52500,32000,"Yes"]
[7484109,null,"LG","HRCU-A-CB-O (Mini-Split Heat Pump, with Remote Outdoor Unit Air-Source, Free Delivery)","LSU090HSV4","Mini-Splits (Non-Ducted)","LAN090HSV4",10.8,10800,6600,"Yes"]
[7484110,null,"LG","HRCU-A-CB-O (Mini-Split Heat Pump, with Remote Outdoor Unit Air-Source, Free Delivery)","LSU090HSV4","Mini-Splits (Non-Ducted)","LSN090HSV4",10.8,10800,6600,"Yes"]
[206186276,null,"Hitachi","HRCU-A-CB-O (Mini-Split Heat Pump, with Remote Outdoor Unit Air-Source, Free Delivery)","RAM-S36U4HLAE","Non-Ducted Indoor Units","Multiple combinations, check manufacturer compatibility",10.5,40000,25000]
[206186277,null,"Hitachi","HRCU-A-CB-O (Mini-Split Heat Pump, with Remote Outdoor Unit Air-Source, Free Delivery)","RAM-S42U5HLAE","Non-Ducted Indoor Units","Multiple combinations, check manufacturer compatibility",10.8,48000,32000]
[206186278,null,"Hitachi","HRCU-A-CB-O (Mini-Split Heat Pump, with Remote Outdoor Unit Air-Source, Free Delivery)","RAM-S24U3HLAE","Non-Ducted Indoor Units","Multiple combinations, check manufacturer compatibility",10.5,28000,16000]
[206186279,null,"Hitachi","HRCU-A-CB-O (Mini-Split Heat Pump, with Remote Outdoor Unit Air-Source, Free Delivery)","RAM-S18U2HLAE","Ducted Indoor Units","Multiple combinations, check manufacturer compatibility",10.3,22000,15300]
[206186280,null,"Hitachi","HRCU-A-CB-O (Mini-Split Heat Pump, with Remote Outdoor Unit Air-Source, Free Delivery)","RAM-S24U3HLAE","Ducted Indoor Units","Multiple combinations, check manufacturer compatibility",10.199999999999999,28000,16900]
[206186281,null,"Hitachi","HRCU-A-CB-O (Mini-Split Heat Pump, with Remote Outdoor Unit Air-Source, Free Delivery)","RAM-S36U4HLAE","Ducted Indoor Units","Multiple combinations, check manufacturer compatibility",9.5,40000,25000]
[206186282,null,"Hitachi","HRCU-A-CB-O (Mini-Split Heat Pump, with Remote Outdoor Unit Air-Source, Free Delivery)","RAM-S42U5HLAE","Ducted Indoor Units","Multiple combinations, check manufacturer compatibility",10.5,48000,33000]
[206188240,null,"COVAC","HRCU-A-CB-O (Mini-Split Heat Pump, with Remote Outdoor Unit Air-Source, Free Delivery)","MOB30-18HFN1-MS0W","Mini-Splits (Non-Ducted)","MSABD-18HRFN1-MS0W",10,18000,11000]
[206188241,null,"COVAC","HRCU-A-CB-O (Mini-Split Heat Pump, with Remote Outdoor Unit Air-Source, Free Delivery)","MOCA30-24HFN1-MQ0W","Mini-Splits (Non-Ducted)","MSABE-24HRFN1-MQ0W",9.5,24000,14400]
[206188242,null,"LENNOX","HRCU-A-CB-O (Mini-Split Heat Pump, with Remote Outdoor Unit Air-Source, Free Delivery)","MPB012S4S-1P","Mini-Splits (Non-Ducted)","MFMA012S4-1P",10,12000,7200,"Yes"]
[206188244,null,"QUUL","HRCU-A-CB-O (Mini-Split Heat Pump, with Remote Outdoor Unit Air-Source, Free Delivery)","R.Q.MOU48","Mini-Splits (Non-Ducted)","R.Q.MUE48",11,50000,35000]
[206188247,null,"CARRIER","HRCU-A-CB-O (Mini-Split Heat Pump, with Remote Outdoor Unit Air-Source, Free Delivery)","38MBRBQ36AA3","Mini-Splits (Non-Ducted)","40MBFQ36---3",10,38000,22000,"Yes"]
[206188248,null,"CARRIER","HRCU-A-CB-O (Mini-Split Heat Pump, with Remote Outdoor Unit Air-Source, Free Delivery)","38MBRBQ36AA3","Mini-Splits (Non-Ducted)","40MBCQ36---3",10.6,38000,22000,"Yes"]
[206188249,null,"CARRIER","HRCU-A-CB (Mini-Split System: Heat Pump with Outdoor Unit-Air-Source, Ducted)","38MBRBQ36AA3","Mini-Splits (Ducted)","40MBDQ36---3",11.5,40000,27000,"Yes"]
[206188250,null,"CARRIER","HRCU-A-CB-O (Mini-Split Heat Pump, with Remote Outdoor Unit Air-Source, Free Delivery)","38MBRBQ48AA3","Mini-Splits (Non-Ducted)","40MBFQ48---3",11,50000,29000,"Yes"]
[206188251,null,"CARRIER","HRCU-A-CB-O (Mini-Split Heat Pump, with Remote Outdoor Unit Air-Source, Free Delivery)","38MBRBQ48AA3","Mini-Splits (Non-Ducted)","40MBCQ48---3",11,50000,29000,"Yes"]
[206188252,null,"CARRIER","HRCU-A-CB (Mini-Split System: Heat Pump with Outdoor Unit-Air-Source, Ducted)","38MBRBQ48AA3","Mini-Splits (Ducted)","40MBDQ48---3",10.3,50000,29000,"Yes"]
[206188253,null,"CARRIER","HRCU-A-CB (Mini-Split System: Heat Pump with Outdoor Unit-Air-Source, Ducted)","38MARBQ24AA3","Mini-Splits (Ducted)","40MBAAQ24XA3",11.6,27000,16500]
[206188320,null,"KENMORE","HRCU-A-CB-O (Mini-Split Heat Pump, with Remote Outdoor Unit Air-Source, Free Delivery)","DLCLRBH48AAK","Mini-Splits (Non-Ducted)","DLFLFAH48XAK",11,50000,29000,"Yes"]
[206188321,null,"KENMORE","HRCU-A-CB-O (Mini-Split Heat Pump, with Remote Outdoor Unit Air-Source, Free Delivery)","DLCLRBH48AAK","Mini-Splits (Non-Ducted)","DLFLCAH48XAK",11,50000,29000,"Yes"]
[206188322,null,"KENMORE","HRCU-A-CB (Mini-Split System: Heat Pump with Outdoor Unit-Air-Source, Ducted)","DLCLRBH48AAK","Mini-Splits (Ducted)","DLFLDAH48XAK",10.3,50000,29000,"Yes"]
[206188323,null,"KENMORE","HRCU-A-CB (Mini-Split System: Heat Pump with Outdoor Unit-Air-Source, Ducted)","DLCSRBH24AAK","Mini-Splits (Ducted)","DLFSAAH24XAK",11.6,27000,16500,"Yes"]
[206188324,null,"MIDEA","HRCU-A-CB-O (Mini-Split Heat Pump, with Remote Outdoor Unit Air-Source, Free Delivery)","DLCLRBH36AAK","Mini-Splits (Non-Ducted)","DLFLFAH36XAK",10,38000,22000,"Yes"]
[206188325,null,"MIDEA","HRCU-A-CB-O (Mini-Split Heat Pump, with Remote Outdoor Unit Air-Source, Free Delivery)","DLCLRBH36AAK","Mini-Splits (Non-Ducted)","DLFLCAH36XAK",10.6,38000,22000,"Yes"]
[206188326,null,"MIDEA","HRCU-A-CB (Mini-Split System: Heat Pump with Outdoor Unit-Air-Source, Ducted)","DLCLRBH36AAK","Mini-Splits (Ducted)","DLFLDAH36XAK",11.5,40000,27000,"Yes"]
[206188327,null,"MIDEA","HRCU-A-CB-O (Mini-Split Heat Pump, with Remote Outdoor Unit Air-Source, Free Delivery)","DLCLRBH48AAK","Mini-Splits (Non-Ducted)","DLFLFAH48XAK",11,50000,29000,"Yes"]
[206188328,null,"MIDEA","HRCU-A-CB-O (Mini-Split Heat Pump, with Remote Outdoor Unit Air-Source, Free Delivery)","DLCLRBH48AAK","Mini-Splits (Non-Ducted)","DLFLCAH48XAK",11,50000,29000,"Yes"]
[206188329,null,"MIDEA","HRCU-A-CB (Mini-Split System: Heat Pump with Outdoor Unit-Air-Source, Ducted)","DLCLRBH48AAK","Mini-Splits (Ducted)","DLFLDAH48XAK",10.3,50000,29000,"Yes"]
[206188330,null,"MIDEA","HRCU-A-CB (Mini-Split System: Heat Pump with Outdoor Unit-Air-Source, Ducted)","DLCSRBH24AAK","Mini-Splits (Ducted)","DLFSAAH24XAK",11.6,27000,16500,"Yes"]
[206188331,null,"TEMPSTAR","HRCU-A-CB-O (Mini-Split Heat Pump, with Remote Outdoor Unit Air-Source, Free Delivery)","DLCLRBH36AAK","Mini-Splits (Non-Ducted)","DLFLFAH36XAK",10,38000,22000,"Yes"]
[206188332,null,"TEMPSTAR","HRCU-A-CB-O (Mini-Split Heat Pump, with Remote Outdoor Unit Air-Source, Free Delivery)","DLCLRBH36AAK","Mini-Splits (Non-Ducted)","DLFLCAH36XAK",10.6,38000,22000,"Yes"]
[206188333,null,"TEMPSTAR","HRCU-A-CB (Mini-Split System: Heat Pump with Outdoor Unit-Air-Source, Ducted)","DLCLRBH36AAK","Mini-Splits (Ducted)","DLFLDAH36XAK",11.5,40000,27000,"Yes"]
[206188334,null,"TEMPSTAR","HRCU-A-CB-O (Mini-Split Heat Pump, with Remote Outdoor Unit Air-Source, Free Delivery)","DLCLRBH48AAK","Mini-Splits (Non-Ducted)","DLFLFAH48XAK",11,50000,29000,"Yes"]
[206188335,null,"TEMPSTAR","HRCU-A-CB-O (Mini-Split Heat Pump, with Remote Outdoor Unit Air-Source, Free Delivery)","DLCLRBH48AAK","Mini-Splits (Non-Ducted)","DLFLCAH48XAK",11,50000,29000,"Yes"]
[206188336,null,"TEMPSTAR","HRCU-A-CB (Mini-Split System: Heat Pump with Outdoor Unit-Air-Source, Ducted)","DLCLRBH48AAK","Mini-Splits (Ducted)","DLFLDAH48XAK",10.3,50000,29000,"Yes"]
[206188337,null,"TEMPSTAR","HRCU-A-CB (Mini-Split System: Heat Pump with Outdoor Unit-Air-Source, Ducted)","DLCSRBH24AAK","Mini-Splits (Ducted)","DLFSAAH24XAK",11.6,27000,16500,"Yes"]
[206384505,null,"MIDEA","HRCU-A-CB-O (Mini-Split Heat Pump, with Remote Outdoor Unit Air-Source, Free Delivery)","DLCERBH12AAJ","Mini-Splits (Non-Ducted)","DLFEHAH12XAJ",10.8,12000,7000]
[206384506,null,"MIDEA","HRCU-A-CB-O (Mini-Split Heat Pump, with Remote Outdoor Unit Air-Source, Free Delivery)","DLCERBH09AAK","Mini-Splits (Non-Ducted)","DLFEHAH09XAK",10,10000,5800]
[206384507,null,"MIDEA","HRCU-A-CB-O (Mini-Split Heat Pump, with Remote Outdoor Unit Air-Source, Free Delivery)","DLCERBH12AAK","Mini-Splits (Non-Ducted)","DLFEHAH12XAK",10,12000,7000]
[206384508,null,"MIDEA","HRCU-A-CB-O (Mini-Split Heat Pump, with Remote Outdoor Unit Air-Source, Free Delivery)","DLCERBH18AAK","Mini-Splits (Non-Ducted)","DLFEHAH18XAK",11,18000,11900]
[206384509,null,"MIDEA","HRCU-A-CB-O (Mini-Split Heat Pump, with Remote Outdoor Unit Air-Source, Free Delivery)","DLCERBH24AAK","Mini-Splits (Non-Ducted)","DLFEHAH24XAK",10.199999999999999,24800,15300]
[206384510,null,"TEMPSTAR","HRCU-A-CB-O (Mini-Split Heat Pump, with Remote Outdoor Unit Air-Source, Free Delivery)","DLCERBH12AAJ","Mini-Splits (Non-Ducted)","DLFEHAH12XAJ",10.8,12000,7000]
[206384511,null,"TEMPSTAR","HRCU-A-CB-O (Mini-Split Heat Pump, with Remote Outdoor Unit Air-Source, Free Delivery)","DLCERBH09AAK","Mini-Splits (Non-Ducted)","DLFEHAH09XAK",10,10000,5800]
[206384512,null,"TEMPSTAR","HRCU-A-CB-O (Mini-Split Heat Pump, with Remote Outdoor Unit Air-Source, Free Delivery)","DLCERBH12AAK","Mini-Splits (Non-Ducted)","DLFEHAH12XAK",10,12000,7000]
[206384513,null,"TEMPSTAR","HRCU-A-CB-O (Mini-Split Heat Pump, with Remote Outdoor Unit Air-Source, Free Delivery)","DLCERBH18AAK","Mini-Splits (Non-Ducted)","DLFEHAH18XAK",11,18000,11900]
[206384514,null,"TEMPSTAR","HRCU-A-CB-O (Mini-Split Heat Pump, with Remote Outdoor Unit Air-Source, Free Delivery)","DLCERBH24AAK","Mini-Splits (Non-Ducted)","DLFEHAH24XAK",10.199999999999999,24800,15300]
[206384515,null,"SMART COMFORT","HRCU-A-CB-O (Mini-Split Heat Pump, with Remote Outdoor Unit Air-Source, Free Delivery)","DLCERBH12AAJ","Mini-Splits (Non-Ducted)","DLFEHAH12XAJ",10.8,12000,7000]
[206384516,null,"SMART COMFORT","HRCU-A-CB-O (Mini-Split Heat Pump, with Remote Outdoor Unit Air-Source, Free Delivery)","DLCERBH09AAK","Mini-Splits (Non-Ducted)","DLFEHAH09XAK",10,10000,5800]
[206384517,null,"SMART COMFORT","HRCU-A-CB-O (Mini-Split Heat Pump, with Remote Outdoor Unit Air-Source, Free Delivery)","DLCERBH12AAK","Mini-Splits (Non-Ducted)","DLFEHAH12XAK",10,12000,7000]
[206384518,null,"SMART COMFORT","HRCU-A-CB-O (Mini-Split Heat Pump, with Remote Outdoor Unit Air-Source, Free Delivery)","DLCERBH18AAK","Mini-Splits (Non-Ducted)","DLFEHAH18XAK",11,18000,11900]
[7826810,null,"AIR-CON","HRCU-A-CB (Mini-Split System: Heat Pump with Outdoor Unit-Air-Source, Ducted)","ASKCI4H4R18","Mini-Splits (Ducted)","ASKEK4H4R18",9.5,18800,10900]
[7826811,null,"AIR-CON","HRCU-A-CB (Mini-Split System: Heat Pump with Outdoor Unit-Air-Source, Ducted)","ASKCI4H4R18","Mini-Splits (Ducted)","ASKEK4H4R18W",9.5,18800,10900]
[7826812,null,"AIR-CON","HRCU-A-CB-O (Mini-Split Heat Pump, with Remote Outdoor Unit Air-Source, Free Delivery)","ASKCI4H4R18","Mini-Splits (Non-Ducted)","ASKEC4H4R18",9,18400,9900]
[7826813,null,"AIR-CON","HRCU-A-CB-O (Mini-Split Heat Pump, with Remote Outdoor Unit Air-Source, Free Delivery)","ASKCI4H4R18","Mini-Splits (Non-Ducted)","ASKEL4H4R18",9.5,19100,10900]
[206188294,null,"COMFORTMAKER","HRCU-A-CB (Mini-Split System: Heat Pump with Outdoor Unit-Air-Source, Ducted)","DLCLRBH48AAK","Mini-Splits (Ducted)","DLFLDAH48XAK",10.3,50000,29000]
[206188295,null,"COMFORTMAKER","HRCU-A-CB (Mini-Split System: Heat Pump with Outdoor Unit-Air-Source, Ducted)","DLCSRBH24AAK","Mini-Splits (Ducted)","DLFSAAH24XAK",11.6,27000,16500,"Yes"]
[206188296,null,"DAY & NIGHT","HRCU-A-CB-O (Mini-Split Heat Pump, with Remote Outdoor Unit Air-Source, Free Delivery)","DLCLRBH36AAK","Mini-Splits (Non-Ducted)","DLFLFAH36XAK",10,38000,22000,"Yes"]
[206188297,null,"DAY & NIGHT","HRCU-A-CB-O (Mini-Split Heat Pump, with Remote Outdoor Unit Air-Source, Free Delivery)","DLCLRBH36AAK","Mini-Splits (Non-Ducted)","DLFLCAH36XAK",10.6,38000,22000,"Yes"]
[206188298,null,"DAY & NIGHT","HRCU-A-CB (Mini-Split System: Heat Pump with Outdoor Unit-Air-Source, Ducted)","DLCLRBH36AAK","Mini-Splits (Ducted)","DLFLDAH36XAK",11.5,40000,27000,"Yes"]
[206188299,null,"DAY & NIGHT","HRCU-A-CB-O (Mini-Split Heat Pump, with Remote Outdoor Unit Air-Source, Free Delivery)","DLCLRBH48AAK","Mini-Splits (Non-Ducted)","DLFLFAH48XAK",11,50000,29000,"Yes"]
[200059278,10597348,"SLIMAIR","HRCU-A-CB (Mini-Split System: Heat Pump with Outdoor Unit-Air-Source, Ducted)","SHCD36VB2","Mini-Splits (Ducted)","SHD36VB2",11.5,40000,27600]
[200059279,10597349,"SLIMAIR TECHNOLOGIES","HRCU-A-CB (Mini-Split System: Heat Pump with Outdoor Unit-Air-Source, Ducted)","SHCD48VB2","Mini-Splits (Ducted)","SHD48VB2",10.3,49500,33400]
[200059280,10597349,"SLIMAIR","HRCU-A-CB (Mini-Split System: Heat Pump with Outdoor Unit-Air-Source, Ducted)","SHCD48VB2","Mini-Splits (Ducted)","SHD48VB2",10.3,49500,33400]
[200059281,10355846,"MDV","HRCU-A-CB-O (Mini-Split Heat Pump, with Remote Outdoor Unit Air-Source, Free Delivery)","MOCA30-09HFN1-MZA5W","Mini-Splits (Non-Ducted)","MSOP1B-09HRFN1-MZA5W",15,10000,7200,"Yes"]
[200059282,10355846,"MIDEA","HRCU-A-CB-O (Mini-Split Heat Pump, with Remote Outdoor Unit Air-Source, Free Delivery)","MOCA30-09HFN1-MZA5W","Mini-Splits (Non-Ducted)","MSOP1B-09HRFN1-MZA5W",15,10000,7200]
[200059283,10355847,"MDV","HRCU-A-CB-O (Mini-Split Heat Pump, with Remote Outdoor Unit Air-Source, Free Delivery)","MOCA30-12HFN1-MZ50W","Mini-Splits (Non-Ducted)","MSOP1B-12HRFN1-MZ50W",14,12000,6800,"Yes"]
[200059284,10355847,"MIDEA","HRCU-A-CB-O (Mini-Split Heat Pump, with Remote Outdoor Unit Air-Source, Free Delivery)","MOCA30-12HFN1-MZ50W","Mini-Splits (Non-Ducted)","MSOP1B-12HRFN1-MZ50W",14,12000,6800]
[200059285,10507896,"MDV","HRCU-A-CB (Mini-Split System: Heat Pump with Outdoor Unit-Air-Source, Ducted)","MOE30U-60HFN1-M","Mini-Splits (Ducted)","MHG-60HWFN1-MW",9,60000,37600,"Yes"]
[200059286,10507896,"MIDEA","HRCU-A-CB (Mini-Split System: Heat Pump with Outdoor Unit-Air-Source, Ducted)","MOE30U-60HFN1-M","Mini-Splits (Ducted)","MHG-60HWFN1-MW",9,62000,37600]
[200059287,10507897,"MDV","HRCU-A-CB-O (Mini-Split Heat Pump, with Remote Outdoor Unit Air-Source, Free Delivery)","MOE30U-60HFN1-M","Mini-Splits (Non-Ducted)","MUE-60HRFN1-MW",10.5,60000,39000,"Yes"]
[200059288,10507897,"MIDEA","HRCU-A-CB-O (Mini-Split Heat Pump, with Remote Outdoor Unit Air-Source, Free Delivery)","MOE30U-60HFN1-M","Mini-Splits (Non-Ducted)","MUE-60HRFN1-MW",10.5,60000,39000]
[200059289,10517578,"MDV","HRCU-A-CB (Mini-Split System: Heat Pump with Outdoor Unit-Air-Source, Ducted)","MOB30-09HFN1-MX0W","Mini-Splits (Ducted)","MTIU-09HWFN1-M",12,10000,7200,"Yes"]
[6998277,null,"FUJITSU","HMSV-A-CB (Multi-Split Heat Pump)","AOU18RLXFZ","Specific (Ducted)","ASU12RLF1ASU9RLF1",9,22000,13900,"Yes"]
[6998278,null,"FUJITSU","HMSV-A-CB (Multi-Split Heat Pump)","AOU18RLXFZ","Specific (Ducted)","ASU12RLF1ASU7RLF1",9,22000,13900,"Yes"]
[6998279,null,"FUJITSU","HMSV-A-CB (Multi-Split Heat Pump)","AOU24RLXFZ","Specific (Ducted)","ASU9RLF1ASU7RLF1ASU7RLF1",9.5,24000,14100]
[7000014,null,"FRIEDRICH","HRCU-A-CB-O (Mini-Split Heat Pump, with Remote Outdoor Unit Air-Source, Free Delivery)","MR24UY3J","Mini-Splits (Non-Ducted)","MC24Y3J",9.6999999999999993,27000,18600]
[7000015,null,"FRIEDRICH","HRCU-A-CB-O (Mini-Split Heat Pump, with Remote Outdoor Unit Air-Source, Free Delivery)","MR36UY3J","Mini-Splits (Non-Ducted)","MC36Y3J",9.5,40000,26000]
[7000016,null,"FRIEDRICH","HRCU-A-CB (Mini-Split System: Heat Pump with Outdoor Unit-Air-Source, Ducted)","MR24UY3J","Mini-Splits (Ducted)","MD24Y3J",10,27000,17600]
[7000017,null,"FRIEDRICH","HRCU-A-CB (Mini-Split System: Heat Pump with Outdoor Unit-Air-Source, Ducted)","MR36UY3J","Mini-Splits (Ducted)","MD36Y3J",9.1999999999999993,40000,24600]
[7000021,null,"FRIEDRICH","HRCU-A-CB-O (Mini-Split Heat Pump, with Remote Outdoor Unit Air-Source, Free Delivery)","MR09Y3J","Mini-Splits (Non-Ducted)","MW09Y3J",11,10800,6600]
[7000022,null,"FRIEDRICH","HRCU-A-CB-O (Mini-Split Heat Pump, with Remote Outdoor Unit Air-Source, Free Delivery)","MR12Y3J","Mini-Splits (Non-Ducted)","MW12Y3J",11,13300,8700]
[7000023,null,"FRIEDRICH","HRCU-A-CB-O (Mini-Split Heat Pump, with Remote Outdoor Unit Air-Source, Free Delivery)","MR18Y3J","Mini-Splits (Non-Ducted)","MW18Y3J",9.6999999999999993,20200,13200]
[7012586,null,"LG","HRCU-A-CB-O (Mini-Split Heat Pump, with Remote Outdoor Unit Air-Source, Free Delivery)","LSU240HLV","Mini-Splits (Non-Ducted)","LSN240HLV",11,27000,17900,"Yes"]
[7012587,null,"LG","HRCU-A-CB-O (Mini-Split Heat Pump, with Remote Outdoor Unit Air-Source, Free Delivery)","LSU300HLV","Mini-Splits (Non-Ducted)","LSN300HLV",10,32000,21200]
[7012588,null,"LG","HRCU-A-CB-O (Mini-Split Heat Pump, with Remote Outdoor Unit Air-Source, Free Delivery)","LSU360HLV","Mini-Splits (Non-Ducted)","LSN360HLV",10,35200,23200]
[7012590,null,"FRIEDRICH","HRCU-A-CB-O (Mini-Split Heat Pump, with Remote Outdoor Unit Air-Source, Free Delivery)","MR30Y3J","Mini-Splits (Non-Ducted)","MW30Y3J",10,32000,21200]
[7012704,null,"FRIEDRICH","HMSV-A-CB (Multi-Split Heat Pump)","MR24DY3JM","Non-Ducted Indoor Units","Multiple combinations, check manufacturer compatibility",9.4,26400,16200]
[5584107,null,"LG","HRCU-A-CB-O (Mini-Split Heat Pump, with Remote Outdoor Unit Air-Source, Free Delivery)","LUU247HV","Mini-Splits (Non-Ducted)","LCN247HV",9.6999999999999993,27000,18600]
[5625779,null,"FUJITSU","HRCU-A-CB-O (Mini-Split Heat Pump, with Remote Outdoor Unit Air-Source, Free Delivery)","AOU9RL2","Mini-Splits (Non-Ducted)","ASU9RL2",9,10000,6600]
[5625780,null,"FUJITSU","HRCU-A-CB-O (Mini-Split Heat Pump, with Remote Outdoor Unit Air-Source, Free Delivery)","AOU12RL2","Mini-Splits (Non-Ducted)","ASU12RL2",9,14000,8400]
[5557253,null,"LG","HRCU-A-CB-O (Mini-Split Heat Pump, with Remote Outdoor Unit Air-Source, Free Delivery)","LAU120HSV2","Mini-Splits (Non-Ducted)","LAN120HSV2",11,13300,6900]
[5557254,null,"LG","HRCU-A-CB-O (Mini-Split Heat Pump, with Remote Outdoor Unit Air-Source, Free Delivery)","LAU180HSV2","Mini-Splits (Non-Ducted)","LAN180HSV2",9.6999999999999993,22000,14000]
[5557267,null,"LG","HRCU-A-CB-O (Mini-Split Heat Pump, with Remote Outdoor Unit Air-Source, Free Delivery)","LAU240HSV2","Mini-Splits (Non-Ducted)","LAN240HSV2",10,27600,18000]
[7070719,null,"GREE","HRCU-A-CB-O (Mini-Split Heat Pump, with Remote Outdoor Unit Air-Source, Free Delivery)","GWH24QE-D3DNA1D/O","Mini-Splits (Non-Ducted)","GWH24QE-D3DN***/I",10,23000,14600,"Yes"]
[7086358,null,"FRIEDRICH","HRCU-A-CB-O (Mini-Split Heat Pump, with Remote Outdoor Unit Air-Source, Free Delivery)","MRH12Y3J","Mini-Splits (Non-Ducted)","MWH12Y3J",11,13600,8800,"Yes"]
[7091967,null,"GREE","HRCU-A-CB-O (Mini-Split Heat Pump, with Remote Outdoor Unit Air-Source, Free Delivery)","GWH09QC-A3DNA1D/O","Mini-Splits (Non-Ducted)","GWH09QC-A3DN***/I",10.5,9900,6900,"Yes"]
[7091968,null,"GREE","HRCU-A-CB-O (Mini-Split Heat Pump, with Remote Outdoor Unit Air-Source, Free Delivery)","GWH12QC-A3DNA1D/O","Mini-Splits (Non-Ducted)","GWH12QC-A3DN***/I",10.199999999999999,12200,6800,"Yes"]
[7091970,null,"GREE","HRCU-A-CB-O (Mini-Split Heat Pump, with Remote Outdoor Unit Air-Source, Free Delivery)","GWH09QC-D3DNA1D/O","Mini-Splits (Non-Ducted)","GWH09QC-D3DN***/I",10.5,11000,7300,"Yes"]
[7091971,null,"GREE","HRCU-A-CB-O (Mini-Split Heat Pump, with Remote Outdoor Unit Air-Source, Free Delivery)","GWH12QC-D3DNA1D/O","Mini-Splits (Non-Ducted)","GWH12QC-D3DN***/I",11,13000,7700,"Yes"]
[7151511,null,"LXG","HRCU-A-CB-O (Mini-Split Heat Pump, with Remote Outdoor Unit Air-Source, Free Delivery)","LI009HO-270P432","Mini-Splits (Non-Ducted)","LI009HI-270P432",10,9800,5800]
[7151526,null,"AMERICAN STANDARD","HMSV-A-CB (Multi-Split Heat Pump)","4TXM2136A1050AA","Non-Ducted Indoor Units","Multiple combinations, check manufacturer compatibility",10.199999999999999,42500,24800]
[7151527,null,"TRANE","HMSV-A-CB (Multi-Split Heat Pump)","4TXM2136A1050AA","Non-Ducted Indoor Units","Multiple combinations, check manufacturer compatibility",10.199999999999999,42500,24800]
[7151528,null,"AMERICAN STANDARD","HMSV-A-CB (Multi-Split Heat Pump)","4TXM2142A1050AA","Non-Ducted Indoor Units","Multiple combinations, check manufacturer compatibility",10.199999999999999,45000,29000]
[7631654,null,"GREE","HRCU-A-CB-O (Mini-Split Heat Pump, with Remote Outdoor Unit Air-Source, Free Delivery)","UMAT48HP230V1AO","Mini-Splits (Non-Ducted)","UMAT48HP230V1AF",9,54500,28600]
[7631958,null,"TRANE","HRCU-A-CB (Mini-Split System: Heat Pump with Outdoor Unit-Air-Source, Ducted)","4TXU2018A10N0AA","Mini-Splits (Ducted)","4UXD2018A10N0AA",9.5,18800,10900]
[7631959,null,"AMERICAN STANDARD","HRCU-A-CB (Mini-Split System: Heat Pump with Outdoor Unit-Air-Source, Ducted)","4TXU2018A10N0AA","Mini-Splits (Ducted)","4UXD2018A10N0AA",9.5,18800,10900]
[7631960,null,"TRANE","HRCU-A-CB-O (Mini-Split Heat Pump, with Remote Outdoor Unit Air-Source, Free Delivery)","4TXU2018A10N0AA","Mini-Splits (Non-Ducted)","4UXC2018A10N0AA",9,18400,9900]
[7631961,null,"AMERICAN STANDARD","HRCU-A-CB-O (Mini-Split Heat Pump, with Remote Outdoor Unit Air-Source, Free Delivery)","4TXU2018A10N0AA","Mini-Splits (Non-Ducted)","4UXC2018A10N0AA",9,18400,9900]
[7631962,null,"AMERICAN STANDARD","HRCU-A-CB-O (Mini-Split Heat Pump, with Remote Outdoor Unit Air-Source, Free Delivery)","4TXU2018A10N0AA","Mini-Splits (Non-Ducted)","4UXX2018A10N0AA",9.5,19100,10900]
[7631963,null,"TRANE","HRCU-A-CB-O (Mini-Split Heat Pump, with Remote Outdoor Unit Air-Source, Free Delivery)","4TXU2018A10N0AA","Mini-Splits (Non-Ducted)","4UXX2018A10N0AA",9.5,19100,10900]
[7631964,null,"AMERICAN STANDARD","HRCU-A-CB (Mini-Split System: Heat Pump with Outdoor Unit-Air-Source, Ducted)","4TXU2024A10N0AA","Mini-Splits (Ducted)","4UXD2024A10N0AA",10,27200,16700]
[7631965,null,"TRANE","HRCU-A-CB (Mini-Split System: Heat Pump with Outdoor Unit-Air-Source, Ducted)","4TXU2024A10N0AA","Mini-Splits (Ducted)","4UXD2024A10N0AA",10,27200,16700]
[7631966,null,"AMERICAN STANDARD","HRCU-A-CB-O (Mini-Split Heat Pump, with Remote Outdoor Unit Air-Source, Free Delivery)","4TXU2024A10N0AA","Mini-Splits (Non-Ducted)","4UXC2024A10N0AA",10,27200,15700]
[7631967,null,"TRANE","HRCU-A-CB-O (Mini-Split Heat Pump, with Remote Outdoor Unit Air-Source, Free Delivery)","4TXU2024A10N0AA","Mini-Splits (Non-Ducted)","4UXC2024A10N0AA",10,27200,15700]
[7631968,null,"AMERICAN STANDARD","HRCU-A-CB-O (Mini-Split Heat Pump, with Remote Outdoor Unit Air-Source, Free Delivery)","4TXU2024A10N0AA","Mini-Splits (Non-Ducted)","4UXX2024A10N0AA",10,27200,15700]
[7631969,null,"TRANE","HRCU-A-CB-O (Mini-Split Heat Pump, with Remote Outdoor Unit Air-Source, Free Delivery)","4TXU2024A10N0AA","Mini-Splits (Non-Ducted)","4UXX2024A10N0AA",10,27200,15700]
[7631970,null,"AMERICAN STANDARD","HRCU-A-CB (Mini-Split System: Heat Pump with Outdoor Unit-Air-Source, Ducted)","4TXU2030A10N0AA","Mini-Splits (Ducted)","4UXD2030A10N0AA",9,31200,16700]
[7631971,null,"TRANE","HRCU-A-CB (Mini-Split System: Heat Pump with Outdoor Unit-Air-Source, Ducted)","4TXU2030A10N0AA","Mini-Splits (Ducted)","4UXD2030A10N0AA",9,31200,16700]
[7631972,null,"AMERICAN STANDARD","HRCU-A-CB-O (Mini-Split Heat Pump, with Remote Outdoor Unit Air-Source, Free Delivery)","4TXU2030A10N0AA","Mini-Splits (Non-Ducted)","4UXC2030A10N0AA",9,31200,16700]
[7631973,null,"TRANE","HRCU-A-CB-O (Mini-Split Heat Pump, with Remote Outdoor Unit Air-Source, Free Delivery)","4TXU2030A10N0AA","Mini-Splits (Non-Ducted)","4UXC2030A10N0AA",9,31200,16700]
[7631974,null,"AMERICAN STANDARD","HRCU-A-CB-O (Mini-Split Heat Pump, with Remote Outdoor Unit Air-Source, Free Delivery)","4TXU2030A10N0AA","Mini-Splits (Non-Ducted)","4UXX2030A10N0AA",9,31200,18000]
[7484111,null,"LG","HRCU-A-CB-O (Mini-Split Heat Pump, with Remote Outdoor Unit Air-Source, Free Delivery)","LSU120HSV4","Mini-Splits (Non-Ducted)","LAN120HSV4",11,13300,8700,"Yes"]
[7484112,null,"LG","HRCU-A-CB-O (Mini-Split Heat Pump, with Remote Outdoor Unit Air-Source, Free Delivery)","LSU120HSV4","Mini-Splits (Non-Ducted)","LSN120HSV4",11,13300,8700,"Yes"]
[7484113,null,"LG","HRCU-A-CB-O (Mini-Split Heat Pump, with Remote Outdoor Unit Air-Source, Free Delivery)","LSU180HSV4","Mini-Splits (Non-Ducted)","LAN180HSV4",9.6999999999999993,22000,13500]
[7484114,null,"LG","HRCU-A-CB-O (Mini-Split Heat Pump, with Remote Outdoor Unit Air-Source, Free Delivery)","LSU180HSV4","Mini-Splits (Non-Ducted)","LSN180HSV4",9.6999999999999993,22000,13500]
[7484115,null,"LG","HRCU-A-CB-O (Mini-Split Heat Pump, with Remote Outdoor Unit Air-Source, Free Delivery)","LAU240HSV4","Mini-Splits (Non-Ducted)","LAN240HSV4",10,27600,18500]
[205645103,null,"CLASSIC","HRCU-A-CB-O (Mini-Split Heat Pump, with Remote Outdoor Unit Air-Source, Free Delivery)","GRHARC18AS","Mini-Splits (Non-Ducted)","GWHARC18S",9.8000000000000007,18000,10600]
[205645132,null,"PERFECTAIRE","HMSV-A-CB (Multi-Split Heat Pump)","2PAMS18-HH-MZO2","Non-Ducted Indoor Units","Multiple combinations, check manufacturer compatibility",9.8000000000000007,20000,12600]
[205645133,null,"PERFECTAIRE","HMSV-A-CB (Multi-Split Heat Pump)","2PAMS18-HH-MZO2","Ducted Indoor Units","Multiple combinations, check manufacturer compatibility",9.8000000000000007,19000,12600]
[205645134,null,"PERFECTAIRE","HMSV-A-CB (Multi-Split Heat Pump)","2PAMS18-HH-MZO2","Mixed Ducted and Non-Ducted Indoor Units","Multiple combinations, check manufacturer compatibility",9.4,19000,12300]
[205663346,null,"DAIKIN","HRCU-A-CB-O (Mini-Split Heat Pump, with Remote Outdoor Unit Air-Source, Free Delivery)","RX15RMVJU*","Mini-Splits (Non-Ducted)","FFQ15Q2VJU",11,16200,10600]
[205663347,null,"DAIKIN","HRCU-A-CB-O (Mini-Split Heat Pump, with Remote Outdoor Unit Air-Source, Free Delivery)","RX30NMVJU*","Mini-Splits (Non-Ducted)","FTX30NVJU",9.3000000000000007,34800,22400]
[205663348,null,"DAIKIN","HRCU-A-CB-O (Mini-Split Heat Pump, with Remote Outdoor Unit Air-Source, Free Delivery)","RX36NMVJU*","Mini-Splits (Non-Ducted)","FTX36NVJU",9.1999999999999993,36000,22800]
[205663349,null,"DAIKIN","HRCU-A-CB-O (Mini-Split Heat Pump, with Remote Outdoor Unit Air-Source, Free Delivery)","RXL15QMVJU*","Mini-Splits (Non-Ducted)","FTX15NMVJU",12.5,18300,11500]
[205663350,null,"DAIKIN","HRCU-A-CB-O (Mini-Split Heat Pump, with Remote Outdoor Unit Air-Source, Free Delivery)","RXL15QMVJU*","Mini-Splits (Non-Ducted)","FVXS15NVJU",11.3,18000,11500]
[205663351,null,"DAIKIN","HMSV-A-CB-O (Multi-Split Heat Pump, Free Delivery)","2MXS18NMVJU*","Non-Ducted Indoor Units","Multiple combinations, check manufacturer compatibility",10.7,18900,12000]
[205663353,null,"DAIKIN","HMSV-A-CB (Multi-Split Heat Pump)","2MXS18NMVJU*","Mixed Ducted and Non-Ducted Indoor Units","Multiple combinations, check manufacturer compatibility",9.4499999999999993,18900,12000]
[205663354,null,"DAIKIN","HMSV-A-CB-O (Multi-Split Heat Pump, Free Delivery)","2MXL18QMVJU*","Non-Ducted Indoor Units","Multiple combinations, check manufacturer compatibility",10.3,18900,11400]
[205663356,null,"DAIKIN","HMSV-A-CB-O (Multi-Split Heat Pump, Free Delivery)","3MXS24RMVJU*","Non-Ducted Indoor Units","Multiple combinations, check manufacturer compatibility",12.5,24000,15500]
[205663358,null,"DAIKIN","HMSV-A-CB-O (Multi-Split Heat Pump, Free Delivery)","3MXL24RMVJU*","Non-Ducted Indoor Units","Multiple combinations, check manufacturer compatibility",12.5,24000,15500]
[205663360,null,"DAIKIN","HMSV-A-CB-O (Multi-Split Heat Pump, Free Delivery)","4MXS36RMVJU*","Non-Ducted Indoor Units","Multiple combinations, check manufacturer compatibility",12.2,36000,22000]
[205663362,null,"DAIKIN","HRCU-A-CB-O (Mini-Split Heat Pump, with Remote Outdoor Unit Air-Source, Free Delivery)","RX18RMVJU9*","Mini-Splits (Non-Ducted)","FFQ18Q2VJU",10.1,21600,14200]
[205663363,null,"DAIKIN","HRCU-A-CB-O (Mini-Split Heat Pump, with Remote Outdoor Unit Air-Source, Free Delivery)","RX18RMVJU9*","Mini-Splits (Non-Ducted)","FTXR18TVJUW",9.8000000000000007,20000,13300]
[10580832,null,"GOODMAN","HRCU-A-CB-O (Mini-Split Heat Pump, with Remote Outdoor Unit Air-Source, Free Delivery)","MSH093E21MCAA","Mini-Splits (Non-Ducted)","MSH093E21AXAA",10.5,9800,6400]
[10580860,null,"YORK BY JOHNSON CONTROLS","HRCU-A-CB (Mini-Split System: Heat Pump with Outdoor Unit-Air-Source, Ducted)","YUJE09BYJ6AMO-X","Mini-Splits (Ducted)","YEJE09BXJ6AM-W1",11.5,10000,6800]
[10580861,null,"YORK BY JOHNSON CONTROLS","HRCU-A-CB (Mini-Split System: Heat Pump with Outdoor Unit-Air-Source, Ducted)","YUJE12BYJ6AMO-X","Mini-Splits (Ducted)","YEJE12BXJ6AM-W1",11.5,12000,7200]
[10580862,null,"YORK BY JOHNSON CONTROLS","HRCU-A-CB (Mini-Split System: Heat Pump with Outdoor Unit-Air-Source, Ducted)","YUJE18BYJ6AMO-X","Mini-Splits (Ducted)","YEJE18BXJ6AM-W1",10.5,18000,12000]
[10580863,null,"YORK BY JOHNSON CONTROLS","HRCU-A-CB (Mini-Split System: Heat Pump with Outdoor Unit-Air-Source, Ducted)","YUJE24BYJ6AMO-X","Mini-Splits (Ducted)","YEJE24BXJ6AM-W1",11,24400,16000]
[10580864,null,"YORK BY JOHNSON CONTROLS","HRCU-A-CB (Mini-Split System: Heat Pump with Outdoor Unit-Air-Source, Ducted)","YUJE36BYJ6AMO-X","Mini-Splits (Ducted)","YEJE36BXJ6AM-W1",11.5,40000,27600]
[10580865,null,"YORK BY JOHNSON CONTROLS","HRCU-A-CB (Mini-Split System: Heat Pump with Outdoor Unit-Air-Source, Ducted)","YUJE48BYJ6AMO-X","Mini-Splits (Ducted)","YEJE48BXJ6AM-W1",10.3,49500,33400]
[10580866,null,"YORK BY JOHNSON CONTROLS","HRCU-A-CB (Mini-Split System: Heat Pump with Outdoor Unit-Air-Source, Ducted)","YUJE55BYJ6AMO-X","Mini-Splits (Ducted)","YEJE55BXJ6AM-WX",9,60000,37600]
[10580867,null,"YORK BY JOHNSON CONTROLS","HRCU-A-CB-O (Mini-Split Heat Pump, with Remote Outdoor Unit Air-Source, Free Delivery)","YUJE55BYJ6AMO-X","Mini-Splits (Non-Ducted)","YFJE55BXJ6AM-RX",10.5,60000,39000]
[10580872,null,"TOSOT","HRCU-A-CB-O (Mini-Split Heat Pump, with Remote Outdoor Unit Air-Source, Free Delivery)","TW12HQ1B8DO","Mini-Splits (Non-Ducted)","TW12HQ1B8DI",9,13000,7700]
[10581097,null,"TOSOT","HRCU-A-CB-O (Mini-Split Heat Pump, with Remote Outdoor Unit Air-Source, Free Delivery)","TW18HQ1B8DO","Mini-Splits (Non-Ducted)","TW18HQ1B8DI",9,19000,12000]
[10581098,null,"TOSOT","HRCU-A-CB-O (Mini-Split Heat Pump, with Remote Outdoor Unit Air-Source, Free Delivery)","TW12HQ2B8DO","Mini-Splits (Non-Ducted)","TW12HQ2B8DI",11,13000,7100]
[10581099,null,"TOSOT","HRCU-A-CB-O (Mini-Split Heat Pump, with Remote Outdoor Unit Air-Source, Free Delivery)","TW18HQ2B8DO","Mini-Splits (Non-Ducted)","TW18HQ2B8DI",10.5,19800,12400]
[10591681,null,"DAIKIN","HMSV-A-CB (Multi-Split Heat Pump)","RXSQ24T*VJU","Ducted Indoor Units","Multiple combinations, check manufacturer compatibility",9,25000,15000]
[206221394,null,"COMFORT-AIRE","HRCU-A-CB-O (Mini-Split Heat Pump, with Remote Outdoor Unit Air-Source, Free Delivery)","A-VMH24SU-1A","Mini-Splits (Non-Ducted)","B-VMH24SU-1A",12,26000,19400]
[206221396,null,"GREE","HMSV-A-CB-O (Multi-Split Heat Pump, Free Delivery)","GWHD(18)ND3IO","Non-Ducted Indoor Units","Multiple combinations, check manufacturer compatibility",10,19000,9500]
[206221397,null,"GREE","HMSV-A-CB-O (Multi-Split Heat Pump, Free Delivery)","GWHD(24)ND3IO","Non-Ducted Indoor Units","Multiple combinations, check manufacturer compatibility",10,25600,13200]
[206221398,null,"GREE","HMSV-A-CB-O (Multi-Split Heat Pump, Free Delivery)","GWHD(30)ND3IO","Non-Ducted Indoor Units","Multiple combinations, check manufacturer compatibility",10,30000,18000]
[205785475,null,"AIRGREEN","HRCU-A-CB-O (Mini-Split Heat Pump, with Remote Outdoor Unit Air-Source, Free Delivery)","AG-24IR410AHS19","Mini-Splits (Non-Ducted)","AG-24IR410AHS19",9.5,24000,14400]
[205785476,null,"AIRGREEN","HRCU-A-CB-O (Mini-Split Heat Pump, with Remote Outdoor Unit Air-Source, Free Delivery)","AG-12IR410AHS19","Mini-Splits (Non-Ducted)","AG-12IR410AHS19",9.5,12000,6800]
[205785477,null,"AIRGREEN","HRCU-A-CB-O (Mini-Split Heat Pump, with Remote Outdoor Unit Air-Source, Free Delivery)","AG-09IR410AHS19","Mini-Splits (Non-Ducted)","AG-09IR410AHS19",9.5,9000,6000]
[205785478,null,"AIRGREEN","HRCU-A-CB-O (Mini-Split Heat Pump, with Remote Outdoor Unit Air-Source, Free Delivery)","AG-09IR410AHS19L","Mini-Splits (Non-Ducted)","AG-09IR410AHS19L",10,10000,6000]
[205785479,null,"AIRGREEN","HRCU-A-CB-O (Mini-Split Heat Pump, with Remote Outdoor Unit Air-Source, Free Delivery)","AG-36IR410AHS17","Mini-Splits (Non-Ducted)","AG-36IR410AHS17",10,36000,21400]
[205785480,null,"AIRGREEN","HRCU-A-CB-O (Mini-Split Heat Pump, with Remote Outdoor Unit Air-Source, Free Delivery)","AG-12IR410AHS19L","Mini-Splits (Non-Ducted)","AG-12IR410AHS19L",9.5,12000,7500]
[205785481,null,"AIRGREEN","HRCU-A-CB-O (Mini-Split Heat Pump, with Remote Outdoor Unit Air-Source, Free Delivery)","AG-18IR410AHS19","Mini-Splits (Non-Ducted)","AG-18IR410AHS19",10,18000,11000]
[205785482,null,"AIRGREEN","HRCU-A-CB-O (Mini-Split Heat Pump, with Remote Outdoor Unit Air-Source, Free Delivery)","AG-24IR410AHS17","Mini-Splits (Non-Ducted)","AG-24IR410AHS17",9.5,24000,14400]
[205788534,null,"EMERSON QUIET KOOL","HRCU-A-CB-O (Mini-Split Heat Pump, with Remote Outdoor Unit Air-Source, Free Delivery)","17S-EACH18R2CF","Mini-Splits (Non-Ducted)","17S-EACH18R2WF",9,18400,10000]
[205788535,null,"EMERSON QUIET KOOL","HRCU-A-CB-O (Mini-Split Heat Pump, with Remote Outdoor Unit Air-Source, Free Delivery)","17S-EACH12R2CF","Mini-Splits (Non-Ducted)","17S-EACH12R2WF",9,12300,7000]
[205788536,null,"ULTRA MAXI AIR","HRCU-A-CB-O (Mini-Split Heat Pump, with Remote Outdoor Unit Air-Source, Free Delivery)","LSAB-12HRDN1B","Mini-Splits (Non-Ducted)","LSAB-12HRDN1B",9.5,12000,7500]
[205788720,null,"Weathermaker","HRCU-A-CB (Mini-Split System: Heat Pump with Outdoor Unit-Air-Source, Ducted)","38MBRBQ36AA3","Mini-Splits (Ducted)","40MBAAQ36XA3",10.4,39000,25000]
[205788721,null,"Weathermaker","HRCU-A-CB (Mini-Split System: Heat Pump with Outdoor Unit-Air-Source, Ducted)","38MBRBQ48AA3","Mini-Splits (Ducted)","40MBAAQ48XA3",9.5,55000,36000]
[205788722,null,"CARRIER","HRCU-A-CB (Mini-Split System: Heat Pump with Outdoor Unit-Air-Source, Ducted)","38MBRBQ36AA3","Mini-Splits (Ducted)","40MBAAQ36XA3",10.4,39000,25000]
[205788723,null,"CARRIER","HRCU-A-CB (Mini-Split System: Heat Pump with Outdoor Unit-Air-Source, Ducted)","38MBRBQ48AA3","Mini-Splits (Ducted)","40MBAAQ48XA3",9.5,55000,36000]
[205788724,null,"PAYNE","HRCU-A-CB (Mini-Split System: Heat Pump with Outdoor Unit-Air-Source, Ducted)","38MBRBQ36AA3","Mini-Splits (Ducted)","40MBAAQ36XA3",10.4,39000,25000]
[205788725,null,"PAYNE","HRCU-A-CB (Mini-Split System: Heat Pump with Outdoor Unit-Air-Source, Ducted)","38MBRBQ48AA3","Mini-Splits (Ducted)","40MBAAQ48XA3",9.5,55000,36000]
[200059017,8740680,"SEA BREEZE","HRCU-A-CB-O (Mini-Split Heat Pump, with Remote Outdoor Unit Air-Source, Free Delivery)","12H47YOMI","Mini-Splits (Non-Ducted)","12H47YIMI",9,12000,7500]
[200059018,8740680,"THERMAL ZONE","HRCU-A-CB-O (Mini-Split Heat Pump, with Remote Outdoor Unit Air-Source, Free Delivery)","12H47YOMI","Mini-Splits (Non-Ducted)","12H47YIMI",9,12000,7500]
[200059019,8740681,"SEA BREEZE","HRCU-A-CB-O (Mini-Split Heat Pump, with Remote Outdoor Unit Air-Source, Free Delivery)","12H47ZOMI","Mini-Splits (Non-Ducted)","12H47ZIMI",9,11800,6800]
[200059020,8740681,"THERMAL ZONE","HRCU-A-CB-O (Mini-Split Heat Pump, with Remote Outdoor Unit Air-Source, Free Delivery)","12H47ZOMI","Mini-Splits (Non-Ducted)","12H47ZIMI",9,11800,6800]
[200059021,8740682,"SEA BREEZE","HRCU-A-CB-O (Mini-Split Heat Pump, with Remote Outdoor Unit Air-Source, Free Delivery)","18H47ZOMI","Mini-Splits (Non-Ducted)","18H47ZIMI",9.8000000000000007,18000,12200]
[200059022,8740682,"THERMAL ZONE","HRCU-A-CB-O (Mini-Split Heat Pump, with Remote Outdoor Unit Air-Source, Free Delivery)","18H47ZOMI","Mini-Splits (Non-Ducted)","18H47ZIMI",9.8000000000000007,18000,12200]
[200059023,8740683,"SEA BREEZE","HRCU-A-CB-O (Mini-Split Heat Pump, with Remote Outdoor Unit Air-Source, Free Delivery)","24H46ZOMI","Mini-Splits (Non-Ducted)","24H46ZIMI",9,25000,14800]
[200059024,8740683,"THERMAL ZONE","HRCU-A-CB-O (Mini-Split Heat Pump, with Remote Outdoor Unit Air-Source, Free Delivery)","24H46ZOMI","Mini-Splits (Non-Ducted)","24H46ZIMI",9,25000,14800]
[200059025,8740684,"SEA BREEZE","HRCU-A-CB-O (Mini-Split Heat Pump, with Remote Outdoor Unit Air-Source, Free Delivery)","30H48ZOMI","Mini-Splits (Non-Ducted)","30H48ZIMI",9.6,30000,19000]
[205497614,null,"VALIEV","HRCU-A-CB-O (Mini-Split Heat Pump, with Remote Outdoor Unit Air-Source, Free Delivery)","VWSM-18IR410AHS21","Mini-Splits (Non-Ducted)","VWSM-18IR410AHS21",10,18000,10400]
[205552874,null,"MDV","HMSV-A-CB (Multi-Split Heat Pump)","M4OG-36HFN1-MQ1","Non-Ducted Indoor Units","Multiple combinations, check manufacturer compatibility",11,36000,21400]
[205552875,null,"MDV","HRCU-A-CB-O (Mini-Split Heat Pump, with Remote Outdoor Unit Air-Source, Free Delivery)","MOX130-09HFN1-MP0W","Mini-Splits (Non-Ducted)","MSAFB-09HRDN1-MP0W",9.4,10000,6100]
[205552876,null,"MIDEA","HMSV-A-CB (Multi-Split Heat Pump)","M4OG-36HFN1-MQ1","Non-Ducted Indoor Units","Multiple combinations, check manufacturer compatibility",11,36000,21400]
[205552877,null,"MIDEA","HRCU-A-CB-O (Mini-Split Heat Pump, with Remote Outdoor Unit Air-Source, Free Delivery)","MOX130-09HFN1-MP0W","Mini-Splits (Non-Ducted)","MSAFB-09HRDN1-MP0W",9.4,10000,6100]
[206221525,null,"RUUD","HMSV-A-CB (Multi-Split Heat Pump)","ROMH24FXZHJ","Mixed Ducted and Non-Ducted Indoor Units","Multiple combinations, check manufacturer compatibility",9.65,25000,15400]
[206221526,null,"RUUD","HMSV-A-CB (Multi-Split Heat Pump)","ROMH36FXZHJ","Non-Ducted Indoor Units","Multiple combinations, check manufacturer compatibility",10.3,36400,21400]
[206221527,null,"RUUD","HMSV-A-CB (Multi-Split Heat Pump)","ROMH36FXZHJ","Ducted Indoor Units","Multiple combinations, check manufacturer compatibility",9.3000000000000007,36400,21400]
[206221528,null,"RUUD","HMSV-A-CB (Multi-Split Heat Pump)","ROMH36FXZHJ","Mixed Ducted and Non-Ducted Indoor Units","Multiple combinations, check manufacturer compatibility",9.8000000000000007,36400,21400]
[206221529,null,"RUUD","HMSV-A-CB (Multi-Split Heat Pump)","ROMH18AFXZJ","Ducted Indoor Units","Multiple combinations, check manufacturer compatibility",9,22000,13900]
[206221530,null,"RUUD","HMSV-A-CB (Multi-Split Heat Pump)","ROMH18AFXZJ","Mixed Ducted and Non-Ducted Indoor Units","Multiple combinations, check manufacturer compatibility",9.15,22000,13900]
[206221531,null,"RUUD","HMSV-A-CB (Multi-Split Heat Pump)","ROMH24AFXZJ","Ducted Indoor Units","Multiple combinations, check manufacturer compatibility",9,24000,14100]
[206221532,null,"RUUD","HMSV-A-CB (Multi-Split Heat Pump)","ROMH24AFXZJ","Mixed Ducted and Non-Ducted Indoor Units","Multiple combinations, check manufacturer compatibility",9.25,24000,14100]
[206221534,null,"RUUD","HMSV-A-CB (Multi-Split Heat Pump)","ROMH36AFXZJ","Mixed Ducted and Non-Ducted Indoor Units","Multiple combinations, check manufacturer compatibility",9.0500000000000007,36400,21400]
[206221535,null,"RUUD","HMSV-A-CB (Multi-Split Heat Pump)","ROMH45AFXZJ","Ducted Indoor Units","Multiple combinations, check manufacturer compatibility",9.3000000000000007,46000,27800]
[206221536,null,"RUUD","HMSV-A-CB (Multi-Split Heat Pump)","ROMH45AFXZJ","Mixed Ducted and Non-Ducted Indoor Units","Multiple combinations, check manufacturer compatibility",9.8000000000000007,47000,28000]
[200059076,9082517,"SLIMAIR","HMSV-A-CB (Multi-Split Heat Pump)","SHC3Z27-VB2","Non-Ducted Indoor Units","Multiple combinations, check manufacturer compatibility",9.8000000000000007,28000,16800]
[200059077,9082518,"SLIMAIR TECHNOLOGIES","HMSV-A-CB (Multi-Split Heat Pump)","SHC4Z36-VB2","Non-Ducted Indoor Units","Multiple combinations, check manufacturer compatibility",10.3,36000,25400]
[200059078,9082518,"SLIMAIR","HMSV-A-CB (Multi-Split Heat Pump)","SHC4Z36-VB2","Non-Ducted Indoor Units","Multiple combinations, check manufacturer compatibility",10.3,36000,25400]
[200059079,9082519,"SLIMAIR TECHNOLOGIES","HMSV-A-CB (Multi-Split Heat Pump)","SHC2Z18-VB2","Non-Ducted Indoor Units","Multiple combinations, check manufacturer compatibility",10,18000,11800]
[200059080,9082519,"SLIMAIR","HMSV-A-CB (Multi-Split Heat Pump)","SHC2Z18-VB2","Non-Ducted Indoor Units","Multiple combinations, check manufacturer compatibility",10,18000,11800]
[200059081,9850200,"SLIMAIR TECHNOLOGIES","HMSV-A-CB (Multi-Split Heat Pump)","SHC3Z27-VB2","Specific (Ducted)","SHMZ09VB-2ASHMZ09VB-2ASHMZ09VB-2A",9.8000000000000007,28000,16800]
[200059082,9850200,"SLIMAIR","HMSV-A-CB (Multi-Split Heat Pump)","SHC3Z27-VB2","Specific (Ducted)","SHMZ09VB-2ASHMZ09VB-2ASHMZ09VB-2A",9.8000000000000007,28000,16800]
[200059083,9959455,"COMFORT-AIRE","HMSV-A-CB (Multi-Split Heat Pump)","A-VFH18DB-1","Non-Ducted Indoor Units","Multiple combinations, check manufacturer compatibility",11,19000,12800]
[200059084,9959455,"CENTURY","HMSV-A-CB (Multi-Split Heat Pump)","A-VFH18DB-1","Non-Ducted Indoor Units","Multiple combinations, check manufacturer compatibility",11,19000,12800]
[200059085,9959457,"COMFORT-AIRE","HMSV-A-CB (Multi-Split Heat Pump)","A-VFH24TB-1","Non-Ducted Indoor Units","Multiple combinations, check manufacturer compatibility",11,26000,16600]
[200059086,9959457,"CENTURY","HMSV-A-CB (Multi-Split Heat Pump)","A-VFH24TB-1","Non-Ducted Indoor Units","Multiple combinations, check manufacturer compatibility",11,26000,16600]
[200059087,9959459,"COMFORT-AIRE","HMSV-A-CB (Multi-Split Heat Pump)","A-VFH30QB-1","Non-Ducted Indoor Units","Multiple combinations, check manufacturer compatibility",11.5,30000,18000]
[200059088,9959459,"CENTURY","HMSV-A-CB (Multi-Split Heat Pump)","A-VFH30QB-1","Non-Ducted Indoor Units","Multiple combinations, check manufacturer compatibility",11.5,30000,18000]
[200059089,9959461,"COMFORT-AIRE","HMSV-A-CB (Multi-Split Heat Pump)","A-VFH36QB-1","Non-Ducted Indoor Units","Multiple combinations, check manufacturer compatibility",11.5,42500,20000]
[200059090,9959461,"CENTURY","HMSV-A-CB (Multi-Split Heat Pump)","A-VFH36QB-1","Non-Ducted Indoor Units","Multiple combinations, check manufacturer compatibility",11.5,42500,20000]
[200059091,9959463,"COMFORT-AIRE","HMSV-A-CB (Multi-Split Heat Pump)","A-VFH42PB-1","Non-Ducted Indoor Units","Multiple combinations, check manufacturer compatibility",10.199999999999999,45000,29000]
[200059092,9959463,"CENTURY","HMSV-A-CB (Multi-Split Heat Pump)","A-VFH42PB-1","Non-Ducted Indoor Units","Multiple combinations, check manufacturer compatibility",10.199999999999999,45000,29000]
[200059096,9962531,"COMFORT-AIRE","HRCU-A-CB-O (Mini-Split Heat Pump, with Remote Outdoor Unit Air-Source, Free Delivery)","A-DVH12SF-0","Mini-Splits (Non-Ducted)","B-DVH12SF-0",9,12000,7500]
[10595442,null,"RHEEM","HMSV-A-CB (Multi-Split Heat Pump)","ROMH24AFXZJ","Mixed Ducted and Non-Ducted Indoor Units","Multiple combinations, check manufacturer compatibility",9.25,24000,14100]
[10595443,null,"RUUD","HMSV-A-CB (Multi-Split Heat Pump)","UOMH24AFXZJ","Mixed Ducted and Non-Ducted Indoor Units","Multiple combinations, check manufacturer compatibility",9.25,24000,14100]
[10595446,null,"RHEEM","HMSV-A-CB (Multi-Split Heat Pump)","ROMH36AFXZJ","Mixed Ducted and Non-Ducted Indoor Units","Multiple combinations, check manufacturer compatibility",9.0500000000000007,36400,21400]
[10595447,null,"RUUD","HMSV-A-CB (Multi-Split Heat Pump)","UOMH36AFXZJ","Mixed Ducted and Non-Ducted Indoor Units","Multiple combinations, check manufacturer compatibility",9.0500000000000007,36400,21400]
[10595448,null,"RHEEM","HMSV-A-CB (Multi-Split Heat Pump)","ROMH45AFXZJ","Ducted Indoor Units","Multiple combinations, check manufacturer compatibility",9.3000000000000007,46000,27800]
[10595449,null,"RUUD","HMSV-A-CB (Multi-Split Heat Pump)","UOMH45AFXZJ","Ducted Indoor Units","Multiple combinations, check manufacturer compatibility",9.3000000000000007,46000,27800]
[10595450,null,"RHEEM","HMSV-A-CB (Multi-Split Heat Pump)","ROMH45AFXZJ","Mixed Ducted and Non-Ducted Indoor Units","Multiple combinations, check manufacturer compatibility",9.8000000000000007,47000,28000]
[10595451,null,"RUUD","HMSV-A-CB (Multi-Split Heat Pump)","UOMH45AFXZJ","Mixed Ducted and Non-Ducted Indoor Units","Multiple combinations, check manufacturer compatibility",9.8000000000000007,47000,28000]
[10595492,null,"CLASSIC","HRCU-A-CB-O (Mini-Split Heat Pump, with Remote Outdoor Unit Air-Source, Free Delivery)","MROHNC24AS","Mini-Splits (Non-Ducted)","MCHINC24S",11.5,24000,16200]
[10595493,null,"CLASSIC","HRCU-A-CB-O (Mini-Split Heat Pump, with Remote Outdoor Unit Air-Source, Free Delivery)","MROHNC36AS","Mini-Splits (Non-Ducted)","MCHINC36S",10.5,38000,25200]
[10595494,null,"CLASSIC","HRCU-A-CB-O (Mini-Split Heat Pump, with Remote Outdoor Unit Air-Source, Free Delivery)","MROHNC48AS","Mini-Splits (Non-Ducted)","MCHINC48S",11,50000,35000]
[10595495,null,"COMFORTSTAR","HRCU-A-CB-O (Mini-Split Heat Pump, with Remote Outdoor Unit Air-Source, Free Delivery)","CXH009CD(O)","Mini-Splits (Non-Ducted)","CXH009CD(I)",11.2,10900,6900]
[10595496,null,"COMFORTSTAR","HRCU-A-CB-O (Mini-Split Heat Pump, with Remote Outdoor Unit Air-Source, Free Delivery)","CXH012CD(O)","Mini-Splits (Non-Ducted)","CXH012CD(I)",12,12000,7800]
[10595497,null,"COMFORTSTAR","HRCU-A-CB-O (Mini-Split Heat Pump, with Remote Outdoor Unit Air-Source, Free Delivery)","CXH018CD(O)","Mini-Splits (Non-Ducted)","CXH018CD(I)",10.3,18000,10800]
[10595498,null,"COMFORTSTAR","HRCU-A-CB-O (Mini-Split Heat Pump, with Remote Outdoor Unit Air-Source, Free Delivery)","CXH024CD(O)","Mini-Splits (Non-Ducted)","CXH024CD(I)",11.5,24000,15400]
[10595499,null,"COMFORTSTAR","HRCU-A-CB (Mini-Split System: Heat Pump with Outdoor Unit-Air-Source, Ducted)","CPP036CD(O)-DU","Mini-Splits (Ducted)","CPA-36DUB",11.5,40000,27600]
[5080501,null,"GREE","HRCU-A-CB-O (Mini-Split Heat Pump, with Remote Outdoor Unit Air-Source, Free Delivery)","GWH09TB-D3DNA1A/O","Mini-Splits (Non-Ducted)","GWH09TB-D3DN***/I",10,9800,5800]
[206223044,null,"Mitsubishi Electric","HRCU-A-CB (Mini-Split System: Heat Pump with Outdoor Unit-Air-Source, Ducted)","PUZ-HA24NHA1","Mini-Splits (Ducted)","PVA-A24AA7",10.4,26000,17500]
[206223045,null,"Mitsubishi Electric","HRCU-A-CB (Mini-Split System: Heat Pump with Outdoor Unit-Air-Source, Ducted)","PUZ-HA24NHA1","Mini-Splits (Ducted)","PEAD-A12AA7PEAD-A12AA7",10.4,25000,17800]
[206223046,null,"Mitsubishi Electric","HRCU-A-CB-O (Mini-Split Heat Pump, with Remote Outdoor Unit Air-Source, Free Delivery)","PUZ-HA24NHA1","Mini-Splits (Non-Ducted)","PKA-A12LAPKA-A12LA",10.6,26000,18100]
[206223047,null,"Mitsubishi Electric","HRCU-A-CB (Mini-Split System: Heat Pump with Outdoor Unit-Air-Source, Ducted)","PUZ-HA24NHA1","Mini-Splits (Ducted)","PVA-A12AA7PVA-A12AA7",10.4,26000,17500]
[206223048,null,"Mitsubishi Electric","HRCU-A-CB (Mini-Split System: Heat Pump with Outdoor Unit-Air-Source, Ducted)","PUZ-HA30NKA","Mini-Splits (Ducted)","PVA-A30AA7",9.8000000000000007,32000,21000]
[206223049,null,"Mitsubishi Electric","HRCU-A-CB-O (Mini-Split Heat Pump, with Remote Outdoor Unit Air-Source, Free Delivery)","PUZ-HA30NKA","Mini-Splits (Non-Ducted)","PKA-A30KA7",9.6,32000,21200]
[206223050,null,"Mitsubishi Electric","HRCU-A-CB (Mini-Split System: Heat Pump with Outdoor Unit-Air-Source, Ducted)","PUZ-HA30NKA","Mini-Splits (Ducted)","PEAD-A30AA7",9.6,32000,21000]
[206223051,null,"Mitsubishi Electric","HRCU-A-CB-O (Mini-Split Heat Pump, with Remote Outdoor Unit Air-Source, Free Delivery)","PUZ-HA30NKA","Mini-Splits (Non-Ducted)","PCA-A30KA7",9.4,32000,22200]
[206223052,null,"Mitsubishi Electric","HRCU-A-CB (Mini-Split System: Heat Pump with Outdoor Unit-Air-Source, Ducted)","PUZ-HA36NKA","Mini-Splits (Ducted)","PVA-A36AA7",11.2,38000,24600]
[206223053,null,"Mitsubishi Electric","HRCU-A-CB (Mini-Split System: Heat Pump with Outdoor Unit-Air-Source, Ducted)","PUZ-HA36NKA","Mini-Splits (Ducted)","PVA-A18AA7PVA-A18AA7",10.8,38000,24200]
[206223054,null,"Mitsubishi Electric","HRCU-A-CB (Mini-Split System: Heat Pump with Outdoor Unit-Air-Source, Ducted)","PUZ-HA36NKA","Mini-Splits (Ducted)","PEAD-A36AA7",10.4,38000,25400]
[206223055,null,"Mitsubishi Electric","HRCU-A-CB-O (Mini-Split Heat Pump, with Remote Outdoor Unit Air-Source, Free Delivery)","PUZ-HA36NKA","Mini-Splits (Non-Ducted)","PCA-A36KA7",10.3,38000,25400]
[206223056,null,"Mitsubishi Electric","HRCU-A-CB-O (Mini-Split Heat Pump, with Remote Outdoor Unit Air-Source, Free Delivery)","PUZ-HA36NKA","Mini-Splits (Non-Ducted)","PKA-A36KA7",10,38000,25400]
[206223057,null,"Mitsubishi Electric","HRCU-A-CB-O (Mini-Split Heat Pump, with Remote Outdoor Unit Air-Source, Free Delivery)","PUZ-HA36NKA","Mini-Splits (Non-Ducted)","PKA-A18LAPKA-A18LA",10.5,38000,26000]
[206223058,null,"Mitsubishi Electric","HRCU-A-CB (Mini-Split System: Heat Pump with Outdoor Unit-Air-Source, Ducted)","PUZ-HA42NKA1","Mini-Splits (Ducted)","PEAD-A42AA7",9.8000000000000007,48000,39000]
[206223059,null,"Mitsubishi Electric","HRCU-A-CB (Mini-Split System: Heat Pump with Outdoor Unit-Air-Source, Ducted)","PUZ-HA42NKA1","Mini-Splits (Ducted)","PVA-A42AA7",10,48000,38500]
[200059150,10056162,"BRYANT","HRCU-A-CB-O (Mini-Split Heat Pump, with Remote Outdoor Unit Air-Source, Free Delivery)","38MAQB09R--3","Mini-Splits (Non-Ducted)","40MBCQ09---3",10.8,10000,6700]
[200059151,10056162,"CARRIER","HRCU-A-CB-O (Mini-Split Heat Pump, with Remote Outdoor Unit Air-Source, Free Delivery)","38MAQB09R--3","Mini-Splits (Non-Ducted)","40MBCQ09---3",10.8,10000,6700]
[200059154,10056164,"BRYANT","HRCU-A-CB-O (Mini-Split Heat Pump, with Remote Outdoor Unit Air-Source, Free Delivery)","38MAQB12R--3","Mini-Splits (Non-Ducted)","40MBCQ12---3",10.6,12000,8700]
[200059155,10056164,"CARRIER","HRCU-A-CB-O (Mini-Split Heat Pump, with Remote Outdoor Unit Air-Source, Free Delivery)","38MAQB12R--3","Mini-Splits (Non-Ducted)","40MBCQ12---3",10.6,12000,8700]
[200059156,10056165,"BRYANT","HRCU-A-CB-O (Mini-Split Heat Pump, with Remote Outdoor Unit Air-Source, Free Delivery)","38MAQB12R--3","Mini-Splits (Non-Ducted)","40MBFQ12---3",10.5,12000,9600]
[200059157,10056165,"CARRIER","HRCU-A-CB-O (Mini-Split Heat Pump, with Remote Outdoor Unit Air-Source, Free Delivery)","38MAQB12R--3","Mini-Splits (Non-Ducted)","40MBFQ12---3",10.5,12000,9600]
[200059158,10056166,"BRYANT","HRCU-A-CB-O (Mini-Split Heat Pump, with Remote Outdoor Unit Air-Source, Free Delivery)","38MAQB18R--3","Mini-Splits (Non-Ducted)","40MBCQ18---3",10.5,18000,12000]
[200059159,10056166,"CARRIER","HRCU-A-CB-O (Mini-Split Heat Pump, with Remote Outdoor Unit Air-Source, Free Delivery)","38MAQB18R--3","Mini-Splits (Non-Ducted)","40MBCQ18---3",10.5,18000,12000]
[200059184,10264955,"DUCANE","HRCU-A-CB-O (Mini-Split Heat Pump, with Remote Outdoor Unit Air-Source, Free Delivery)","4DHP1S12S-1L","Mini-Splits (Non-Ducted)","DWM112S4-1L",10.199999999999999,12000,7600]
[200059185,10264955,"CONCORD","HRCU-A-CB-O (Mini-Split Heat Pump, with Remote Outdoor Unit Air-Source, Free Delivery)","4DHP1S12S-1L","Mini-Splits (Non-Ducted)","DWM112S4-1L",10.199999999999999,12000,7600]
[200059186,10264956,"DUCANE","HRCU-A-CB-O (Mini-Split Heat Pump, with Remote Outdoor Unit Air-Source, Free Delivery)","4DHP1S09S-1P","Mini-Splits (Non-Ducted)","DWM109S4-1P",10.8,9800,5800]
[200059187,10264956,"CONCORD","HRCU-A-CB-O (Mini-Split Heat Pump, with Remote Outdoor Unit Air-Source, Free Delivery)","4DHP1S09S-1P","Mini-Splits (Non-Ducted)","DWM109S4-1P",10.8,9800,5800]
[200059190,10264958,"DUCANE","HRCU-A-CB-O (Mini-Split Heat Pump, with Remote Outdoor Unit Air-Source, Free Delivery)","4DHP1S09S-1P","Mini-Splits (Non-Ducted)","D22C109S4-1P",10.5,10000,5800]
[200059191,10264958,"CONCORD","HRCU-A-CB-O (Mini-Split Heat Pump, with Remote Outdoor Unit Air-Source, Free Delivery)","4DHP1S09S-1P","Mini-Splits (Non-Ducted)","D22C109S4-1P",10.5,10000,5800]
[200059192,10264959,"DUCANE","HRCU-A-CB-O (Mini-Split Heat Pump, with Remote Outdoor Unit Air-Source, Free Delivery)","4DHP1S12S-1P","Mini-Splits (Non-Ducted)","DWM112S4-1P",11,12000,7700]
[200059193,10264959,"CONCORD","HRCU-A-CB-O (Mini-Split Heat Pump, with Remote Outdoor Unit Air-Source, Free Delivery)","4DHP1S12S-1P","Mini-Splits (Non-Ducted)","DWM112S4-1P",11,12000,7700]
[200059196,10264961,"DUCANE","HRCU-A-CB-O (Mini-Split Heat Pump, with Remote Outdoor Unit Air-Source, Free Delivery)","4DHP1S12S-1P","Mini-Splits (Non-Ducted)","D22C112S4-1P",10.5,12000,7500]
[200059197,10264961,"CONCORD","HRCU-A-CB-O (Mini-Split Heat Pump, with Remote Outdoor Unit Air-Source, Free Delivery)","4DHP1S12S-1P","Mini-Splits (Non-Ducted)","D22C112S4-1P",10.5,12000,7500]
[10596838,null,"AMERISTAR","HRCU-A-CB-O (Mini-Split Heat Pump, with Remote Outdoor Unit Air-Source, Free Delivery)","M4TLS1809A11N**","Mini-Splits (Non-Ducted)","M4MLW1809A1N0**",10.199999999999999,10000,5800]
[10596839,null,"AMERISTAR","HRCU-A-CB-O (Mini-Split Heat Pump, with Remote Outdoor Unit Air-Source, Free Delivery)","M4TLS1812A11N**","Mini-Splits (Non-Ducted)","M4MLW1812A1N0**",9.1999999999999993,12900,7500]
[10596840,null,"AMERISTAR","HRCU-A-CB-O (Mini-Split Heat Pump, with Remote Outdoor Unit Air-Source, Free Delivery)","M4TLS1818A11N**","Mini-Splits (Non-Ducted)","M4MLW1818A1N0**",9.1999999999999993,20000,11600]
[10596841,null,"AMERISTAR","HRCU-A-CB-O (Mini-Split Heat Pump, with Remote Outdoor Unit Air-Source, Free Delivery)","M4TLS1824A11N**","Mini-Splits (Non-Ducted)","M4MLW1824A1N0**",10.5,25000,16000]
[10597350,null,"PIONEER","HRCU-A-CB (Mini-Split System: Heat Pump with Outdoor Unit-Air-Source, Ducted)","YN009GMFI22RPD","Mini-Splits (Ducted)","RB009GMFILDFHD",11.5,10000,6800]
[10597351,null,"PIONEER","HRCU-A-CB (Mini-Split System: Heat Pump with Outdoor Unit-Air-Source, Ducted)","YN012GMFI22RPD","Mini-Splits (Ducted)","RB012GMFILDFHD",11.5,12000,7200]
[10597352,null,"PIONEER","HRCU-A-CB (Mini-Split System: Heat Pump with Outdoor Unit-Air-Source, Ducted)","YN018GMFI22RPD","Mini-Splits (Ducted)","RB018GMFILDFHD",10.5,18000,12000]
[10597353,null,"PIONEER","HRCU-A-CB (Mini-Split System: Heat Pump with Outdoor Unit-Air-Source, Ducted)","YN024GMFI22RPD","Mini-Splits (Ducted)","RB024GMFILDFHD",11,24400,16000]
[10597354,null,"PIONEER","HRCU-A-CB (Mini-Split System: Heat Pump with Outdoor Unit-Air-Source, Ducted)","YN036GMFI17RUD","Mini-Splits (Ducted)","RB036GMFILDFHD",11.5,40000,27600]
[10597355,null,"PIONEER","HRCU-A-CB (Mini-Split System: Heat Pump with Outdoor Unit-Air-Source, Ducted)","YN048GMFI17RUD","Mini-Splits (Ducted)","RB048GMFILDFHD",10.3,49500,33400]
[10609450,null,"TOSOT","HRCU-A-CB (Mini-Split System: Heat Pump with Outdoor Unit-Air-Source, Ducted)","TU24H3O","Mini-Splits (Ducted)","TU24HFI",10,27200,16700]
[10609451,null,"TOSOT","HRCU-A-CB-O (Mini-Split Heat Pump, with Remote Outdoor Unit Air-Source, Free Delivery)","TU24H3O","Mini-Splits (Non-Ducted)","TU24HKI",10,27200,15700]
[10609452,null,"TOSOT","HRCU-A-CB-O (Mini-Split Heat Pump, with Remote Outdoor Unit Air-Source, Free Delivery)","TU24H3O","Mini-Splits (Non-Ducted)","TU24HTI",10,27200,15700]
[10611527,null,"TOSOT","HRCU-A-CB-O (Mini-Split Heat Pump, with Remote Outdoor Unit Air-Source, Free Delivery)","TW12HQ1C2AO(WIFI)","Mini-Splits (Non-Ducted)","TW12HQ1C2AI(WIFI)",9,13000,7600]
[10611528,null,"TOSOT","HRCU-A-CB-O (Mini-Split Heat Pump, with Remote Outdoor Unit Air-Source, Free Delivery)","TW09HQ2C2DO(WIFI)","Mini-Splits (Non-Ducted)","TW09HQ2C2DI(WIFI)",10.5,11000,6800]
[10611529,null,"TOSOT","HRCU-A-CB-O (Mini-Split Heat Pump, with Remote Outdoor Unit Air-Source, Free Delivery)","TW12HQ1C2DO(WIFI)","Mini-Splits (Non-Ducted)","TW12HQ1C2DI(WIFI)",9,13000,7700]
[10611530,null,"TOSOT","HRCU-A-CB-O (Mini-Split Heat Pump, with Remote Outdoor Unit Air-Source, Free Delivery)","TW18HQ1C2DO(WIFI)","Mini-Splits (Non-Ducted)","TW18HQ1C2DI(WIFI)",9,19000,12000]
[10611533,null,"TOSOT","HRCU-A-CB-O (Mini-Split Heat Pump, with Remote Outdoor Unit Air-Source, Free Delivery)","TW09HQ2C2AO(WIFI)","Mini-Splits (Non-Ducted)","TW09HQ2C2AI(WIFI)",10.5,9900,6100]
[206221399,null,"GREE","HMSV-A-CB-O (Multi-Split Heat Pump, Free Delivery)","GWHD(36)ND3IO","Non-Ducted Indoor Units","Multiple combinations, check manufacturer compatibility",10,36000,22000]
[206221401,null,"GREE","HRCU-A-CB-O (Mini-Split Heat Pump, with Remote Outdoor Unit Air-Source, Free Delivery)","GWH12AFC-A3DNA1A/O","Mini-Splits (Non-Ducted)","GWH12ACC-A3DN***/I",9,13000,7200]
[206221402,null,"GREE","HRCU-A-CB-O (Mini-Split Heat Pump, with Remote Outdoor Unit Air-Source, Free Delivery)","GWH12AFC-A3DNA1A/O","Mini-Splits (Non-Ducted)","GWH12AFC-A3DN***/I",9,13000,7200]
[206221485,null,"RUUD","HMSV-A-CB (Multi-Split Heat Pump)","ROMH24AFXZJ","Non-Ducted Indoor Units","Multiple combinations, check manufacturer compatibility",9.5,24000,14100]
[206221486,null,"RUUD","HMSV-A-CB (Multi-Split Heat Pump)","ROMH18AFXZJ","Non-Ducted Indoor Units","Multiple combinations, check manufacturer compatibility",9.3000000000000007,22000,13900]
[206221487,null,"RUUD","HRCU-A-CB-O (Mini-Split Heat Pump, with Remote Outdoor Unit Air-Source, Free Delivery)","ROSH09AVSA","Mini-Splits (Non-Ducted)","UIWH09AVSA",9,10000,6600]
[206221488,null,"RUUD","HRCU-A-CB-O (Mini-Split Heat Pump, with Remote Outdoor Unit Air-Source, Free Delivery)","ROSH12AVSA","Mini-Splits (Non-Ducted)","UIWH12AVSA",9,14000,8400]
[206221489,null,"RUUD","HRCU-A-CB-O (Mini-Split Heat Pump, with Remote Outdoor Unit Air-Source, Free Delivery)","ROSH09AFWJ","Mini-Splits (Non-Ducted)","UIWH09AVFJ",11,12000,7600]
[206221490,null,"RUUD","HRCU-A-CB-O (Mini-Split Heat Pump, with Remote Outdoor Unit Air-Source, Free Delivery)","ROSH12AFWJ","Mini-Splits (Non-Ducted)","UIWH12AVFJ",11,16000,9400]
[206221491,null,"RUUD","HRCU-A-CB-O (Mini-Split Heat Pump, with Remote Outdoor Unit Air-Source, Free Delivery)","ROSH18ASJ","Mini-Splits (Non-Ducted)","UIWH18ASJ",10.6,18000,11500]
[206221492,null,"RUUD","HRCU-A-CB-O (Mini-Split Heat Pump, with Remote Outdoor Unit Air-Source, Free Delivery)","ROSH24ASJ","Mini-Splits (Non-Ducted)","UIWH24ASJ",10.6,24000,15300]
[206221493,null,"RUUD","HRCU-A-CB-O (Mini-Split Heat Pump, with Remote Outdoor Unit Air-Source, Free Delivery)","ROSH30AXJ","Mini-Splits (Non-Ducted)","UIWH30AXJ",9,30000,20400]
[206221494,null,"RUUD","HRCU-A-CB-O (Mini-Split Heat Pump, with Remote Outdoor Unit Air-Source, Free Delivery)","ROSH36AXJ","Mini-Splits (Non-Ducted)","UIWH36AXJ",9,34000,21400]
[206221495,null,"RUUD","HRCU-A-CB-O (Mini-Split Heat Pump, with Remote Outdoor Unit Air-Source, Free Delivery)","ROSH12AHWJ","Mini-Splits (Non-Ducted)","UIWH12AHWJ",14,16000,9600]
[206221496,null,"RUUD","HRCU-A-CB-O (Mini-Split Heat Pump, with Remote Outdoor Unit Air-Source, Free Delivery)","ROSH15AHWJ","Mini-Splits (Non-Ducted)","UIWH15AHWJ",13.4,18000,11200]
[206221497,null,"RUUD","HRCU-A-CB-O (Mini-Split Heat Pump, with Remote Outdoor Unit Air-Source, Free Delivery)","ROSH09AHWJ","Mini-Splits (Non-Ducted)","UIWH09AHWJ",14.2,12000,7000]
[206221498,null,"RUUD","HMSV-A-CB (Multi-Split Heat Pump)","ROMH36AFXZJ","Non-Ducted Indoor Units","Multiple combinations, check manufacturer compatibility",9.4,36400,21400]
[206221499,null,"RUUD","HRCU-A-CB-O (Mini-Split Heat Pump, with Remote Outdoor Unit Air-Source, Free Delivery)","ROSH18AXFWJ","Mini-Splits (Non-Ducted)","UIWH18AVFJ",10.5,21600,14600]
[205645135,null,"PERFECTAIRE","HMSV-A-CB (Multi-Split Heat Pump)","2PAMS27-HH-MZO3","Non-Ducted Indoor Units","Multiple combinations, check manufacturer compatibility",10.4,31400,18000]
[205645136,null,"PERFECTAIRE","HMSV-A-CB (Multi-Split Heat Pump)","2PAMS27-HH-MZO3","Ducted Indoor Units","Multiple combinations, check manufacturer compatibility",10,28400,16600]
[205645137,null,"PERFECTAIRE","HMSV-A-CB (Multi-Split Heat Pump)","2PAMS27-HH-MZO3","Mixed Ducted and Non-Ducted Indoor Units","Multiple combinations, check manufacturer compatibility",9.98,28600,17300]
[205645138,null,"PERFECTAIRE","HMSV-A-CB (Multi-Split Heat Pump)","2PAMS36-HH-MZO4","Non-Ducted Indoor Units","Multiple combinations, check manufacturer compatibility",10.5,36000,23200]
[205645139,null,"PERFECTAIRE","HMSV-A-CB (Multi-Split Heat Pump)","2PAMS36-HH-MZO4","Ducted Indoor Units","Multiple combinations, check manufacturer compatibility",11,37000,24600]
[205645140,null,"PERFECTAIRE","HMSV-A-CB (Multi-Split Heat Pump)","2PAMS36-HH-MZO4","Mixed Ducted and Non-Ducted Indoor Units","Multiple combinations, check manufacturer compatibility",10.75,36400,23800]
[205645141,null,"PERFECTAIRE","HMSV-A-CB (Multi-Split Heat Pump)","2PAMS48-HH-MZO5","Non-Ducted Indoor Units","Multiple combinations, check manufacturer compatibility",10.3,49000,30000]
[205645142,null,"PERFECTAIRE","HMSV-A-CB (Multi-Split Heat Pump)","2PAMS48-HH-MZO5","Ducted Indoor Units","Multiple combinations, check manufacturer compatibility",10.5,50000,28000]
[206223085,null,"Trane / Mitsubishi Electric","HRCU-A-CB (Mini-Split System: Heat Pump with Outdoor Unit-Air-Source, Ducted)","TRUZH0361KA00NA","Mini-Splits (Ducted)","TPEADA0181AA70ATPEADA0181AA70A",10.6,38000,24800]
[206223086,null,"Trane / Mitsubishi Electric","HRCU-A-CB-O (Mini-Split Heat Pump, with Remote Outdoor Unit Air-Source, Free Delivery)","TRUZH0361KA00NA","Mini-Splits (Non-Ducted)","TPKA0A0361KA70A",10,38000,25400]
[206223087,null,"Trane / Mitsubishi Electric","HRCU-A-CB-O (Mini-Split Heat Pump, with Remote Outdoor Unit Air-Source, Free Delivery)","TRUZH0361KA00NA","Mini-Splits (Non-Ducted)","TPKA0A0181LA00ATPKA0A0181LA00A",10.5,38000,26000]
[206223088,null,"Trane / Mitsubishi Electric","HRCU-A-CB-O (Mini-Split Heat Pump, with Remote Outdoor Unit Air-Source, Free Delivery)","TRUZH0361KA00NA","Mini-Splits (Non-Ducted)","TPKA0A0181HA70ATPKA0A0181HA70A",10.5,38000,26000]
[206223089,null,"Trane / Mitsubishi Electric","HRCU-A-CB (Mini-Split System: Heat Pump with Outdoor Unit-Air-Source, Ducted)","TRUZH0421KA10NA","Mini-Splits (Ducted)","TPEADA0421AA70A",9.8000000000000007,48000,39000]
[206223090,null,"Trane / Mitsubishi Electric","HRCU-A-CB (Mini-Split System: Heat Pump with Outdoor Unit-Air-Source, Ducted)","TRUZH0421KA10NA","Mini-Splits (Ducted)","TPVA0A0421AA70A",10,48000,38500]
[206223091,null,"Trane / Mitsubishi Electric","HRCU-A-CB-O (Mini-Split Heat Pump, with Remote Outdoor Unit Air-Source, Free Delivery)","TRUZH0421KA10NA","Mini-Splits (Non-Ducted)","TPCA0A0421KA70A",10,48000,38500]
[206223092,null,"American Standard / Mitsubishi Electric","HRCU-A-CB-O (Mini-Split Heat Pump, with Remote Outdoor Unit Air-Source, Free Delivery)","ASUZH0301KA00NA","Mini-Splits (Non-Ducted)","APKA0A0301KA70A",9.6,32000,21200]
[206223093,null,"Mitsubishi Electric","HRCU-A-CB-O (Mini-Split Heat Pump, with Remote Outdoor Unit Air-Source, Free Delivery)","PUZ-HA36NKA","Mini-Splits (Non-Ducted)","PLA-A36EA7",10.4,38000,24200]
[206223094,null,"Mitsubishi Electric","HRCU-A-CB (Mini-Split System: Heat Pump with Outdoor Unit-Air-Source, Ducted)","PUZ-HA36NKA","Mini-Splits (Ducted)","PEAD-A18AA7PEAD-A18AA7",10.6,38000,24800]
[200059026,8740684,"THERMAL ZONE","HRCU-A-CB-O (Mini-Split Heat Pump, with Remote Outdoor Unit Air-Source, Free Delivery)","30H48ZOMI","Mini-Splits (Non-Ducted)","30H48ZIMI",9.6,30000,19000]
[200059027,8740685,"SEA BREEZE","HRCU-A-CB-O (Mini-Split Heat Pump, with Remote Outdoor Unit Air-Source, Free Delivery)","36H46ZOMI","Mini-Splits (Non-Ducted)","36H46ZIMI",10,36000,21400]
[200059028,8740685,"THERMAL ZONE","HRCU-A-CB-O (Mini-Split Heat Pump, with Remote Outdoor Unit Air-Source, Free Delivery)","36H46ZOMI","Mini-Splits (Non-Ducted)","36H46ZIMI",10,36000,21400]
[200059033,8779088,"COMFORT-AIRE","HRCU-A-CB-O (Mini-Split Heat Pump, with Remote Outdoor Unit Air-Source, Free Delivery)","A-VMH30SD-1","Mini-Splits (Non-Ducted)","B-VMH30SD-1",9.4,30000,18500]
[200059034,8779088,"CENTURY","HRCU-A-CB-O (Mini-Split Heat Pump, with Remote Outdoor Unit Air-Source, Free Delivery)","A-VMH30SD-1","Mini-Splits (Non-Ducted)","B-VMH30SD-1",9.4,30000,18500]
[200059035,8779089,"COMFORT-AIRE","HRCU-A-CB-O (Mini-Split Heat Pump, with Remote Outdoor Unit Air-Source, Free Delivery)","A-VMH24SU-1","Mini-Splits (Non-Ducted)","B-VMH24SU-1",11.5,24000,15400]
[200059036,8779089,"CENTURY","HRCU-A-CB-O (Mini-Split Heat Pump, with Remote Outdoor Unit Air-Source, Free Delivery)","A-VMH24SU-1","Mini-Splits (Non-Ducted)","B-VMH24SU-1",11.5,24000,15400]
[200059037,8779090,"COMFORT-AIRE","HRCU-A-CB-O (Mini-Split Heat Pump, with Remote Outdoor Unit Air-Source, Free Delivery)","A-VMH18SU-1","Mini-Splits (Non-Ducted)","B-VMH18SU-1",10.3,18000,10800]
[200059038,8779090,"CENTURY","HRCU-A-CB-O (Mini-Split Heat Pump, with Remote Outdoor Unit Air-Source, Free Delivery)","A-VMH18SU-1","Mini-Splits (Non-Ducted)","B-VMH18SU-1",10.3,18000,10800]
[200059039,8779091,"COMFORT-AIRE","HRCU-A-CB-O (Mini-Split Heat Pump, with Remote Outdoor Unit Air-Source, Free Delivery)","A-VMH12SU-1","Mini-Splits (Non-Ducted)","B-VMH12SU-1",12,12000,7800]
[200059040,8779091,"CENTURY","HRCU-A-CB-O (Mini-Split Heat Pump, with Remote Outdoor Unit Air-Source, Free Delivery)","A-VMH12SU-1","Mini-Splits (Non-Ducted)","B-VMH12SU-1",12,12000,7800]
[200059041,8779092,"COMFORT-AIRE","HRCU-A-CB-O (Mini-Split Heat Pump, with Remote Outdoor Unit Air-Source, Free Delivery)","A-VMH09SU-1","Mini-Splits (Non-Ducted)","B-VMH09SU-1",11.2,10900,6900]
[200059042,8779092,"CENTURY","HRCU-A-CB-O (Mini-Split Heat Pump, with Remote Outdoor Unit Air-Source, Free Delivery)","A-VMH09SU-1","Mini-Splits (Non-Ducted)","B-VMH09SU-1",11.2,10900,6900]
[200059049,9033417,"MAMMOTH","HMSV-A-CB (Multi-Split Heat Pump)","V5BV-36WMAK","Non-Ducted Indoor Units","Multiple combinations, check manufacturer compatibility",9,41500,24000]
[200059050,9033417,"REZNOR","HMSV-A-CB (Multi-Split Heat Pump)","V5BV-36WMAK","Non-Ducted Indoor Units","Multiple combinations, check manufacturer compatibility",9,41500,24000]
[200059051,9033417,"NORTEK","HMSV-A-CB (Multi-Split Heat Pump)","V5BV-36WMAK","Non-Ducted Indoor Units","Multiple combinations, check manufacturer compatibility",9,41500,24000]
[200059097,9962531,"CENTURY","HRCU-A-CB-O (Mini-Split Heat Pump, with Remote Outdoor Unit Air-Source, Free Delivery)","A-DVH12SF-0","Mini-Splits (Non-Ducted)","B-DVH12SF-0",9,12000,7500]
[200059098,9962532,"COMFORT-AIRE","HRCU-A-CB-O (Mini-Split Heat Pump, with Remote Outdoor Unit Air-Source, Free Delivery)","A-DVH18SF-1","Mini-Splits (Non-Ducted)","B-DVH18SF-1",9.8000000000000007,18000,12200]
[200059099,9962532,"CENTURY","HRCU-A-CB-O (Mini-Split Heat Pump, with Remote Outdoor Unit Air-Source, Free Delivery)","A-DVH18SF-1","Mini-Splits (Non-Ducted)","B-DVH18SF-1",9.8000000000000007,18000,12200]
[200059100,9962533,"COMFORT-AIRE","HRCU-A-CB-O (Mini-Split Heat Pump, with Remote Outdoor Unit Air-Source, Free Delivery)","A-DVH24SF-1","Mini-Splits (Non-Ducted)","B-DVH24SF-1",9,25000,14800]
[200059101,9962533,"CENTURY","HRCU-A-CB-O (Mini-Split Heat Pump, with Remote Outdoor Unit Air-Source, Free Delivery)","A-DVH24SF-1","Mini-Splits (Non-Ducted)","B-DVH24SF-1",9,25000,14800]
[200059120,10028930,"COMFORT-AIRE","HRCU-A-CB-O (Mini-Split Heat Pump, with Remote Outdoor Unit Air-Source, Free Delivery)","A-VMH18SU-1","Mini-Splits (Non-Ducted)","B-VMH18SU-1",11,17000,10800]
[200059121,10028930,"CENTURY","HRCU-A-CB-O (Mini-Split Heat Pump, with Remote Outdoor Unit Air-Source, Free Delivery)","A-VMH18SU-1","Mini-Splits (Non-Ducted)","B-VMH18SU-1",11,17000,10800]
[200059122,10028931,"COMFORT-AIRE","HRCU-A-CB-O (Mini-Split Heat Pump, with Remote Outdoor Unit Air-Source, Free Delivery)","A-DVC18SF-1","Mini-Splits (Non-Ducted)","B-DVC18SF-1",9.8000000000000007,18000,12200]
[200059123,10028931,"CENTURY","HRCU-A-CB-O (Mini-Split Heat Pump, with Remote Outdoor Unit Air-Source, Free Delivery)","A-DVC18SF-1","Mini-Splits (Non-Ducted)","B-DVC18SF-1",9.8000000000000007,18000,12200]
[200059142,10056158,"BRYANT","HRCU-A-CB (Mini-Split System: Heat Pump with Outdoor Unit-Air-Source, Ducted)","38MAQB18R--3","Mini-Splits (Ducted)","40MBDQ18---3",11,19000,13400]
[200059143,10056158,"CARRIER","HRCU-A-CB (Mini-Split System: Heat Pump with Outdoor Unit-Air-Source, Ducted)","38MAQB18R--3","Mini-Splits (Ducted)","40MBDQ18---3",11,19000,13400]
[200059144,10056159,"BRYANT","HRCU-A-CB (Mini-Split System: Heat Pump with Outdoor Unit-Air-Source, Ducted)","38MAQB24R--3","Mini-Splits (Ducted)","40MBDQ24---3",12.5,24000,17200]
[200059145,10056159,"CARRIER","HRCU-A-CB (Mini-Split System: Heat Pump with Outdoor Unit-Air-Source, Ducted)","38MAQB24R--3","Mini-Splits (Ducted)","40MBDQ24---3",12.5,24000,17200]
[200059146,10056160,"BRYANT","HRCU-A-CB (Mini-Split System: Heat Pump with Outdoor Unit-Air-Source, Ducted)","38MBRQ36A--3","Mini-Splits (Ducted)","40MBDQ36---3",11.5,40000,27600]
[206314680,null,"AIRGREEN","HMSV-A-CB (Multi-Split Heat Pump)","AG-MO36IR410AH","Non-Ducted Indoor Units","Multiple combinations, check manufacturer compatibility",10.3,36000,25400]
[206314681,null,"AIRGREEN","HMSV-A-CB (Multi-Split Heat Pump)","AG-MO48IR410AH","Non-Ducted Indoor Units","Multiple combinations, check manufacturer compatibility",10.4,48000,30800]
[206315622,null,"DIYCOOL","HRCU-A-CB-O (Mini-Split Heat Pump, with Remote Outdoor Unit Air-Source, Free Delivery)","ACIQ-09Z-HP115","Mini-Splits (Non-Ducted)","ACIQ-09W-HP115",10,10000,6000]
[206315623,null,"DIYCOOL","HRCU-A-CB-O (Mini-Split Heat Pump, with Remote Outdoor Unit Air-Source, Free Delivery)","ACIQ-12Z-HP230","Mini-Splits (Non-Ducted)","ACIQ-12W-HP230",9.5,12000,6800]
[206221538,null,"RUUD","HRCU-A-CB-O (Mini-Split Heat Pump, with Remote Outdoor Unit Air-Source, Free Delivery)","ROSH18VGSN","Mini-Splits (Non-Ducted)","RICH18AXCJ",10.9,21000,12300]
[206221539,null,"RUUD","HRCU-A-CB-O (Mini-Split Heat Pump, with Remote Outdoor Unit Air-Source, Free Delivery)","ROSH24VGSN","Mini-Splits (Non-Ducted)","RICH24AXCJ",10.8,27000,16400]
[206221540,null,"RUUD","HRCU-A-CB-O (Mini-Split Heat Pump, with Remote Outdoor Unit Air-Source, Free Delivery)","ROSH30VGSN","Mini-Splits (Non-Ducted)","RICH30AXCJ",11.5,32000,20200]
[206221541,null,"RUUD","HRCU-A-CB-O (Mini-Split Heat Pump, with Remote Outdoor Unit Air-Source, Free Delivery)","ROSH36VGSN","Mini-Splits (Non-Ducted)","RICH36AXCJ",11.2,36000,23200]
[206221542,null,"RUUD","HRCU-A-CB-O (Mini-Split Heat Pump, with Remote Outdoor Unit Air-Source, Free Delivery)","ROSH42VGSN","Mini-Splits (Non-Ducted)","RICH42AXCJ",9.6999999999999993,47000,27600]
[206221543,null,"LG","HMSV-A-CB (Multi-Split Heat Pump)","LMU180HV","Non-Ducted Indoor Units","Multiple combinations, check manufacturer compatibility",11,22000,14500]
[206221544,null,"LG","HMSV-A-CB (Multi-Split Heat Pump)","LMU240HV","Non-Ducted Indoor Units","Multiple combinations, check manufacturer compatibility",11,24600,15200]
[206221549,null,"LG","HMSV-A-CB (Multi-Split Heat Pump)","LMU180HV","Ducted Indoor Units","Multiple combinations, check manufacturer compatibility",9.6,20000,13000]
[206221550,null,"LG","HMSV-A-CB (Multi-Split Heat Pump)","LMU180HV","Mixed Ducted and Non-Ducted Indoor Units","Multiple combinations, check manufacturer compatibility",10.3,21000,13700]
[206221551,null,"LG","HMSV-A-CB (Multi-Split Heat Pump)","LMU240HV","Ducted Indoor Units","Multiple combinations, check manufacturer compatibility",9.8000000000000007,23000,14500]
[206221552,null,"LG","HMSV-A-CB (Multi-Split Heat Pump)","LMU240HV","Mixed Ducted and Non-Ducted Indoor Units","Multiple combinations, check manufacturer compatibility",10.4,23800,14800]
[206221553,null,"BLUERIDGE","HMSV-A-CB-O (Multi-Split Heat Pump, Free Delivery)","BMKH18M23UH","Non-Ducted Indoor Units","Multiple combinations, check manufacturer compatibility",10.5,21000,17000]
[206221554,null,"BLUERIDGE","HMSV-A-CB-O (Multi-Split Heat Pump, Free Delivery)","BMKH24M23UH","Non-Ducted Indoor Units","Multiple combinations, check manufacturer compatibility",10.5,26000,17900]
[206221555,null,"BLUERIDGE","HMSV-A-CB-O (Multi-Split Heat Pump, Free Delivery)","BMKH36M23UH","Non-Ducted Indoor Units","Multiple combinations, check manufacturer compatibility",10,36000,29000]
[206221556,null,"BLUERIDGE","HMSV-A-CB-O (Multi-Split Heat Pump, Free Delivery)","BMKH42M23UH","Non-Ducted Indoor Units","Multiple combinations, check manufacturer compatibility",10,42000,30000]
[206221558,null,"TRANE","HRCU-A-CB-O (Mini-Split Heat Pump, with Remote Outdoor Unit Air-Source, Free Delivery)","4TXM2330A14NU**","Non-Ducted Indoor Units","Multiple combinations, check manufacturer compatibility",10,36000,29000]
[206221559,null,"AMERICAN STANDARD","HRCU-A-CB-O (Mini-Split Heat Pump, with Remote Outdoor Unit Air-Source, Free Delivery)","4TXM2330A14NU**","Non-Ducted Indoor Units","Multiple combinations, check manufacturer compatibility",10,36000,29000]
[206221560,null,"TRANE","HRCU-A-CB (Mini-Split System: Heat Pump with Outdoor Unit-Air-Source, Ducted)","4TXM2330A14NU**","Mixed Ducted and Non-Ducted Indoor Units","Multiple combinations, check manufacturer compatibility",9.5,36000,29000]
[200059198,10264962,"DUCANE","HRCU-A-CB-O (Mini-Split Heat Pump, with Remote Outdoor Unit Air-Source, Free Delivery)","4DHP1S18S-1P","Mini-Splits (Non-Ducted)","DWM118S4-1P",10.4,18000,11400]
[200059199,10264962,"CONCORD","HRCU-A-CB-O (Mini-Split Heat Pump, with Remote Outdoor Unit Air-Source, Free Delivery)","4DHP1S18S-1P","Mini-Splits (Non-Ducted)","DWM118S4-1P",10.4,18000,11400]
[200059202,10264964,"DUCANE","HRCU-A-CB-O (Mini-Split Heat Pump, with Remote Outdoor Unit Air-Source, Free Delivery)","4DHP1S18S-1P","Mini-Splits (Non-Ducted)","D22C118S4-1P",10.3,18000,12000]
[200059203,10264964,"CONCORD","HRCU-A-CB-O (Mini-Split Heat Pump, with Remote Outdoor Unit Air-Source, Free Delivery)","4DHP1S18S-1P","Mini-Splits (Non-Ducted)","D22C118S4-1P",10.3,18000,12000]
[200059204,10264965,"DUCANE","HRCU-A-CB-O (Mini-Split Heat Pump, with Remote Outdoor Unit Air-Source, Free Delivery)","4DHP1S24S-1P","Mini-Splits (Non-Ducted)","DWM124S4-1P",11.5,25000,15300]
[200059205,10264965,"CONCORD","HRCU-A-CB-O (Mini-Split Heat Pump, with Remote Outdoor Unit Air-Source, Free Delivery)","4DHP1S24S-1P","Mini-Splits (Non-Ducted)","DWM124S4-1P",11.5,25000,15300]
[200059208,10264967,"DUCANE","HRCU-A-CB-O (Mini-Split Heat Pump, with Remote Outdoor Unit Air-Source, Free Delivery)","4DHP1S24S-1P","Mini-Splits (Non-Ducted)","D33C124S4-1P",10.5,24400,15800]
[200059209,10264967,"CONCORD","HRCU-A-CB-O (Mini-Split Heat Pump, with Remote Outdoor Unit Air-Source, Free Delivery)","4DHP1S24S-1P","Mini-Splits (Non-Ducted)","D33C124S4-1P",10.5,24400,15800]
[200059210,10264968,"DUCANE","HRCU-A-CB-O (Mini-Split Heat Pump, with Remote Outdoor Unit Air-Source, Free Delivery)","4DHP1S30S-1P","Mini-Splits (Non-Ducted)","DWM130S4-1P",9.4,30000,18500]
[200059211,10264968,"CONCORD","HRCU-A-CB-O (Mini-Split Heat Pump, with Remote Outdoor Unit Air-Source, Free Delivery)","4DHP1S30S-1P","Mini-Splits (Non-Ducted)","DWM130S4-1P",9.4,30000,18500]
[200059212,10264969,"DUCANE","HRCU-A-CB-O (Mini-Split Heat Pump, with Remote Outdoor Unit Air-Source, Free Delivery)","4DHP1S36S-1P","Mini-Splits (Non-Ducted)","D33C136S4-1P",10.5,38000,25200]
[200059213,10264969,"CONCORD","HRCU-A-CB-O (Mini-Split Heat Pump, with Remote Outdoor Unit Air-Source, Free Delivery)","4DHP1S36S-1P","Mini-Splits (Non-Ducted)","D33C136S4-1P",10.5,38000,25200]
[200059216,10264971,"DUCANE","HRCU-A-CB-O (Mini-Split Heat Pump, with Remote Outdoor Unit Air-Source, Free Delivery)","4DHP1S48S-1P","Mini-Splits (Non-Ducted)","D33C148S4-1P",11,50000,35000]
[200059217,10264971,"CONCORD","HRCU-A-CB-O (Mini-Split Heat Pump, with Remote Outdoor Unit Air-Source, Free Delivery)","4DHP1S48S-1P","Mini-Splits (Non-Ducted)","D33C148S4-1P",11,50000,35000]
[200059220,10264973,"DUCANE","HMSV-A-CB (Multi-Split Heat Pump)","4DHP1S18M-1P","Non-Ducted Indoor Units","Multiple combinations, check manufacturer compatibility",10.3,19000,12000]
[200059221,10264973,"CONCORD","HMSV-A-CB (Multi-Split Heat Pump)","4DHP1S18M-1P","Non-Ducted Indoor Units","Multiple combinations, check manufacturer compatibility",10.3,19000,12000]
[200059224,10264975,"DUCANE","HMSV-A-CB (Multi-Split Heat Pump)","4DHP1S30M-1P","Non-Ducted Indoor Units","Multiple combinations, check manufacturer compatibility",10.3,28000,17200]
[200059225,10264975,"CONCORD","HMSV-A-CB (Multi-Split Heat Pump)","4DHP1S30M-1P","Non-Ducted Indoor Units","Multiple combinations, check manufacturer compatibility",10.3,28000,17200]
[206223060,null,"Mitsubishi Electric","HRCU-A-CB-O (Mini-Split Heat Pump, with Remote Outdoor Unit Air-Source, Free Delivery)","PUZ-HA42NKA1","Mini-Splits (Non-Ducted)","PCA-A42KA7",10,48000,38500]
[206223061,null,"Mitsubishi Electric","HRCU-A-CB (Mini-Split System: Heat Pump with Outdoor Unit-Air-Source, Ducted)","SUZ-KA24NAHZ","Mini-Splits (Ducted)","PEAD-A24AA7",9,25000,18000]
[206223062,null,"Mitsubishi Electric","HRCU-A-CB (Mini-Split System: Heat Pump with Outdoor Unit-Air-Source, Ducted)","SUZ-KA30NAHZ","Mini-Splits (Ducted)","PEAD-A30AA7",9,32000,21000]
[206223063,null,"Mitsubishi Electric","HRCU-A-CB (Mini-Split System: Heat Pump with Outdoor Unit-Air-Source, Ducted)","SUZ-KA36NAHZ","Mini-Splits (Ducted)","PEAD-A36AA7",9,37000,25400]
[206223064,null,"Trane / Mitsubishi Electric","HRCU-A-CB (Mini-Split System: Heat Pump with Outdoor Unit-Air-Source, Ducted)","NTXSKH24A112AA","Mini-Splits (Ducted)","TPEADA0241AA70A",9,25000,18000]
[206223065,null,"Trane / Mitsubishi Electric","HRCU-A-CB (Mini-Split System: Heat Pump with Outdoor Unit-Air-Source, Ducted)","NTXSKH30A112AA","Mini-Splits (Ducted)","TPEADA0301AA70A",9,32000,21000]
[206223066,null,"Trane / Mitsubishi Electric","HRCU-A-CB (Mini-Split System: Heat Pump with Outdoor Unit-Air-Source, Ducted)","NTXSKH36A112AA","Mini-Splits (Ducted)","TPEADA0361AA70A",9,37000,25400]
[206223067,null,"Trane / Mitsubishi Electric","HRCU-A-CB-O (Mini-Split Heat Pump, with Remote Outdoor Unit Air-Source, Free Delivery)","TRUZH0241HA10NA","Mini-Splits (Non-Ducted)","TPLA0A0121EA70ATPLA0A0121EA70A",11.3,26000,18100]
[206223068,null,"Trane / Mitsubishi Electric","HRCU-A-CB-O (Mini-Split Heat Pump, with Remote Outdoor Unit Air-Source, Free Delivery)","TRUZH0241HA10NA","Mini-Splits (Non-Ducted)","TPKA0A0241KA70A",10.6,26000,17200]
[206223069,null,"Trane / Mitsubishi Electric","HRCU-A-CB-O (Mini-Split Heat Pump, with Remote Outdoor Unit Air-Source, Free Delivery)","TRUZH0241HA10NA","Mini-Splits (Non-Ducted)","TPCA0A0241KA70A",10.3,26000,17700]
[206223070,null,"Trane / Mitsubishi Electric","HRCU-A-CB (Mini-Split System: Heat Pump with Outdoor Unit-Air-Source, Ducted)","TRUZH0241HA10NA","Mini-Splits (Ducted)","TPEADA0241AA70A",10.4,25000,18000]
[206223071,null,"Trane / Mitsubishi Electric","HRCU-A-CB (Mini-Split System: Heat Pump with Outdoor Unit-Air-Source, Ducted)","TRUZH0241HA10NA","Mini-Splits (Ducted)","TPVA0A0241AA70A",10.4,26000,17500]
[206223072,null,"Trane / Mitsubishi Electric","HRCU-A-CB (Mini-Split System: Heat Pump with Outdoor Unit-Air-Source, Ducted)","TRUZH0241HA10NA","Mini-Splits (Ducted)","TPEADA0121AA70ATPEADA0121AA70A",10.4,25000,17800]
[206223073,null,"Trane / Mitsubishi Electric","HRCU-A-CB-O (Mini-Split Heat Pump, with Remote Outdoor Unit Air-Source, Free Delivery)","TRUZH0241HA10NA","Mini-Splits (Non-Ducted)","TPKA0A0121LA00ATPKA0A0121LA00A",10.6,26000,18100]
[206223074,null,"Trane / Mitsubishi Electric","HRCU-A-CB-O (Mini-Split Heat Pump, with Remote Outdoor Unit Air-Source, Free Delivery)","TRUZH0241HA10NA","Mini-Splits (Non-Ducted)","TPKA0A0121HA70ATPKA0A0121HA70A",10.6,26000,18100]
[206223075,null,"Trane / Mitsubishi Electric","HRCU-A-CB (Mini-Split System: Heat Pump with Outdoor Unit-Air-Source, Ducted)","TRUZH0241HA10NA","Mini-Splits (Ducted)","TPVA0A0121AA70ATPVA0A0121AA70A",10.4,26000,17500]
[206223076,null,"Trane / Mitsubishi Electric","HRCU-A-CB (Mini-Split System: Heat Pump with Outdoor Unit-Air-Source, Ducted)","TRUZH0301KA00NA","Mini-Splits (Ducted)","TPVA0A0301AA70A",9.8000000000000007,32000,21000]
[206221500,null,"RUUD","HRCU-A-CB-O (Mini-Split Heat Pump, with Remote Outdoor Unit Air-Source, Free Delivery)","ROSH24AXFWJ","Mini-Splits (Non-Ducted)","UIWH24AVFJ",10.6,25200,18000]
[206221501,null,"RUUD","HMSV-A-CB (Multi-Split Heat Pump)","ROMH45AFXZJ","Non-Ducted Indoor Units","Multiple combinations, check manufacturer compatibility",10.3,48000,28200]
[206221502,null,"RUUD","HRCU-A-CB-O (Mini-Split Heat Pump, with Remote Outdoor Unit Air-Source, Free Delivery)","ROSH09AHHJ","Mini-Splits (Non-Ducted)","UIWH09AHWJ",14,12000,7000]
[206221503,null,"RUUD","HRCU-A-CB-O (Mini-Split Heat Pump, with Remote Outdoor Unit Air-Source, Free Delivery)","ROSH12AHHJ","Mini-Splits (Non-Ducted)","UIWH12AHWJ",13.8,16000,9600]
[206221504,null,"RUUD","HRCU-A-CB-O (Mini-Split Heat Pump, with Remote Outdoor Unit Air-Source, Free Delivery)","ROSH15AHHJ","Mini-Splits (Non-Ducted)","UIWH15AHWJ",13.3,18000,11200]
[206221505,null,"RUUD","HRCU-A-CB-O (Mini-Split Heat Pump, with Remote Outdoor Unit Air-Source, Free Delivery)","ROSH18AHXHJ","Mini-Splits (Non-Ducted)","UIWH18AVFJ",10.4,21600,14600]
[206221506,null,"RUUD","HRCU-A-CB-O (Mini-Split Heat Pump, with Remote Outdoor Unit Air-Source, Free Delivery)","ROSH24AHXHJ","Mini-Splits (Non-Ducted)","UIWH24AVFJ",10.5,25200,18000]
[206221507,null,"RUUD","HRCU-A-CB-O (Mini-Split Heat Pump, with Remote Outdoor Unit Air-Source, Free Delivery)","ROSH30AHXHJ","Mini-Splits (Non-Ducted)","UIWH30AVFJ",11.8,32000,18900]
[206221508,null,"RUUD","HRCU-A-CB-O (Mini-Split Heat Pump, with Remote Outdoor Unit Air-Source, Free Delivery)","ROSH09AFFHJ","Mini-Splits (Non-Ducted)","RIFH09AVFJ",12.4,12000,7500]
[206221509,null,"RUUD","HRCU-A-CB-O (Mini-Split Heat Pump, with Remote Outdoor Unit Air-Source, Free Delivery)","ROSH12AFFHJ","Mini-Splits (Non-Ducted)","RIFH12AVFJ",11.3,16000,10600]
[206221510,null,"RUUD","HRCU-A-CB-O (Mini-Split Heat Pump, with Remote Outdoor Unit Air-Source, Free Delivery)","ROSH15AFFHJ","Mini-Splits (Non-Ducted)","RIFH15AVFJ",11,18000,11600]
[206221511,null,"RUUD","HRCU-A-CB-O (Mini-Split Heat Pump, with Remote Outdoor Unit Air-Source, Free Delivery)","ROSH09AFFJ","Mini-Splits (Non-Ducted)","RIFH09AVFJ",12.6,12000,7500]
[206221512,null,"RUUD","HRCU-A-CB-O (Mini-Split Heat Pump, with Remote Outdoor Unit Air-Source, Free Delivery)","ROSH12AFFJ","Mini-Splits (Non-Ducted)","RIFH12AVFJ",11.6,16000,10600]
[206221513,null,"RUUD","HRCU-A-CB-O (Mini-Split Heat Pump, with Remote Outdoor Unit Air-Source, Free Delivery)","ROSH15AFFJ","Mini-Splits (Non-Ducted)","RIFH15AVFJ",11.2,18000,11600]
[206221514,null,"RUUD","HRCU-A-CB (Mini-Split System: Heat Pump with Outdoor Unit-Air-Source, Ducted)","ROSH09AFCJ","Mini-Splits (Ducted)","RIDH09AVFJ",12.2,12000,7300]
[206221515,null,"RUUD","HRCU-A-CB (Mini-Split System: Heat Pump with Outdoor Unit-Air-Source, Ducted)","ROSH12AFCJ","Mini-Splits (Ducted)","RIDH12AVFJ",11.5,16000,9500]
[206221516,null,"RUUD","HRCU-A-CB (Mini-Split System: Heat Pump with Outdoor Unit-Air-Source, Ducted)","ROSH18AFCJ","Mini-Splits (Ducted)","RIDH18AVFJ",11.3,21600,13600]
[206221517,null,"RUUD","HRCU-A-CB-O (Mini-Split Heat Pump, with Remote Outdoor Unit Air-Source, Free Delivery)","ROSH09AFCJ","Mini-Splits (Non-Ducted)","RICH09AVFJ",13,12000,7100]
[206221518,null,"RUUD","HRCU-A-CB-O (Mini-Split Heat Pump, with Remote Outdoor Unit Air-Source, Free Delivery)","ROSH12AFCJ","Mini-Splits (Non-Ducted)","RICH12AVFJ",12.2,16000,10200]
[200059052,9033418,"MAMMOTH","HMSV-A-CB (Multi-Split Heat Pump)","V5BV-36WMAK","Ducted Indoor Units","Multiple combinations, check manufacturer compatibility",9,42000,25200]
[200059053,9033418,"REZNOR","HMSV-A-CB (Multi-Split Heat Pump)","V5BV-36WMAK","Ducted Indoor Units","Multiple combinations, check manufacturer compatibility",9,42000,25200]
[200059054,9033418,"NORTEK","HMSV-A-CB (Multi-Split Heat Pump)","V5BV-36WMAK","Ducted Indoor Units","Multiple combinations, check manufacturer compatibility",9,42000,25200]
[200059055,9033419,"MAMMOTH","HMSV-A-CB (Multi-Split Heat Pump)","V5BV-48WMAK","Non-Ducted Indoor Units","Multiple combinations, check manufacturer compatibility",9,52500,31600]
[200059056,9033419,"REZNOR","HMSV-A-CB (Multi-Split Heat Pump)","V5BV-48WMAK","Non-Ducted Indoor Units","Multiple combinations, check manufacturer compatibility",9,52500,31600]
[200059057,9033419,"NORTEK","HMSV-A-CB (Multi-Split Heat Pump)","V5BV-48WMAK","Non-Ducted Indoor Units","Multiple combinations, check manufacturer compatibility",9,52500,31600]
[200059058,9033420,"MAMMOTH","HMSV-A-CB (Multi-Split Heat Pump)","V5BV-48WMAK","Ducted Indoor Units","Multiple combinations, check manufacturer compatibility",9,52500,32000]
[200059059,9033420,"REZNOR","HMSV-A-CB (Multi-Split Heat Pump)","V5BV-48WMAK","Ducted Indoor Units","Multiple combinations, check manufacturer compatibility",9,52500,32000]
[200059060,9033420,"NORTEK","HMSV-A-CB (Multi-Split Heat Pump)","V5BV-48WMAK","Ducted Indoor Units","Multiple combinations, check manufacturer compatibility",9,52500,32000]
[206328078,null,"Mitsubishi Electric","HRCU-A-CB-O (Mini-Split Heat Pump, with Remote Outdoor Unit Air-Source, Free Delivery)","SUZ-KA09NAHZ","Mini-Splits (Non-Ducted)","NTXUKS09A112AA",11,12000,6600]
[206328080,null,"Mitsubishi Electric","HRCU-A-CB-O (Mini-Split Heat Pump, with Remote Outdoor Unit Air-Source, Free Delivery)","SUZ-KA12NAHZ","Mini-Splits (Non-Ducted)","NTXUKS12A112AA",10.199999999999999,15000,9100]
[206328081,null,"Mitsubishi Electric","HRCU-A-CB-O (Mini-Split Heat Pump, with Remote Outdoor Unit Air-Source, Free Delivery)","SUZ-KA18NAHZ","Mini-Splits (Non-Ducted)","NTXUKS18A112AA",10,18600,11800]
[206328082,null,"Mitsubishi Electric","HRCU-A-CB (Mini-Split System: Heat Pump with Outdoor Unit-Air-Source, Ducted)","SUZ-KA09NAHZ","Mini-Splits (Ducted)","PEAD-A09AA7",10.8,12000,6800]
[206328084,null,"Mitsubishi Electric","HRCU-A-CB (Mini-Split System: Heat Pump with Outdoor Unit-Air-Source, Ducted)","SUZ-KA12NAHZ","Mini-Splits (Ducted)","PEAD-A12AA7",11,15000,9000]
[206328085,null,"Mitsubishi Electric","HRCU-A-CB (Mini-Split System: Heat Pump with Outdoor Unit-Air-Source, Ducted)","SUZ-KA15NAHZ","Mini-Splits (Ducted)","PEAD-A15AA7",9.9,18000,11700]
[206328087,null,"Mitsubishi Electric","HRCU-A-CB (Mini-Split System: Heat Pump with Outdoor Unit-Air-Source, Ducted)","SUZ-KA18NAHZ","Mini-Splits (Ducted)","PEAD-A18AA7",10.8,21600,14200]
[206328088,null,"Mitsubishi Electric","HRCU-A-CB (Mini-Split System: Heat Pump with Outdoor Unit-Air-Source, Ducted)","SUZ-KA09NAHZ","Mini-Splits (Ducted)","NTXDKS09A112AA",9.8000000000000007,12500,8700]
[10611567,null,"TOSOT","HRCU-A-CB (Mini-Split System: Heat Pump with Outdoor Unit-Air-Source, Ducted)","TU30H3O","Mini-Splits (Ducted)","TU30HFI",9,31200,16700]
[10611569,null,"TOSOT","HRCU-A-CB-O (Mini-Split Heat Pump, with Remote Outdoor Unit Air-Source, Free Delivery)","TU30H3O","Mini-Splits (Non-Ducted)","TU30HKI",9,31200,16700]
[10611571,null,"TOSOT","HRCU-A-CB-O (Mini-Split Heat Pump, with Remote Outdoor Unit Air-Source, Free Delivery)","TU30H3O","Mini-Splits (Non-Ducted)","TU30HTI",9,31200,18000]
[10611647,null,"MIDEA","HRCU-A-CB-O (Mini-Split Heat Pump, with Remote Outdoor Unit Air-Source, Free Delivery)","MCHSU-12PHH2","Mini-Splits (Non-Ducted)","MEU-12WPQ2",11,12000,7600]
[10611648,null,"MIDEA","HRCU-A-CB-O (Mini-Split Heat Pump, with Remote Outdoor Unit Air-Source, Free Delivery)","MCU-181PQ2","Mini-Splits (Non-Ducted)","MEU-18WPQ2",10.5,18000,11900]
[10611649,null,"MIDEA","HRCU-A-CB (Mini-Split System: Heat Pump with Outdoor Unit-Air-Source, Ducted)","MCU-601PT2","Mini-Splits (Ducted)","MEU-60DPT2",9,60000,37600]
[10612711,null,"ACC","HRCU-A-CB-O (Mini-Split Heat Pump, with Remote Outdoor Unit Air-Source, Free Delivery)","MSH121J21MC-ACC","Mini-Splits (Non-Ducted)","MSH121J21AX-ACC",11.2,12000,7100]
[10612712,null,"ACC","HRCU-A-CB-O (Mini-Split Heat Pump, with Remote Outdoor Unit Air-Source, Free Delivery)","MSH183J21MC-ACC","Mini-Splits (Non-Ducted)","MSH183J21AX-ACC",10,18000,10400]
[10612713,null,"ACC","HRCU-A-CB-O (Mini-Split Heat Pump, with Remote Outdoor Unit Air-Source, Free Delivery)","MSH243J21MC-ACC","Mini-Splits (Non-Ducted)","MSH243J21AX-ACC",10,25000,15300]
[10612714,null,"ACC","HRCU-A-CB-O (Mini-Split Heat Pump, with Remote Outdoor Unit Air-Source, Free Delivery)","MSH363K16MC-ACC","Mini-Splits (Non-Ducted)","MSH363K16AX-ACC",10,36000,21400]
[10612715,null,"ACC","HRCU-A-CB-O (Mini-Split Heat Pump, with Remote Outdoor Unit Air-Source, Free Delivery)","MSH303K16MC-ACC","Mini-Splits (Non-Ducted)","MSH303K16AX-ACC",9.6,30000,19000]
[10616184,null,"TOSOT","HRCU-A-CB (Mini-Split System: Heat Pump with Outdoor Unit-Air-Source, Ducted)","TU36H3O","Mini-Splits (Ducted)","TU36HFI",9,41000,24600]
[10616185,null,"TOSOT","HRCU-A-CB (Mini-Split System: Heat Pump with Outdoor Unit-Air-Source, Ducted)","TU36H3O","Mini-Splits (Ducted)","TU36HKI",9,41000,23400]
[10616186,null,"TOSOT","HRCU-A-CB-O (Mini-Split Heat Pump, with Remote Outdoor Unit Air-Source, Free Delivery)","TU36H3O","Mini-Splits (Non-Ducted)","TU36HTI",9,41000,23400]
[10619399,null,"TRANE","HRCU-A-CB (Mini-Split System: Heat Pump with Outdoor Unit-Air-Source, Ducted)","4TUK4524A10N0A","Mini-Splits (Ducted)","4MUD4524B10N0A",10.6,27000,17200]
[10619400,null,"TRANE","HRCU-A-CB (Mini-Split System: Heat Pump with Outdoor Unit-Air-Source, Ducted)","4TUK4518A10N0A","Mini-Splits (Ducted)","4MUM4518B10N0A",10,20000,13000]
[10619401,null,"TRANE","HRCU-A-CB (Mini-Split System: Heat Pump with Outdoor Unit-Air-Source, Ducted)","4TUK4524A10N0A","Mini-Splits (Ducted)","4MUM4524B10N0A",11.5,27000,19000]
[9123256,null,"GREE","HRCU-A-CB-O (Mini-Split Heat Pump, with Remote Outdoor Unit Air-Source, Free Delivery)","GWH24YE-D3DNA1A/O","Mini-Splits (Non-Ducted)","GWH24AAE-D3DN***/I",12,24000,15500]
[207350089,null,"SAMSUNG","HMSV-A-CB (Multi-Split Heat Pump)","AJ024BXJ3CH","Mixed Ducted and Non-Ducted Indoor Units","Multiple combinations, check manufacturer compatibility",9.5,25000,14000]
[207350090,null,"SAMSUNG","HMSV-A-CB (Multi-Split Heat Pump)","AJ036BXJ4CH","Mixed Ducted and Non-Ducted Indoor Units","Multiple combinations, check manufacturer compatibility",9.5,36000,21200]
[207350092,null,"SAMSUNG","HMSV-A-CB (Multi-Split Heat Pump)","AJ020BXS3CH","Mixed Ducted and Non-Ducted Indoor Units","Multiple combinations, check manufacturer compatibility",9.75,22000,11700]
[207350094,null,"SAMSUNG","HMSV-A-CB (Multi-Split Heat Pump)","AJ024BXS4CH","Mixed Ducted and Non-Ducted Indoor Units","Multiple combinations, check manufacturer compatibility",9.75,25000,14800]
[207350096,null,"SAMSUNG","HMSV-A-CB (Multi-Split Heat Pump)","AJ030BXS4CH","Mixed Ducted and Non-Ducted Indoor Units","Multiple combinations, check manufacturer compatibility",10.4,28600,15600]
[207350834,null,"SAMSUNG","HMSV-A-CB (Multi-Split Heat Pump)","AJ036BXS4CH","Mixed Ducted and Non-Ducted Indoor Units","Multiple combinations, check manufacturer compatibility",9.8000000000000007,35600,19500]
[9150129,null,"AURA SYSTEMS","HRCU-A-CB-O (Mini-Split Heat Pump, with Remote Outdoor Unit Air-Source, Free Delivery)","AU-012CO17","Mini-Splits (Non-Ducted)","AU-012WU17",9,11800,6800]
[9150130,null,"AURA SYSTEMS","HRCU-A-CB-O (Mini-Split Heat Pump, with Remote Outdoor Unit Air-Source, Free Delivery)","AU-018CO17","Mini-Splits (Non-Ducted)","AU-018WU17",9.8000000000000007,18000,12200]
[9150138,null,"DUCTLESSAIRE","HRCU-A-CB-O (Mini-Split Heat Pump, with Remote Outdoor Unit Air-Source, Free Delivery)","DA1221-H2-O","Mini-Splits (Non-Ducted)","DA1221-H2-I",9.8000000000000007,12000,7200]
[9150139,null,"DUCTLESSAIRE","HRCU-A-CB-O (Mini-Split Heat Pump, with Remote Outdoor Unit Air-Source, Free Delivery)","DA1821-H2-O","Mini-Splits (Non-Ducted)","DA1821-H2-I",10,18000,10400]
[9150140,null,"DUCTLESSAIRE","HRCU-A-CB-O (Mini-Split Heat Pump, with Remote Outdoor Unit Air-Source, Free Delivery)","DA2421-H2-O","Mini-Splits (Non-Ducted)","DA2421-H2-I",10,25000,15300]
[9150141,null,"C&H","HRCU-A-CB-O (Mini-Split Heat Pump, with Remote Outdoor Unit Air-Source, Free Delivery)","CH09KRL230VO","Mini-Splits (Non-Ducted)","CH09KRL230VI",10,9800,5800]
[9150581,null,"KLIMAIRE","HRCU-A-CB-O (Mini-Split Heat Pump, with Remote Outdoor Unit Air-Source, Free Delivery)","KSIR036-H218","Mini-Splits (Non-Ducted)","KTIR036-H2G1",10.5,38000,25200]
[9152487,null,"LG","HRCU-A-CB-O (Mini-Split Heat Pump, with Remote Outdoor Unit Air-Source, Free Delivery)","LFU427HV","Non-Ducted Indoor Units","Multiple combinations, check manufacturer compatibility",9.1999999999999993,47000,28000]
[9342251,null,"GREE","HMSV-A-CB-O (Multi-Split Heat Pump, Free Delivery)","GMV-HY36WLT/A-T(U)","Non-Ducted Indoor Units","Multiple combinations, check manufacturer compatibility",11,45000,30000]
[9409574,null,"GREE","HMSV-A-CB (Multi-Split Heat Pump)","GMV-HY36WLT/A-T(U)","Ducted Indoor Units","Multiple combinations, check manufacturer compatibility",10,45000,30000]
[9410049,null,"GREE","HMSV-A-CB (Multi-Split Heat Pump)","GMV-HY36WLT/A-T(U)","Mixed Ducted and Non-Ducted Indoor Units","Multiple combinations, check manufacturer compatibility",10.5,45000,30000]
[9410050,null,"GREE","HMSV-A-CB-O (Multi-Split Heat Pump, Free Delivery)","GMV-HY48WLT/A-T(U)","Non-Ducted Indoor Units","Multiple combinations, check manufacturer compatibility",11,54000,35000]
[207339190,null,"MRCOOL","HRCU-A-CB-O (Mini-Split Heat Pump, with Remote Outdoor Unit Air-Source, Free Delivery)","DIY-36-HP-C-230C","Mini-Splits (Non-Ducted)","DIY-36-HP-WMAH-230C25",12,36000,21000]
[207339191,null,"MDV","HMSV-A-CB (Multi-Split Heat Pump)","M2OA-18HFN1-MQ1","Non-Ducted Indoor Units","Multiple combinations, check manufacturer compatibility",10.6,19000,12000]
[207339192,null,"MDV","HMSV-A-CB (Multi-Split Heat Pump)","M3OH-27HFN1-MQ1","Non-Ducted Indoor Units","Multiple combinations, check manufacturer compatibility",10.3,27000,16000]
[9854719,null,"TOSHIBA CARRIER","HRCU-A-CB (Mini-Split System: Heat Pump with Outdoor Unit-Air-Source, Ducted)","RAV-SP180AT2-UL","Mini-Splits (Ducted)","RAV-SP181BT-UL",10.8,20000,11000]
[9854720,null,"TOSHIBA CARRIER","HRCU-A-CB (Mini-Split System: Heat Pump with Outdoor Unit-Air-Source, Ducted)","RAV-SP240AT2-UL","Mini-Splits (Ducted)","RAV-SP241BT-UL",9.6,27000,19800]
[9854722,null,"TOSHIBA CARRIER","HRCU-A-CB (Mini-Split System: Heat Pump with Outdoor Unit-Air-Source, Ducted)","RAV-SP300AT2-UL","Mini-Splits (Ducted)","RAV-SP301BT-UL",11.8,34000,20600]
[9854795,null,"TOSHIBA CARRIER","HRCU-A-CB (Mini-Split System: Heat Pump with Outdoor Unit-Air-Source, Ducted)","RAV-SP360AT2-UL","Mini-Splits (Ducted)","RAV-SP361BT-UL",11.5,40000,21400]
[9854796,null,"TOSHIBA CARRIER","HRCU-A-CB (Mini-Split System: Heat Pump with Outdoor Unit-Air-Source, Ducted)","RAV-SP420AT2-UL","Mini-Splits (Ducted)","RAV-SP421BT-UL",12,47500,32200]
[9856820,null,"FRIGIDAIRE","HRCU-A-CB-O (Mini-Split Heat Pump, with Remote Outdoor Unit Air-Source, Free Delivery)","FAIC12B3RBHQW","Mini-Splits (Non-Ducted)","FAIE12B3RBHQW",9,13000,7600]
[9856822,null,"FRIGIDAIRE","HRCU-A-CB-O (Mini-Split Heat Pump, with Remote Outdoor Unit Air-Source, Free Delivery)","FAIC12B2RBHQW","Mini-Splits (Non-Ducted)","FAIE12B2RBHQW",9,13000,7700]
[9856823,null,"FRIGIDAIRE","HRCU-A-CB-O (Mini-Split Heat Pump, with Remote Outdoor Unit Air-Source, Free Delivery)","FAIC18B2RBHQW","Mini-Splits (Non-Ducted)","FAIE18B2RBHQW",9,19000,12000]
[9856824,null,"FRIGIDAIRE","HRCU-A-CB-O (Mini-Split Heat Pump, with Remote Outdoor Unit Air-Source, Free Delivery)","FAIC22B2RBHQW","Mini-Splits (Non-Ducted)","FAIE22B2RBHQW",9,23000,13500]
[9856844,null,"PERFECTAIRE","HRCU-A-CB-O (Mini-Split Heat Pump, with Remote Outdoor Unit Air-Source, Free Delivery)","1PAMSHH09-SZO-25","Mini-Splits (Non-Ducted)","1PAMSHH09-SZW-25",11.2,10900,6900]
[9856845,null,"PERFECTAIRE","HRCU-A-CB-O (Mini-Split Heat Pump, with Remote Outdoor Unit Air-Source, Free Delivery)","1PAMSHH12-SZO-22.5","Mini-Splits (Non-Ducted)","1PAMSHH12-SZW-22.5",12,12000,7800]
[205306855,null,"MDV","HMSV-A-CB (Multi-Split Heat Pump)","M5OG-48HFN1-M-[X]","Ducted Indoor Units","Multiple combinations, check manufacturer compatibility",10.5,50000,28000]
[205306856,null,"MDV","HMSV-A-CB (Multi-Split Heat Pump)","M5OG-48HFN1-M-[X]","Non-Ducted Indoor Units","Multiple combinations, check manufacturer compatibility",10.3,49000,30000]
[205306857,null,"MIDEA","HMSV-A-CB (Multi-Split Heat Pump)","M5OG-48HFN1-M-[X]","Ducted Indoor Units","Multiple combinations, check manufacturer compatibility",10.5,50000,28000]
[205306858,null,"MIDEA","HMSV-A-CB (Multi-Split Heat Pump)","M5OG-48HFN1-M-[X]","Non-Ducted Indoor Units","Multiple combinations, check manufacturer compatibility",10.3,49000,30000]
[205306859,null,"MDV","HMSV-A-CB (Multi-Split Heat Pump)","M5OG-48HFN1-M-[X]","Mixed Ducted and Non-Ducted Indoor Units","Multiple combinations, check manufacturer compatibility",10.4,49500,29000]
[205306860,null,"MIDEA","HMSV-A-CB (Multi-Split Heat Pump)","M5OG-48HFN1-M-[X]","Mixed Ducted and Non-Ducted Indoor Units","Multiple combinations, check manufacturer compatibility",10.4,49500,29000]
[205306861,null,"CanAir","HRCU-A-CB-O (Mini-Split Heat Pump, with Remote Outdoor Unit Air-Source, Free Delivery)","C23SCH09H21","Mini-Splits (Non-Ducted)","C23SEH09H21",11.2,10900,6900]
[205306862,null,"CanAir","HRCU-A-CB-O (Mini-Split Heat Pump, with Remote Outdoor Unit Air-Source, Free Delivery)","C23SCH12H21","Mini-Splits (Non-Ducted)","C23SEH12H21",12,12000,7800]
[205306863,null,"CanAir","HRCU-A-CB-O (Mini-Split Heat Pump, with Remote Outdoor Unit Air-Source, Free Delivery)","C23SCH18H21","Mini-Splits (Non-Ducted)","C23SEH18H21",10.3,18000,10800]
[205306864,null,"CanAir","HRCU-A-CB-O (Mini-Split Heat Pump, with Remote Outdoor Unit Air-Source, Free Delivery)","C23SCH24H21","Mini-Splits (Non-Ducted)","C23SEH24H21",11.5,24000,15400]
[205306865,null,"CanAir","HRCU-A-CB-O (Mini-Split Heat Pump, with Remote Outdoor Unit Air-Source, Free Delivery)","C23SCH30H21","Mini-Splits (Non-Ducted)","C23SEH30H21",9.4,30000,18500]
[205306867,null,"CanAir","HMSV-A-CB (Multi-Split Heat Pump)","C23MC218H21","Non-Ducted Indoor Units","Multiple combinations, check manufacturer compatibility",10.3,19000,12000]
[205306868,null,"CanAir","HMSV-A-CB (Multi-Split Heat Pump)","C23MC327H21","Non-Ducted Indoor Units","Multiple combinations, check manufacturer compatibility",10.3,24000,17200]
[205306869,null,"CanAir","HMSV-A-CB (Multi-Split Heat Pump)","C23MC436H21","Non-Ducted Indoor Units","Multiple combinations, check manufacturer compatibility",10,28000,17400]
[205306870,null,"CanAir","HMSV-A-CB (Multi-Split Heat Pump)","C23MC548H21","Non-Ducted Indoor Units","Multiple combinations, check manufacturer compatibility",10.199999999999999,48000,29600]
[205309413,null,"MOOVAIR","HMSV-A-CB (Multi-Split Heat Pump)","DM48HOM25230X3","Non-Ducted Indoor Units","Multiple combinations, check manufacturer compatibility",10.3,49000,30000]
[205287354,null,"CLASSIC","HRCU-A-CB-O (Mini-Split Heat Pump, with Remote Outdoor Unit Air-Source, Free Delivery)","HRHDBC12SA","Mini-Splits (Non-Ducted)","HWHDBC12SA",10.5,13000,7500]
[205287677,null,"KINGHOME","HRCU-A-CB (Mini-Split System: Heat Pump with Outdoor Unit-Air-Source, Ducted)","KU21-ODU48-4","Mini-Splits (Ducted)","KU21-CDU48-4S",9,51000,33000]
[205287679,null,"GREE","HRCU-A-CB-O (Mini-Split Heat Pump, with Remote Outdoor Unit Air-Source, Free Delivery)","GWH36QF-D3DNB2O/O","Mini-Splits (Non-Ducted)","GWH36QF-D3DN***/I",10,34600,22600]
[205287681,null,"HISENSE","HRCU-A-CB (Mini-Split System: Heat Pump with Outdoor Unit-Air-Source, Ducted)","AUWR-24U3SF1","Mini-Splits (Ducted)","AUH-24UX3SDH1",10,24000,15300]
[205287684,null,"COMFORT-AIRE","HRCU-A-CB-O (Mini-Split Heat Pump, with Remote Outdoor Unit Air-Source, Free Delivery)","A-DVH09SG-0","Mini-Splits (Non-Ducted)","B-DVH09SG-0",10,10000,6000]
[205288546,null,"COMFORT-AIRE","HRCU-A-CB-O (Mini-Split Heat Pump, with Remote Outdoor Unit Air-Source, Free Delivery)","A-VMH12SU-1","Mini-Splits (Non-Ducted)","B-VMH12SU-1C",12,12000,7800]
[205288547,null,"COMFORT-AIRE","HRCU-A-CB-O (Mini-Split Heat Pump, with Remote Outdoor Unit Air-Source, Free Delivery)","A-VMH09SU-1","Mini-Splits (Non-Ducted)","B-VMH09SU-1C",11.2,10900,6900]
[9920044,null,"LENNOX","HRCU-A-CB-O (Mini-Split Heat Pump, with Remote Outdoor Unit Air-Source, Free Delivery)","MLA018S4S-1P","Mini-Splits (Non-Ducted)","MWMA018S4-2P",10,18000,10800]
[9920045,null,"LENNOX","HRCU-A-CB-O (Mini-Split Heat Pump, with Remote Outdoor Unit Air-Source, Free Delivery)","MLA018S4S-1P","Mini-Splits (Non-Ducted)","M22A018S4-2P",9.6,18000,12000]
[9920047,null,"LENNOX","HRCU-A-CB-O (Mini-Split Heat Pump, with Remote Outdoor Unit Air-Source, Free Delivery)","MLA024S4S-1P","Mini-Splits (Non-Ducted)","MWMA024S4-2P",10,24000,15400]
[9920048,null,"LENNOX","HRCU-A-CB-O (Mini-Split Heat Pump, with Remote Outdoor Unit Air-Source, Free Delivery)","MLA024S4S-1P","Mini-Splits (Non-Ducted)","M33A024S4-2P",10.5,24000,16200]
[9920049,null,"LENNOX","HRCU-A-CB-O (Mini-Split Heat Pump, with Remote Outdoor Unit Air-Source, Free Delivery)","MLA024S4S-1P","Mini-Splits (Non-Ducted)","MCFA024S4-2P",11,24000,17200]
[9921900,null,"GREE","HMSV-A-CB (Multi-Split Heat Pump)","GWHD(18)ND3GO","Mixed Ducted and Non-Ducted Indoor Units","Multiple combinations, check manufacturer compatibility",9.75,19000,12100]
[9921964,null,"GREE","HMSV-A-CB (Multi-Split Heat Pump)","GWHD(24)ND3GO","Mixed Ducted and Non-Ducted Indoor Units","Multiple combinations, check manufacturer compatibility",9.75,26000,15700]
[9921965,null,"GREE","HMSV-A-CB (Multi-Split Heat Pump)","GWHD(30)ND3GO","Mixed Ducted and Non-Ducted Indoor Units","Multiple combinations, check manufacturer compatibility",10,30000,17100]
[9921966,null,"GREE","HMSV-A-CB (Multi-Split Heat Pump)","GWHD(36)ND3GO","Mixed Ducted and Non-Ducted Indoor Units","Multiple combinations, check manufacturer compatibility",10,42500,15000]
[9923992,null,"DIAMONDAIR","HMSV-A-CB (Multi-Split Heat Pump)","DF18MZ2","Non-Ducted Indoor Units","Multiple combinations, check manufacturer compatibility",10.3,19000,12000]
[9944776,null,"GREE","HRCU-A-CB-O (Mini-Split Heat Pump, with Remote Outdoor Unit Air-Source, Free Delivery)","GWH12YD-D3DNA1A/O","Mini-Splits (Non-Ducted)","GWH12AAD-D3DN***/I",14,12200,8300]
[205300174,null,"ELIOS","HRCU-A-CB (Mini-Split System: Heat Pump with Outdoor Unit-Air-Source, Ducted)","DE12HOS25230E3","Mini-Splits (Ducted)","DM12HIDU230X5",11,12000,8500]
[205300175,null,"ELIOS","HRCU-A-CB (Mini-Split System: Heat Pump with Outdoor Unit-Air-Source, Ducted)","DE18HOS25230E3","Mini-Splits (Ducted)","DM18HIDU230X5",11,19000,13400]
[205300176,null,"ELIOS","HRCU-A-CB (Mini-Split System: Heat Pump with Outdoor Unit-Air-Source, Ducted)","DE24HOS25230E3","Mini-Splits (Ducted)","DM24HIDU230X5",12.5,24000,17200]
[205300177,null,"ELIOS","HRCU-A-CB-O (Mini-Split Heat Pump, with Remote Outdoor Unit Air-Source, Free Delivery)","DE09HOS23230E2","Mini-Splits (Non-Ducted)","DM09HICU230X5",10.5,10000,5800]
[205300178,null,"ELIOS","HRCU-A-CB-O (Mini-Split Heat Pump, with Remote Outdoor Unit Air-Source, Free Delivery)","DE12HOS23230E2","Mini-Splits (Non-Ducted)","DM12HICU230X5",10.5,12000,7500]
[205300179,null,"ELIOS","HRCU-A-CB-O (Mini-Split Heat Pump, with Remote Outdoor Unit Air-Source, Free Delivery)","DE18HOS23230E2","Mini-Splits (Non-Ducted)","DM18HICU230X5",10.3,18000,12000]
[9959232,null,"GREE","HMSV-A-CB (Multi-Split Heat Pump)","MULTI30HP230V1CO","Mixed Ducted and Non-Ducted Indoor Units","Multiple combinations, check manufacturer compatibility",10,30000,17100]
[9959233,null,"GREE","HMSV-A-CB (Multi-Split Heat Pump)","MULTI36HP230V1CO","Mixed Ducted and Non-Ducted Indoor Units","Multiple combinations, check manufacturer compatibility",10,42500,15000]
[9959454,null,"GREE","HRCU-A-CB-O (Mini-Split Heat Pump, with Remote Outdoor Unit Air-Source, Free Delivery)","VIR12HP230V1BO","Mini-Splits (Non-Ducted)","VIR12HP230V1BH",11,13000,7100]
[9959456,null,"KERR","HMSV-A-CB (Multi-Split Heat Pump)","A-KFH18DB-1","Non-Ducted Indoor Units","Multiple combinations, check manufacturer compatibility",11,19000,12800]
[9959458,null,"KERR","HMSV-A-CB (Multi-Split Heat Pump)","A-KFH24TB-1","Non-Ducted Indoor Units","Multiple combinations, check manufacturer compatibility",11,26000,16600]
[9959460,null,"KERR","HMSV-A-CB (Multi-Split Heat Pump)","A-KFH30QB-1","Non-Ducted Indoor Units","Multiple combinations, check manufacturer compatibility",11.5,30000,18000]
[9959462,null,"KERR","HMSV-A-CB (Multi-Split Heat Pump)","A-KFH36QB-1","Non-Ducted Indoor Units","Multiple combinations, check manufacturer compatibility",11.5,42500,20000]
[9959464,null,"KERR","HMSV-A-CB (Multi-Split Heat Pump)","A-KFH42PB-1","Non-Ducted Indoor Units","Multiple combinations, check manufacturer compatibility",10.199999999999999,45000,29000]
[9108745,null,"TOSOT","HRCU-A-CB-O (Mini-Split Heat Pump, with Remote Outdoor Unit Air-Source, Free Delivery)","TW09HQ2C2DO","Mini-Splits (Non-Ducted)","TW09HQ2C2DI",10.5,11000,7300]
[9108746,null,"TOSOT","HRCU-A-CB-O (Mini-Split Heat Pump, with Remote Outdoor Unit Air-Source, Free Delivery)","TW12HQ2C2DO","Mini-Splits (Non-Ducted)","TW12HQ2C2DI",11,13000,7700]
[9108747,null,"TOSOT","HRCU-A-CB-O (Mini-Split Heat Pump, with Remote Outdoor Unit Air-Source, Free Delivery)","TW18HQ2C2DO","Mini-Splits (Non-Ducted)","TW18HQ2C2DI",10.5,19800,12400]
[9108748,null,"TOSOT","HRCU-A-CB-O (Mini-Split Heat Pump, with Remote Outdoor Unit Air-Source, Free Delivery)","TW24HQ2C2DO","Mini-Splits (Non-Ducted)","TW24HQ2C2DI",10,23000,14600]
[9108749,null,"TOSOT","HRCU-A-CB-O (Mini-Split Heat Pump, with Remote Outdoor Unit Air-Source, Free Delivery)","TW36HQ2B4DO","Mini-Splits (Non-Ducted)","TW36HQ2B4DI",9,34600,20200]
[9108750,null,"TOSOT","HRCU-A-CB-O (Mini-Split Heat Pump, with Remote Outdoor Unit Air-Source, Free Delivery)","TW30HQ2B4DO","Mini-Splits (Non-Ducted)","TW30HQ2B4DI",9,28400,19200]
[9108760,null,"INNOVAIR","HRCU-A-CB-O (Mini-Split Heat Pump, with Remote Outdoor Unit Air-Source, Free Delivery)","TIN1439H2V02","Mini-Splits (Non-Ducted)","TIN1439H2V02",10,36000,21400]
[9108761,null,"TOSOT","HRCU-A-CB-O (Mini-Split Heat Pump, with Remote Outdoor Unit Air-Source, Free Delivery)","TW09HQ1C2AO","Mini-Splits (Non-Ducted)","TW09HQ1C2AI",9,9600,5400]
[9108762,null,"TOSOT","HRCU-A-CB-O (Mini-Split Heat Pump, with Remote Outdoor Unit Air-Source, Free Delivery)","TW12HQ1C2AO","Mini-Splits (Non-Ducted)","TW12HQ1C2AI",9,13000,7600]
[9108763,null,"TOSOT","HRCU-A-CB-O (Mini-Split Heat Pump, with Remote Outdoor Unit Air-Source, Free Delivery)","TW09HQ1C2DO","Mini-Splits (Non-Ducted)","TW09HQ1C2DI",9,9500,5600]
[9108764,null,"TOSOT","HRCU-A-CB-O (Mini-Split Heat Pump, with Remote Outdoor Unit Air-Source, Free Delivery)","TW12HQ1C2DO","Mini-Splits (Non-Ducted)","TW12HQ1C2DI",9,13000,7700]
[9108765,null,"TOSOT","HRCU-A-CB-O (Mini-Split Heat Pump, with Remote Outdoor Unit Air-Source, Free Delivery)","TW18HQ1C2DO","Mini-Splits (Non-Ducted)","TW18HQ1C2DI",9,19000,12000]
[9108766,null,"TOSOT","HRCU-A-CB-O (Mini-Split Heat Pump, with Remote Outdoor Unit Air-Source, Free Delivery)","TW24HQ1C2DO","Mini-Splits (Non-Ducted)","TW24HQ1C2DI",9,23000,13500]
[9110197,null,"TOSOT","HRCU-A-CB-O (Mini-Split Heat Pump, with Remote Outdoor Unit Air-Source, Free Delivery)","TW18HQ1A5D/O","Mini-Splits (Non-Ducted)","TW18HQ1A5D/I",9,19000,12000]
[9110198,null,"TOSOT","HRCU-A-CB-O (Mini-Split Heat Pump, with Remote Outdoor Unit Air-Source, Free Delivery)","TW24HQ1A5D/O","Mini-Splits (Non-Ducted)","TW24HQ1A5D/I",9,23000,13500]
[9113412,null,"C&H","HRCU-A-CB-O (Mini-Split Heat Pump, with Remote Outdoor Unit Air-Source, Free Delivery)","CH-S30FTXW-SV","Mini-Splits (Non-Ducted)","CH-S30FTXW-SV",9.6,30000,19000]
[205263887,null,"C&H","HMSV-A-CB (Multi-Split Heat Pump)","CH28MSPH230VO","Ducted Indoor Units","Multiple combinations, check manufacturer compatibility",10,24000,17600]
[205263888,null,"C&H","HMSV-A-CB (Multi-Split Heat Pump)","CH28MSPH230VO","Mixed Ducted and Non-Ducted Indoor Units","Multiple combinations, check manufacturer compatibility",10.15,24000,17400]
[205263889,null,"C&H","HMSV-A-CB (Multi-Split Heat Pump)","CH36MSPH230VO","Non-Ducted Indoor Units","Multiple combinations, check manufacturer compatibility",10.199999999999999,36000,24600]
[205263890,null,"C&H","HMSV-A-CB (Multi-Split Heat Pump)","CH36MSPH230VO","Ducted Indoor Units","Multiple combinations, check manufacturer compatibility",10,30000,23000]
[205263891,null,"C&H","HMSV-A-CB (Multi-Split Heat Pump)","CH36MSPH230VO","Mixed Ducted and Non-Ducted Indoor Units","Multiple combinations, check manufacturer compatibility",10,29000,20200]
[9965378,null,"GIBSON","HMSV-A-CB (Multi-Split Heat Pump)","GXH42(12.3)FMK4DH","Mixed Ducted and Non-Ducted Indoor Units","Multiple combinations, check manufacturer compatibility",9.9,45500,28400]
[9966569,null,"DAIKIN","HRCU-A-CB-O (Mini-Split Heat Pump, with Remote Outdoor Unit Air-Source, Free Delivery)","RX09QMVJU","Mini-Splits (Non-Ducted)","FFQ09Q2VJU",11.7,10000,6000]
[9966684,null,"DAIKIN","HRCU-A-CB-O (Mini-Split Heat Pump, with Remote Outdoor Unit Air-Source, Free Delivery)","RX12QMVJU","Mini-Splits (Non-Ducted)","FFQ12Q2VJU",11.2,13500,8300]
[9966775,null,"DAIKIN","HRCU-A-CB-O (Mini-Split Heat Pump, with Remote Outdoor Unit Air-Source, Free Delivery)","RX15QMVJU","Mini-Splits (Non-Ducted)","FFQ15Q2VJU",11,16200,10600]
[9966838,null,"BOSCH","HRCU-A-CB-O (Mini-Split Heat Pump, with Remote Outdoor Unit Air-Source, Free Delivery)","BMS500-AAS009-1CSXXA","Mini-Splits (Non-Ducted)","BMS500-AAU009-1AHXXA",10,9800,6300]
[9966839,null,"BOSCH","HRCU-A-CB-O (Mini-Split Heat Pump, with Remote Outdoor Unit Air-Source, Free Delivery)","BMS500-AAS012-0CSXXA","Mini-Splits (Non-Ducted)","BMS500-AAU012-0AHXXA",10,12000,7500]
[9966840,null,"BOSCH","HRCU-A-CB-O (Mini-Split Heat Pump, with Remote Outdoor Unit Air-Source, Free Delivery)","BMS500-AAS012-1CSXXA","Mini-Splits (Non-Ducted)","BMS500-AAU012-1AHXXA",9.6,12000,7100]
[9967073,null,"YONAN","HRCU-A-CB-O (Mini-Split Heat Pump, with Remote Outdoor Unit Air-Source, Free Delivery)","YS17AB-12HRN1-B(O)","Mini-Splits (Non-Ducted)","YS17AB-12HRN1-B(I)",9,12000,7500]
[9967077,null,"YONAN","HRCU-A-CB-O (Mini-Split Heat Pump, with Remote Outdoor Unit Air-Source, Free Delivery)","YS17AB-12HRN1(O)","Mini-Splits (Non-Ducted)","YS17AB-12HRN1(I)",9,11800,6800]
[9967079,null,"YONAN","HRCU-A-CB-O (Mini-Split Heat Pump, with Remote Outdoor Unit Air-Source, Free Delivery)","YS17AB-18HRN1(O)","Mini-Splits (Non-Ducted)","YS17AB-18HRN1(I)",9.8000000000000007,18000,12200]
[9967081,null,"YONAN","HRCU-A-CB-O (Mini-Split Heat Pump, with Remote Outdoor Unit Air-Source, Free Delivery)","YS17AB-24HRN1(O)","Mini-Splits (Non-Ducted)","YS17AB-24HRN1(I)",9,25000,14800]
[9967082,null,"YONAN","HRCU-A-CB-O (Mini-Split Heat Pump, with Remote Outdoor Unit Air-Source, Free Delivery)","YS17AB-30HRN1(O)","Mini-Splits (Non-Ducted)","YS17AB-30HRN1(I)",9.6,30000,19000]
[9967083,null,"YONAN","HRCU-A-CB-O (Mini-Split Heat Pump, with Remote Outdoor Unit Air-Source, Free Delivery)","YS17AB-36HRN1(O)","Mini-Splits (Non-Ducted)","YS17AB-36HRN1(I)",10,36000,21400]
[9119167,null,"C&H","HMSV-A-CB (Multi-Split Heat Pump)","CH24MVCT230VO","Mixed Ducted and Non-Ducted Indoor Units","Multiple combinations, check manufacturer compatibility",9.6,29000,17800]
[9119168,null,"C&H","HRCU-A-CB-O (Mini-Split Heat Pump, with Remote Outdoor Unit Air-Source, Free Delivery)","CH24MVCT230VO","Non-Ducted Indoor Units","Multiple combinations, check manufacturer compatibility",10.199999999999999,29000,17800]
[9119169,null,"C&H","HMSV-A-CB (Multi-Split Heat Pump)","CH30MVCT230VO","Non-Ducted Indoor Units","Multiple combinations, check manufacturer compatibility",10.199999999999999,31600,19400]
[9119170,null,"C&H","HMSV-A-CB (Multi-Split Heat Pump)","CH30MVCT230VO","Ducted Indoor Units","Multiple combinations, check manufacturer compatibility",9.8000000000000007,32000,19800]
[9119171,null,"C&H","HMSV-A-CB (Multi-Split Heat Pump)","CH36MVCT230VO","Non-Ducted Indoor Units","Multiple combinations, check manufacturer compatibility",10.199999999999999,42500,24800]
[9119172,null,"C&H","HMSV-A-CB (Multi-Split Heat Pump)","CH36MVCT230VO","Ducted Indoor Units","Multiple combinations, check manufacturer compatibility",9.9,43500,25000]
[9119173,null,"C&H","HMSV-A-CB (Multi-Split Heat Pump)","CH42MVCT230VO","Non-Ducted Indoor Units","Multiple combinations, check manufacturer compatibility",10.199999999999999,45000,29000]
[9119174,null,"C&H","HMSV-A-CB (Multi-Split Heat Pump)","CH42MVCT230VO","Ducted Indoor Units","Multiple combinations, check manufacturer compatibility",9.6,46500,28000]
[9119305,null,"MIDEA","HRCU-A-CB-O (Mini-Split Heat Pump, with Remote Outdoor Unit Air-Source, Free Delivery)","MOB30-12HFN1-MT0W","Mini-Splits (Non-Ducted)","MSABB-12HRFN1-MT0W",9.8000000000000007,12000,7200]
[9119306,null,"C&H","HRCU-A-CB-O (Mini-Split Heat Pump, with Remote Outdoor Unit Air-Source, Free Delivery)","CH-09SPH-115VO","Mini-Splits (Non-Ducted)","CH-09SPH-115VI",10.5,9800,5900]
[9119308,null,"COMFORTSTAR","HRCU-A-CB-O (Mini-Split Heat Pump, with Remote Outdoor Unit Air-Source, Free Delivery)","CPP009CD(O)","Mini-Splits (Non-Ducted)","TPA-09",10.5,10000,5800]
[9119310,null,"COMFORTSTAR","HRCU-A-CB-O (Mini-Split Heat Pump, with Remote Outdoor Unit Air-Source, Free Delivery)","CPP012CD(O)","Mini-Splits (Non-Ducted)","TPA-12",10.5,12000,7500]
[9119312,null,"COMFORTSTAR","HRCU-A-CB-O (Mini-Split Heat Pump, with Remote Outdoor Unit Air-Source, Free Delivery)","CPP018CD(O)","Mini-Splits (Non-Ducted)","FPA-18",10.5,18000,12000]
[9119313,null,"COMFORTSTAR","HRCU-A-CB-O (Mini-Split Heat Pump, with Remote Outdoor Unit Air-Source, Free Delivery)","CPP018CD(O)","Mini-Splits (Non-Ducted)","TPA-18",10.3,18000,12000]
[9119315,null,"COMFORTSTAR","HRCU-A-CB-O (Mini-Split Heat Pump, with Remote Outdoor Unit Air-Source, Free Delivery)","CPP024CD(O)","Mini-Splits (Non-Ducted)","FPA-24",11,24000,15000]
[9119316,null,"COMFORTSTAR","HRCU-A-CB-O (Mini-Split Heat Pump, with Remote Outdoor Unit Air-Source, Free Delivery)","CPP024CD(O)","Mini-Splits (Non-Ducted)","TPA-24",10.5,24400,15800]
[9119318,null,"COMFORTSTAR","HRCU-A-CB-O (Mini-Split Heat Pump, with Remote Outdoor Unit Air-Source, Free Delivery)","CPP036CD(O)-DU","Mini-Splits (Non-Ducted)","FPA-36DU",10,38000,25400]
[9119319,null,"COMFORTSTAR","HRCU-A-CB-O (Mini-Split Heat Pump, with Remote Outdoor Unit Air-Source, Free Delivery)","CPP036CD(O)-DU","Mini-Splits (Non-Ducted)","TPA-36DU",10.5,38000,25200]
[9125308,null,"PANASONIC","HRCU-A-CB (Mini-Split System: Heat Pump with Outdoor Unit-Air-Source, Ducted)","CU-E9SD3UA","Mini-Splits (Ducted)","CS-E9SD3UAW",10,12000,8300]
[9125309,null,"PANASONIC","HRCU-A-CB (Mini-Split System: Heat Pump with Outdoor Unit-Air-Source, Ducted)","CU-E12SD3UA","Mini-Splits (Ducted)","CS-E12SD3UAW",10,13800,11000]
[9128570,null,"YORK BY JOHNSON CONTROLS","HRCU-A-CB-O (Mini-Split Heat Pump, with Remote Outdoor Unit Air-Source, Free Delivery)","YHKE12YF6AMHO-X","Mini-Splits (Non-Ducted)","YHKE12XF6AMH-RX",9,12000,7500]
[9128590,null,"TOSOT","HMSV-A-CB-O (Multi-Split Heat Pump, Free Delivery)","TMVRF-OC36KHP","Non-Ducted Indoor Units","Multiple combinations, check manufacturer compatibility",9,41500,24000]
[9128591,null,"TOSOT","HMSV-A-CB (Multi-Split Heat Pump)","TMVRF-OC36KHP","Ducted Indoor Units","Multiple combinations, check manufacturer compatibility",9,42000,25200]
[9128592,null,"TOSOT","HMSV-A-CB-O (Multi-Split Heat Pump, Free Delivery)","TMVRF-36KUH","Non-Ducted Indoor Units","Multiple combinations, check manufacturer compatibility",11.7,45000,29400]
[9128593,null,"TOSOT","HMSV-A-CB (Multi-Split Heat Pump)","TMVRF-36KUH","Ducted Indoor Units","Multiple combinations, check manufacturer compatibility",10.3,45000,29400]
[9128594,null,"TOSOT","HMSV-A-CB-O (Multi-Split Heat Pump, Free Delivery)","TMVRF-OC48KHP","Non-Ducted Indoor Units","Multiple combinations, check manufacturer compatibility",9,52500,31600]
[9128595,null,"TOSOT","HMSV-A-CB (Multi-Split Heat Pump)","TMVRF-OC48KHP","Ducted Indoor Units","Multiple combinations, check manufacturer compatibility",9,52500,32000]
[9128596,null,"TOSOT","HMSV-A-CB (Multi-Split Heat Pump)","TMVRF-48KUH","Ducted Indoor Units","Multiple combinations, check manufacturer compatibility",10.199999999999999,54000,38000]
[9128597,null,"TOSOT","HMSV-A-CB-O (Multi-Split Heat Pump, Free Delivery)","TMVRF-48KUH","Non-Ducted Indoor Units","Multiple combinations, check manufacturer compatibility",11,54000,38000]
[9135286,null,"AIR-CON","HRCU-A-CB-O (Mini-Split Heat Pump, with Remote Outdoor Unit Air-Source, Free Delivery)","ABLCI4H1R09","Mini-Splits (Non-Ducted)","ABLEM4H1R09",9,9600,5400]
[9135287,null,"AIR-CON","HRCU-A-CB-O (Mini-Split Heat Pump, with Remote Outdoor Unit Air-Source, Free Delivery)","ABLCI4H1R12","Mini-Splits (Non-Ducted)","ABLEM4H1R12",9,13000,7600]
[9135472,null,"GIBSON","HRCU-A-CB-O (Mini-Split Heat Pump, with Remote Outdoor Unit Air-Source, Free Delivery)","GXH09(2.6)KSK4DH","Mini-Splits (Non-Ducted)","GHH09(2.6)KSK4DH",10.5,9000,5500]
[9135473,null,"GIBSON","HRCU-A-CB-O (Mini-Split Heat Pump, with Remote Outdoor Unit Air-Source, Free Delivery)","GXH12(3.5)KSK4DH","Mini-Splits (Non-Ducted)","GHH12(3.5)KSK4DH",10.5,13000,8500]
[205300208,null,"NORTON AIR CONDITIONERS","HMSV-A-CB (Multi-Split Heat Pump)","OHP14-27-32-23","Mixed Ducted and Non-Ducted Indoor Units","Multiple combinations, check manufacturer compatibility",10.15,24000,17400]
[205300209,null,"NORTON AIR CONDITIONERS","HMSV-A-CB (Multi-Split Heat Pump)","OHP14-36-42-23","Non-Ducted Indoor Units","Multiple combinations, check manufacturer compatibility",10,28000,17400]
[205300210,null,"NORTON AIR CONDITIONERS","HMSV-A-CB (Multi-Split Heat Pump)","OHP14-36-42-23","Ducted Indoor Units","Multiple combinations, check manufacturer compatibility",10,30000,23000]
[205300211,null,"NORTON AIR CONDITIONERS","HMSV-A-CB (Multi-Split Heat Pump)","OHP14-36-42-23","Mixed Ducted and Non-Ducted Indoor Units","Multiple combinations, check manufacturer compatibility",10,29000,20200]
[205300212,null,"NORTON AIR CONDITIONERS","HMSV-A-CB (Multi-Split Heat Pump)","OHP14-48-52-23","Ducted Indoor Units","Multiple combinations, check manufacturer compatibility",11.5,50000,34000]
[205300213,null,"NORTON AIR CONDITIONERS","HMSV-A-CB (Multi-Split Heat Pump)","OHP14-48-52-23","Mixed Ducted and Non-Ducted Indoor Units","Multiple combinations, check manufacturer compatibility",10.85,49000,31800]
[205301877,null,"COMFORTSTAR","HMSV-A-CB (Multi-Split Heat Pump)","CSCMA-APH036-6AB","Ducted Indoor Units","Multiple combinations, check manufacturer compatibility",9.1999999999999993,40000,25000]
[205301878,null,"COMFORTSTAR","HMSV-A-CB (Multi-Split Heat Pump)","CSCMA-APH036-6AB","Mixed Ducted and Non-Ducted Indoor Units","Multiple combinations, check manufacturer compatibility",9.0500000000000007,40000,25000]
[205301880,null,"COMFORTSTAR","HMSV-A-CB (Multi-Split Heat Pump)","CSCMA-APH048-6AB","Ducted Indoor Units","Multiple combinations, check manufacturer compatibility",9.6999999999999993,52500,34000]
[205301881,null,"COMFORTSTAR","HMSV-A-CB (Multi-Split Heat Pump)","CSCMA-APH048-6AB","Mixed Ducted and Non-Ducted Indoor Units","Multiple combinations, check manufacturer compatibility",9.3000000000000007,52500,34000]
[205301882,null,"COMFORTSTAR","HMSV-A-CB (Multi-Split Heat Pump)","CSCMA-APH060-6AB","Non-Ducted Indoor Units","Multiple combinations, check manufacturer compatibility",9.9,66000,42000]
[205301883,null,"COMFORTSTAR","HMSV-A-CB (Multi-Split Heat Pump)","CSCMA-APH060-6AB","Ducted Indoor Units","Multiple combinations, check manufacturer compatibility",9.8000000000000007,66000,42000]
[202363962,null,"CLASSIC","HRCU-A-CB-O (Mini-Split Heat Pump, with Remote Outdoor Unit Air-Source, Free Delivery)","MRHDRC24AS","Mini-Splits (Non-Ducted)","MWHDRC24S",9.6,24800,15300]
[202363963,null,"TGM","HRCU-A-CB-O (Mini-Split Heat Pump, with Remote Outdoor Unit Air-Source, Free Delivery)","MRHDRT24AS","Mini-Splits (Non-Ducted)","MWHDRT24S",9.6,24800,15300]
[202366323,null,"American Standard / Mitsubishi Electric","HMSV-A-CB (Multi-Split Heat Pump)","NAXMMX24A132A*","Mixed Ducted and Non-Ducted Indoor Units","Multiple combinations, check manufacturer compatibility",9.5,24800,14000]
[202366324,null,"American Standard / Mitsubishi Electric","HMSV-A-CB (Multi-Split Heat Pump)","NAXMMX30A132A*","Mixed Ducted and Non-Ducted Indoor Units","Multiple combinations, check manufacturer compatibility",10.1,28000,15500]
[9410052,null,"GREE","HMSV-A-CB (Multi-Split Heat Pump)","GMV-HY48WLT/A-T(U)","Ducted Indoor Units","Multiple combinations, check manufacturer compatibility",10,54000,35000]
[9410053,null,"GREE","HMSV-A-CB (Multi-Split Heat Pump)","GMV-HY48WLT/A-T(U)","Mixed Ducted and Non-Ducted Indoor Units","Multiple combinations, check manufacturer compatibility",10.5,54000,35000]
[9680931,null,"DIRECT AIR","HMSV-A-CB (Multi-Split Heat Pump)","M4OF-36HFN1-M","Specific (Ducted)","CS11M-09HRFN1-MX0W(A)CS11M-09HRFN1-MX0W(A)CS11M-09HRFN1-MX0W(A)CS11M-09HRFN1-MX0W(A)",10.199999999999999,36000,24600]
[9680934,null,"LG","HRCU-A-CB-O (Mini-Split Heat Pump, with Remote Outdoor Unit Air-Source, Free Delivery)","LAU180HYV2","Mini-Splits (Non-Ducted)","LAN180HYV2",12,22000,13500]
[9680935,null,"LG","HRCU-A-CB-O (Mini-Split Heat Pump, with Remote Outdoor Unit Air-Source, Free Delivery)","LAU150HYV2","Mini-Splits (Non-Ducted)","LAN150HYV2",12.5,18000,11000]
[9680943,null,"GOODMAN","HRCU-A-CB-O (Mini-Split Heat Pump, with Remote Outdoor Unit Air-Source, Free Delivery)","MSH091J21MC","Mini-Splits (Non-Ducted)","MSH091J21AX",10.5,9800,5900]
[9680944,null,"GOODMAN","HRCU-A-CB-O (Mini-Split Heat Pump, with Remote Outdoor Unit Air-Source, Free Delivery)","MSH121J21MC","Mini-Splits (Non-Ducted)","MSH121J21AX",11.2,12000,7100]
[9680945,null,"GOODMAN","HRCU-A-CB-O (Mini-Split Heat Pump, with Remote Outdoor Unit Air-Source, Free Delivery)","MSH243J21MC","Mini-Splits (Non-Ducted)","MSH243J21AX",10,25000,15300]
[9680946,null,"GOODMAN","HRCU-A-CB-O (Mini-Split Heat Pump, with Remote Outdoor Unit Air-Source, Free Delivery)","MSH363K16MC","Mini-Splits (Non-Ducted)","MSH363K16AX",10,36000,21400]
[9680947,null,"DIRECT AIR","HRCU-A-CB-O (Mini-Split Heat Pump, with Remote Outdoor Unit Air-Source, Free Delivery)","MOBA30-09HFN1-MT0W","Mini-Splits (Non-Ducted)","CS11M-09HRFN1-MX0W(A)",10.8,9800,5800]
[9680948,null,"DIRECT AIR","HRCU-A-CB-O (Mini-Split Heat Pump, with Remote Outdoor Unit Air-Source, Free Delivery)","MOB30-12HFN1-MT0W","Mini-Splits (Non-Ducted)","CS11M-12HRFN1-MU5W",11,12000,7700]
[9680949,null,"DIRECT AIR","HRCU-A-CB-O (Mini-Split Heat Pump, with Remote Outdoor Unit Air-Source, Free Delivery)","MOCA31-18HFN1-MT0W","Mini-Splits (Non-Ducted)","CS11M-18HRFN1-MT0W",10.4,18000,11400]
[9680950,null,"DIRECT AIR","HRCU-A-CB-O (Mini-Split Heat Pump, with Remote Outdoor Unit Air-Source, Free Delivery)","MOD31-24HFN1-MT0W","Mini-Splits (Non-Ducted)","CS11M-23HRFN1-MT0W",11.5,25000,15300]
[9710789,null,"KERR","HRCU-A-CB-O (Mini-Split Heat Pump, with Remote Outdoor Unit Air-Source, Free Delivery)","A-KMH09SU-1","Mini-Splits (Non-Ducted)","B-KMH09SU-1",11.2,10900,6900]
[9710790,null,"KERR","HRCU-A-CB-O (Mini-Split Heat Pump, with Remote Outdoor Unit Air-Source, Free Delivery)","A-KMH12SU-1","Mini-Splits (Non-Ducted)","B-KMH12SU-1",12,12000,7800]
[9710791,null,"KERR","HRCU-A-CB-O (Mini-Split Heat Pump, with Remote Outdoor Unit Air-Source, Free Delivery)","A-KMH24SU-1","Mini-Splits (Non-Ducted)","B-KMH24SU-1",11.5,24000,15400]
[9740807,null,"AUX","HRCU-A-CB-O (Mini-Split Heat Pump, with Remote Outdoor Unit Air-Source, Free Delivery)","ASW-H12U3/*R1DI-US","Mini-Splits (Non-Ducted)","ASW-H12U3/*R1DI-US",9,12500,7500]
[9746482,null,"AUX","HRCU-A-CB-O (Mini-Split Heat Pump, with Remote Outdoor Unit Air-Source, Free Delivery)","ASW-H18UA2/*R1DI-US","Mini-Splits (Non-Ducted)","ASW-H18UA2/*R1DI-US",9,18400,10000]
[9856849,null,"PERFECTAIRE","HRCU-A-CB-O (Mini-Split Heat Pump, with Remote Outdoor Unit Air-Source, Free Delivery)","1PAMSHH24-SZO-20.5","Mini-Splits (Non-Ducted)","1PAMSHH24-SZW-20.5",11.5,24000,15400]
[9857534,null,"MDV","HMSV-A-CB (Multi-Split Heat Pump)","M2OF-18HFN1-M","Mixed Ducted and Non-Ducted Indoor Units","Multiple combinations, check manufacturer compatibility",9.9,18600,11600]
[9857535,null,"MDV","HMSV-A-CB (Multi-Split Heat Pump)","M3OH-24HFN1-M","Mixed Ducted and Non-Ducted Indoor Units","Multiple combinations, check manufacturer compatibility",9.4,22000,12900]
[9857536,null,"MDV","HMSV-A-CB (Multi-Split Heat Pump)","M4OH-30HFN1-M","Mixed Ducted and Non-Ducted Indoor Units","Multiple combinations, check manufacturer compatibility",9.5,28000,17300]
[9857537,null,"MDV","HMSV-A-CB (Multi-Split Heat Pump)","M4OH-36HFN1-M","Mixed Ducted and Non-Ducted Indoor Units","Multiple combinations, check manufacturer compatibility",10.23,36200,24000]
[9857538,null,"MDV","HMSV-A-CB (Multi-Split Heat Pump)","M5OF-48HFN1-M","Mixed Ducted and Non-Ducted Indoor Units","Multiple combinations, check manufacturer compatibility",10.6,49000,32200]
[9857545,null,"MRCOOL","HRCU-A-CB-O (Mini-Split Heat Pump, with Remote Outdoor Unit Air-Source, Free Delivery)","A-12-HP-230A","Mini-Splits (Non-Ducted)","A-12-HP-WMAH-230A",9,11800,6800]
[9857546,null,"MRCOOL","HRCU-A-CB-O (Mini-Split Heat Pump, with Remote Outdoor Unit Air-Source, Free Delivery)","A-18-HP-230A","Mini-Splits (Non-Ducted)","A-18-HP-WMAH-230A",9.8000000000000007,18000,12200]
[9857547,null,"MRCOOL","HRCU-A-CB-O (Mini-Split Heat Pump, with Remote Outdoor Unit Air-Source, Free Delivery)","A-23-HP-230A","Mini-Splits (Non-Ducted)","A-23-HP-WMAH-230A",9,25000,14800]
[9857571,null,"PERFECTAIRE","HRCU-A-CB-O (Mini-Split Heat Pump, with Remote Outdoor Unit Air-Source, Free Delivery)","1PAMSHH18-SZO-22.5","Mini-Splits (Non-Ducted)","1PAMSHH18-SZW-22.5",11,17000,10800]
[9857575,null,"FRIGIDAIRE","HRCU-A-CB-O (Mini-Split Heat Pump, with Remote Outdoor Unit Air-Source, Free Delivery)","FAIC22B2RBJQW","Mini-Splits (Non-Ducted)","FAIE22B2RBJQW",10,23000,14600]
[9857576,null,"FRIGIDAIRE","HRCU-A-CB-O (Mini-Split Heat Pump, with Remote Outdoor Unit Air-Source, Free Delivery)","FAIC18B2RBJQW","Mini-Splits (Non-Ducted)","FAIE18B2RBJQW",10,19800,12400]
[9857577,null,"FRIGIDAIRE","HRCU-A-CB-O (Mini-Split Heat Pump, with Remote Outdoor Unit Air-Source, Free Delivery)","FAIC09B2RBKQW","Mini-Splits (Non-Ducted)","FAIE09B2RBKQW",10.5,11000,6800]
[9857578,null,"FRIGIDAIRE","HRCU-A-CB-O (Mini-Split Heat Pump, with Remote Outdoor Unit Air-Source, Free Delivery)","FAIC12B2RBKQW","Mini-Splits (Non-Ducted)","FAIE12B2RBKQW",10.1,13000,7100]
[9910427,null,"LG","HRCU-A-CB-O (Mini-Split Heat Pump, with Remote Outdoor Unit Air-Source, Free Delivery)","LSU303HLV","Mini-Splits (Non-Ducted)","LSN303HLV",10,32000,19400]
[9910428,null,"LG","HRCU-A-CB-O (Mini-Split Heat Pump, with Remote Outdoor Unit Air-Source, Free Delivery)","LSU363HLV","Mini-Splits (Non-Ducted)","LSN363HLV",10,35200,21400]
[9910430,null,"TOSOT","HRCU-A-CB-O (Mini-Split Heat Pump, with Remote Outdoor Unit Air-Source, Free Delivery)","TW12HQ1C8D/O","Mini-Splits (Non-Ducted)","TW12HQ1C8D/I",9,13000,7500]
[9910431,null,"TOSOT","HRCU-A-CB-O (Mini-Split Heat Pump, with Remote Outdoor Unit Air-Source, Free Delivery)","TW18HQ1C8D/O","Mini-Splits (Non-Ducted)","TW18HQ1C8D/I",9,19000,12000]
[9114278,null,"GREE","HRCU-A-CB-O (Mini-Split Heat Pump, with Remote Outdoor Unit Air-Source, Free Delivery)","GWH12ZC-A3DNA2A/O","Mini-Splits (Non-Ducted)","GWH12ZC-A3DNA2A/I",9,13000,7600]
[9114279,null,"GREE","HRCU-A-CB-O (Mini-Split Heat Pump, with Remote Outdoor Unit Air-Source, Free Delivery)","GWH12ZC-D3DNA2A/O","Mini-Splits (Non-Ducted)","GWH12ZC-D3DNA2A/I",9,13000,7700]
[9114294,null,"GREE","HRCU-A-CB-O (Mini-Split Heat Pump, with Remote Outdoor Unit Air-Source, Free Delivery)","GWH18YE-D3DNA1A/O","Mini-Splits (Non-Ducted)","GWH18AAE-D3DN***/I",12,18000,14200]
[9116196,null,"GREE","HRCU-A-CB-O (Mini-Split Heat Pump, with Remote Outdoor Unit Air-Source, Free Delivery)","GWH12YD-D3DNA1A/O","Mini-Splits (Non-Ducted)","GWH12YD-D3DN***/I",14,12200,8100]
[9116197,null,"GREE","HRCU-A-CB-O (Mini-Split Heat Pump, with Remote Outdoor Unit Air-Source, Free Delivery)","GWH12YD-D3DNA1A/O","Mini-Splits (Non-Ducted)","GWH12QD-D3DN***/I",14,12200,8300]
[9116199,null,"GREE","HRCU-A-CB-O (Mini-Split Heat Pump, with Remote Outdoor Unit Air-Source, Free Delivery)","GWH36QF-D3DNB2H/O","Mini-Splits (Non-Ducted)","GWH36QF-D3DN***/I",9,34600,20200]
[9118453,null,"C&H","HRCU-A-CB-O (Mini-Split Heat Pump, with Remote Outdoor Unit Air-Source, Free Delivery)","CH-S36FTXW-SV","Mini-Splits (Non-Ducted)","CH-S36FTXW-SV",10,36000,21400]
[9118461,null,"CARRIER","HMSV-A-CB (Multi-Split Heat Pump)","38MGRQ18B--3","Non-Ducted Indoor Units","Multiple combinations, check manufacturer compatibility",10.3,19000,12000]
[9118462,null,"BRYANT","HMSV-A-CB (Multi-Split Heat Pump)","38MGRQ18B--3","Non-Ducted Indoor Units","Multiple combinations, check manufacturer compatibility",10.3,19000,12000]
[9118473,null,"CARRIER","HMSV-A-CB (Multi-Split Heat Pump)","38MGRQ36D--3","Non-Ducted Indoor Units","Multiple combinations, check manufacturer compatibility",10.5,36000,23200]
[9118474,null,"BRYANT","HMSV-A-CB (Multi-Split Heat Pump)","38MGRQ36D--3","Non-Ducted Indoor Units","Multiple combinations, check manufacturer compatibility",10.5,36000,23200]
[9118477,null,"CARRIER","HMSV-A-CB (Multi-Split Heat Pump)","38MGRQ48E--3","Non-Ducted Indoor Units","Multiple combinations, check manufacturer compatibility",10.199999999999999,48000,29600]
[202373694,null,"American Standard / Mitsubishi Electric","HRCU-A-CB-O (Mini-Split Heat Pump, with Remote Outdoor Unit Air-Source, Free Delivery)","NAXSST15A112A*","Mini-Splits (Non-Ducted)","NAXWST15A112A*",11.7,18000,12100]
[202373695,null,"American Standard / Mitsubishi Electric","HRCU-A-CB-O (Mini-Split Heat Pump, with Remote Outdoor Unit Air-Source, Free Delivery)","NAXSST18A112A*","Mini-Splits (Non-Ducted)","NAXWST18A112A*",11.2,21600,13800]
[202373696,null,"American Standard / Mitsubishi Electric","HRCU-A-CB-O (Mini-Split Heat Pump, with Remote Outdoor Unit Air-Source, Free Delivery)","NAXSST24A112A*","Mini-Splits (Non-Ducted)","NAXWST24A112A*",10,27600,16000]
[202373697,null,"American Standard / Mitsubishi Electric","HRCU-A-CB-O (Mini-Split Heat Pump, with Remote Outdoor Unit Air-Source, Free Delivery)","NAXSMT09A112A*","Mini-Splits (Non-Ducted)","NAXWMT09A112A*",10,10900,6700]
[202373698,null,"American Standard / Mitsubishi Electric","HRCU-A-CB-O (Mini-Split Heat Pump, with Remote Outdoor Unit Air-Source, Free Delivery)","NAXSMT12A112A*","Mini-Splits (Non-Ducted)","NAXWMT12A112A*",10,12200,7600]
[202373699,null,"American Standard / Mitsubishi Electric","HRCU-A-CB-O (Mini-Split Heat Pump, with Remote Outdoor Unit Air-Source, Free Delivery)","NAXSMT15A112A*","Mini-Splits (Non-Ducted)","NAXWMT15A112A*",10,18000,11500]
[205309414,null,"MOOVAIR","HMSV-A-CB (Multi-Split Heat Pump)","DM48HOM25230X3","Ducted Indoor Units","Multiple combinations, check manufacturer compatibility",10.5,50000,28000]
[205309415,null,"MOOVAIR","HMSV-A-CB (Multi-Split Heat Pump)","DM48HOM25230X3","Mixed Ducted and Non-Ducted Indoor Units","Multiple combinations, check manufacturer compatibility",10.4,49500,29000]
[205309416,null,"COMFORTSTAR","HMSV-A-CB (Multi-Split Heat Pump)","CM5-48-5ZX","Non-Ducted Indoor Units","Multiple combinations, check manufacturer compatibility",10.3,49000,30000]
[205309417,null,"COMFORTSTAR","HMSV-A-CB (Multi-Split Heat Pump)","CM5-48-5ZX","Ducted Indoor Units","Multiple combinations, check manufacturer compatibility",10.5,50000,28000]
[205309418,null,"COMFORTSTAR","HMSV-A-CB (Multi-Split Heat Pump)","CM5-48-5ZX","Mixed Ducted and Non-Ducted Indoor Units","Multiple combinations, check manufacturer compatibility",10.4,49500,29000]
[205309419,null,"PERFECTAIRE","HRCU-A-CB-O (Mini-Split Heat Pump, with Remote Outdoor Unit Air-Source, Free Delivery)","1PAMSHH09-SZO-25","Mini-Splits (Non-Ducted)","1PAMSHH09-SZW-25",11.2,10900,6900]
[205309421,null,"PERFECTAIRE","HRCU-A-CB-O (Mini-Split Heat Pump, with Remote Outdoor Unit Air-Source, Free Delivery)","2PAMSHH18-SZO-20","Mini-Splits (Non-Ducted)","2PAMSHH18-SZW-20",10.3,18000,10800]
[205309422,null,"PERFECTAIRE","HRCU-A-CB-O (Mini-Split Heat Pump, with Remote Outdoor Unit Air-Source, Free Delivery)","1PAMSHH24-SZO-20.5","Mini-Splits (Non-Ducted)","1PAMSHH24-SZW-20.5",11.5,24000,15400]
[205309423,null,"PERFECTAIRE","HMSV-A-CB (Multi-Split Heat Pump)","2PAMSH18-MZO2","Non-Ducted Indoor Units","Multiple combinations, check manufacturer compatibility",10.3,19000,12000]
[205309424,null,"PERFECTAIRE","HMSV-A-CB (Multi-Split Heat Pump)","2PAMSH18-MZO2","Ducted Indoor Units","Multiple combinations, check manufacturer compatibility",10,18500,11500]
[205309425,null,"PERFECTAIRE","HMSV-A-CB (Multi-Split Heat Pump)","2PAMSH18-MZO2","Mixed Ducted and Non-Ducted Indoor Units","Multiple combinations, check manufacturer compatibility",10.15,18700,11700]
[205309426,null,"PERFECTAIRE","HMSV-A-CB (Multi-Split Heat Pump)","2PAMSH27-MZO3","Non-Ducted Indoor Units","Multiple combinations, check manufacturer compatibility",10.3,24000,17200]
[205309427,null,"PERFECTAIRE","HMSV-A-CB (Multi-Split Heat Pump)","2PAMSH27-MZO3","Ducted Indoor Units","Multiple combinations, check manufacturer compatibility",10,24000,17600]
[205309428,null,"PERFECTAIRE","HMSV-A-CB (Multi-Split Heat Pump)","2PAMSH27-MZO3","Mixed Ducted and Non-Ducted Indoor Units","Multiple combinations, check manufacturer compatibility",10.15,24000,17400]
[205309429,null,"PERFECTAIRE","HMSV-A-CB (Multi-Split Heat Pump)","2PAMSH36-MZO4","Non-Ducted Indoor Units","Multiple combinations, check manufacturer compatibility",10,28000,17400]
[205309430,null,"PERFECTAIRE","HMSV-A-CB (Multi-Split Heat Pump)","2PAMSH36-MZO4","Ducted Indoor Units","Multiple combinations, check manufacturer compatibility",10,30000,23000]
[205309431,null,"PERFECTAIRE","HMSV-A-CB (Multi-Split Heat Pump)","2PAMSH36-MZO4","Mixed Ducted and Non-Ducted Indoor Units","Multiple combinations, check manufacturer compatibility",10,29000,20200]
[202373735,null,"Trane / Mitsubishi Electric","HRCU-A-CB-O (Mini-Split Heat Pump, with Remote Outdoor Unit Air-Source, Free Delivery)","NTXSST18A112A*","Mini-Splits (Non-Ducted)","NTXWST18A112A*",11.2,21600,13800]
[205309935,null,"NAPOLEON","HRCU-A-CB-O (Mini-Split Heat Pump, with Remote Outdoor Unit Air-Source, Free Delivery)","NH21-09F-O","Mini-Splits (Non-Ducted)","NH25-09F-I",10.8,9800,5800]
[205309936,null,"NAPOLEON","HRCU-A-CB-O (Mini-Split Heat Pump, with Remote Outdoor Unit Air-Source, Free Delivery)","NH21-12F-O","Mini-Splits (Non-Ducted)","NH25-12F-I",11,12000,7700]
[205309937,null,"NAPOLEON","HRCU-A-CB-O (Mini-Split Heat Pump, with Remote Outdoor Unit Air-Source, Free Delivery)","NH21-18F-O","Mini-Splits (Non-Ducted)","NH25-18F-I",10.4,18000,11400]
[205309938,null,"NAPOLEON","HRCU-A-CB-O (Mini-Split Heat Pump, with Remote Outdoor Unit Air-Source, Free Delivery)","NH21-24F-O","Mini-Splits (Non-Ducted)","NH25-24F-I",11.5,25000,15300]
[205309939,null,"CONTINENTAL","HRCU-A-CB-O (Mini-Split Heat Pump, with Remote Outdoor Unit Air-Source, Free Delivery)","CH21-12-O","Mini-Splits (Non-Ducted)","CH25-12-I",11,12000,7700]
[205309940,null,"CONTINENTAL","HRCU-A-CB-O (Mini-Split Heat Pump, with Remote Outdoor Unit Air-Source, Free Delivery)","CH21-18-O","Mini-Splits (Non-Ducted)","CH25-18-I",10.4,18000,11400]
[205309941,null,"CONTINENTAL","HRCU-A-CB-O (Mini-Split Heat Pump, with Remote Outdoor Unit Air-Source, Free Delivery)","CH21-24-O","Mini-Splits (Non-Ducted)","CH25-24-I",11.5,25000,15300]
[205309942,null,"NAPOLEON","HMSV-A-CB (Multi-Split Heat Pump)","NMZO-36F-B","Non-Ducted Indoor Units","Multiple combinations, check manufacturer compatibility",10.199999999999999,36000,24600]
[205309943,null,"CONTINENTAL","HMSV-A-CB (Multi-Split Heat Pump)","CMZH-36-O","Non-Ducted Indoor Units","Multiple combinations, check manufacturer compatibility",10.199999999999999,36000,24600]
[205313423,null,"C&H","HMSV-A-CB (Multi-Split Heat Pump)","CH-HYP48MSPH-230VO","Non-Ducted Indoor Units","Multiple combinations, check manufacturer compatibility",10.3,49000,30000]
[205313424,null,"C&H","HMSV-A-CB (Multi-Split Heat Pump)","CH-HYP48MSPH-230VO","Ducted Indoor Units","Multiple combinations, check manufacturer compatibility",10.5,50000,28000]
[205313425,null,"C&H","HMSV-A-CB (Multi-Split Heat Pump)","CH-HYP48MSPH-230VO","Mixed Ducted and Non-Ducted Indoor Units","Multiple combinations, check manufacturer compatibility",10.4,49500,29000]
[205313426,null,"hOme","HRCU-A-CB-O (Mini-Split Heat Pump, with Remote Outdoor Unit Air-Source, Free Delivery)","HME030356N-O","Mini-Splits (Non-Ducted)","HME030356N-I",9.8000000000000007,9800,5500]
[205313427,null,"hOme","HRCU-A-CB-O (Mini-Split Heat Pump, with Remote Outdoor Unit Air-Source, Free Delivery)","HME030357N-O","Mini-Splits (Non-Ducted)","HME030357N-I",9.4,12000,6500]
[205313428,null,"hOme","HRCU-A-CB-O (Mini-Split Heat Pump, with Remote Outdoor Unit Air-Source, Free Delivery)","HME030364N-O","Mini-Splits (Non-Ducted)","HME030364N-I",9.4,12000,6500]
[205313429,null,"hOme","HRCU-A-CB-O (Mini-Split Heat Pump, with Remote Outdoor Unit Air-Source, Free Delivery)","HME030358N-O","Mini-Splits (Non-Ducted)","HME030358N-I",9.6999999999999993,18000,11000]
[205313430,null,"hOme","HRCU-A-CB-O (Mini-Split Heat Pump, with Remote Outdoor Unit Air-Source, Free Delivery)","HME030359N-O","Mini-Splits (Non-Ducted)","HME030359N-I",9.5,24000,14400]
[205313431,null,"CIAC","HRCU-A-CB-O (Mini-Split Heat Pump, with Remote Outdoor Unit Air-Source, Free Delivery)","CG43PX030PH3N1H","Mini-Splits (Non-Ducted)","CH43PX030-H3N1H",9.6,30000,19000]
[9961668,null,"LENNOX VRF","HMSV-A-CB (Multi-Split Heat Pump)","VEP036C432P","Non-Ducted Indoor Units","Multiple combinations, check manufacturer compatibility",9,41500,24000]
[9961669,null,"LENNOX VRF","HMSV-A-CB (Multi-Split Heat Pump)","VEP036C432P","Ducted Indoor Units","Multiple combinations, check manufacturer compatibility",9,42000,25200]
[9961670,null,"LENNOX VRF","HMSV-A-CB (Multi-Split Heat Pump)","VEP048C432P","Non-Ducted Indoor Units","Multiple combinations, check manufacturer compatibility",9,52500,31600]
[9961671,null,"LENNOX VRF","HMSV-A-CB (Multi-Split Heat Pump)","VEP048C432P","Ducted Indoor Units","Multiple combinations, check manufacturer compatibility",9,52500,32000]
[9962507,null,"GREE","HRCU-A-CB (Mini-Split System: Heat Pump with Outdoor Unit-Air-Source, Ducted)","GUHD24ND3F1O","Mini-Splits (Ducted)","GFH24D3F3I",9,27200,16500]
[9962515,null,"PREMIUM","HRCU-A-CB-O (Mini-Split Heat Pump, with Remote Outdoor Unit Air-Source, Free Delivery)","PIA122700B","Mini-Splits (Non-Ducted)","PIA122690A",9,12000,7500]
[9962516,null,"PREMIUM","HRCU-A-CB-O (Mini-Split Heat Pump, with Remote Outdoor Unit Air-Source, Free Delivery)","PIA122800B","Mini-Splits (Non-Ducted)","PIA122790A",9,11800,6800]
[9962517,null,"PREMIUM","HRCU-A-CB-O (Mini-Split Heat Pump, with Remote Outdoor Unit Air-Source, Free Delivery)","PIA182800B","Mini-Splits (Non-Ducted)","PIA182790A",9.8000000000000007,18000,12200]
[9962518,null,"PREMIUM","HRCU-A-CB-O (Mini-Split Heat Pump, with Remote Outdoor Unit Air-Source, Free Delivery)","PIA242800B","Mini-Splits (Non-Ducted)","PIA242790A",9,25000,14800]
[9962519,null,"FUJITSU","HMSV-A-CB (Multi-Split Heat Pump)","AOU48RLAVS","Ducted Indoor Units","Multiple combinations, check manufacturer compatibility",10.1,54000,34600]
[9962520,null,"FUJITSU","HMSV-A-CB (Multi-Split Heat Pump)","AOU48RLAVS","Non-Ducted Indoor Units","Multiple combinations, check manufacturer compatibility",10.9,54000,33400]
[9962521,null,"FUJITSU","HMSV-A-CB (Multi-Split Heat Pump)","AOU48RLAVS","Mixed Ducted and Non-Ducted Indoor Units","Multiple combinations, check manufacturer compatibility",10.5,54000,34000]
[9962522,null,"FUJITSU","HMSV-A-CB (Multi-Split Heat Pump)","AOU36RLAVS","Ducted Indoor Units","Multiple combinations, check manufacturer compatibility",10.3,42000,26000]
[9962523,null,"FUJITSU","HMSV-A-CB (Multi-Split Heat Pump)","AOU36RLAVS","Non-Ducted Indoor Units","Multiple combinations, check manufacturer compatibility",11.2,42000,26600]
[9967085,null,"YONAN","HRCU-A-CB-O (Mini-Split Heat Pump, with Remote Outdoor Unit Air-Source, Free Delivery)","YS21AB-12HRN1-B(O)","Mini-Splits (Non-Ducted)","YS21AB-12HRN1-B(I)",11.2,12000,7100]
[9967087,null,"YONAN","HRCU-A-CB-O (Mini-Split Heat Pump, with Remote Outdoor Unit Air-Source, Free Delivery)","YS21AB-12HRN1(O)","Mini-Splits (Non-Ducted)","YS21AB-12HRN1(I)",9.8000000000000007,12000,7200]
[9967088,null,"YONAN","HRCU-A-CB-O (Mini-Split Heat Pump, with Remote Outdoor Unit Air-Source, Free Delivery)","YS21AB-09HRN1(O)","Mini-Splits (Non-Ducted)","YS21AB-09HRN1(I)",10.5,9800,6400]
[9967089,null,"YONAN","HRCU-A-CB-O (Mini-Split Heat Pump, with Remote Outdoor Unit Air-Source, Free Delivery)","YS21AB-18HRN1(O)","Mini-Splits (Non-Ducted)","YS21AB-18HRN1(I)",10,18000,10400]
[9967090,null,"YONAN","HRCU-A-CB-O (Mini-Split Heat Pump, with Remote Outdoor Unit Air-Source, Free Delivery)","YS21AB-24HRN1(O)","Mini-Splits (Non-Ducted)","YS21AB-24HRN1(I)",10,25000,15300]
[9967091,null,"YONAN","HRCU-A-CB-O (Mini-Split Heat Pump, with Remote Outdoor Unit Air-Source, Free Delivery)","YOC-18HRN1","Mini-Splits (Non-Ducted)","YCF-18HRN1",10.5,18000,12000]
[9967092,null,"YONAN","HRCU-A-CB-O (Mini-Split Heat Pump, with Remote Outdoor Unit Air-Source, Free Delivery)","YOC-24HRN1","Mini-Splits (Non-Ducted)","YCF-24HRN1",11,24000,15000]
[9967093,null,"YONAN","HRCU-A-CB-O (Mini-Split Heat Pump, with Remote Outdoor Unit Air-Source, Free Delivery)","YOC-24HRN1","Mini-Splits (Non-Ducted)","YCC-24HRN1",10.5,24400,15800]
[9967094,null,"YONAN","HRCU-A-CB-O (Mini-Split Heat Pump, with Remote Outdoor Unit Air-Source, Free Delivery)","YOC-36HRN1","Mini-Splits (Non-Ducted)","YCF-36HRN1",10,38000,25400]
[9967095,null,"YONAN","HRCU-A-CB-O (Mini-Split Heat Pump, with Remote Outdoor Unit Air-Source, Free Delivery)","YOC-36HRN1","Mini-Splits (Non-Ducted)","YCC-36HRN1",10.5,38000,25200]
[9967096,null,"YONAN","HRCU-A-CB-O (Mini-Split Heat Pump, with Remote Outdoor Unit Air-Source, Free Delivery)","YOC-48HRN1","Mini-Splits (Non-Ducted)","YCF-48HRN1",11,50000,35000]
[9967097,null,"YONAN","HRCU-A-CB-O (Mini-Split Heat Pump, with Remote Outdoor Unit Air-Source, Free Delivery)","YOC-48HRN1","Mini-Splits (Non-Ducted)","YCC-48HRN1",11,50000,35000]
[9967098,null,"YONAN","HMSV-A-CB (Multi-Split Heat Pump)","YBO-18HRN1","Non-Ducted Indoor Units","Multiple combinations, check manufacturer compatibility",10,18000,11800]
[9967099,null,"YONAN","HMSV-A-CB (Multi-Split Heat Pump)","YBO-30HRN1","Non-Ducted Indoor Units","Multiple combinations, check manufacturer compatibility",9.8000000000000007,28000,16800]
[9967100,null,"YONAN","HMSV-A-CB (Multi-Split Heat Pump)","YBO-36HRN1","Non-Ducted Indoor Units","Multiple combinations, check manufacturer compatibility",10.3,36000,25400]
[9967101,null,"YONAN","HMSV-A-CB (Multi-Split Heat Pump)","YBO-48HRN1","Non-Ducted Indoor Units","Multiple combinations, check manufacturer compatibility",10.4,48000,30800]
[9967421,null,"GREE","HRCU-A-CB-O (Mini-Split Heat Pump, with Remote Outdoor Unit Air-Source, Free Delivery)","GWH12QC-D3DNA5K/O","Mini-Splits (Non-Ducted)","GWH12QC-D3DN***/I",9,13000,7500]
[9968487,null,"LENNOX","HRCU-A-CB-O (Mini-Split Heat Pump, with Remote Outdoor Unit Air-Source, Free Delivery)","LI012HO-180V432","Mini-Splits (Non-Ducted)","LI012HI-180V432",9,13000,7500]
[9135474,null,"GIBSON","HRCU-A-CB-O (Mini-Split Heat Pump, with Remote Outdoor Unit Air-Source, Free Delivery)","GXH18(5.2)KSK4DH","Mini-Splits (Non-Ducted)","GHH18(5.2)KSK4DH",10.5,19000,12700]
[9144615,null,"TEMPBLUE","HRCU-A-CB-O (Mini-Split Heat Pump, with Remote Outdoor Unit Air-Source, Free Delivery)","TBG43JX009PH3N1H","Mini-Splits (Non-Ducted)","TBH43JX009-H3N1H",10.5,9800,6400]
[9144616,null,"TEMPBLUE","HRCU-A-CB-O (Mini-Split Heat Pump, with Remote Outdoor Unit Air-Source, Free Delivery)","TBG43JX012PH3N1H","Mini-Splits (Non-Ducted)","TBH43JX012-H3N1H",9.8000000000000007,12000,7200]
[9144617,null,"TEMPBLUE","HRCU-A-CB-O (Mini-Split Heat Pump, with Remote Outdoor Unit Air-Source, Free Delivery)","TBG43JX018PH3N1H","Mini-Splits (Non-Ducted)","TBH43JX018-H3N1H",10,18000,10400]
[9144618,null,"TEMPBLUE","HRCU-A-CB-O (Mini-Split Heat Pump, with Remote Outdoor Unit Air-Source, Free Delivery)","TBG43JX024PH3N1H","Mini-Splits (Non-Ducted)","TBH43JX024-H3N1H",10,25000,15300]
[9150123,null,"TRANE","HRCU-A-CB-O (Mini-Split Heat Pump, with Remote Outdoor Unit Air-Source, Free Delivery)","4TXK3812A10NU**","Mini-Splits (Non-Ducted)","4MXW3812A10NU**",14,12200,8100]
[9150124,null,"AMERICAN STANDARD","HRCU-A-CB-O (Mini-Split Heat Pump, with Remote Outdoor Unit Air-Source, Free Delivery)","4TXK3812A10NU**","Mini-Splits (Non-Ducted)","4MXW3812A10NU**",14,12200,8100]
[9150125,null,"TRANE","HRCU-A-CB-O (Mini-Split Heat Pump, with Remote Outdoor Unit Air-Source, Free Delivery)","4TXK3818A10NU**","Mini-Splits (Non-Ducted)","4MXW3818A10NU**",12,18000,14200]
[9150126,null,"AMERICAN STANDARD","HRCU-A-CB-O (Mini-Split Heat Pump, with Remote Outdoor Unit Air-Source, Free Delivery)","4TXK3818A10NU**","Mini-Splits (Non-Ducted)","4MXW3818A10NU**",12,18000,14200]
[9150127,null,"TRANE","HRCU-A-CB-O (Mini-Split Heat Pump, with Remote Outdoor Unit Air-Source, Free Delivery)","4TXK3824A10NU**","Mini-Splits (Non-Ducted)","4MXW3824A10NU**",12,24000,15500]
[9150128,null,"AMERICAN STANDARD","HRCU-A-CB-O (Mini-Split Heat Pump, with Remote Outdoor Unit Air-Source, Free Delivery)","4TXK3824A10NU**","Mini-Splits (Non-Ducted)","4MXW3824A10NU**",12,24000,15500]
[202392026,null,"Mitsubishi Electric","HRCU-A-CB (Mini-Split System: Heat Pump with Outdoor Unit-Air-Source, Ducted)","SUZ-KA36NA2","Mini-Splits (Ducted)","SVZ-KP36NA",11.7,33400,23200]
[202392027,null,"Mitsubishi Electric","HRCU-A-CB (Mini-Split System: Heat Pump with Outdoor Unit-Air-Source, Ducted)","SUZ-KA09NA2","Mini-Splits (Ducted)","SEZ-KD09NA",11,12000,7600]
[202392028,null,"Mitsubishi Electric","HRCU-A-CB (Mini-Split System: Heat Pump with Outdoor Unit-Air-Source, Ducted)","SUZ-KA12NA2","Mini-Splits (Ducted)","SEZ-KD12NA",12.4,15000,10000]
[202392029,null,"Mitsubishi Electric","HRCU-A-CB (Mini-Split System: Heat Pump with Outdoor Unit-Air-Source, Ducted)","SUZ-KA15NA2","Mini-Splits (Ducted)","SEZ-KD15NA",11.4,18000,11700]
[202392030,null,"Mitsubishi Electric","HRCU-A-CB (Mini-Split System: Heat Pump with Outdoor Unit-Air-Source, Ducted)","SUZ-KA18NA2","Mini-Splits (Ducted)","SEZ-KD18NA",13.1,21600,13900]
[202392031,null,"Mitsubishi Electric","HRCU-A-CB (Mini-Split System: Heat Pump with Outdoor Unit-Air-Source, Ducted)","SUZ-KA09NAH2","Mini-Splits (Ducted)","SEZ-KD09NA",10.4,12000,7600]
[202392032,null,"Mitsubishi Electric","HRCU-A-CB (Mini-Split System: Heat Pump with Outdoor Unit-Air-Source, Ducted)","SUZ-KA12NAH2","Mini-Splits (Ducted)","SEZ-KD12NA",11.8,15000,10000]
[9119321,null,"COMFORTSTAR","HRCU-A-CB-O (Mini-Split Heat Pump, with Remote Outdoor Unit Air-Source, Free Delivery)","CPP048CD(O)-DU","Mini-Splits (Non-Ducted)","FPA-48DU",11,50000,35000]
[9119322,null,"COMFORTSTAR","HRCU-A-CB-O (Mini-Split Heat Pump, with Remote Outdoor Unit Air-Source, Free Delivery)","CPP048CD(O)-DU","Mini-Splits (Non-Ducted)","TPA-48DU",11,50000,35000]
[9119323,null,"C&H","HRCU-A-CB-O (Mini-Split Heat Pump, with Remote Outdoor Unit Air-Source, Free Delivery)","CH-12SPH-115VO","Mini-Splits (Non-Ducted)","CH-12SPH-115VI",11.2,12000,7100]
[9119324,null,"C&H","HRCU-A-CB-O (Mini-Split Heat Pump, with Remote Outdoor Unit Air-Source, Free Delivery)","CH-09SPH-230VO","Mini-Splits (Non-Ducted)","CH-09SPH-230VI",10.5,9800,6400]
[9119325,null,"C&H","HRCU-A-CB-O (Mini-Split Heat Pump, with Remote Outdoor Unit Air-Source, Free Delivery)","CH-12SPH-230VO","Mini-Splits (Non-Ducted)","CH-12SPH-230VI",9.8000000000000007,12000,7200]
[9119326,null,"C&H","HRCU-A-CB-O (Mini-Split Heat Pump, with Remote Outdoor Unit Air-Source, Free Delivery)","CH-18SPH-230VO","Mini-Splits (Non-Ducted)","CH-18SPH-230VI",10,18000,10400]
[9119327,null,"C&H","HRCU-A-CB-O (Mini-Split Heat Pump, with Remote Outdoor Unit Air-Source, Free Delivery)","CH-24SPH-230VO","Mini-Splits (Non-Ducted)","CH-24SPH-230VI",10,25000,15300]
[9119328,null,"C&H","HMSV-A-CB (Multi-Split Heat Pump)","CH18MSPH230VO","Non-Ducted Indoor Units","Multiple combinations, check manufacturer compatibility",10,18000,11800]
[9119329,null,"C&H","HMSV-A-CB (Multi-Split Heat Pump)","CH28MSPH230VO","Specific (Ducted)","CH-09SPH-230VICH-09SPH-230VICH-09SPH-230VI",9.8000000000000007,28000,16800]
[9119330,null,"C&H","HMSV-A-CB (Multi-Split Heat Pump)","CH36MSPH230VO","Non-Ducted Indoor Units","Multiple combinations, check manufacturer compatibility",10.3,36000,25400]
[9119331,null,"C&H","HMSV-A-CB (Multi-Split Heat Pump)","CH48MSPH230VO","Non-Ducted Indoor Units","Multiple combinations, check manufacturer compatibility",10.4,48000,30800]
[9119342,null,"YONAN","HRCU-A-CB-O (Mini-Split Heat Pump, with Remote Outdoor Unit Air-Source, Free Delivery)","YS17AB-36HAN1","Mini-Splits (Non-Ducted)","YS17AB-36HAN1",10,36000,21400]
[9121859,null,"AURA SYSTEMS","HRCU-A-CB-O (Mini-Split Heat Pump, with Remote Outdoor Unit Air-Source, Free Delivery)","AU-036CO16","Mini-Splits (Non-Ducted)","AU-036WU16",10,36000,21400]
[9121860,null,"AURA SYSTEMS","HMSV-A-CB (Multi-Split Heat Pump)","AU-DZ018HP","Non-Ducted Indoor Units","Multiple combinations, check manufacturer compatibility",10,18000,11800]
[9121861,null,"AURA SYSTEMS","HMSV-A-CB (Multi-Split Heat Pump)","AU-TZ027HP","Specific (Ducted)","AU-009HPAU-009HPAU-009HP",9.8000000000000007,28000,16800]
[9121862,null,"AURA SYSTEMS","HRCU-A-CB-O (Mini-Split Heat Pump, with Remote Outdoor Unit Air-Source, Free Delivery)","AU-036COQC","Mini-Splits (Non-Ducted)","AU-036WUQC",9,36000,21200]
[202392211,null,"Trane / Mitsubishi Electric","HRCU-A-CB (Mini-Split System: Heat Pump with Outdoor Unit-Air-Source, Ducted)","NTXSKS09A112AA","Mini-Splits (Ducted)","PEAD-A09AA",12.6,12000,7600]
[202392212,null,"American Standard / Mitsubishi Electric","HRCU-A-CB (Mini-Split System: Heat Pump with Outdoor Unit-Air-Source, Ducted)","NAXSKS09A112AA","Mini-Splits (Ducted)","PEAD-A09AA",12.6,12000,7600]
[9850215,null,"MULTIZONE","HRCU-A-CB-O (Mini-Split Heat Pump, with Remote Outdoor Unit Air-Source, Free Delivery)","MIL12H2G31(O)","Mini-Splits (Non-Ducted)","MIL12H2G31(I)",9,13000,7500]
[9850216,null,"MULTIZONE","HRCU-A-CB-O (Mini-Split Heat Pump, with Remote Outdoor Unit Air-Source, Free Delivery)","MIL09H2G31(O)","Mini-Splits (Non-Ducted)","MIL09H2G31(I)",9.1,10000,4500]
[9850217,null,"MULTIZONE","HRCU-A-CB-O (Mini-Split Heat Pump, with Remote Outdoor Unit Air-Source, Free Delivery)","MIT09H2G31(O)","Mini-Splits (Non-Ducted)","MIT09H2G31(I)",10.5,9500,5000]
[9850218,null,"MULTIZONE","HRCU-A-CB-O (Mini-Split Heat Pump, with Remote Outdoor Unit Air-Source, Free Delivery)","MIT12H2G31(O)","Mini-Splits (Non-Ducted)","MIT12H2G31(I)",10.8,13000,7500]
[9850219,null,"MULTIZONE","HRCU-A-CB-O (Mini-Split Heat Pump, with Remote Outdoor Unit Air-Source, Free Delivery)","MIT18H2G31(O)","Mini-Splits (Non-Ducted)","MIT18H2G31(I)",11.6,19000,11600]
[9850220,null,"MULTIZONE","HRCU-A-CB-O (Mini-Split Heat Pump, with Remote Outdoor Unit Air-Source, Free Delivery)","MIL18H2G31(O)","Mini-Splits (Non-Ducted)","MIL18H2G31(I)",10.1,20000,11600]
[9850221,null,"MULTIZONE","HRCU-A-CB-O (Mini-Split Heat Pump, with Remote Outdoor Unit Air-Source, Free Delivery)","MIL24H2G31(O)","Mini-Splits (Non-Ducted)","MIL24H2G31(I)",9.8000000000000007,24400,13000]
[9850222,null,"MULTIZONE","HRCU-A-CB-O (Mini-Split Heat Pump, with Remote Outdoor Unit Air-Source, Free Delivery)","MIT24H2G31(O)","Mini-Splits (Non-Ducted)","MIT24H2G31(I)",10.5,24200,15400]
[9850223,null,"MULTIZONE","HRCU-A-CB-O (Mini-Split Heat Pump, with Remote Outdoor Unit Air-Source, Free Delivery)","MIL31H2G31(O)","Mini-Splits (Non-Ducted)","MIL31H2G31(I)",12.3,31000,16000]
[9850224,null,"MULTIZONE","HRCU-A-CB-O (Mini-Split Heat Pump, with Remote Outdoor Unit Air-Source, Free Delivery)","MIL36H2G31(O)","Mini-Splits (Non-Ducted)","MIL36H2G31(I)",9.6,33400,17500]
[9853786,null,"TOSOT","HRCU-A-CB-O (Mini-Split Heat Pump, with Remote Outdoor Unit Air-Source, Free Delivery)","TW09HQ1C8D/O","Mini-Splits (Non-Ducted)","TW09HQ1C8D/I",9,9500,5600]
[9854618,null,"MDV","HMSV-A-CB (Multi-Split Heat Pump)","M3OH-24HFN1-M","Non-Ducted Indoor Units","Multiple combinations, check manufacturer compatibility",10,23000,13600]
[9854619,null,"MDV","HMSV-A-CB (Multi-Split Heat Pump)","M4OH-30HFN1-M","Non-Ducted Indoor Units","Multiple combinations, check manufacturer compatibility",10,28000,17400]
[9854626,null,"CARRIER","HMSV-A-CB (Multi-Split Heat Pump)","38MGRQ30D--3","Non-Ducted Indoor Units","Multiple combinations, check manufacturer compatibility",10,28000,17400]
[9854627,null,"BRYANT","HMSV-A-CB (Multi-Split Heat Pump)","38MGRQ30D--3","Non-Ducted Indoor Units","Multiple combinations, check manufacturer compatibility",10,28000,17400]
[204834267,null,"Mitsubishi Electric","HMSV-A-CB-O (Multi-Split Heat Pump, Free Delivery)","MXZ-8C48NAHZ2","Non-Ducted Indoor Units","Multiple combinations, check manufacturer compatibility",11.5,54000,38000]
[204740071,null,"FUJITSU","HRCU-A-CB-O (Mini-Split Heat Pump, with Remote Outdoor Unit Air-Source, Free Delivery)","AOUG15LZAH1","Mini-Splits (Non-Ducted)","ASUG15LZAS",13.3,18000,11200]
[204745016,null,"C&H","HRCU-A-CB-O (Mini-Split Heat Pump, with Remote Outdoor Unit Air-Source, Free Delivery)","CH-09MIA230VO","Mini-Splits (Non-Ducted)","CH-09MIA230VI",9.5,9000,6000]
[204745017,null,"TGM","HRCU-A-CB-O (Mini-Split Heat Pump, with Remote Outdoor Unit Air-Source, Free Delivery)","MRHDRT12ASA","Mini-Splits (Non-Ducted)","MWHDRT12SA",10.6,12000,7200]
[204745018,null,"TGM","HRCU-A-CB-O (Mini-Split Heat Pump, with Remote Outdoor Unit Air-Source, Free Delivery)","MRHDRT09AS","Mini-Splits (Non-Ducted)","MWHDRT09S",10,9800,5800]
[204745028,null,"FRIGIDAIRE","HRCU-A-CB-O (Mini-Split Heat Pump, with Remote Outdoor Unit Air-Source, Free Delivery)","FAIC24B2MBJTW","Mini-Splits (Non-Ducted)","FAIE24B2MBJTW",10,25000,15300]
[204745029,null,"SENVILLE","HRCU-A-CB-O (Mini-Split Heat Pump, with Remote Outdoor Unit Air-Source, Free Delivery)","SENL/09CD/220/OX","Mini-Splits (Non-Ducted)","SENL/09CD/220/IX",9.5,9000,6000]
[204745030,null,"SENVILLE","HRCU-A-CB-O (Mini-Split Heat Pump, with Remote Outdoor Unit Air-Source, Free Delivery)","SENL/12CD/220/OX","Mini-Splits (Non-Ducted)","SENL/12CD/220/IX",9.5,12000,6800]
[204745031,null,"SENVILLE","HRCU-A-CB-O (Mini-Split Heat Pump, with Remote Outdoor Unit Air-Source, Free Delivery)","SENL/30CD/OX","Mini-Splits (Non-Ducted)","SENL/30CD/IX",9.6,30000,19000]
[204745048,null,"EMI","HRCU-A-CB-O (Mini-Split Heat Pump, with Remote Outdoor Unit Air-Source, Free Delivery)","SZ1H12AAA","Mini-Splits (Non-Ducted)","WALH12AAA",11.2,12000,7100]
[204752937,null,"FUJITSU","HRCU-A-CB-O (Mini-Split Heat Pump, with Remote Outdoor Unit Air-Source, Free Delivery)","AOUG09LMAS1","Mini-Splits (Non-Ducted)","ASUG09LMAS",13,12000,7400]
[204752938,null,"FUJITSU","HRCU-A-CB-O (Mini-Split Heat Pump, with Remote Outdoor Unit Air-Source, Free Delivery)","AOUG12LMAS1","Mini-Splits (Non-Ducted)","ASUG12LMAS",12.5,16000,10300]
[204752945,null,"FRIGIDAIRE","HRCU-A-CB-O (Mini-Split Heat Pump, with Remote Outdoor Unit Air-Source, Free Delivery)","FAIC24B2MBJTW","Mini-Splits (Non-Ducted)","FAIE24B2MBJTW",10,25000,15300]
[204752957,null,"DANBY","HRCU-A-CB-O (Mini-Split Heat Pump, with Remote Outdoor Unit Air-Source, Free Delivery)","DAS120BAH***-O","Mini-Splits (Non-Ducted)","DAS120BAH***-I",11.2,12000,7100]
[204752958,null,"DANBY","HMSV-A-CB (Multi-Split Heat Pump)","DAS180DBAH***-O","Non-Ducted Indoor Units","Multiple combinations, check manufacturer compatibility",10,18000,11800]
[204759497,null,"AC PRO.COM","HMSV-A-CB (Multi-Split Heat Pump)","GMV-28WL/C-T(U)","Ducted Indoor Units","Multiple combinations, check manufacturer compatibility",9,32000,19400]
[204759498,null,"AC PRO.COM","HMSV-A-CB (Multi-Split Heat Pump)","GMV-24WL/C-T(U)","Ducted Indoor Units","Multiple combinations, check manufacturer compatibility",10,28000,16500]
[204759499,null,"AC PRO.COM","HMSV-A-CB-O (Multi-Split Heat Pump, Free Delivery)","GMV-24WL/C-T(U)","Non-Ducted Indoor Units","Multiple combinations, check manufacturer compatibility",10,28000,16500]
[204759500,null,"AC PRO.COM","HMSV-A-CB-O (Multi-Split Heat Pump, Free Delivery)","GMV-28WL/C-T(U)","Non-Ducted Indoor Units","Multiple combinations, check manufacturer compatibility",10,32000,19400]
[202181309,null,"LENNOX","HRCU-A-CB-O (Mini-Split Heat Pump, with Remote Outdoor Unit Air-Source, Free Delivery)","LI012HO-190V431","Mini-Splits (Non-Ducted)","LI012HI-190V431",9,12000,7500]
[202181310,null,"LENNOX","HRCU-A-CB-O (Mini-Split Heat Pump, with Remote Outdoor Unit Air-Source, Free Delivery)","LI012HO-190P431","Mini-Splits (Non-Ducted)","LI012HI-190P431",9,11800,6800]
[202181311,null,"LENNOX","HRCU-A-CB-O (Mini-Split Heat Pump, with Remote Outdoor Unit Air-Source, Free Delivery)","LI018HO-190P431","Mini-Splits (Non-Ducted)","LI018HI-190P431",9.8000000000000007,18000,12200]
[202181312,null,"LENNOX","HRCU-A-CB-O (Mini-Split Heat Pump, with Remote Outdoor Unit Air-Source, Free Delivery)","LI024HO-190P431","Mini-Splits (Non-Ducted)","LI024HI-190P431",9,25000,14800]
[202181318,null,"LENNOX","HRCU-A-CB-O (Mini-Split Heat Pump, with Remote Outdoor Unit Air-Source, Free Delivery)","LI030HO-190P431","Mini-Splits (Non-Ducted)","LI030HI-190P431",9.6,30000,19000]
[202181319,null,"LENNOX","HRCU-A-CB-O (Mini-Split Heat Pump, with Remote Outdoor Unit Air-Source, Free Delivery)","LI036HO-190P431","Mini-Splits (Non-Ducted)","LI036HI-190P431",10,36000,21400]
[204795678,null,"Trane / Mitsubishi Electric","HRCU-A-CB (Mini-Split System: Heat Pump with Outdoor Unit-Air-Source, Ducted)","TRUZA0421KA70B*","Mini-Splits (Ducted)","TPEADA0421AA70A",10,45000,30600]
[204795679,null,"Trane / Mitsubishi Electric","HRCU-A-CB (Mini-Split System: Heat Pump with Outdoor Unit-Air-Source, Ducted)","TRUZA0421KA70N*","Mini-Splits (Ducted)","TPEADA0421AA70A",10,45000,30600]
[204795680,null,"Trane / Mitsubishi Electric","HRCU-A-CB-O (Mini-Split Heat Pump, with Remote Outdoor Unit Air-Source, Free Delivery)","TRUZA0121KA70B*","Mini-Splits (Non-Ducted)","TPKA0A0121HA70A",10.199999999999999,14000,9200]
[204816938,null,"ICP COMMERCIAL","HMSV-A-CB (Multi-Split Heat Pump)","38VMA036HDS3-1","Mixed Ducted and Non-Ducted Indoor Units","Multiple combinations, check manufacturer compatibility",10.65,40000,25000]
[204816939,null,"ICP COMMERCIAL","HMSV-A-CB (Multi-Split Heat Pump)","38VMA048HDS3-1","Non-Ducted Indoor Units","Multiple combinations, check manufacturer compatibility",10.5,52500,34000]
[204816940,null,"ICP COMMERCIAL","HMSV-A-CB (Multi-Split Heat Pump)","38VMA048HDS3-1","Ducted Indoor Units","Multiple combinations, check manufacturer compatibility",10.5,52500,34000]
[204816941,null,"ICP COMMERCIAL","HMSV-A-CB (Multi-Split Heat Pump)","38VMA048HDS3-1","Mixed Ducted and Non-Ducted Indoor Units","Multiple combinations, check manufacturer compatibility",10.5,52500,34000]
[204816942,null,"ICP COMMERCIAL","HMSV-A-CB (Multi-Split Heat Pump)","38VMA060HDS3-1","Non-Ducted Indoor Units","Multiple combinations, check manufacturer compatibility",10.199999999999999,66000,42000]
[204816943,null,"ICP COMMERCIAL","HMSV-A-CB (Multi-Split Heat Pump)","38VMA060HDS3-1","Ducted Indoor Units","Multiple combinations, check manufacturer compatibility",10.1,66000,42000]
[204816952,null,"ICP COMMERCIAL","HMSV-A-CB (Multi-Split Heat Pump)","38VMA060HDS3-1","Mixed Ducted and Non-Ducted Indoor Units","Multiple combinations, check manufacturer compatibility",10.15,66000,42000]
[204816953,null,"HISENSE","HRCU-A-CB-O (Mini-Split Heat Pump, with Remote Outdoor Unit Air-Source, Free Delivery)","AMW2-18U3SFA","Non-Ducted Indoor Units","Multiple combinations, check manufacturer compatibility",11,18000,12200]
[204816954,null,"HISENSE","HRCU-A-CB (Mini-Split System: Heat Pump with Outdoor Unit-Air-Source, Ducted)","AMW2-18U3SFA","Mixed Ducted and Non-Ducted Indoor Units","Multiple combinations, check manufacturer compatibility",10.3,18000,12200]
[204825132,null,"SLIMAIR","HRCU-A-CB-O (Mini-Split Heat Pump, with Remote Outdoor Unit Air-Source, Free Delivery)","SHC12VC2","Mini-Splits (Non-Ducted)","SHM12VC2A",9.5,12000,6800]
[204825133,null,"SLIMAIR","HRCU-A-CB-O (Mini-Split Heat Pump, with Remote Outdoor Unit Air-Source, Free Delivery)","SHC18VC2","Mini-Splits (Non-Ducted)","SHM18VC2A",10,18000,11000]
[204825134,null,"SLIMAIR","HRCU-A-CB-O (Mini-Split Heat Pump, with Remote Outdoor Unit Air-Source, Free Delivery)","SHC24VC2","Mini-Splits (Non-Ducted)","SHM24VC2A",9.5,24000,14400]
[204825135,null,"SLIMAIR","HRCU-A-CB-O (Mini-Split Heat Pump, with Remote Outdoor Unit Air-Source, Free Delivery)","SHC36VC2","Mini-Splits (Non-Ducted)","SHM36VC2A",10,36000,21400]
[206764034,null,"LENNOX VRF","HMSV-A-CB (Multi-Split Heat Pump)","VEP024C432P","Ducted Indoor Units","Multiple combinations, check manufacturer compatibility",10,28000,16500]
[206764035,null,"LENNOX VRF","HMSV-A-CB-O (Multi-Split Heat Pump, Free Delivery)","VEP028C432P","Non-Ducted Indoor Units","Multiple combinations, check manufacturer compatibility",10,32000,19400]
[206764036,null,"LENNOX VRF","HMSV-A-CB (Multi-Split Heat Pump)","VEP028C432P","Ducted Indoor Units","Multiple combinations, check manufacturer compatibility",9,32000,19400]
[206764037,null,"LENNOX VRF","HMSV-A-CB-O (Multi-Split Heat Pump, Free Delivery)","VEP036C432P2","Non-Ducted Indoor Units","Multiple combinations, check manufacturer compatibility",11,42000,25000]
[206764038,null,"LENNOX VRF","HMSV-A-CB (Multi-Split Heat Pump)","VEP036C432P2","Ducted Indoor Units","Multiple combinations, check manufacturer compatibility",10.5,42000,25000]
[206764039,null,"LENNOX VRF","HMSV-A-CB-O (Multi-Split Heat Pump, Free Delivery)","VEP048C432P2","Non-Ducted Indoor Units","Multiple combinations, check manufacturer compatibility",10.8,54000,33000]
[206764040,null,"LENNOX VRF","HMSV-A-CB (Multi-Split Heat Pump)","VEP048C432P2","Ducted Indoor Units","Multiple combinations, check manufacturer compatibility",10.6,54000,33000]
[206764041,null,"LENNOX VRF","HMSV-A-CB-O (Multi-Split Heat Pump, Free Delivery)","VEP060C432P2","Non-Ducted Indoor Units","Multiple combinations, check manufacturer compatibility",11,64000,37000]
[206764042,null,"LENNOX VRF","HMSV-A-CB (Multi-Split Heat Pump)","VEP060C432P2","Ducted Indoor Units","Multiple combinations, check manufacturer compatibility",10.5,64000,40000]
[206764062,null,"FRANKLIN","HRCU-A-CB-O (Mini-Split Heat Pump, with Remote Outdoor Unit Air-Source, Free Delivery)","MSH093E23MCAA","Mini-Splits (Non-Ducted)","MSH093E23AXAA",12.5,11500,7100]
[204835496,null,"YORK","HRCU-A-CB (Mini-Split System: Heat Pump with Outdoor Unit-Air-Source, Ducted)","YUJE12BYTMCMO-X","Mini-Splits (Ducted)","YEJE12BXTMCM-WX",11.5,12000,7200]
[204835497,null,"YORK","HRCU-A-CB-O (Mini-Split Heat Pump, with Remote Outdoor Unit Air-Source, Free Delivery)","YUJE36BYVMCMO-X","Mini-Splits (Non-Ducted)","YKJE36BXTMCM-RX",10,36000,22000]
[204835498,null,"YORK","HRCU-A-CB (Mini-Split System: Heat Pump with Outdoor Unit-Air-Source, Ducted)","YUJE24BYTMCMO-X","Mini-Splits (Ducted)","YEJE24BXTMCM-WX",11,24400,16000]
[204853571,null,"EMI","HMSV-A-CB (Multi-Split Heat Pump)","MZ2H18DAA","Non-Ducted Indoor Units","Multiple combinations, check manufacturer compatibility",10.3,19000,12000]
[204853572,null,"EMI","HMSV-A-CB (Multi-Split Heat Pump)","MZ3H27DAA","Non-Ducted Indoor Units","Multiple combinations, check manufacturer compatibility",10.3,28000,17200]
[204853573,null,"EMI","HMSV-A-CB (Multi-Split Heat Pump)","MZ4H36DAA","Non-Ducted Indoor Units","Multiple combinations, check manufacturer compatibility",10.199999999999999,36000,24600]
[204853574,null,"EMI","HMSV-A-CB (Multi-Split Heat Pump)","MZ5H45DAA","Non-Ducted Indoor Units","Multiple combinations, check manufacturer compatibility",10.199999999999999,48000,29600]
[204874286,null,"American Standard / Mitsubishi Electric","HRCU-A-CB-O (Mini-Split Heat Pump, with Remote Outdoor Unit Air-Source, Free Delivery)","ASUZH0301HA50NA","Mini-Splits (Non-Ducted)","APCA0A0301KA70A",9.3000000000000007,32000,19000]
[204874288,null,"American Standard / Mitsubishi Electric","HRCU-A-CB-O (Mini-Split Heat Pump, with Remote Outdoor Unit Air-Source, Free Delivery)","ASUZH0421KA00NA","Mini-Splits (Non-Ducted)","APCA0A0421KA70A",10.4,48000,44000]
[204834268,null,"Mitsubishi Electric","HMSV-A-CB (Multi-Split Heat Pump)","MXZ-8C48NAHZ2","Ducted Indoor Units","Multiple combinations, check manufacturer compatibility",10.1,54000,38000]
[204834269,null,"Mitsubishi Electric","HMSV-A-CB (Multi-Split Heat Pump)","MXZ-8C60NA2","Ducted Indoor Units","Multiple combinations, check manufacturer compatibility",10.7,66000,40500]
[204834270,null,"Mitsubishi Electric","HMSV-A-CB-O (Multi-Split Heat Pump, Free Delivery)","PUMY-P36NKMU3","Non-Ducted Indoor Units","Multiple combinations, check manufacturer compatibility",12,42000,26400]
[204834271,null,"Mitsubishi Electric","HMSV-A-CB (Multi-Split Heat Pump)","PUMY-P36NKMU3","Ducted Indoor Units","Multiple combinations, check manufacturer compatibility",11.2,42000,26600]
[204834272,null,"Mitsubishi Electric","HMSV-A-CB-O (Multi-Split Heat Pump, Free Delivery)","PUMY-HP36NKMU1","Non-Ducted Indoor Units","Multiple combinations, check manufacturer compatibility",12,42000,33000]
[204834273,null,"Mitsubishi Electric","HMSV-A-CB (Multi-Split Heat Pump)","PUMY-HP36NKMU1","Ducted Indoor Units","Multiple combinations, check manufacturer compatibility",11.7,42000,32000]
[204834274,null,"Mitsubishi Electric","HMSV-A-CB-O (Multi-Split Heat Pump, Free Delivery)","PUMY-P48NKMU3","Non-Ducted Indoor Units","Multiple combinations, check manufacturer compatibility",12,54000,31400]
[204834275,null,"Mitsubishi Electric","HMSV-A-CB-O (Multi-Split Heat Pump, Free Delivery)","PUMY-HP48NKMU1","Non-Ducted Indoor Units","Multiple combinations, check manufacturer compatibility",12,54000,39000]
[204834276,null,"Mitsubishi Electric","HMSV-A-CB-O (Multi-Split Heat Pump, Free Delivery)","PUMY-P60NKMU3","Non-Ducted Indoor Units","Multiple combinations, check manufacturer compatibility",12,66000,41500]
[204834277,null,"Trane / Mitsubishi Electric","HMSV-A-CB-O (Multi-Split Heat Pump, Free Delivery)","TUMYP0361AK43**","Non-Ducted Indoor Units","Multiple combinations, check manufacturer compatibility",12,42000,26400]
[204760468,null,"KINGHOME","HRCU-A-CB-O (Mini-Split Heat Pump, with Remote Outdoor Unit Air-Source, Free Delivery)","KW09HQ2B8AO","Mini-Splits (Non-Ducted)","KW09HQ2B8AI",10.5,9900,6100]
[204760469,null,"KINGHOME","HRCU-A-CB-O (Mini-Split Heat Pump, with Remote Outdoor Unit Air-Source, Free Delivery)","KW12HQ2B8AO","Mini-Splits (Non-Ducted)","KW12HQ2B8AI",10.199999999999999,12200,6800]
[204760831,null,"KANIONco","HRCU-A-CB-O (Mini-Split Heat Pump, with Remote Outdoor Unit Air-Source, Free Delivery)","KWSM-09IR410AHS19L","Mini-Splits (Non-Ducted)","KWSM-09IR410AHS19L",10,10000,6000]
[204760832,null,"KANIONco","HRCU-A-CB-O (Mini-Split Heat Pump, with Remote Outdoor Unit Air-Source, Free Delivery)","KWSM-12IR410AHS19L","Mini-Splits (Non-Ducted)","KWSM-12IR410AHS19L",9.5,12000,7500]
[204760833,null,"KANIONco","HRCU-A-CB-O (Mini-Split Heat Pump, with Remote Outdoor Unit Air-Source, Free Delivery)","KWSM-09IR410AHS19","Mini-Splits (Non-Ducted)","KWSM-09IR410AHS19",9.5,9000,6000]
[204760834,null,"KANIONco","HRCU-A-CB-O (Mini-Split Heat Pump, with Remote Outdoor Unit Air-Source, Free Delivery)","KWSM-12IR410AHS19","Mini-Splits (Non-Ducted)","KWSM-12IR410AHS19",9.5,12000,6800]
[204760835,null,"KANIONco","HRCU-A-CB-O (Mini-Split Heat Pump, with Remote Outdoor Unit Air-Source, Free Delivery)","KWSM-18IR410AHS19","Mini-Splits (Non-Ducted)","KWSM-18IR410AHS19",10,18000,11000]
[204760836,null,"KANIONco","HRCU-A-CB-O (Mini-Split Heat Pump, with Remote Outdoor Unit Air-Source, Free Delivery)","KWSM-24IR410AHS19","Mini-Splits (Non-Ducted)","KWSM-24IR410AHS19",9.5,24000,14400]
[207131748,null,"MOOVAIR","HRCU-A-CB (Mini-Split System: Heat Pump with Outdoor Unit-Air-Source, Ducted)","DM24HOS25230E3A","Mini-Splits (Ducted)","FM24HIAHUU230X6",11.6,27000,16500]
[207131760,null,"RHEEM","HRCU-A-CB-O (Mini-Split Heat Pump, with Remote Outdoor Unit Air-Source, Free Delivery)","ROSH09BFWJ","Mini-Splits (Non-Ducted)","RIWH09BVFJ",13,12000,7400]
[207131762,null,"RHEEM","HRCU-A-CB-O (Mini-Split Heat Pump, with Remote Outdoor Unit Air-Source, Free Delivery)","ROSH12BFWJ","Mini-Splits (Non-Ducted)","RIWH12BVFJ",12.5,16000,10300]
[207141968,null,"RUUD","HRCU-A-CB-O (Mini-Split Heat Pump, with Remote Outdoor Unit Air-Source, Free Delivery)","ROSH09BFWJ","Mini-Splits (Non-Ducted)","UIWH09BVFJ",13,12000,7400]
[207141969,null,"RUUD","HRCU-A-CB-O (Mini-Split Heat Pump, with Remote Outdoor Unit Air-Source, Free Delivery)","ROSH12BFWJ","Mini-Splits (Non-Ducted)","UIWH12BVFJ",12.5,16000,10300]
[207158009,null,"DAIKIN","HRCU-A-CB-O (Mini-Split Heat Pump, with Remote Outdoor Unit Air-Source, Free Delivery)","RXM09VVJU","Mini-Splits (Non-Ducted)","FTXM09VVJU",13.8,11000,6600]
[207158010,null,"DAIKIN","HRCU-A-CB-O (Mini-Split Heat Pump, with Remote Outdoor Unit Air-Source, Free Delivery)","RXM12VVJU","Mini-Splits (Non-Ducted)","FTXM12VVJU",13,13600,8600]
[207158011,null,"DAIKIN","HRCU-A-CB-O (Mini-Split Heat Pump, with Remote Outdoor Unit Air-Source, Free Delivery)","RXM18VVJU","Mini-Splits (Non-Ducted)","FTXM18VVJU",12.5,21600,15400]
[207158012,null,"DAIKIN","HRCU-A-CB-O (Mini-Split Heat Pump, with Remote Outdoor Unit Air-Source, Free Delivery)","RXM24VVJU","Mini-Splits (Non-Ducted)","FTXM24VVJU",12.5,24000,16000]
[207168479,null,"GREE","HRCU-A-CB (Mini-Split System: Heat Pump with Outdoor Unit-Air-Source, Ducted)","GWH09AGC-D3DNA1B/O","Mini-Splits (Ducted)","GFH(09)DA-D3DN***/I",10.5,11000,6900]
[207168480,null,"GREE","HRCU-A-CB-O (Mini-Split Heat Pump, with Remote Outdoor Unit Air-Source, Free Delivery)","GWH09AGC-D3DNA1B/O","Mini-Splits (Non-Ducted)","GTH(09)CA-D3DN***/I",11.2,11000,6900]
[207168481,null,"GREE","HRCU-A-CB-O (Mini-Split Heat Pump, with Remote Outdoor Unit Air-Source, Free Delivery)","GWH12QC-A3DNB4L/O","Mini-Splits (Non-Ducted)","GWH12QC-A3D****/I",9.5,13000,7500]
[207168484,null,"LENNOX","HRCU-A-CB-O (Mini-Split Heat Pump, with Remote Outdoor Unit Air-Source, Free Delivery)","LI012HO-170V432-1","Mini-Splits (Non-Ducted)","LI012HI-170V432-1",9.5,13000,7500]
[207169058,null,"GREE","HRCU-A-CB-O (Mini-Split Heat Pump, with Remote Outdoor Unit Air-Source, Free Delivery)","GWH24AGE-D3DNA1A/O","Mini-Splits (Non-Ducted)","GWH24QE-D3DN***/I",11,24000,15500]
[207175120,null,"GIWEE","HRCU-A-CB-O (Mini-Split Heat Pump, with Remote Outdoor Unit Air-Source, Free Delivery)","COU-D24HGR1-C02-H5*","Mini-Splits (Non-Ducted)","CCG-D24HGR1-GSD-H5*",9.5,22600,13500]
[207175121,null,"PERFECTAIRE","HRCU-A-CB-O (Mini-Split Heat Pump, with Remote Outdoor Unit Air-Source, Free Delivery)","3PAMSH09A-SZO","Mini-Splits (Non-Ducted)","3PAMSH09A-SZW",9.8000000000000007,9800,5500]
[207178470,null,"MIRAGE","HMSV-A-CB (Multi-Split Heat Pump)","OVMH181A","Ducted Indoor Units","Multiple combinations, check manufacturer compatibility",10,18500,11500]
[207178471,null,"MIRAGE","HMSV-A-CB (Multi-Split Heat Pump)","OVMH181A","Non-Ducted Indoor Units","Multiple combinations, check manufacturer compatibility",10,18000,11800]
[207178472,null,"MIRAGE","HMSV-A-CB (Multi-Split Heat Pump)","OVMH181A","Mixed Ducted and Non-Ducted Indoor Units","Multiple combinations, check manufacturer compatibility",9.9,18600,11600]
[207178473,null,"GREE","HRCU-A-CB (Mini-Split System: Heat Pump with Outdoor Unit-Air-Source, Ducted)","GWH18AGD-D3DNA1B/O","Mini-Splits (Ducted)","GFH(18)DB-D3DN***/I",9.6999999999999993,18200,12500]
[207178474,null,"GREE","HRCU-A-CB-O (Mini-Split Heat Pump, with Remote Outdoor Unit Air-Source, Free Delivery)","GWH18AGD-D3DNA1B/O","Mini-Splits (Non-Ducted)","GKH(18)BB-D3DN***/I",10,18200,12500]
[207178553,null,"ForestAir","HRCU-A-CB-O (Mini-Split Heat Pump, with Remote Outdoor Unit Air-Source, Free Delivery)","FA-H09-A20TL/O","Mini-Splits (Non-Ducted)","FA-H09-A20TL/I",10.5,9500,5900]
[207178554,null,"ForestAir","HRCU-A-CB-O (Mini-Split Heat Pump, with Remote Outdoor Unit Air-Source, Free Delivery)","FA-H09-D20TL/O","Mini-Splits (Non-Ducted)","FA-H09-D20TL/I",10,10000,6300]
[207178555,null,"ForestAir","HRCU-A-CB-O (Mini-Split Heat Pump, with Remote Outdoor Unit Air-Source, Free Delivery)","FA-H12-A20TL/O","Mini-Splits (Non-Ducted)","FA-H12-A20TL/I",10,12000,7000]
[207178556,null,"ForestAir","HRCU-A-CB-O (Mini-Split Heat Pump, with Remote Outdoor Unit Air-Source, Free Delivery)","FA-H12-D20TL/O","Mini-Splits (Non-Ducted)","FA-H12-D20TL/I",9.5,12500,7000]
[207178557,null,"ForestAir","HRCU-A-CB-O (Mini-Split Heat Pump, with Remote Outdoor Unit Air-Source, Free Delivery)","FA-H18-D20TL/O","Mini-Splits (Non-Ducted)","FA-H18-D20TL/I",10,19000,11600]
[207178558,null,"ForestAir","HRCU-A-CB-O (Mini-Split Heat Pump, with Remote Outdoor Unit Air-Source, Free Delivery)","FA-H24-D20TL/O","Mini-Splits (Non-Ducted)","FA-H24-D20TL/I",10,24400,16200]
[207178560,null,"MDV","HRCU-A-CB-O (Mini-Split Heat Pump, with Remote Outdoor Unit Air-Source, Free Delivery)","MOX130-09HFN1-BT0Q1W","Mini-Splits (Non-Ducted)","MSAG11A-09HRFN1-BT0Q1W",10.3,10000,7500]
[207178561,null,"MDV","HRCU-A-CB-O (Mini-Split Heat Pump, with Remote Outdoor Unit Air-Source, Free Delivery)","MOX130-12HFN1-BQ0Q1W","Mini-Splits (Non-Ducted)","MSAG11B-12HRFN1-BQ0Q1W",11.1,12000,7800]
[207178562,null,"MDV","HRCU-A-CB-O (Mini-Split Heat Pump, with Remote Outdoor Unit Air-Source, Free Delivery)","MOX230-17HFN1-MR0Q1W","Mini-Splits (Non-Ducted)","MSAG11C-17HRFN1-MR0Q1W",9.86,18700,10900]
[207178563,null,"MDV","HRCU-A-CB-O (Mini-Split Heat Pump, with Remote Outdoor Unit Air-Source, Free Delivery)","MOX430-24HFN1-MP5Q1W","Mini-Splits (Non-Ducted)","MSAG11D-24HRFN1-MP5Q1W",10.3,25000,18000]
[207178564,null,"MDV","HRCU-A-CB-O (Mini-Split Heat Pump, with Remote Outdoor Unit Air-Source, Free Delivery)","MOX230-09HFN1-MW5W","Mini-Splits (Non-Ducted)","MSEPB-06HRFN1-MY5W",14,7000,9000]
[207178565,null,"MDV","HRCU-A-CB-O (Mini-Split Heat Pump, with Remote Outdoor Unit Air-Source, Free Delivery)","MOX230-09HFN1-MW5W","Mini-Splits (Non-Ducted)","MSAG11A-06HRFN1-MU0W",11,7000,9000]
[207178566,null,"MDV","HRCU-A-CB-O (Mini-Split Heat Pump, with Remote Outdoor Unit Air-Source, Free Delivery)","MOD30-30HFN1-MS0W","Mini-Splits (Non-Ducted)","MSAGF-30HRFN1-MT0W",10,30000,17100]
[207178567,null,"MDV","HRCU-A-CB-O (Mini-Split Heat Pump, with Remote Outdoor Unit Air-Source, Free Delivery)","MOD31-36HFN1-MP0W","Mini-Splits (Non-Ducted)","MSAGF-36HRFNX-MR0W",12,36000,20000]
[207178626,null,"DUOHOME","HRCU-A-CB-O (Mini-Split Heat Pump, with Remote Outdoor Unit Air-Source, Free Delivery)","DOD31-36HFN1-MP0W","Mini-Splits (Non-Ducted)","DSABF-36HRFNX-MQ0W",12,36600,24000]
[207188905,null,"ARCOAIRE","HRCU-A-CB-O (Mini-Split Heat Pump, with Remote Outdoor Unit Air-Source, Free Delivery)","DLCSRBH06AAK","Mini-Splits (Non-Ducted)","DLFSHBH06XAK",11,7000,9000]
[207188906,null,"ARCOAIRE","HRCU-A-CB-O (Mini-Split Heat Pump, with Remote Outdoor Unit Air-Source, Free Delivery)","DLCSRBH30AAK","Mini-Splits (Non-Ducted)","DLFSHBH30XAK",10,30000,17100]
[207188907,null,"ARCOAIRE","HRCU-A-CB-O (Mini-Split Heat Pump, with Remote Outdoor Unit Air-Source, Free Delivery)","DLCSRBH36AAK","Mini-Splits (Non-Ducted)","DLFSHBH36XAK",12,36000,20000]
[207188908,null,"COMFORTMAKER","HRCU-A-CB-O (Mini-Split Heat Pump, with Remote Outdoor Unit Air-Source, Free Delivery)","DLCSRBH06AAK","Mini-Splits (Non-Ducted)","DLFSHBH06XAK",11,7000,9000]
[207188909,null,"COMFORTMAKER","HRCU-A-CB-O (Mini-Split Heat Pump, with Remote Outdoor Unit Air-Source, Free Delivery)","DLCSRBH30AAK","Mini-Splits (Non-Ducted)","DLFSHBH30XAK",10,30000,17100]
[207188910,null,"COMFORTMAKER","HRCU-A-CB-O (Mini-Split Heat Pump, with Remote Outdoor Unit Air-Source, Free Delivery)","DLCSRBH36AAK","Mini-Splits (Non-Ducted)","DLFSHBH36XAK",12,36000,20000]
[207188911,null,"DAY & NIGHT","HRCU-A-CB-O (Mini-Split Heat Pump, with Remote Outdoor Unit Air-Source, Free Delivery)","DLCSRBH06AAK","Mini-Splits (Non-Ducted)","DLFSHBH06XAK",11,7000,9000]
[204629328,null,"Mitsubishi Electric","HRCU-A-CB-O (Mini-Split Heat Pump, with Remote Outdoor Unit Air-Source, Free Delivery)","NTXSKS15A112A*","Mini-Splits (Non-Ducted)","NAXCKS15A112A*",11.2,18000,11900]
[204629329,null,"Mitsubishi Electric","HRCU-A-CB-O (Mini-Split Heat Pump, with Remote Outdoor Unit Air-Source, Free Delivery)","NTXSKS18A112A*","Mini-Splits (Non-Ducted)","NAXCKS18A112A*",11.6,19700,12900]
[204629330,null,"Mitsubishi Electric","HRCU-A-CB (Mini-Split System: Heat Pump with Outdoor Unit-Air-Source, Ducted)","NTXSKS09A112A*","Mini-Splits (Ducted)","NAXDKS09A112A*",11,12000,7600]
[204629331,null,"Mitsubishi Electric","HRCU-A-CB (Mini-Split System: Heat Pump with Outdoor Unit-Air-Source, Ducted)","NTXSKS12A112A*","Mini-Splits (Ducted)","NAXDKS12A112A*",12.4,15000,10000]
[204629332,null,"Mitsubishi Electric","HRCU-A-CB (Mini-Split System: Heat Pump with Outdoor Unit-Air-Source, Ducted)","NTXSKS15A112A*","Mini-Splits (Ducted)","NAXDKS15A112A*",11.4,18000,11700]
[204629333,null,"Mitsubishi Electric","HRCU-A-CB (Mini-Split System: Heat Pump with Outdoor Unit-Air-Source, Ducted)","NTXSKS18A112A*","Mini-Splits (Ducted)","NAXDKS18A112A*",13.1,21600,13900]
[204629334,null,"Mitsubishi Electric","HRCU-A-CB (Mini-Split System: Heat Pump with Outdoor Unit-Air-Source, Ducted)","NTXSKS12A112A*","Mini-Splits (Ducted)","NAXAMT12A112A*",12.1,15000,9900]
[204629335,null,"Mitsubishi Electric","HRCU-A-CB (Mini-Split System: Heat Pump with Outdoor Unit-Air-Source, Ducted)","NTXSKS18A112A*","Mini-Splits (Ducted)","NAXAMT18A112A*",12.6,21600,14000]
[204629336,null,"Mitsubishi Electric","HRCU-A-CB (Mini-Split System: Heat Pump with Outdoor Unit-Air-Source, Ducted)","NTXSKS24A112A*","Mini-Splits (Ducted)","NAXAMT24A112A*",10.4,25000,14600]
[204629337,null,"Mitsubishi Electric","HRCU-A-CB (Mini-Split System: Heat Pump with Outdoor Unit-Air-Source, Ducted)","NTXSKS30A112A*","Mini-Splits (Ducted)","NAXAMT30A112A*",13.6,30000,21400]
[204629338,null,"Mitsubishi Electric","HRCU-A-CB (Mini-Split System: Heat Pump with Outdoor Unit-Air-Source, Ducted)","NTXSKS36A112A*","Mini-Splits (Ducted)","NAXAMT36A112A*",11.7,33400,23200]
[204629353,null,"Mitsubishi Electric","HRCU-A-CB-O (Mini-Split Heat Pump, with Remote Outdoor Unit Air-Source, Free Delivery)","NAXSST09A112A*","Mini-Splits (Non-Ducted)","MSZ-GL09NA***",12.8,10900,6700]
[204629354,null,"Mitsubishi Electric","HRCU-A-CB-O (Mini-Split Heat Pump, with Remote Outdoor Unit Air-Source, Free Delivery)","NAXSST12A112A*","Mini-Splits (Non-Ducted)","MSZ-GL12NA***",12.5,14400,9200]
[204629355,null,"Mitsubishi Electric","HRCU-A-CB-O (Mini-Split Heat Pump, with Remote Outdoor Unit Air-Source, Free Delivery)","NAXSST15A112A*","Mini-Splits (Non-Ducted)","MSZ-GL15NA***",11.7,18000,12100]
[204629356,null,"Mitsubishi Electric","HRCU-A-CB-O (Mini-Split Heat Pump, with Remote Outdoor Unit Air-Source, Free Delivery)","NAXSST18A112A*","Mini-Splits (Non-Ducted)","MSZ-GL18NA***",11.2,21600,13800]
[204629357,null,"Mitsubishi Electric","HRCU-A-CB-O (Mini-Split Heat Pump, with Remote Outdoor Unit Air-Source, Free Delivery)","NAXSST24A112A*","Mini-Splits (Non-Ducted)","MSZ-GL24NA***",10,27600,16000]
[204629360,null,"Mitsubishi Electric","HRCU-A-CB-O (Mini-Split Heat Pump, with Remote Outdoor Unit Air-Source, Free Delivery)","NAXSMT09A112A*","Mini-Splits (Non-Ducted)","MSZ-HM09NA***",10,10900,6700]
[204629361,null,"Mitsubishi Electric","HRCU-A-CB-O (Mini-Split Heat Pump, with Remote Outdoor Unit Air-Source, Free Delivery)","NAXSMT12A112A*","Mini-Splits (Non-Ducted)","MSZ-HM12NA***",10,12200,7600]
[204629362,null,"Mitsubishi Electric","HRCU-A-CB-O (Mini-Split Heat Pump, with Remote Outdoor Unit Air-Source, Free Delivery)","NAXSMT15A112A*","Mini-Splits (Non-Ducted)","MSZ-HM15NA***",10,18000,11500]
[204629363,null,"Mitsubishi Electric","HRCU-A-CB-O (Mini-Split Heat Pump, with Remote Outdoor Unit Air-Source, Free Delivery)","NAXSMT18A112A*","Mini-Splits (Non-Ducted)","MSZ-HM18NA***",10,18000,11500]
[204629364,null,"Mitsubishi Electric","HRCU-A-CB-O (Mini-Split Heat Pump, with Remote Outdoor Unit Air-Source, Free Delivery)","NAXSMT09A111A*","Mini-Splits (Non-Ducted)","MSZ-JP09WA***",9,10900,6700]
[204629365,null,"Mitsubishi Electric","HRCU-A-CB-O (Mini-Split Heat Pump, with Remote Outdoor Unit Air-Source, Free Delivery)","NAXSMT12A111A*","Mini-Splits (Non-Ducted)","MSZ-JP12WA***",9,12200,7600]
[204629366,null,"Mitsubishi Electric","HRCU-A-CB-O (Mini-Split Heat Pump, with Remote Outdoor Unit Air-Source, Free Delivery)","NAXSEL09A112A*","Mini-Splits (Non-Ducted)","MSZ-WR09NA***",9,10900,6700]
[10619417,null,"TRANE","HRCU-A-CB (Mini-Split System: Heat Pump with Outdoor Unit-Air-Source, Ducted)","4TUK4530A10N0A","Mini-Splits (Ducted)","4MUM4530B10N0A",10.4,32000,20400]
[10619418,null,"TRANE","HRCU-A-CB (Mini-Split System: Heat Pump with Outdoor Unit-Air-Source, Ducted)","4TUK4536A10N0A","Mini-Splits (Ducted)","4MUM4536B10N0A",10.199999999999999,40000,26000]
[206223095,null,"American Standard / Mitsubishi Electric","HRCU-A-CB-O (Mini-Split Heat Pump, with Remote Outdoor Unit Air-Source, Free Delivery)","ASUZH0361KA00NA","Mini-Splits (Non-Ducted)","APLA0A0181EA70AAPLA0A0181EA70A",11.2,38000,25400]
[206223096,null,"American Standard / Mitsubishi Electric","HRCU-A-CB (Mini-Split System: Heat Pump with Outdoor Unit-Air-Source, Ducted)","ASUZH0361KA00NA","Mini-Splits (Ducted)","APVA0A0181AA70AAPVA0A0181AA70A",10.8,38000,24200]
[206223097,null,"American Standard / Mitsubishi Electric","HRCU-A-CB (Mini-Split System: Heat Pump with Outdoor Unit-Air-Source, Ducted)","ASUZH0361KA00NA","Mini-Splits (Ducted)","APEADA0181AA70AAPEADA0181AA70A",10.6,38000,24800]
[206223098,null,"American Standard / Mitsubishi Electric","HRCU-A-CB-O (Mini-Split Heat Pump, with Remote Outdoor Unit Air-Source, Free Delivery)","ASUZH0361KA00NA","Mini-Splits (Non-Ducted)","APKA0A0181LA00AAPKA0A0181LA00A",10.5,38000,26000]
[206223099,null,"American Standard / Mitsubishi Electric","HRCU-A-CB-O (Mini-Split Heat Pump, with Remote Outdoor Unit Air-Source, Free Delivery)","ASUZH0361KA00NA","Mini-Splits (Non-Ducted)","APKA0A0181HA70AAPKA0A0181HA70A",10.5,38000,26000]
[206223100,null,"Mitsubishi Electric","HRCU-A-CB-O (Mini-Split Heat Pump, with Remote Outdoor Unit Air-Source, Free Delivery)","PUZ-HA24NHA1","Mini-Splits (Non-Ducted)","PKA-A12HA7PKA-A12HA7",10.6,26000,18100]
[206223101,null,"Mitsubishi Electric","HRCU-A-CB-O (Mini-Split Heat Pump, with Remote Outdoor Unit Air-Source, Free Delivery)","PUZ-HA36NKA","Mini-Splits (Non-Ducted)","PKA-A18HA7PKA-A18HA7",10.5,38000,26000]
[206263449,null,"FUJITSU","HRCU-A-CB-O (Mini-Split Heat Pump, with Remote Outdoor Unit Air-Source, Free Delivery)","AOUH09LMAH1","Mini-Splits (Non-Ducted)","ASUH09LMAS",13,12000,7400]
[206263450,null,"FUJITSU","HRCU-A-CB-O (Mini-Split Heat Pump, with Remote Outdoor Unit Air-Source, Free Delivery)","AOUH12LMAH1","Mini-Splits (Non-Ducted)","ASUH12LMAS",12.5,16000,10300]
[206309260,null,"RUUD","HRCU-A-CB-O (Mini-Split Heat Pump, with Remote Outdoor Unit Air-Source, Free Delivery)","ROSH48VGSN","Mini-Splits (Non-Ducted)","RICH48AXCJ",10.6,53000,31400]
[206309261,null,"RHEEM","HRCU-A-CB-O (Mini-Split Heat Pump, with Remote Outdoor Unit Air-Source, Free Delivery)","ROSH48VGSN","Mini-Splits (Non-Ducted)","RICH48AXCJ",10.6,53000,31400]
[206314610,null,"DUOHOME","HRCU-A-CB (Mini-Split System: Heat Pump with Outdoor Unit-Air-Source, Ducted)","DOD31-24HFN1-MT0W","Mini-Splits (Ducted)","DTIU-24HWFN1-M",11,24400,16000]
[206314611,null,"DUOHOME","HRCU-A-CB (Mini-Split System: Heat Pump with Outdoor Unit-Air-Source, Ducted)","DOD30U-36HFN1-M","Mini-Splits (Ducted)","DTI-36HWFN1-M",11.5,40000,27600]
[206314612,null,"DUOHOME","HRCU-A-CB (Mini-Split System: Heat Pump with Outdoor Unit-Air-Source, Ducted)","DOE30U-48HFN1-M","Mini-Splits (Ducted)","DTI-48HWFN1-M",10.3,49500,33400]
[205663364,null,"DAIKIN","HRCU-A-CB-O (Mini-Split Heat Pump, with Remote Outdoor Unit Air-Source, Free Delivery)","RX18RMVJU9*","Mini-Splits (Non-Ducted)","FTXR18TVJUS",9.8000000000000007,20000,13300]
[205663365,null,"DAIKIN","HMSV-A-CB (Multi-Split Heat Pump)","2MXL18QMVJU*","Mixed Ducted and Non-Ducted Indoor Units","Multiple combinations, check manufacturer compatibility",9.25,18900,11700]
[205663366,null,"DAIKIN","HMSV-A-CB (Multi-Split Heat Pump)","3MXS24RMVJU*","Mixed Ducted and Non-Ducted Indoor Units","Multiple combinations, check manufacturer compatibility",10.35,24000,15200]
[205663367,null,"DAIKIN","HMSV-A-CB (Multi-Split Heat Pump)","3MXL24RMVJU*","Mixed Ducted and Non-Ducted Indoor Units","Multiple combinations, check manufacturer compatibility",10.35,24000,15200]
[205663368,null,"DAIKIN","HMSV-A-CB (Multi-Split Heat Pump)","4MXS36RMVJU*","Mixed Ducted and Non-Ducted Indoor Units","Multiple combinations, check manufacturer compatibility",10.199999999999999,35200,20600]
[205663369,null,"AZUR","HRCU-A-CB (Mini-Split System: Heat Pump with Outdoor Unit-Air-Source, Ducted)","AZ-60HPA","Mini-Splits (Ducted)","AH-60",10,56000,32400]
[205706994,null,"DAIKIN","HRCU-A-CB (Mini-Split System: Heat Pump with Outdoor Unit-Air-Source, Ducted)","RZQ36TAVJU*","Mini-Splits (Ducted)","FBQ36PVJU",9.1,40000,27400]
[206328139,null,"Trane / Mitsubishi Electric","HRCU-A-CB-O (Mini-Split Heat Pump, with Remote Outdoor Unit Air-Source, Free Delivery)","NTXSKH12A112AA","Mini-Splits (Non-Ducted)","NAXUKS12A112AA",10.199999999999999,15000,9100]
[206328140,null,"Trane / Mitsubishi Electric","HRCU-A-CB-O (Mini-Split Heat Pump, with Remote Outdoor Unit Air-Source, Free Delivery)","NTXSKH18A112AA","Mini-Splits (Non-Ducted)","NAXUKS18A112AA",10,18600,11800]
[206328142,null,"Trane / Mitsubishi Electric","HRCU-A-CB (Mini-Split System: Heat Pump with Outdoor Unit-Air-Source, Ducted)","NTXSKH09A112AA","Mini-Splits (Ducted)","PEAD-A09AA7",10.8,12000,6800]
[206328143,null,"Trane / Mitsubishi Electric","HRCU-A-CB (Mini-Split System: Heat Pump with Outdoor Unit-Air-Source, Ducted)","NTXSKH12A112AA","Mini-Splits (Ducted)","PEAD-A12AA7",11,15000,9000]
[206328144,null,"Trane / Mitsubishi Electric","HRCU-A-CB (Mini-Split System: Heat Pump with Outdoor Unit-Air-Source, Ducted)","NTXSKH15A112AA","Mini-Splits (Ducted)","PEAD-A15AA7",9.9,18000,11700]
[206328145,null,"Trane / Mitsubishi Electric","HRCU-A-CB (Mini-Split System: Heat Pump with Outdoor Unit-Air-Source, Ducted)","NTXSKH18A112AA","Mini-Splits (Ducted)","PEAD-A18AA7",10.8,21600,14200]
[206328146,null,"Trane / Mitsubishi Electric","HRCU-A-CB (Mini-Split System: Heat Pump with Outdoor Unit-Air-Source, Ducted)","NTXSKH24A112AA","Mini-Splits (Ducted)","PEAD-A24AA7",9,25000,18000]
[206328148,null,"Trane / Mitsubishi Electric","HRCU-A-CB (Mini-Split System: Heat Pump with Outdoor Unit-Air-Source, Ducted)","NTXSKH30A112AA","Mini-Splits (Ducted)","PEAD-A30AA7",9,32000,21000]
[206223004,null,"Mitsubishi Electric","HRCU-A-CB-O (Mini-Split Heat Pump, with Remote Outdoor Unit Air-Source, Free Delivery)","PUZ-HA24NHA1","Mini-Splits (Non-Ducted)","PLA-A24EA7",11.3,26000,17300]
[206223005,null,"Mitsubishi Electric","HRCU-A-CB-O (Mini-Split Heat Pump, with Remote Outdoor Unit Air-Source, Free Delivery)","PUZ-HA30NKA","Mini-Splits (Non-Ducted)","PLA-A30EA7",9.8000000000000007,32000,20600]
[206223006,null,"Mitsubishi Electric","HRCU-A-CB-O (Mini-Split Heat Pump, with Remote Outdoor Unit Air-Source, Free Delivery)","PUZ-HA36NKA","Mini-Splits (Non-Ducted)","PLA-A18EA7PLA-A18EA7",11.2,38000,25400]
[206223007,null,"Mitsubishi Electric","HRCU-A-CB-O (Mini-Split Heat Pump, with Remote Outdoor Unit Air-Source, Free Delivery)","PUZ-HA42NKA1","Mini-Splits (Non-Ducted)","PLA-A42EA7",9.8000000000000007,48000,40500]
[206223008,null,"Mitsubishi Electric","HRCU-A-CB (Mini-Split System: Heat Pump with Outdoor Unit-Air-Source, Ducted)","SUZ-KA24NAHZ","Mini-Splits (Ducted)","SVZ-KP24NA",9.1999999999999993,23000,19200]
[206223009,null,"Mitsubishi Electric","HRCU-A-CB (Mini-Split System: Heat Pump with Outdoor Unit-Air-Source, Ducted)","SUZ-KA30NAHZ","Mini-Splits (Ducted)","SVZ-KP30NA",9,32000,21400]
[206223010,null,"Mitsubishi Electric","HRCU-A-CB (Mini-Split System: Heat Pump with Outdoor Unit-Air-Source, Ducted)","SUZ-KA36NAHZ","Mini-Splits (Ducted)","SVZ-KP36NA",9,37000,32800]
[206223011,null,"Trane / Mitsubishi Electric","HRCU-A-CB (Mini-Split System: Heat Pump with Outdoor Unit-Air-Source, Ducted)","NTXSKH24A112AA","Mini-Splits (Ducted)","NTXAMT24A112AA",9.1999999999999993,23000,19200]
[206223012,null,"Trane / Mitsubishi Electric","HRCU-A-CB (Mini-Split System: Heat Pump with Outdoor Unit-Air-Source, Ducted)","NTXSKH30A112AA","Mini-Splits (Ducted)","NTXAMT30A112AA",9,32000,21400]
[206223013,null,"Trane / Mitsubishi Electric","HRCU-A-CB (Mini-Split System: Heat Pump with Outdoor Unit-Air-Source, Ducted)","NTXSKH36A112AA","Mini-Splits (Ducted)","NTXAMT36A112AA",9,37000,32800]
[206223014,null,"Trane / Mitsubishi Electric","HRCU-A-CB-O (Mini-Split Heat Pump, with Remote Outdoor Unit Air-Source, Free Delivery)","TRUZH0241HA10NA","Mini-Splits (Non-Ducted)","TPLA0A0241EA70A",11.3,26000,17300]
[206223015,null,"Trane / Mitsubishi Electric","HRCU-A-CB-O (Mini-Split Heat Pump, with Remote Outdoor Unit Air-Source, Free Delivery)","TRUZH0301KA00NA","Mini-Splits (Non-Ducted)","TPLA0A0301EA70A",9.8000000000000007,32000,20600]
[206223016,null,"Trane / Mitsubishi Electric","HRCU-A-CB-O (Mini-Split Heat Pump, with Remote Outdoor Unit Air-Source, Free Delivery)","TRUZH0361KA00NA","Mini-Splits (Non-Ducted)","TPLA0A0361EA70A",10.4,38000,24200]
[206223017,null,"Trane / Mitsubishi Electric","HRCU-A-CB-O (Mini-Split Heat Pump, with Remote Outdoor Unit Air-Source, Free Delivery)","TRUZH0421KA10NA","Mini-Splits (Non-Ducted)","TPLA0A0421EA70A",9.8000000000000007,48000,40500]
[206223018,null,"American Standard / Mitsubishi Electric","HRCU-A-CB-O (Mini-Split Heat Pump, with Remote Outdoor Unit Air-Source, Free Delivery)","ASUZH0241HA10NA","Mini-Splits (Non-Ducted)","APLA0A0121EA70AAPLA0A0121EA70A",11.3,26000,18100]
[206223019,null,"American Standard / Mitsubishi Electric","HRCU-A-CB-O (Mini-Split Heat Pump, with Remote Outdoor Unit Air-Source, Free Delivery)","ASUZH0241HA10NA","Mini-Splits (Non-Ducted)","APKA0A0241KA70A",10.6,26000,17200]
[206223020,null,"American Standard / Mitsubishi Electric","HRCU-A-CB-O (Mini-Split Heat Pump, with Remote Outdoor Unit Air-Source, Free Delivery)","ASUZH0241HA10NA","Mini-Splits (Non-Ducted)","APCA0A0241KA70A",10.3,26000,17700]
[206221561,null,"AMERICAN STANDARD","HRCU-A-CB (Mini-Split System: Heat Pump with Outdoor Unit-Air-Source, Ducted)","4TXM2330A14NU**","Mixed Ducted and Non-Ducted Indoor Units","Multiple combinations, check manufacturer compatibility",9.5,36000,29000]
[206221817,null,"Kreeg","HRCU-A-CB-O (Mini-Split Heat Pump, with Remote Outdoor Unit Air-Source, Free Delivery)","CKR 12-25","Mini-Splits (Non-Ducted)","CKR 12-25",9.5,12500,7000]
[206221818,null,"Kreeg","HRCU-A-CB-O (Mini-Split Heat Pump, with Remote Outdoor Unit Air-Source, Free Delivery)","CKR 18-25","Mini-Splits (Non-Ducted)","CKR 18-25",10,19000,11600]
[206221819,null,"TUTTO KOOL","HRCU-A-CB-O (Mini-Split Heat Pump, with Remote Outdoor Unit Air-Source, Free Delivery)","TK2012W5CA-O","Mini-Splits (Non-Ducted)","TK2012W5CA-I",10,12000,7000]
[206221820,null,"TUTTO KOOL","HRCU-A-CB-O (Mini-Split Heat Pump, with Remote Outdoor Unit Air-Source, Free Delivery)","TK1912W5CD-O","Mini-Splits (Non-Ducted)","TK1912W5CD-I",9.5,12500,7000]
[206221821,null,"TUTTO KOOL","HRCU-A-CB-O (Mini-Split Heat Pump, with Remote Outdoor Unit Air-Source, Free Delivery)","TK1918W5CD-O","Mini-Splits (Non-Ducted)","TK1918W5CD-I",10,19000,11600]
[206221822,null,"TUTTO KOOL","HRCU-A-CB-O (Mini-Split Heat Pump, with Remote Outdoor Unit Air-Source, Free Delivery)","TK1824W5CD-O","Mini-Splits (Non-Ducted)","TK1824W5CD-I",10,24400,16200]
[206222997,null,"American Standard / Mitsubishi Electric","HRCU-A-CB-O (Mini-Split Heat Pump, with Remote Outdoor Unit Air-Source, Free Delivery)","ASUZH0241HA10NA","Mini-Splits (Non-Ducted)","APLA0A0241EA70A",11.3,26000,17300]
[206222998,null,"American Standard / Mitsubishi Electric","HRCU-A-CB-O (Mini-Split Heat Pump, with Remote Outdoor Unit Air-Source, Free Delivery)","ASUZH0301KA00NA","Mini-Splits (Non-Ducted)","APLA0A0301EA70A",9.8000000000000007,32000,20600]
[206222999,null,"American Standard / Mitsubishi Electric","HRCU-A-CB-O (Mini-Split Heat Pump, with Remote Outdoor Unit Air-Source, Free Delivery)","ASUZH0361KA00NA","Mini-Splits (Non-Ducted)","APLA0A0361EA70A",10.4,38000,24200]
[206223000,null,"American Standard / Mitsubishi Electric","HRCU-A-CB-O (Mini-Split Heat Pump, with Remote Outdoor Unit Air-Source, Free Delivery)","ASUZH0421KA10NA","Mini-Splits (Non-Ducted)","APLA0A0421EA70A",9.8000000000000007,48000,40500]
[206223001,null,"American Standard / Mitsubishi Electric","HRCU-A-CB (Mini-Split System: Heat Pump with Outdoor Unit-Air-Source, Ducted)","NAXSKH24A112AA","Mini-Splits (Ducted)","NAXAMT24A112AA",9.1999999999999993,23000,19200]
[206223002,null,"American Standard / Mitsubishi Electric","HRCU-A-CB (Mini-Split System: Heat Pump with Outdoor Unit-Air-Source, Ducted)","NAXSKH30A112AA","Mini-Splits (Ducted)","NAXAMT30A112AA",9,32000,21400]
[206223003,null,"American Standard / Mitsubishi Electric","HRCU-A-CB (Mini-Split System: Heat Pump with Outdoor Unit-Air-Source, Ducted)","NAXSKH36A112AA","Mini-Splits (Ducted)","NAXAMT36A112AA",9,37000,32800]
[10271371,null,"HISENSE","HRCU-A-CB-O (Mini-Split Heat Pump, with Remote Outdoor Unit Air-Source, Free Delivery)","AS-09UR3SVD","Mini-Splits (Non-Ducted)","AS-09UR3SVDDJ",9.1,10000,4500]
[10271372,null,"HISENSE","HRCU-A-CB-O (Mini-Split Heat Pump, with Remote Outdoor Unit Air-Source, Free Delivery)","AS-09UR3SVD","Mini-Splits (Non-Ducted)","AS-09UR3SVDDK",9.1,10000,4500]
[10271373,null,"HISENSE","HRCU-A-CB-O (Mini-Split Heat Pump, with Remote Outdoor Unit Air-Source, Free Delivery)","AS-09UR3SVE","Mini-Splits (Non-Ducted)","AS-09UR3SVEDJ",10.5,9500,5000]
[10271374,null,"HISENSE","HRCU-A-CB-O (Mini-Split Heat Pump, with Remote Outdoor Unit Air-Source, Free Delivery)","AS-09UR3SVE","Mini-Splits (Non-Ducted)","AS-09UR3SVEDK",10.5,9500,5000]
[200059228,10264977,"DUCANE","HMSV-A-CB (Multi-Split Heat Pump)","4DHP1S36M-1P","Non-Ducted Indoor Units","Multiple combinations, check manufacturer compatibility",10.199999999999999,36000,24600]
[200059229,10264977,"CONCORD","HMSV-A-CB (Multi-Split Heat Pump)","4DHP1S36M-1P","Non-Ducted Indoor Units","Multiple combinations, check manufacturer compatibility",10.199999999999999,36000,24600]
[200059232,10264979,"DUCANE","HMSV-A-CB (Multi-Split Heat Pump)","4DHP1S48M-1P","Non-Ducted Indoor Units","Multiple combinations, check manufacturer compatibility",10.199999999999999,48000,29600]
[200059233,10264979,"CONCORD","HMSV-A-CB (Multi-Split Heat Pump)","4DHP1S48M-1P","Non-Ducted Indoor Units","Multiple combinations, check manufacturer compatibility",10.199999999999999,48000,29600]
[200059241,10347734,"SLIMAIR TECHNOLOGIES","HRCU-A-CB-O (Mini-Split Heat Pump, with Remote Outdoor Unit Air-Source, Free Delivery)","SHC12VB2","Mini-Splits (Non-Ducted)","SHM12VB-2AB",9,11800,6800]
[200059242,10347734,"SLIMAIR","HRCU-A-CB-O (Mini-Split Heat Pump, with Remote Outdoor Unit Air-Source, Free Delivery)","SHC12VB2","Mini-Splits (Non-Ducted)","SHM12VB-2AB",9,11800,6800]
[200059277,10597348,"SLIMAIR TECHNOLOGIES","HRCU-A-CB (Mini-Split System: Heat Pump with Outdoor Unit-Air-Source, Ducted)","SHCD36VB2","Mini-Splits (Ducted)","SHD36VB2",11.5,40000,27600]
[10277689,null,"DANBY","HRCU-A-CB-O (Mini-Split Heat Pump, with Remote Outdoor Unit Air-Source, Free Delivery)","DAS090BAHWDB-O","Mini-Splits (Non-Ducted)","DAS090BAHWDB-I",10.5,9800,6400]
[10277690,null,"DANBY","HRCU-A-CB-O (Mini-Split Heat Pump, with Remote Outdoor Unit Air-Source, Free Delivery)","DAS180BAHWDB-O","Mini-Splits (Non-Ducted)","DAS180BAHWDB-I",10,18000,10400]
[10277691,null,"DANBY","HRCU-A-CB-O (Mini-Split Heat Pump, with Remote Outdoor Unit Air-Source, Free Delivery)","DAS240BAHWDB-O","Mini-Splits (Non-Ducted)","DAS240BAHWDB-I",10,25000,15300]
[10277939,null,"MANUFLOW","HRCU-A-CB-O (Mini-Split Heat Pump, with Remote Outdoor Unit Air-Source, Free Delivery)","AS-12UR3SVEDJ(O)","Mini-Splits (Non-Ducted)","AS-12UR3SVEDJ(I)",9,13000,7500]
[10277940,null,"ZEPHYR","HRCU-A-CB-O (Mini-Split Heat Pump, with Remote Outdoor Unit Air-Source, Free Delivery)","ZE-12CA17EXT","Mini-Splits (Non-Ducted)","ZE-12CA17INT",9,13000,7500]
[10277941,null,"MANUFLOW","HRCU-A-CB-O (Mini-Split Heat Pump, with Remote Outdoor Unit Air-Source, Free Delivery)","AS-09UR3SVDDJ(O)","Mini-Splits (Non-Ducted)","AS-09UR3SVDDJ(I)",9.1,10000,4500]
[10277942,null,"MANUFLOW","HRCU-A-CB-O (Mini-Split Heat Pump, with Remote Outdoor Unit Air-Source, Free Delivery)","AS-09UR3SVEDJ(O)","Mini-Splits (Non-Ducted)","AS-09UR3SVEDJ(I)",10.5,9500,5000]
[10277943,null,"MANUFLOW","HRCU-A-CB-O (Mini-Split Heat Pump, with Remote Outdoor Unit Air-Source, Free Delivery)","AS-12UR3SXEDJ(O)","Mini-Splits (Non-Ducted)","AS-12UR3SXEDJ(I)",10.8,13000,7500]
[10277944,null,"MAESTRO","HRCU-A-CB-O (Mini-Split Heat Pump, with Remote Outdoor Unit Air-Source, Free Delivery)","MA-12CA22EXT","Mini-Splits (Non-Ducted)","MA-12CA22INT",10.8,13000,7500]
[10277945,null,"MANUFLOW","HRCU-A-CB-O (Mini-Split Heat Pump, with Remote Outdoor Unit Air-Source, Free Delivery)","AS-18UR3SBBDJ(O)","Mini-Splits (Non-Ducted)","AS-18UR3SBBDJ(I)",11.6,19000,11600]
[10277946,null,"MAESTRO","HRCU-A-CB-O (Mini-Split Heat Pump, with Remote Outdoor Unit Air-Source, Free Delivery)","MA-18CA22EXT","Mini-Splits (Non-Ducted)","MA-18CA22INT",11.6,19000,11600]
[10595371,null,"RHEEM","HRCU-A-CB-O (Mini-Split Heat Pump, with Remote Outdoor Unit Air-Source, Free Delivery)","ROSH09AHHJ","Mini-Splits (Non-Ducted)","RIWH09AHWJ",14,12000,7000]
[10595372,null,"RUUD","HRCU-A-CB-O (Mini-Split Heat Pump, with Remote Outdoor Unit Air-Source, Free Delivery)","UOSH09AHHJ","Mini-Splits (Non-Ducted)","UIWH09AHWJ",14,12000,7000]
[10595373,null,"RHEEM","HRCU-A-CB-O (Mini-Split Heat Pump, with Remote Outdoor Unit Air-Source, Free Delivery)","ROSH12AHHJ","Mini-Splits (Non-Ducted)","RIWH12AHWJ",13.8,16000,9600]
[10595374,null,"RUUD","HRCU-A-CB-O (Mini-Split Heat Pump, with Remote Outdoor Unit Air-Source, Free Delivery)","UOSH12AHHJ","Mini-Splits (Non-Ducted)","UIWH12AHWJ",13.8,16000,9600]
[10595375,null,"RHEEM","HRCU-A-CB-O (Mini-Split Heat Pump, with Remote Outdoor Unit Air-Source, Free Delivery)","ROSH15AHHJ","Mini-Splits (Non-Ducted)","RIWH15AHWJ",13.3,18000,11200]
[10595376,null,"RUUD","HRCU-A-CB-O (Mini-Split Heat Pump, with Remote Outdoor Unit Air-Source, Free Delivery)","UOSH15AHHJ","Mini-Splits (Non-Ducted)","UIWH15AHWJ",13.3,18000,11200]
[10595377,null,"RHEEM","HRCU-A-CB-O (Mini-Split Heat Pump, with Remote Outdoor Unit Air-Source, Free Delivery)","ROSH18AHXHJ","Mini-Splits (Non-Ducted)","RIWH18AVFJ",10.4,21600,14600]
[10595378,null,"RUUD","HRCU-A-CB-O (Mini-Split Heat Pump, with Remote Outdoor Unit Air-Source, Free Delivery)","UOSH18AHXHJ","Mini-Splits (Non-Ducted)","UIWH18AVFJ",10.4,21600,14600]
[10595379,null,"RHEEM","HRCU-A-CB-O (Mini-Split Heat Pump, with Remote Outdoor Unit Air-Source, Free Delivery)","ROSH24AHXHJ","Mini-Splits (Non-Ducted)","RIWH24AVFJ",10.5,25200,18000]
[10595380,null,"RUUD","HRCU-A-CB-O (Mini-Split Heat Pump, with Remote Outdoor Unit Air-Source, Free Delivery)","UOSH24AHXHJ","Mini-Splits (Non-Ducted)","UIWH24AVFJ",10.5,25200,18000]
[10595381,null,"RHEEM","HRCU-A-CB-O (Mini-Split Heat Pump, with Remote Outdoor Unit Air-Source, Free Delivery)","ROSH30AHXHJ","Mini-Splits (Non-Ducted)","RIWH30AVFJ",11.8,32000,18900]
[10595382,null,"RUUD","HRCU-A-CB-O (Mini-Split Heat Pump, with Remote Outdoor Unit Air-Source, Free Delivery)","UOSH30AHXHJ","Mini-Splits (Non-Ducted)","UIWH30AVFJ",11.8,32000,18900]
[10595383,null,"RHEEM","HRCU-A-CB-O (Mini-Split Heat Pump, with Remote Outdoor Unit Air-Source, Free Delivery)","ROSH09AFFHJ","Mini-Splits (Non-Ducted)","RIFH09AVFJ",12.4,12000,7500]
[10595385,null,"RUUD","HRCU-A-CB-O (Mini-Split Heat Pump, with Remote Outdoor Unit Air-Source, Free Delivery)","UOSH09AFFHJ","Mini-Splits (Non-Ducted)","RIFH09AVFJ",12.4,12000,7500]
[10595386,null,"RHEEM","HRCU-A-CB-O (Mini-Split Heat Pump, with Remote Outdoor Unit Air-Source, Free Delivery)","ROSH12AFFHJ","Mini-Splits (Non-Ducted)","RIFH12AVFJ",11.3,16000,10600]
[10595387,null,"RUUD","HRCU-A-CB-O (Mini-Split Heat Pump, with Remote Outdoor Unit Air-Source, Free Delivery)","UOSH12AFFHJ","Mini-Splits (Non-Ducted)","RIFH12AVFJ",11.3,16000,10600]
[10595389,null,"RHEEM","HRCU-A-CB-O (Mini-Split Heat Pump, with Remote Outdoor Unit Air-Source, Free Delivery)","ROSH15AFFHJ","Mini-Splits (Non-Ducted)","RIFH15AVFJ",11,18000,11600]
[10595390,null,"RUUD","HRCU-A-CB-O (Mini-Split Heat Pump, with Remote Outdoor Unit Air-Source, Free Delivery)","UOSH15AFFHJ","Mini-Splits (Non-Ducted)","RIFH15AVFJ",11,18000,11600]
[206221519,null,"RUUD","HRCU-A-CB-O (Mini-Split Heat Pump, with Remote Outdoor Unit Air-Source, Free Delivery)","ROSH18AFCJ","Mini-Splits (Non-Ducted)","RICH18AVFJ",11.5,21600,13600]
[206221520,null,"RUUD","HMSV-A-CB (Multi-Split Heat Pump)","ROMH18FXZHJ","Non-Ducted Indoor Units","Multiple combinations, check manufacturer compatibility",10.3,22000,14200]
[206221521,null,"RUUD","HMSV-A-CB (Multi-Split Heat Pump)","ROMH18FXZHJ","Ducted Indoor Units","Multiple combinations, check manufacturer compatibility",9,22000,14200]
[206221522,null,"RUUD","HMSV-A-CB (Multi-Split Heat Pump)","ROMH18FXZHJ","Mixed Ducted and Non-Ducted Indoor Units","Multiple combinations, check manufacturer compatibility",9.65,22000,14200]
[206221523,null,"RUUD","HMSV-A-CB (Multi-Split Heat Pump)","ROMH24FXZHJ","Non-Ducted Indoor Units","Multiple combinations, check manufacturer compatibility",10.3,25000,15400]
[206221524,null,"RUUD","HMSV-A-CB (Multi-Split Heat Pump)","ROMH24FXZHJ","Ducted Indoor Units","Multiple combinations, check manufacturer compatibility",9,25000,15400]
[10306425,null,"DIRECT AIR","HRCU-A-CB-O (Mini-Split Heat Pump, with Remote Outdoor Unit Air-Source, Free Delivery)","DIR-12HP17-DKO","Mini-Splits (Non-Ducted)","DIR-12HP17-DKI",9.35,13200,7200]
[10306426,null,"DIRECT AIR","HRCU-A-CB-O (Mini-Split Heat Pump, with Remote Outdoor Unit Air-Source, Free Delivery)","DIR-09HP28-TQO","Mini-Splits (Non-Ducted)","DIR-09HP28-TQI",12.5,10500,6500]
[10306427,null,"DIRECT AIR","HRCU-A-CB-O (Mini-Split Heat Pump, with Remote Outdoor Unit Air-Source, Free Delivery)","DIR-12HP28-TQO","Mini-Splits (Non-Ducted)","DIR-12HP28-TQI",12,13000,8000]
[10306830,null,"INNOVAIR","HMSV-A-CB (Multi-Split Heat Pump)","IOV036H2MDC707(A)","Non-Ducted Indoor Units","Multiple combinations, check manufacturer compatibility",9,41500,24000]
[10306908,null,"INNOVAIR","HMSV-A-CB (Multi-Split Heat Pump)","IOV036H2MDC707(A)","Ducted Indoor Units","Multiple combinations, check manufacturer compatibility",9,42000,25200]
[10307043,null,"INNOVAIR","HMSV-A-CB (Multi-Split Heat Pump)","IOV048H2MDC708(A)","Non-Ducted Indoor Units","Multiple combinations, check manufacturer compatibility",9,52500,31600]
[10307116,null,"INNOVAIR","HMSV-A-CB (Multi-Split Heat Pump)","IOV048H2MDC708(A)","Ducted Indoor Units","Multiple combinations, check manufacturer compatibility",9,52500,32000]
[10316369,null,"HAIER","HMSV-A-CB-O (Multi-Split Heat Pump, Free Delivery)","MVHP036MV2AA","Non-Ducted Indoor Units","Multiple combinations, check manufacturer compatibility",10,40000,24000]
[10316370,null,"HAIER","HMSV-A-CB (Multi-Split Heat Pump)","MVHP036MV2AA","Ducted Indoor Units","Multiple combinations, check manufacturer compatibility",9.5,40000,23800]
[10316371,null,"HAIER","HMSV-A-CB-O (Multi-Split Heat Pump, Free Delivery)","MVHP048MV2AA","Non-Ducted Indoor Units","Multiple combinations, check manufacturer compatibility",10,54000,35000]
[206328090,null,"Mitsubishi Electric","HRCU-A-CB (Mini-Split System: Heat Pump with Outdoor Unit-Air-Source, Ducted)","SUZ-KA12NAHZ","Mini-Splits (Ducted)","NTXDKS12A112AA",10.199999999999999,15000,9000]
[206328091,null,"Mitsubishi Electric","HRCU-A-CB (Mini-Split System: Heat Pump with Outdoor Unit-Air-Source, Ducted)","SUZ-KA15NAHZ","Mini-Splits (Ducted)","NTXDKS15A112AA",9.5,18000,12200]
[206328093,null,"Mitsubishi Electric","HRCU-A-CB (Mini-Split System: Heat Pump with Outdoor Unit-Air-Source, Ducted)","SUZ-KA18NAHZ","Mini-Splits (Ducted)","NTXDKS18A112AA",10.9,21600,14200]
[206328094,null,"Mitsubishi Electric","HRCU-A-CB-O (Mini-Split Heat Pump, with Remote Outdoor Unit Air-Source, Free Delivery)","SUZ-KA09NAHZ","Mini-Splits (Non-Ducted)","NTXCKS09A112AA",10,11000,6300]
[206328096,null,"Mitsubishi Electric","HRCU-A-CB-O (Mini-Split Heat Pump, with Remote Outdoor Unit Air-Source, Free Delivery)","SUZ-KA12NAHZ","Mini-Splits (Non-Ducted)","NTXCKS12A112AA",10,13800,8300]
[206328098,null,"Mitsubishi Electric","HRCU-A-CB-O (Mini-Split Heat Pump, with Remote Outdoor Unit Air-Source, Free Delivery)","SUZ-KA15NAHZ","Mini-Splits (Non-Ducted)","NTXCKS15A112AA",9,16400,9700]
[206328099,null,"Mitsubishi Electric","HRCU-A-CB-O (Mini-Split Heat Pump, with Remote Outdoor Unit Air-Source, Free Delivery)","SUZ-KA18NAHZ","Mini-Splits (Non-Ducted)","NTXCKS18A112AA",9.4,18800,12100]
[206328101,null,"Mitsubishi Electric","HRCU-A-CB (Mini-Split System: Heat Pump with Outdoor Unit-Air-Source, Ducted)","SUZ-KA12NAHZ","Mini-Splits (Ducted)","NTXAMT12A112AA",10.199999999999999,15000,8900]
[206328102,null,"Mitsubishi Electric","HRCU-A-CB (Mini-Split System: Heat Pump with Outdoor Unit-Air-Source, Ducted)","SUZ-KA18NAHZ","Mini-Splits (Ducted)","NTXAMT18A112AA",10.4,21600,14300]
[206328104,null,"Mitsubishi Electric","HRCU-A-CB-O (Mini-Split Heat Pump, with Remote Outdoor Unit Air-Source, Free Delivery)","SUZ-KA09NAHZ","Mini-Splits (Non-Ducted)","NAXUKS09A112AA",11,12000,6600]
[206328105,null,"Mitsubishi Electric","HRCU-A-CB-O (Mini-Split Heat Pump, with Remote Outdoor Unit Air-Source, Free Delivery)","SUZ-KA12NAHZ","Mini-Splits (Non-Ducted)","NAXUKS12A112AA",10.199999999999999,15000,9100]
[206328107,null,"Mitsubishi Electric","HRCU-A-CB-O (Mini-Split Heat Pump, with Remote Outdoor Unit Air-Source, Free Delivery)","SUZ-KA18NAHZ","Mini-Splits (Non-Ducted)","NAXUKS18A112AA",10,18600,11800]
[206328109,null,"Mitsubishi Electric","HRCU-A-CB (Mini-Split System: Heat Pump with Outdoor Unit-Air-Source, Ducted)","SUZ-KA09NAHZ","Mini-Splits (Ducted)","NAXDKS09A112AA",9.8000000000000007,12500,8700]
[206328110,null,"Mitsubishi Electric","HRCU-A-CB (Mini-Split System: Heat Pump with Outdoor Unit-Air-Source, Ducted)","SUZ-KA12NAHZ","Mini-Splits (Ducted)","NAXDKS12A112AA",10.199999999999999,15000,9000]
[206328112,null,"Mitsubishi Electric","HRCU-A-CB (Mini-Split System: Heat Pump with Outdoor Unit-Air-Source, Ducted)","SUZ-KA15NAHZ","Mini-Splits (Ducted)","NAXDKS15A112AA",9.5,18000,12200]
[206328113,null,"Mitsubishi Electric","HRCU-A-CB (Mini-Split System: Heat Pump with Outdoor Unit-Air-Source, Ducted)","SUZ-KA18NAHZ","Mini-Splits (Ducted)","NAXDKS18A112AA",10.9,21600,14200]
[206328114,null,"Mitsubishi Electric","HRCU-A-CB-O (Mini-Split Heat Pump, with Remote Outdoor Unit Air-Source, Free Delivery)","SUZ-KA09NAHZ","Mini-Splits (Non-Ducted)","NAXCKS09A112AA",10,11000,6300]
[206315624,null,"DIYCOOL","HRCU-A-CB-O (Mini-Split Heat Pump, with Remote Outdoor Unit Air-Source, Free Delivery)","ACIQ-18Z-HP230","Mini-Splits (Non-Ducted)","ACIQ-18W-HP230",10,18000,11000]
[206315625,null,"DIYCOOL","HRCU-A-CB-O (Mini-Split Heat Pump, with Remote Outdoor Unit Air-Source, Free Delivery)","ACIQ-24Z-HP230","Mini-Splits (Non-Ducted)","ACIQ-24W-HP230",9.5,24000,14400]
[206315626,null,"DIYCOOL","HRCU-A-CB-O (Mini-Split Heat Pump, with Remote Outdoor Unit Air-Source, Free Delivery)","ACIQ-30Z-HP230","Mini-Splits (Non-Ducted)","ACIQ-30W-HP230",9.6,30000,19000]
[206315627,null,"DIYCOOL","HRCU-A-CB-O (Mini-Split Heat Pump, with Remote Outdoor Unit Air-Source, Free Delivery)","ACIQ-36Z-HP230","Mini-Splits (Non-Ducted)","ACIQ-36W-HP230",10,36000,21400]
[206315628,null,"DIYCOOL","HRCU-A-CB (Mini-Split System: Heat Pump with Outdoor Unit-Air-Source, Ducted)","ACIQ-24-HP","Mini-Splits (Ducted)","ACIQ-24-AH",11.6,27000,16500]
[206315629,null,"DIYCOOL","HRCU-A-CB (Mini-Split System: Heat Pump with Outdoor Unit-Air-Source, Ducted)","ACIQ-36-HP","Mini-Splits (Ducted)","ACIQ-36-AH",10.4,39000,25000]
[206315630,null,"DIYCOOL","HRCU-A-CB (Mini-Split System: Heat Pump with Outdoor Unit-Air-Source, Ducted)","ACIQ-48-HP","Mini-Splits (Ducted)","ACIQ-48-AH",9.5,55000,36000]
[206315631,null,"ACIQ","HRCU-A-CB-O (Mini-Split Heat Pump, with Remote Outdoor Unit Air-Source, Free Delivery)","ACIQ-09Z-HP115","Mini-Splits (Non-Ducted)","ACIQ-09W-HP115",10,10000,6000]
[206315632,null,"ACIQ","HRCU-A-CB-O (Mini-Split Heat Pump, with Remote Outdoor Unit Air-Source, Free Delivery)","ACIQ-12Z-HP230","Mini-Splits (Non-Ducted)","ACIQ-12W-HP230",9.5,12000,6800]
[206315633,null,"ACIQ","HRCU-A-CB-O (Mini-Split Heat Pump, with Remote Outdoor Unit Air-Source, Free Delivery)","ACIQ-18Z-HP230","Mini-Splits (Non-Ducted)","ACIQ-18W-HP230",10,18000,11000]
[206315634,null,"ACIQ","HRCU-A-CB-O (Mini-Split Heat Pump, with Remote Outdoor Unit Air-Source, Free Delivery)","ACIQ-24Z-HP230","Mini-Splits (Non-Ducted)","ACIQ-24W-HP230",9.5,24000,14400]
[206315635,null,"ACIQ","HRCU-A-CB-O (Mini-Split Heat Pump, with Remote Outdoor Unit Air-Source, Free Delivery)","ACIQ-30Z-HP230","Mini-Splits (Non-Ducted)","ACIQ-30W-HP230",9.6,30000,19000]
[206315636,null,"ACIQ","HRCU-A-CB-O (Mini-Split Heat Pump, with Remote Outdoor Unit Air-Source, Free Delivery)","ACIQ-36Z-HP230","Mini-Splits (Non-Ducted)","ACIQ-36W-HP230",10,36000,21400]
[206315637,null,"ACIQ","HRCU-A-CB (Mini-Split System: Heat Pump with Outdoor Unit-Air-Source, Ducted)","ACIQ-24-HP","Mini-Splits (Ducted)","ACIQ-24-AH",11.6,27000,16500]
[206315638,null,"ACIQ","HRCU-A-CB (Mini-Split System: Heat Pump with Outdoor Unit-Air-Source, Ducted)","ACIQ-36-HP","Mini-Splits (Ducted)","ACIQ-36-AH",10.4,39000,25000]
[206315639,null,"ACIQ","HRCU-A-CB (Mini-Split System: Heat Pump with Outdoor Unit-Air-Source, Ducted)","ACIQ-48-HP","Mini-Splits (Ducted)","ACIQ-48-AH",9.5,55000,36000]
[206315640,null,"1HVAC","HRCU-A-CB-O (Mini-Split Heat Pump, with Remote Outdoor Unit Air-Source, Free Delivery)","ACIQ-09Z-HP115","Mini-Splits (Non-Ducted)","ACIQ-09W-HP115",10,10000,6000]
[206315641,null,"1HVAC","HRCU-A-CB-O (Mini-Split Heat Pump, with Remote Outdoor Unit Air-Source, Free Delivery)","ACIQ-12Z-HP230","Mini-Splits (Non-Ducted)","ACIQ-12W-HP230",9.5,12000,6800]
[10619419,null,"TRANE","HRCU-A-CB (Mini-Split System: Heat Pump with Outdoor Unit-Air-Source, Ducted)","4TUK4542A10N0A","Mini-Splits (Ducted)","4MUM4542B10N0A",9.6,47000,29400]
[10619420,null,"TRANE","HRCU-A-CB (Mini-Split System: Heat Pump with Outdoor Unit-Air-Source, Ducted)","4TUK4548A10N0A","Mini-Splits (Ducted)","4MUM4548B10N0A",9.6999999999999993,53000,33400]
[10327042,null,"TGM","HMSV-A-CB (Multi-Split Heat Pump)","MMCUT36AS4","Non-Ducted Indoor Units","Multiple combinations, check manufacturer compatibility",10.3,36000,25400]
[10327043,null,"CLASSIC","HMSV-A-CB (Multi-Split Heat Pump)","MMCUC36AS4","Non-Ducted Indoor Units","Multiple combinations, check manufacturer compatibility",10.3,36000,25400]
[10327046,null,"TGM","HMSV-A-CB (Multi-Split Heat Pump)","MMCUT48AS5","Non-Ducted Indoor Units","Multiple combinations, check manufacturer compatibility",10.4,48000,30800]
[10327047,null,"CLASSIC","HMSV-A-CB (Multi-Split Heat Pump)","MMCUC48AS5","Non-Ducted Indoor Units","Multiple combinations, check manufacturer compatibility",10.4,48000,30800]
[10327294,null,"KINGHOME","HRCU-A-CB-O (Mini-Split Heat Pump, with Remote Outdoor Unit Air-Source, Free Delivery)","KW24HQ1B8DO","Mini-Splits (Non-Ducted)","KW24HQ1B8DI",9,23000,13500]
[10327295,null,"KINGHOME","HRCU-A-CB-O (Mini-Split Heat Pump, with Remote Outdoor Unit Air-Source, Free Delivery)","KW18HQ3B8DO","Mini-Splits (Non-Ducted)","KW18HQ3B8DI",9,19800,11300]
[10333026,null,"KINGHOME","HRCU-A-CB-O (Mini-Split Heat Pump, with Remote Outdoor Unit Air-Source, Free Delivery)","KW24HQ3B8DO","Mini-Splits (Non-Ducted)","KW24HQ3B8DI",10,24000,16000]
[10333027,null,"KINGHOME","HRCU-A-CB-O (Mini-Split Heat Pump, with Remote Outdoor Unit Air-Source, Free Delivery)","KW12HQ3B8DO","Mini-Splits (Non-Ducted)","KW12HQ3B8DI",9,13000,7500]
[10333036,null,"KINGHOME","HRCU-A-CB-O (Mini-Split Heat Pump, with Remote Outdoor Unit Air-Source, Free Delivery)","KW09HQ2B8DO","Mini-Splits (Non-Ducted)","KW09HQ2B8DI",10.5,11000,7300]
[10333037,null,"KINGHOME","HRCU-A-CB-O (Mini-Split Heat Pump, with Remote Outdoor Unit Air-Source, Free Delivery)","KW12HQ2B8DO","Mini-Splits (Non-Ducted)","KW12HQ2B8DI",11,13000,7700]
[10333040,null,"KINGHOME","HRCU-A-CB-O (Mini-Split Heat Pump, with Remote Outdoor Unit Air-Source, Free Delivery)","KW18HQ2B8DO","Mini-Splits (Non-Ducted)","KW18HQ2B8DI",10.5,19800,12400]
[10333041,null,"GREE","HRCU-A-CB (Mini-Split System: Heat Pump with Outdoor Unit-Air-Source, Ducted)","GUHD18ND3F1O","Mini-Splits (Ducted)","GFH18D3F3I",9,19100,12500]
[10333042,null,"KINGHOME","HRCU-A-CB (Mini-Split System: Heat Pump with Outdoor Unit-Air-Source, Ducted)","KU21-ODU18-3","Mini-Splits (Ducted)","KU21-CDU18-3",9.5,18800,10900]
[10333511,null,"KLIMAIRE","HRCU-A-CB-O (Mini-Split Heat Pump, with Remote Outdoor Unit Air-Source, Free Delivery)","KSIE024-H220-O","Mini-Splits (Non-Ducted)","KTIR24-H2",11.5,24000,16200]
[10333512,null,"GARRISON","HRCU-A-CB-O (Mini-Split Heat Pump, with Remote Outdoor Unit Air-Source, Free Delivery)",3554189,"Mini-Splits (Non-Ducted)",3554197,10.5,24400,15800]
[10333513,null,"GARRISON","HRCU-A-CB-O (Mini-Split Heat Pump, with Remote Outdoor Unit Air-Source, Free Delivery)",3554189,"Mini-Splits (Non-Ducted)",3554188,10,25000,15300]
[206223077,null,"Trane / Mitsubishi Electric","HRCU-A-CB-O (Mini-Split Heat Pump, with Remote Outdoor Unit Air-Source, Free Delivery)","TRUZH0301KA00NA","Mini-Splits (Non-Ducted)","TPKA0A0301KA70A",9.6,32000,21200]
[206223078,null,"Trane / Mitsubishi Electric","HRCU-A-CB (Mini-Split System: Heat Pump with Outdoor Unit-Air-Source, Ducted)","TRUZH0301KA00NA","Mini-Splits (Ducted)","TPEADA0301AA70A",9.6,32000,21000]
[206223079,null,"Trane / Mitsubishi Electric","HRCU-A-CB-O (Mini-Split Heat Pump, with Remote Outdoor Unit Air-Source, Free Delivery)","TRUZH0301KA00NA","Mini-Splits (Non-Ducted)","TPCA0A0301KA70A",9.4,32000,22200]
[206223080,null,"Trane / Mitsubishi Electric","HRCU-A-CB (Mini-Split System: Heat Pump with Outdoor Unit-Air-Source, Ducted)","TRUZH0361KA00NA","Mini-Splits (Ducted)","TPVA0A0361AA70A",11.2,38000,24600]
[206223081,null,"Trane / Mitsubishi Electric","HRCU-A-CB-O (Mini-Split Heat Pump, with Remote Outdoor Unit Air-Source, Free Delivery)","TRUZH0361KA00NA","Mini-Splits (Non-Ducted)","TPLA0A0181EA70ATPLA0A0181EA70A",11.2,38000,25400]
[206223082,null,"Trane / Mitsubishi Electric","HRCU-A-CB (Mini-Split System: Heat Pump with Outdoor Unit-Air-Source, Ducted)","TRUZH0361KA00NA","Mini-Splits (Ducted)","TPVA0A0181AA70ATPVA0A0181AA70A",10.8,38000,24200]
[206223083,null,"Trane / Mitsubishi Electric","HRCU-A-CB (Mini-Split System: Heat Pump with Outdoor Unit-Air-Source, Ducted)","TRUZH0361KA00NA","Mini-Splits (Ducted)","TPEADA0361AA70A",10.4,38000,25400]
[206223084,null,"Trane / Mitsubishi Electric","HRCU-A-CB-O (Mini-Split Heat Pump, with Remote Outdoor Unit Air-Source, Free Delivery)","TRUZH0361KA00NA","Mini-Splits (Non-Ducted)","TPCA0A0361KA70A",10.3,38000,25400]
[10340614,null,"KINGHOME","HMSV-A-CB (Multi-Split Heat Pump)","KM42H4O","Ducted Indoor Units","Multiple combinations, check manufacturer compatibility",9.6,46500,28000]
[10340615,null,"KINGHOME","HMSV-A-CB (Multi-Split Heat Pump)","KM42H4O","Mixed Ducted and Non-Ducted Indoor Units","Multiple combinations, check manufacturer compatibility",9.9,45500,28400]
[10344519,null,"KLIMAIRE","HRCU-A-CB-O (Mini-Split Heat Pump, with Remote Outdoor Unit Air-Source, Free Delivery)","KSIQ018-H216-O","Mini-Splits (Non-Ducted)","KSIQ018-H216-I",9.5,18000,11700]
[206314613,null,"DUOHOME","HRCU-A-CB (Mini-Split System: Heat Pump with Outdoor Unit-Air-Source, Ducted)","DOE30U-60HFN1-M","Mini-Splits (Ducted)","DHG-60HWFN1-MW",9,60000,37600]
[206314666,null,"AIRGREEN","HRCU-A-CB-O (Mini-Split Heat Pump, with Remote Outdoor Unit Air-Source, Free Delivery)","AG-CO36IR410AH","Mini-Splits (Non-Ducted)","AG-CC36IR410AH",10.5,38000,25200]
[206314667,null,"AIRGREEN","HRCU-A-CB-O (Mini-Split Heat Pump, with Remote Outdoor Unit Air-Source, Free Delivery)","AG-CO36IR410AH","Mini-Splits (Non-Ducted)","AG-FC36IR410AH",10,38000,25400]
[206314668,null,"AIRGREEN","HRCU-A-CB (Mini-Split System: Heat Pump with Outdoor Unit-Air-Source, Ducted)","AG-CO36IR410AH","Mini-Splits (Ducted)","AG-CD36IR410AH",11.5,40000,27600]
[206314669,null,"AIRGREEN","HRCU-A-CB-O (Mini-Split Heat Pump, with Remote Outdoor Unit Air-Source, Free Delivery)","AG-CO48IR410AH","Mini-Splits (Non-Ducted)","AG-CC48IR410AH",11,50000,35000]
[206314670,null,"AIRGREEN","HRCU-A-CB (Mini-Split System: Heat Pump with Outdoor Unit-Air-Source, Ducted)","AG-CO48IR410AH","Mini-Splits (Ducted)","AG-CD48IR410AH",10.3,49500,33400]
[206314671,null,"AIRGREEN","HRCU-A-CB-O (Mini-Split Heat Pump, with Remote Outdoor Unit Air-Source, Free Delivery)","AG-CO48IR410AH","Mini-Splits (Non-Ducted)","AG-FC48IR410AH",11,50000,35000]
[206314672,null,"AIRGREEN","HRCU-A-CB-O (Mini-Split Heat Pump, with Remote Outdoor Unit Air-Source, Free Delivery)","AG-09IR410AHS22L","Mini-Splits (Non-Ducted)","AG-09IR410AHS22L",10.5,10000,5800]
[206314673,null,"AIRGREEN","HRCU-A-CB-O (Mini-Split Heat Pump, with Remote Outdoor Unit Air-Source, Free Delivery)","AG-12IR410AHS22L","Mini-Splits (Non-Ducted)","AG-12IR410AHS22L",11.2,12000,7100]
[206314674,null,"AIRGREEN","HRCU-A-CB-O (Mini-Split Heat Pump, with Remote Outdoor Unit Air-Source, Free Delivery)","AG-09IR410AHS22","Mini-Splits (Non-Ducted)","AG-09IR410AHS22",10.5,9800,6400]
[206314675,null,"AIRGREEN","HRCU-A-CB-O (Mini-Split Heat Pump, with Remote Outdoor Unit Air-Source, Free Delivery)","AG-12IR410AHS22","Mini-Splits (Non-Ducted)","AG-12IR410AHS22",9.8000000000000007,12000,7200]
[206314676,null,"AIRGREEN","HRCU-A-CB-O (Mini-Split Heat Pump, with Remote Outdoor Unit Air-Source, Free Delivery)","AG-18IR410AHS22","Mini-Splits (Non-Ducted)","AG-18IR410AHS22",10,18000,10400]
[206314677,null,"AIRGREEN","HRCU-A-CB-O (Mini-Split Heat Pump, with Remote Outdoor Unit Air-Source, Free Delivery)","AG-24IR410AHS22","Mini-Splits (Non-Ducted)","AG-24IR410AHS22",10,25000,15300]
[206314678,null,"AIRGREEN","HMSV-A-CB (Multi-Split Heat Pump)","AG-MO18IR410AH","Non-Ducted Indoor Units","Multiple combinations, check manufacturer compatibility",10,18000,11800]
[206314679,null,"AIRGREEN","HMSV-A-CB (Multi-Split Heat Pump)","AG-MO30IR410AH","Non-Ducted Indoor Units","Multiple combinations, check manufacturer compatibility",9.8000000000000007,28000,16800]
[10349251,null,"SEA BREEZE","HMSV-A-CB (Multi-Split Heat Pump)","SMZ30H421ZOGB","Mixed Ducted and Non-Ducted Indoor Units","Multiple combinations, check manufacturer compatibility",10,30000,17100]
[10350030,null,"MIRAGE","HRCU-A-CB-O (Mini-Split Heat Pump, with Remote Outdoor Unit Air-Source, Free Delivery)","CMC361J","Mini-Splits (Non-Ducted)","EMC361J",9,34600,20200]
[10355419,null,"I COOL AIR","HMSV-A-CB (Multi-Split Heat Pump)","IWMHO27B","Non-Ducted Indoor Units","Multiple combinations, check manufacturer compatibility",9.8000000000000007,28000,16800]
[206328149,null,"Trane / Mitsubishi Electric","HRCU-A-CB (Mini-Split System: Heat Pump with Outdoor Unit-Air-Source, Ducted)","NTXSKH36A112AA","Mini-Splits (Ducted)","PEAD-A36AA7",9,37000,25400]
[206328151,null,"Trane / Mitsubishi Electric","HRCU-A-CB-O (Mini-Split Heat Pump, with Remote Outdoor Unit Air-Source, Free Delivery)","NTXSKH12A112AA","Mini-Splits (Non-Ducted)","SLZ-KF12NA",10,13800,8300]
[206328152,null,"Trane / Mitsubishi Electric","HRCU-A-CB (Mini-Split System: Heat Pump with Outdoor Unit-Air-Source, Ducted)","NTXSKH15A112AA","Mini-Splits (Ducted)","SEZ-KD15NA4R1",9.5,18000,12200]
[206328153,null,"Trane / Mitsubishi Electric","HRCU-A-CB (Mini-Split System: Heat Pump with Outdoor Unit-Air-Source, Ducted)","NTXSKH18A112AA","Mini-Splits (Ducted)","SEZ-KD18NA4R1",10.9,21600,14200]
[206328154,null,"Trane / Mitsubishi Electric","HRCU-A-CB-O (Mini-Split Heat Pump, with Remote Outdoor Unit Air-Source, Free Delivery)","NTXSKH18A112AA","Mini-Splits (Non-Ducted)","MLZ-KP18NA",10,18600,11800]
[206328156,null,"American Standard / Mitsubishi Electric","HRCU-A-CB (Mini-Split System: Heat Pump with Outdoor Unit-Air-Source, Ducted)","NAXSKH12A112AA","Mini-Splits (Ducted)","SVZ-KP12NA",10.199999999999999,15000,8900]
[206328158,null,"American Standard / Mitsubishi Electric","HRCU-A-CB (Mini-Split System: Heat Pump with Outdoor Unit-Air-Source, Ducted)","NAXSKH18A112AA","Mini-Splits (Ducted)","SVZ-KP18NA",10.4,21600,14300]
[206328160,null,"American Standard / Mitsubishi Electric","HRCU-A-CB-O (Mini-Split Heat Pump, with Remote Outdoor Unit Air-Source, Free Delivery)","NAXSKH09A112AA","Mini-Splits (Non-Ducted)","SLZ-KF09NA",10,11000,6300]
[206328161,null,"American Standard / Mitsubishi Electric","HRCU-A-CB-O (Mini-Split Heat Pump, with Remote Outdoor Unit Air-Source, Free Delivery)","NAXSKH12A112AA","Mini-Splits (Non-Ducted)","SLZ-KF12NA",10,13800,8300]
[206328163,null,"American Standard / Mitsubishi Electric","HRCU-A-CB-O (Mini-Split Heat Pump, with Remote Outdoor Unit Air-Source, Free Delivery)","NAXSKH15A112AA","Mini-Splits (Non-Ducted)","SLZ-KF15NA",9,16400,9700]
[206328164,null,"American Standard / Mitsubishi Electric","HRCU-A-CB-O (Mini-Split Heat Pump, with Remote Outdoor Unit Air-Source, Free Delivery)","NAXSKH18A112AA","Mini-Splits (Non-Ducted)","SLZ-KF18NA",9.4,18800,12100]
[206328166,null,"American Standard / Mitsubishi Electric","HRCU-A-CB (Mini-Split System: Heat Pump with Outdoor Unit-Air-Source, Ducted)","NAXSKH09A112AA","Mini-Splits (Ducted)","SEZ-KD09NA4R1",9.8000000000000007,12500,8700]
[206328167,null,"American Standard / Mitsubishi Electric","HRCU-A-CB (Mini-Split System: Heat Pump with Outdoor Unit-Air-Source, Ducted)","NAXSKH12A112AA","Mini-Splits (Ducted)","SEZ-KD12NA4R1",10.199999999999999,15000,9000]
[206328168,null,"American Standard / Mitsubishi Electric","HRCU-A-CB (Mini-Split System: Heat Pump with Outdoor Unit-Air-Source, Ducted)","NAXSKH15A112AA","Mini-Splits (Ducted)","SEZ-KD15NA4R1",9.5,18000,12200]
[206328169,null,"American Standard / Mitsubishi Electric","HRCU-A-CB (Mini-Split System: Heat Pump with Outdoor Unit-Air-Source, Ducted)","NAXSKH18A112AA","Mini-Splits (Ducted)","SEZ-KD18NA4R1",10.9,21600,14200]
[206328171,null,"American Standard / Mitsubishi Electric","HRCU-A-CB-O (Mini-Split Heat Pump, with Remote Outdoor Unit Air-Source, Free Delivery)","NAXSKH09A112AA","Mini-Splits (Non-Ducted)","MLZ-KP09NA",11,12000,6600]
[206223021,null,"American Standard / Mitsubishi Electric","HRCU-A-CB (Mini-Split System: Heat Pump with Outdoor Unit-Air-Source, Ducted)","ASUZH0241HA10NA","Mini-Splits (Ducted)","APEADA0241AA70A",10.4,25000,18000]
[206223022,null,"American Standard / Mitsubishi Electric","HRCU-A-CB (Mini-Split System: Heat Pump with Outdoor Unit-Air-Source, Ducted)","ASUZH0241HA10NA","Mini-Splits (Ducted)","APVA0A0241AA70A",10.4,26000,17500]
[206223023,null,"American Standard / Mitsubishi Electric","HRCU-A-CB (Mini-Split System: Heat Pump with Outdoor Unit-Air-Source, Ducted)","ASUZH0241HA10NA","Mini-Splits (Ducted)","APEADA0121AA70AAPEADA0121AA70A",10.4,25000,17800]
[206223024,null,"American Standard / Mitsubishi Electric","HRCU-A-CB-O (Mini-Split Heat Pump, with Remote Outdoor Unit Air-Source, Free Delivery)","ASUZH0241HA10NA","Mini-Splits (Non-Ducted)","APKA0A0121LA00AAPKA0A0121LA00A",10.6,26000,18100]
[206223025,null,"American Standard / Mitsubishi Electric","HRCU-A-CB-O (Mini-Split Heat Pump, with Remote Outdoor Unit Air-Source, Free Delivery)","ASUZH0241HA10NA","Mini-Splits (Non-Ducted)","APKA0A0121HA70AAPKA0A0121HA70A",10.6,26000,18100]
[206223026,null,"American Standard / Mitsubishi Electric","HRCU-A-CB (Mini-Split System: Heat Pump with Outdoor Unit-Air-Source, Ducted)","ASUZH0241HA10NA","Mini-Splits (Ducted)","APVA0A0121AA70AAPVA0A0121AA70A",10.4,26000,17500]
[206223027,null,"American Standard / Mitsubishi Electric","HRCU-A-CB (Mini-Split System: Heat Pump with Outdoor Unit-Air-Source, Ducted)","ASUZH0301KA00NA","Mini-Splits (Ducted)","APVA0A0301AA70A",9.8000000000000007,32000,21000]
[206223028,null,"American Standard / Mitsubishi Electric","HRCU-A-CB (Mini-Split System: Heat Pump with Outdoor Unit-Air-Source, Ducted)","ASUZH0301KA00NA","Mini-Splits (Ducted)","APEADA0301AA70A",9.6,32000,21000]
[206223029,null,"American Standard / Mitsubishi Electric","HRCU-A-CB-O (Mini-Split Heat Pump, with Remote Outdoor Unit Air-Source, Free Delivery)","ASUZH0301KA00NA","Mini-Splits (Non-Ducted)","APCA0A0301KA70A",9.4,32000,22200]
[206223030,null,"American Standard / Mitsubishi Electric","HRCU-A-CB (Mini-Split System: Heat Pump with Outdoor Unit-Air-Source, Ducted)","ASUZH0361KA00NA","Mini-Splits (Ducted)","APVA0A0361AA70A",11.2,38000,24600]
[206223031,null,"American Standard / Mitsubishi Electric","HRCU-A-CB (Mini-Split System: Heat Pump with Outdoor Unit-Air-Source, Ducted)","ASUZH0361KA00NA","Mini-Splits (Ducted)","APEADA0361AA70A",10.4,38000,25400]
[206223032,null,"American Standard / Mitsubishi Electric","HRCU-A-CB-O (Mini-Split Heat Pump, with Remote Outdoor Unit Air-Source, Free Delivery)","ASUZH0361KA00NA","Mini-Splits (Non-Ducted)","APCA0A0361KA70A",10.3,38000,25400]
[206223033,null,"American Standard / Mitsubishi Electric","HRCU-A-CB-O (Mini-Split Heat Pump, with Remote Outdoor Unit Air-Source, Free Delivery)","ASUZH0361KA00NA","Mini-Splits (Non-Ducted)","APKA0A0361KA70A",10,38000,25400]
[206223034,null,"American Standard / Mitsubishi Electric","HRCU-A-CB (Mini-Split System: Heat Pump with Outdoor Unit-Air-Source, Ducted)","ASUZH0421KA10NA","Mini-Splits (Ducted)","APEADA0421AA70A",9.8000000000000007,48000,39000]
[206223035,null,"American Standard / Mitsubishi Electric","HRCU-A-CB (Mini-Split System: Heat Pump with Outdoor Unit-Air-Source, Ducted)","ASUZH0421KA10NA","Mini-Splits (Ducted)","APVA0A0421AA70A",10,48000,38500]
[206223036,null,"American Standard / Mitsubishi Electric","HRCU-A-CB-O (Mini-Split Heat Pump, with Remote Outdoor Unit Air-Source, Free Delivery)","ASUZH0421KA10NA","Mini-Splits (Non-Ducted)","APCA0A0421KA70A",10,48000,38500]
[206223037,null,"American Standard / Mitsubishi Electric","HRCU-A-CB (Mini-Split System: Heat Pump with Outdoor Unit-Air-Source, Ducted)","NAXSKH24A112AA","Mini-Splits (Ducted)","APEADA0241AA70A",9,25000,18000]
[10316372,null,"HAIER","HMSV-A-CB (Multi-Split Heat Pump)","MVHP048MV2AA","Ducted Indoor Units","Multiple combinations, check manufacturer compatibility",9.5,54000,32400]
[10316377,null,"HAIER","HMSV-A-CB-O (Multi-Split Heat Pump, Free Delivery)","MVHP056MV2AA","Non-Ducted Indoor Units","Multiple combinations, check manufacturer compatibility",10,60000,38000]
[10316378,null,"HAIER","HMSV-A-CB (Multi-Split Heat Pump)","MVHP056MV2AA","Ducted Indoor Units","Multiple combinations, check manufacturer compatibility",9.5,60000,36400]
[10318077,null,"GREE","HRCU-A-CB-O (Mini-Split Heat Pump, with Remote Outdoor Unit Air-Source, Free Delivery)","GWH09ACD-D3DNA1A/O","Mini-Splits (Non-Ducted)","GWH09ACD-D3DN***/I",15,9000,5600]
[10318078,null,"GREE","HRCU-A-CB-O (Mini-Split Heat Pump, with Remote Outdoor Unit Air-Source, Free Delivery)","GWH12YD-D3DNA1A/O","Mini-Splits (Non-Ducted)","GWH12ACD-D3DN***/I",14,12200,8100]
[10318079,null,"GREE","HRCU-A-CB-O (Mini-Split Heat Pump, with Remote Outdoor Unit Air-Source, Free Delivery)","GWH18YE-D3DNA1A/O","Mini-Splits (Non-Ducted)","GWH18ACE-D3DN***/I",12,18000,14200]
[10324128,null,"HISENSE","HRCU-A-CB-O (Mini-Split Heat Pump, with Remote Outdoor Unit Air-Source, Free Delivery)","AS-12UR3SVE","Mini-Splits (Non-Ducted)","AS-12UR3SVEDA",9,13000,7500]
[10324129,null,"HISENSE","HRCU-A-CB-O (Mini-Split Heat Pump, with Remote Outdoor Unit Air-Source, Free Delivery)","AS-12UR3SVE","Mini-Splits (Non-Ducted)","AS-12UR3SVEDE",9,13000,7500]
[10324130,null,"HISENSE","HRCU-A-CB-O (Mini-Split Heat Pump, with Remote Outdoor Unit Air-Source, Free Delivery)","AS-12UR3SVE","Mini-Splits (Non-Ducted)","AS-12UR3SVEDG",9,13000,7500]
[10324131,null,"HISENSE","HRCU-A-CB-O (Mini-Split Heat Pump, with Remote Outdoor Unit Air-Source, Free Delivery)","AS-12UR3SVE","Mini-Splits (Non-Ducted)","AS-12UR3SVETF",9,13000,7500]
[10324132,null,"HISENSE","HRCU-A-CB-O (Mini-Split Heat Pump, with Remote Outdoor Unit Air-Source, Free Delivery)","AS-12UR3SVE","Mini-Splits (Non-Ducted)","AS-12UR3SVETR",9,13000,7500]
[10324133,null,"HISENSE","HRCU-A-CB-O (Mini-Split Heat Pump, with Remote Outdoor Unit Air-Source, Free Delivery)","AS-12UR3SVE","Mini-Splits (Non-Ducted)","AS-12UR3SVETQ",9,13000,7500]
[10324134,null,"HISENSE","HRCU-A-CB-O (Mini-Split Heat Pump, with Remote Outdoor Unit Air-Source, Free Delivery)","AS-18UR3SXA","Mini-Splits (Non-Ducted)","AS-18UR3SXADA",10.1,20000,11600]
[10324135,null,"HISENSE","HRCU-A-CB-O (Mini-Split Heat Pump, with Remote Outdoor Unit Air-Source, Free Delivery)","AS-18UR3SXA","Mini-Splits (Non-Ducted)","AS-18UR3SXADE",10.1,20000,11600]
[10324136,null,"HISENSE","HRCU-A-CB-O (Mini-Split Heat Pump, with Remote Outdoor Unit Air-Source, Free Delivery)","AS-18UR3SXA","Mini-Splits (Non-Ducted)","AS-18UR3SXADG",10.1,20000,11600]
[10324137,null,"HISENSE","HRCU-A-CB-O (Mini-Split Heat Pump, with Remote Outdoor Unit Air-Source, Free Delivery)","AS-18UR3SXA","Mini-Splits (Non-Ducted)","AS-18UR3SXATQ",10.1,20000,11600]
[10324138,null,"HISENSE","HRCU-A-CB-O (Mini-Split Heat Pump, with Remote Outdoor Unit Air-Source, Free Delivery)","AS-18UR3SXA","Mini-Splits (Non-Ducted)","AS-18UR3SXATR",10.1,20000,11600]
[10324139,null,"HISENSE","HRCU-A-CB-O (Mini-Split Heat Pump, with Remote Outdoor Unit Air-Source, Free Delivery)","AS-18UR3SXA","Mini-Splits (Non-Ducted)","AS-18UR3SXATF",10.1,20000,11600]
[10271375,null,"HISENSE","HRCU-A-CB-O (Mini-Split Heat Pump, with Remote Outdoor Unit Air-Source, Free Delivery)","AS-12UR3SVE","Mini-Splits (Non-Ducted)","AS-12UR3SVEDJ",9,13000,7500]
[10271376,null,"HISENSE","HRCU-A-CB-O (Mini-Split Heat Pump, with Remote Outdoor Unit Air-Source, Free Delivery)","AS-12UR3SVE","Mini-Splits (Non-Ducted)","AS-12UR3SVEDK",9,13000,7500]
[10271377,null,"HISENSE","HRCU-A-CB-O (Mini-Split Heat Pump, with Remote Outdoor Unit Air-Source, Free Delivery)","AS-12UR3SXE","Mini-Splits (Non-Ducted)","AS-12UR3SXEDJ",10.8,13000,7500]
[10271378,null,"HISENSE","HRCU-A-CB-O (Mini-Split Heat Pump, with Remote Outdoor Unit Air-Source, Free Delivery)","AS-12UR3SXE","Mini-Splits (Non-Ducted)","AS-12UR3SXEDK",10.8,13000,7500]
[10271657,null,"LG","HMSR-A-CB (Multi-Split Heat Recovery Heat Pump)","ARUB060GSS4","Ducted Indoor Units","Multiple combinations, check manufacturer compatibility",10,64000,40000]
[10271658,null,"LG","HMSV-A-CB (Multi-Split Heat Pump)","ARUN024GSS4","Mixed Ducted and Non-Ducted Indoor Units","Multiple combinations, check manufacturer compatibility",9.3000000000000007,27000,17500]
[10271659,null,"LG","HMSR-A-CB (Multi-Split Heat Recovery Heat Pump)","ARUB060GSS4","Mixed Ducted and Non-Ducted Indoor Units","Multiple combinations, check manufacturer compatibility",10.45,64000,40000]
[10272488,null,"AIR-CON","HRCU-A-CB-O (Mini-Split Heat Pump, with Remote Outdoor Unit Air-Source, Free Delivery)","ASRCI4H4S09","Mini-Splits (Non-Ducted)","ASREM4H4S09",9.1,10000,4500]
[10272489,null,"AIR-CON","HRCU-A-CB-O (Mini-Split Heat Pump, with Remote Outdoor Unit Air-Source, Free Delivery)","ABSCI4H4S09","Mini-Splits (Non-Ducted)","ABSEM4H4S09",10.5,9500,5000]
[10272490,null,"AIR-CON","HRCU-A-CB-O (Mini-Split Heat Pump, with Remote Outdoor Unit Air-Source, Free Delivery)","ASRCI4H4S12","Mini-Splits (Non-Ducted)","ASREM4H4S12",9,13000,7500]
[10272491,null,"AIR-CON","HRCU-A-CB-O (Mini-Split Heat Pump, with Remote Outdoor Unit Air-Source, Free Delivery)","ABSCI4H4S12","Mini-Splits (Non-Ducted)","ABSEM4H4S12",10.8,13000,7500]
[10272492,null,"AIR-CON","HRCU-A-CB-O (Mini-Split Heat Pump, with Remote Outdoor Unit Air-Source, Free Delivery)","ASRCI4H4S18","Mini-Splits (Non-Ducted)","ASREM4H4S18",10.1,20000,11600]
[10272493,null,"AIR-CON","HRCU-A-CB-O (Mini-Split Heat Pump, with Remote Outdoor Unit Air-Source, Free Delivery)","ABSCI4H4S18","Mini-Splits (Non-Ducted)","ABSEM4H4S18",11.6,19000,11600]
[10272494,null,"AIR-CON","HRCU-A-CB-O (Mini-Split Heat Pump, with Remote Outdoor Unit Air-Source, Free Delivery)","ASRCI4H4S24","Mini-Splits (Non-Ducted)","ASREM4H4S24",9.8000000000000007,24400,13000]
[10272495,null,"AIR-CON","HRCU-A-CB-O (Mini-Split Heat Pump, with Remote Outdoor Unit Air-Source, Free Delivery)","ABSCI4H4S24","Mini-Splits (Non-Ducted)","ABSEM4H4S24",10.5,24200,15400]
[10272496,null,"AIR-CON","HRCU-A-CB-O (Mini-Split Heat Pump, with Remote Outdoor Unit Air-Source, Free Delivery)","ASPCI4H4S30","Mini-Splits (Non-Ducted)","ASPEM4H4S30",12.3,31000,16000]
[10272497,null,"AIR-CON","HRCU-A-CB-O (Mini-Split Heat Pump, with Remote Outdoor Unit Air-Source, Free Delivery)","ASPCI4H4S36","Mini-Splits (Non-Ducted)","ASPEM4H4S36",9.6,33400,17500]
[10272498,null,"AIR-CON","HRCU-A-CB-O (Mini-Split Heat Pump, with Remote Outdoor Unit Air-Source, Free Delivery)","ATUCI4H1S09","Mini-Splits (Non-Ducted)","ATUEM4H1S09",10.5,10000,5000]
[10595392,null,"RHEEM","HRCU-A-CB-O (Mini-Split Heat Pump, with Remote Outdoor Unit Air-Source, Free Delivery)","ROSH09AFFJ","Mini-Splits (Non-Ducted)","RIFH09AVFJ",12.6,12000,7500]
[10595393,null,"RUUD","HRCU-A-CB-O (Mini-Split Heat Pump, with Remote Outdoor Unit Air-Source, Free Delivery)","UOSH09AFFJ","Mini-Splits (Non-Ducted)","RIFH09AVFJ",12.6,12000,7500]
[10595394,null,"RHEEM","HRCU-A-CB-O (Mini-Split Heat Pump, with Remote Outdoor Unit Air-Source, Free Delivery)","ROSH12AFFJ","Mini-Splits (Non-Ducted)","RIFH12AVFJ",11.6,16000,10600]
[10595395,null,"RUUD","HRCU-A-CB-O (Mini-Split Heat Pump, with Remote Outdoor Unit Air-Source, Free Delivery)","UOSH12AFFJ","Mini-Splits (Non-Ducted)","RIFH12AVFJ",11.6,16000,10600]
[10595396,null,"RHEEM","HRCU-A-CB-O (Mini-Split Heat Pump, with Remote Outdoor Unit Air-Source, Free Delivery)","ROSH15AFFJ","Mini-Splits (Non-Ducted)","RIFH15AVFJ",11.2,18000,11600]
[10595397,null,"RUUD","HRCU-A-CB-O (Mini-Split Heat Pump, with Remote Outdoor Unit Air-Source, Free Delivery)","UOSH15AFFJ","Mini-Splits (Non-Ducted)","RIFH15AVFJ",11.2,18000,11600]
[10595399,null,"RHEEM","HRCU-A-CB (Mini-Split System: Heat Pump with Outdoor Unit-Air-Source, Ducted)","ROSH09AFCJ","Mini-Splits (Ducted)","RIDH09AVFJ",12.2,12000,7300]
[10595400,null,"RUUD","HRCU-A-CB (Mini-Split System: Heat Pump with Outdoor Unit-Air-Source, Ducted)","UOSH09AFCJ","Mini-Splits (Ducted)","RIDH09AVFJ",12.2,12000,7300]
[10595401,null,"RHEEM","HRCU-A-CB (Mini-Split System: Heat Pump with Outdoor Unit-Air-Source, Ducted)","ROSH12AFCJ","Mini-Splits (Ducted)","RIDH12AVFJ",11.5,16000,9500]
[10595402,null,"RUUD","HRCU-A-CB (Mini-Split System: Heat Pump with Outdoor Unit-Air-Source, Ducted)","UOSH12AFCJ","Mini-Splits (Ducted)","RIDH12AVFJ",11.5,16000,9500]
[10595403,null,"RHEEM","HRCU-A-CB (Mini-Split System: Heat Pump with Outdoor Unit-Air-Source, Ducted)","ROSH18AFCJ","Mini-Splits (Ducted)","RIDH18AVFJ",11.3,21600,13600]
[10595404,null,"RUUD","HRCU-A-CB (Mini-Split System: Heat Pump with Outdoor Unit-Air-Source, Ducted)","UOSH18AFCJ","Mini-Splits (Ducted)","RIDH18AVFJ",11.3,21600,13600]
[10595405,null,"RHEEM","HRCU-A-CB-O (Mini-Split Heat Pump, with Remote Outdoor Unit Air-Source, Free Delivery)","ROSH09AFCJ","Mini-Splits (Non-Ducted)","RICH09AVFJ",13,12000,7100]
[10595406,null,"RUUD","HRCU-A-CB-O (Mini-Split Heat Pump, with Remote Outdoor Unit Air-Source, Free Delivery)","UOSH09AFCJ","Mini-Splits (Non-Ducted)","RICH09AVFJ",13,12000,7100]
[10595407,null,"RHEEM","HRCU-A-CB-O (Mini-Split Heat Pump, with Remote Outdoor Unit Air-Source, Free Delivery)","ROSH12AFCJ","Mini-Splits (Non-Ducted)","RICH12AVFJ",12.2,16000,10200]
[10595408,null,"RUUD","HRCU-A-CB-O (Mini-Split Heat Pump, with Remote Outdoor Unit Air-Source, Free Delivery)","UOSH12AFCJ","Mini-Splits (Non-Ducted)","RICH12AVFJ",12.2,16000,10200]
[10595409,null,"RHEEM","HRCU-A-CB-O (Mini-Split Heat Pump, with Remote Outdoor Unit Air-Source, Free Delivery)","ROSH18AFCJ","Mini-Splits (Non-Ducted)","RICH18AVFJ",11.5,21600,13600]
[10595410,null,"RUUD","HRCU-A-CB-O (Mini-Split Heat Pump, with Remote Outdoor Unit Air-Source, Free Delivery)","UOSH18AFCJ","Mini-Splits (Non-Ducted)","RICH18AVFJ",11.5,21600,13600]
[10277947,null,"ZEPHYR","HRCU-A-CB-O (Mini-Split Heat Pump, with Remote Outdoor Unit Air-Source, Free Delivery)","ZE-18CA17EXT","Mini-Splits (Non-Ducted)","ZE-18CA17INT",10.1,20000,11600]
[10277948,null,"MANUFLOW","HRCU-A-CB-O (Mini-Split Heat Pump, with Remote Outdoor Unit Air-Source, Free Delivery)","AS-18UR3SXADJ(O)","Mini-Splits (Non-Ducted)","AS-18UR3SXADJ(I)",10.1,20000,11600]
[10277949,null,"ZEPHYR","HRCU-A-CB-O (Mini-Split Heat Pump, with Remote Outdoor Unit Air-Source, Free Delivery)","ZE-24CA17EXT","Mini-Splits (Non-Ducted)","ZE-24CA17INT",9.8000000000000007,24400,13000]
[10277950,null,"MANUFLOW","HRCU-A-CB-O (Mini-Split Heat Pump, with Remote Outdoor Unit Air-Source, Free Delivery)","AS-24UR3SBBDJ(O)","Mini-Splits (Non-Ducted)","AS-24UR3SBBDJ(I)",9.8000000000000007,24400,13000]
[10277951,null,"MANUFLOW","HRCU-A-CB-O (Mini-Split Heat Pump, with Remote Outdoor Unit Air-Source, Free Delivery)","AS-24UR3SDBDJ(O)","Mini-Splits (Non-Ducted)","AS-24UR3SDBDJ(I)",10.5,24200,15400]
[10277952,null,"MANUFLOW","HRCU-A-CB-O (Mini-Split Heat Pump, with Remote Outdoor Unit Air-Source, Free Delivery)","AS-30UR3SDKVT(O)","Mini-Splits (Non-Ducted)","AS-30UR3SDKVT(I)",12.3,31000,16000]
[10277953,null,"MANUFLOW","HRCU-A-CB-O (Mini-Split Heat Pump, with Remote Outdoor Unit Air-Source, Free Delivery)","AS-36UR3SDKVT(O)","Mini-Splits (Non-Ducted)","AS-36UR3SDKVT(I)",9.6,33400,17500]
[10277954,null,"MANUFLOW","HRCU-A-CB-O (Mini-Split Heat Pump, with Remote Outdoor Unit Air-Source, Free Delivery)","AS-12UR1SVEDJ00(O)","Mini-Splits (Non-Ducted)","AS-12UR1SVEDJ00(I)",9.35,13200,7200]
[10277955,null,"MANUFLOW","HRCU-A-CB-O (Mini-Split Heat Pump, with Remote Outdoor Unit Air-Source, Free Delivery)","AS-09UR1SVDDJ00(O)","Mini-Splits (Non-Ducted)","AS-09UR1SVDDJ00(I)",10.5,10000,5000]
[10277956,null,"MANUFLOW","HRCU-A-CB-O (Mini-Split Heat Pump, with Remote Outdoor Unit Air-Source, Free Delivery)","AS-09UR3SXEDJ(O)","Mini-Splits (Non-Ducted)","AS-09UR3SXEDJ(I)",12.5,10500,6500]
[10277957,null,"MANUFLOW","HRCU-A-CB-O (Mini-Split Heat Pump, with Remote Outdoor Unit Air-Source, Free Delivery)","AS-12UR3SXADJ(O)","Mini-Splits (Non-Ducted)","AS-12UR3SXADJ(I)",12,13000,8000]
[10298668,null,"SAMSUNG","HMSV-A-CB (Multi-Split Heat Pump)","AJ030MCS4CH","Non-Ducted Indoor Units","Multiple combinations, check manufacturer compatibility",11,28600,18500]
[10298669,null,"SAMSUNG","HMSV-A-CB (Multi-Split Heat Pump)","AJ030MCS4CH","Ducted Indoor Units","Multiple combinations, check manufacturer compatibility",9.8000000000000007,28600,17500]
[10298670,null,"SAMSUNG","HMSV-A-CB (Multi-Split Heat Pump)","AJ024MCS4CH","Non-Ducted Indoor Units","Multiple combinations, check manufacturer compatibility",10,25000,14000]
[10298671,null,"SAMSUNG","HMSV-A-CB (Multi-Split Heat Pump)","AJ024MCS4CH","Ducted Indoor Units","Multiple combinations, check manufacturer compatibility",9.5,25000,15000]
[10298956,null,"EMERSON QUIET KOOL","HRCU-A-CB-O (Mini-Split Heat Pump, with Remote Outdoor Unit Air-Source, Free Delivery)","HP-25EACH09R2O","Mini-Splits (Non-Ducted)","HP-25EACH09R2I",11.2,10900,6900]
[10298957,null,"EMERSON QUIET KOOL","HRCU-A-CB-O (Mini-Split Heat Pump, with Remote Outdoor Unit Air-Source, Free Delivery)","HP-22EACH12R2O","Mini-Splits (Non-Ducted)","HP-22EACH12R2I",12,12000,7800]
[10298958,null,"EMERSON QUIET KOOL","HRCU-A-CB-O (Mini-Split Heat Pump, with Remote Outdoor Unit Air-Source, Free Delivery)","HP-20EACH18R2O","Mini-Splits (Non-Ducted)","HP-20EACH18R2I",10.3,18000,10800]
[206328116,null,"Mitsubishi Electric","HRCU-A-CB-O (Mini-Split Heat Pump, with Remote Outdoor Unit Air-Source, Free Delivery)","SUZ-KA12NAHZ","Mini-Splits (Non-Ducted)","NAXCKS12A112AA",10,13800,8300]
[206328117,null,"Mitsubishi Electric","HRCU-A-CB-O (Mini-Split Heat Pump, with Remote Outdoor Unit Air-Source, Free Delivery)","SUZ-KA15NAHZ","Mini-Splits (Non-Ducted)","NAXCKS15A112AA",9,16400,9700]
[206328118,null,"Mitsubishi Electric","HRCU-A-CB-O (Mini-Split Heat Pump, with Remote Outdoor Unit Air-Source, Free Delivery)","SUZ-KA18NAHZ","Mini-Splits (Non-Ducted)","NAXCKS18A112AA",9.4,18800,12100]
[206328120,null,"Mitsubishi Electric","HRCU-A-CB (Mini-Split System: Heat Pump with Outdoor Unit-Air-Source, Ducted)","SUZ-KA12NAHZ","Mini-Splits (Ducted)","NAXAMT12A112AA",10.199999999999999,15000,8900]
[206328121,null,"Mitsubishi Electric","HRCU-A-CB (Mini-Split System: Heat Pump with Outdoor Unit-Air-Source, Ducted)","SUZ-KA18NAHZ","Mini-Splits (Ducted)","NAXAMT18A112AA",10.4,21600,14300]
[206328123,null,"Trane / Mitsubishi Electric","HRCU-A-CB (Mini-Split System: Heat Pump with Outdoor Unit-Air-Source, Ducted)","NTXSKH12A112AA","Mini-Splits (Ducted)","NAXAMT12A112AA",10.199999999999999,15000,8900]
[206328124,null,"Trane / Mitsubishi Electric","HRCU-A-CB (Mini-Split System: Heat Pump with Outdoor Unit-Air-Source, Ducted)","NTXSKH18A112AA","Mini-Splits (Ducted)","NAXAMT18A112AA",10.4,21600,14300]
[206328126,null,"Trane / Mitsubishi Electric","HRCU-A-CB-O (Mini-Split Heat Pump, with Remote Outdoor Unit Air-Source, Free Delivery)","NTXSKH09A112AA","Mini-Splits (Non-Ducted)","NAXCKS09A112AA",10,11000,6300]
[206328127,null,"Trane / Mitsubishi Electric","HRCU-A-CB-O (Mini-Split Heat Pump, with Remote Outdoor Unit Air-Source, Free Delivery)","NTXSKH12A112AA","Mini-Splits (Non-Ducted)","NAXCKS12A112AA",10,13800,8300]
[206328129,null,"Trane / Mitsubishi Electric","HRCU-A-CB-O (Mini-Split Heat Pump, with Remote Outdoor Unit Air-Source, Free Delivery)","NTXSKH15A112AA","Mini-Splits (Non-Ducted)","NAXCKS15A112AA",9,16400,9700]
[206328130,null,"Trane / Mitsubishi Electric","HRCU-A-CB-O (Mini-Split Heat Pump, with Remote Outdoor Unit Air-Source, Free Delivery)","NTXSKH18A112AA","Mini-Splits (Non-Ducted)","NAXCKS18A112AA",9.4,18800,12100]
[206328132,null,"Trane / Mitsubishi Electric","HRCU-A-CB (Mini-Split System: Heat Pump with Outdoor Unit-Air-Source, Ducted)","NTXSKH09A112AA","Mini-Splits (Ducted)","NAXDKS09A112AA",9.8000000000000007,12500,8700]
[206328133,null,"Trane / Mitsubishi Electric","HRCU-A-CB (Mini-Split System: Heat Pump with Outdoor Unit-Air-Source, Ducted)","NTXSKH12A112AA","Mini-Splits (Ducted)","NAXDKS12A112AA",10.199999999999999,15000,9000]
[206328135,null,"Trane / Mitsubishi Electric","HRCU-A-CB (Mini-Split System: Heat Pump with Outdoor Unit-Air-Source, Ducted)","NTXSKH15A112AA","Mini-Splits (Ducted)","NAXDKS15A112AA",9.5,18000,12200]
[206328136,null,"Trane / Mitsubishi Electric","HRCU-A-CB (Mini-Split System: Heat Pump with Outdoor Unit-Air-Source, Ducted)","NTXSKH18A112AA","Mini-Splits (Ducted)","NAXDKS18A112AA",10.9,21600,14200]
[206328137,null,"Trane / Mitsubishi Electric","HRCU-A-CB-O (Mini-Split Heat Pump, with Remote Outdoor Unit Air-Source, Free Delivery)","NTXSKH09A112AA","Mini-Splits (Non-Ducted)","NAXUKS09A112AA",11,12000,6600]
[10445883,null,"QUUL","HRCU-A-CB-O (Mini-Split Heat Pump, with Remote Outdoor Unit Air-Source, Free Delivery)","R.Q.AU24.OUT","Mini-Splits (Non-Ducted)","R.Q.AU24",10,25000,15300]
[206315642,null,"1HVAC","HRCU-A-CB-O (Mini-Split Heat Pump, with Remote Outdoor Unit Air-Source, Free Delivery)","ACIQ-18Z-HP230","Mini-Splits (Non-Ducted)","ACIQ-18W-HP230",10,18000,11000]
[206315643,null,"1HVAC","HRCU-A-CB-O (Mini-Split Heat Pump, with Remote Outdoor Unit Air-Source, Free Delivery)","ACIQ-24Z-HP230","Mini-Splits (Non-Ducted)","ACIQ-24W-HP230",9.5,24000,14400]
[206315644,null,"1HVAC","HRCU-A-CB-O (Mini-Split Heat Pump, with Remote Outdoor Unit Air-Source, Free Delivery)","ACIQ-30Z-HP230","Mini-Splits (Non-Ducted)","ACIQ-30W-HP230",9.6,30000,19000]
[206315645,null,"1HVAC","HRCU-A-CB-O (Mini-Split Heat Pump, with Remote Outdoor Unit Air-Source, Free Delivery)","ACIQ-36Z-HP230","Mini-Splits (Non-Ducted)","ACIQ-36W-HP230",10,36000,21400]
[206315646,null,"1HVAC","HRCU-A-CB (Mini-Split System: Heat Pump with Outdoor Unit-Air-Source, Ducted)","ACIQ-24-HP","Mini-Splits (Ducted)","ACIQ-24-AH",11.6,27000,16500]
[206315647,null,"1HVAC","HRCU-A-CB (Mini-Split System: Heat Pump with Outdoor Unit-Air-Source, Ducted)","ACIQ-36-HP","Mini-Splits (Ducted)","ACIQ-36-AH",10.4,39000,25000]
[206315648,null,"1HVAC","HRCU-A-CB (Mini-Split System: Heat Pump with Outdoor Unit-Air-Source, Ducted)","ACIQ-48-HP","Mini-Splits (Ducted)","ACIQ-48-AH",9.5,55000,36000]
[206315649,null,"DIYCOOL","HMSV-A-CB (Multi-Split Heat Pump)","ACIQ-18Z-HH-M2","Non-Ducted Indoor Units","Multiple combinations, check manufacturer compatibility",9.8000000000000007,20000,12600]
[206315650,null,"DIYCOOL","HMSV-A-CB (Multi-Split Heat Pump)","ACIQ-27Z-HH-M3","Non-Ducted Indoor Units","Multiple combinations, check manufacturer compatibility",10.4,31400,18000]
[206315651,null,"DIYCOOL","HMSV-A-CB (Multi-Split Heat Pump)","ACIQ-36Z-HH-M4","Non-Ducted Indoor Units","Multiple combinations, check manufacturer compatibility",10.5,36000,23200]
[206315652,null,"DIYCOOL","HMSV-A-CB (Multi-Split Heat Pump)","ACIQ-48Z-HH-M5","Non-Ducted Indoor Units","Multiple combinations, check manufacturer compatibility",10.3,49000,30000]
[206315653,null,"ACIQ","HMSV-A-CB (Multi-Split Heat Pump)","ACIQ-18Z-HH-M2","Non-Ducted Indoor Units","Multiple combinations, check manufacturer compatibility",9.8000000000000007,20000,12600]
[206315654,null,"ACIQ","HMSV-A-CB (Multi-Split Heat Pump)","ACIQ-27Z-HH-M3","Non-Ducted Indoor Units","Multiple combinations, check manufacturer compatibility",10.4,31400,18000]
[202392252,null,"American Standard / Mitsubishi Electric","HRCU-A-CB (Mini-Split System: Heat Pump with Outdoor Unit-Air-Source, Ducted)","NAXSKS36A112AA","Mini-Splits (Ducted)","NAXAMT36A112AA",11.7,33400,23200]
[9910432,null,"TOSOT","HRCU-A-CB-O (Mini-Split Heat Pump, with Remote Outdoor Unit Air-Source, Free Delivery)","TW24HQ1C8D/O","Mini-Splits (Non-Ducted)","TW24HQ1C8D/I",9,23000,13500]
[9910850,null,"TK'S","HMSV-A-CB (Multi-Split Heat Pump)","Y2OD-18HFN1","Non-Ducted Indoor Units","Multiple combinations, check manufacturer compatibility",10,18000,11800]
[9920030,null,"TRANE","HRCU-A-CB-O (Mini-Split Heat Pump, with Remote Outdoor Unit Air-Source, Free Delivery)","4TUK4518A10N0A","Mini-Splits (Non-Ducted)","4MUS4518A10N0A",10,20000,11000]
[9920031,null,"TRANE","HRCU-A-CB-O (Mini-Split Heat Pump, with Remote Outdoor Unit Air-Source, Free Delivery)","4TUK4524A10N0A","Mini-Splits (Non-Ducted)","4MUS4524A10N0A",10,27000,16400]
[9920032,null,"TRANE","HRCU-A-CB-O (Mini-Split Heat Pump, with Remote Outdoor Unit Air-Source, Free Delivery)","4TUK4530A10N0A","Mini-Splits (Non-Ducted)","4MUS4530A10N0A",9.9,32000,20200]
[9920033,null,"TRANE","HRCU-A-CB-O (Mini-Split Heat Pump, with Remote Outdoor Unit Air-Source, Free Delivery)","4TUK4536A10N0A","Mini-Splits (Non-Ducted)","4MUS4536A10N0A",9.6999999999999993,40000,24000]
[9920034,null,"TRANE","HRCU-A-CB-O (Mini-Split Heat Pump, with Remote Outdoor Unit Air-Source, Free Delivery)","4TUK4542A10N0A","Mini-Splits (Non-Ducted)","4MUS4542A10N0A",9.5,47000,29600]
[9920035,null,"TRANE","HRCU-A-CB-O (Mini-Split Heat Pump, with Remote Outdoor Unit Air-Source, Free Delivery)","4TUK4548A10N0A","Mini-Splits (Non-Ducted)","4MUS4548A10N0A",9.5,53000,32400]
[9920038,null,"LENNOX","HRCU-A-CB-O (Mini-Split Heat Pump, with Remote Outdoor Unit Air-Source, Free Delivery)","MLA009S4S-1P","Mini-Splits (Non-Ducted)","MWMA009S4-2P",10.5,10900,6900]
[9920039,null,"LENNOX","HRCU-A-CB-O (Mini-Split Heat Pump, with Remote Outdoor Unit Air-Source, Free Delivery)","MLA009S4S-1P","Mini-Splits (Non-Ducted)","M22A009S4-2P",10,10000,6700]
[9920041,null,"LENNOX","HRCU-A-CB-O (Mini-Split Heat Pump, with Remote Outdoor Unit Air-Source, Free Delivery)","MLA012S4S-1P","Mini-Splits (Non-Ducted)","MWMA012S4-2P",10,12000,7800]
[9920042,null,"LENNOX","HRCU-A-CB-O (Mini-Split Heat Pump, with Remote Outdoor Unit Air-Source, Free Delivery)","MLA012S4S-1P","Mini-Splits (Non-Ducted)","M22A012S4-2P",10,12000,8200]
[202426337,null,"Mitsubishi Electric","HMSV-A-CB (Multi-Split Heat Pump)","PUMY-P36NKMU2","Mixed Ducted and Non-Ducted Indoor Units","Multiple combinations, check manufacturer compatibility",11.6,42000,26400]
[202426338,null,"Mitsubishi Electric","HMSV-A-CB (Multi-Split Heat Pump)","PUMY-P48NKMU2","Mixed Ducted and Non-Ducted Indoor Units","Multiple combinations, check manufacturer compatibility",11.5,54000,33200]
[202426339,null,"Mitsubishi Electric","HMSV-A-CB (Multi-Split Heat Pump)","PUMY-P60NKMU2","Mixed Ducted and Non-Ducted Indoor Units","Multiple combinations, check manufacturer compatibility",11.35,66000,41000]
[202427206,null,"CLASSIC","HRCU-A-CB-O (Mini-Split Heat Pump, with Remote Outdoor Unit Air-Source, Free Delivery)","MRHDRC12AS","Mini-Splits (Non-Ducted)","MWHDRC12S",9.6,12000,7300]
[202427207,null,"TGM","HRCU-A-CB-O (Mini-Split Heat Pump, with Remote Outdoor Unit Air-Source, Free Delivery)","MRHDRT12AS","Mini-Splits (Non-Ducted)","MWHDRT12S",9.6,12000,7300]
[202427208,null,"CLASSIC","HRCU-A-CB-O (Mini-Split Heat Pump, with Remote Outdoor Unit Air-Source, Free Delivery)","MRHDRC18AS","Mini-Splits (Non-Ducted)","MWHDRC18S",10.6,18000,11400]
[203376819,null,"DUCANE","HRCU-A-CB-O (Mini-Split Heat Pump, with Remote Outdoor Unit Air-Source, Free Delivery)","4DHV1S09S-1P","Mini-Splits (Non-Ducted)","DWH109S4-1P",9.5,9000,6000]
[203376820,null,"DUCANE","HRCU-A-CB-O (Mini-Split Heat Pump, with Remote Outdoor Unit Air-Source, Free Delivery)","4DHV1S12S-1P","Mini-Splits (Non-Ducted)","DWH112S4-1P",9.5,12000,6800]
[203376821,null,"DUCANE","HRCU-A-CB-O (Mini-Split Heat Pump, with Remote Outdoor Unit Air-Source, Free Delivery)","4DHV1S18S-1P","Mini-Splits (Non-Ducted)","DWH118S4-1P",10,18000,11000]
[203376822,null,"DUCANE","HRCU-A-CB-O (Mini-Split Heat Pump, with Remote Outdoor Unit Air-Source, Free Delivery)","4DHV1S24S-1P","Mini-Splits (Non-Ducted)","DWH124S4-1P",9.5,24000,14400]
[203376824,null,"DUCANE","HMSV-A-CB (Multi-Split Heat Pump)","4DHP1S30M-2P","Ducted Indoor Units","Multiple combinations, check manufacturer compatibility",10,28000,17600]
[202442969,null,"AIRTEMP","HRCU-A-CB-O (Mini-Split Heat Pump, with Remote Outdoor Unit Air-Source, Free Delivery)","GXH36(10.6)USV4DH","Mini-Splits (Non-Ducted)","GKU36(10.6)USV4DH",9,41000,23400]
[202442970,null,"AIRTEMP","HRCU-A-CB-O (Mini-Split Heat Pump, with Remote Outdoor Unit Air-Source, Free Delivery)","GXH36(10.6)USV4DH","Mini-Splits (Non-Ducted)","GFU36(10.6)USV4DH",9,41000,23400]
[202442971,null,"AIRTEMP","HRCU-A-CB (Mini-Split System: Heat Pump with Outdoor Unit-Air-Source, Ducted)","GXH48(14.1)USV4DH","Mini-Splits (Ducted)","GDU48(14.1)USV4DH",9,54500,30600]
[202442972,null,"AIRTEMP","HRCU-A-CB-O (Mini-Split Heat Pump, with Remote Outdoor Unit Air-Source, Free Delivery)","GXH48(14.1)USV4DH","Mini-Splits (Non-Ducted)","GKU48(14.1)USV4DH",9,54500,27600]
[202442973,null,"AIRTEMP","HRCU-A-CB-O (Mini-Split Heat Pump, with Remote Outdoor Unit Air-Source, Free Delivery)","GXH48(14.1)USV4DH","Mini-Splits (Non-Ducted)","GFU48(14.1)USV4DH",9,54500,28600]
[202442974,null,"AIRTEMP","HMSV-A-CB (Multi-Split Heat Pump)","GXH18(5.3)FMK4DH","Ducted Indoor Units","Multiple combinations, check manufacturer compatibility",9,19000,12300]
[202442975,null,"AIRTEMP","HMSV-A-CB (Multi-Split Heat Pump)","GXH24(7.0)FMK4DH","Ducted Indoor Units","Multiple combinations, check manufacturer compatibility",9,29000,17800]
[202442976,null,"AIRTEMP","HMSV-A-CB (Multi-Split Heat Pump)","GXH30(8.8)FMK4DH","Ducted Indoor Units","Multiple combinations, check manufacturer compatibility",9.8000000000000007,32000,19800]
[202442977,null,"AIRTEMP","HMSV-A-CB (Multi-Split Heat Pump)","GXH36(10.6)FMK4DH","Ducted Indoor Units","Multiple combinations, check manufacturer compatibility",9.9,43500,25000]
[202442978,null,"AIRTEMP","HMSV-A-CB (Multi-Split Heat Pump)","GXH42(12.3)FMK4DH","Ducted Indoor Units","Multiple combinations, check manufacturer compatibility",9.6,46500,28000]
[202443083,null,"GREE","HRCU-A-CB-O (Mini-Split Heat Pump, with Remote Outdoor Unit Air-Source, Free Delivery)","GWH12QC-D3DNC4P/O","Mini-Splits (Non-Ducted)","GWH12QC-D3DNC4P/I",11,13000,7100]
[202443278,null,"REZNOR","HRCU-A-CB-O (Mini-Split Heat Pump, with Remote Outdoor Unit Air-Source, Free Delivery)","GXH09(2.6)LSA4DL","Mini-Splits (Non-Ducted)","GHH09(2.6)LSA4DL",9,9600,5400]
[202443279,null,"REZNOR","HRCU-A-CB-O (Mini-Split Heat Pump, with Remote Outdoor Unit Air-Source, Free Delivery)","GXH12(3.5)LSA4DL","Mini-Splits (Non-Ducted)","GHH12(3.5)LSA4DL",9,13000,7600]
[9947217,null,"DIAMONDAIR","HMSV-A-CB (Multi-Split Heat Pump)","DF30MZ3","Non-Ducted Indoor Units","Multiple combinations, check manufacturer compatibility",10.3,28000,17200]
[9947218,null,"DIAMONDAIR","HMSV-A-CB (Multi-Split Heat Pump)","DF36MZ4","Non-Ducted Indoor Units","Multiple combinations, check manufacturer compatibility",10.199999999999999,36000,24600]
[9947219,null,"DIAMONDAIR","HMSV-A-CB (Multi-Split Heat Pump)","DF48MZ5","Non-Ducted Indoor Units","Multiple combinations, check manufacturer compatibility",10.199999999999999,48000,29600]
[9951749,null,"GAIR","HMSV-A-CB (Multi-Split Heat Pump)","G2OF-18HFN1-M","Non-Ducted Indoor Units","Multiple combinations, check manufacturer compatibility",10,18000,11800]
[9951750,null,"GAIR","HMSV-A-CB (Multi-Split Heat Pump)","G3OF-27HFN1-M","Non-Ducted Indoor Units","Multiple combinations, check manufacturer compatibility",9.8000000000000007,28000,16800]
[9951751,null,"GAIR","HMSV-A-CB (Multi-Split Heat Pump)","G4OF-36HFN1-M","Non-Ducted Indoor Units","Multiple combinations, check manufacturer compatibility",10.3,36000,25400]
[9951752,null,"GAIR","HMSV-A-CB (Multi-Split Heat Pump)","G5OF-45HFN1-M","Non-Ducted Indoor Units","Multiple combinations, check manufacturer compatibility",10.4,48000,30800]
[9955837,null,"SAMSUNG","HRCU-A-CB (Mini-Split System: Heat Pump with Outdoor Unit-Air-Source, Ducted)","AC030JXSCCH/AA","Mini-Splits (Ducted)","AC030KNZDCH/AA",10.6,32000,19000]
[9955838,null,"SAMSUNG","HRCU-A-CB (Mini-Split System: Heat Pump with Outdoor Unit-Air-Source, Ducted)","AC036JXSCCH/AA","Mini-Splits (Ducted)","AC036KNZDCH/AA",10.4,40000,25000]
[9956319,null,"LENNOX","HRCU-A-CB-O (Mini-Split Heat Pump, with Remote Outdoor Unit Air-Source, Free Delivery)","MLA018S4S-1P","Mini-Splits (Non-Ducted)","MCFB018S4-2P",10,18000,12900]
[9956322,null,"GREE","HRCU-A-CB-O (Mini-Split Heat Pump, with Remote Outdoor Unit Air-Source, Free Delivery)","LIVS09HP115V1BO","Mini-Splits (Non-Ducted)","LIVS09HP115V1BH",9,9600,5400]
[9956323,null,"GREE","HRCU-A-CB-O (Mini-Split Heat Pump, with Remote Outdoor Unit Air-Source, Free Delivery)","LIVS12HP115V1BO","Mini-Splits (Non-Ducted)","LIVS12HP115V1BH",9,13000,7600]
[9956324,null,"GREE","HRCU-A-CB-O (Mini-Split Heat Pump, with Remote Outdoor Unit Air-Source, Free Delivery)","LIVS12HP230V1BO","Mini-Splits (Non-Ducted)","LIVS12HP230V1BH",9,13000,7700]
[9956325,null,"GREE","HRCU-A-CB-O (Mini-Split Heat Pump, with Remote Outdoor Unit Air-Source, Free Delivery)","LIVS09HP230V1BO","Mini-Splits (Non-Ducted)","LIVS09HP230V1BH",9,9500,5600]
[9956326,null,"GREE","HRCU-A-CB-O (Mini-Split Heat Pump, with Remote Outdoor Unit Air-Source, Free Delivery)","LIVS18HP230V1BO","Mini-Splits (Non-Ducted)","LIVS18HP230V1BH",9,19000,12000]
[9956329,null,"GREE","HRCU-A-CB-O (Mini-Split Heat Pump, with Remote Outdoor Unit Air-Source, Free Delivery)","VIR09HP115V1BO","Mini-Splits (Non-Ducted)","VIR09HP115V1BH",10.5,9900,6100]
[9956330,null,"GREE","HRCU-A-CB-O (Mini-Split Heat Pump, with Remote Outdoor Unit Air-Source, Free Delivery)","VIR12HP115V1BO","Mini-Splits (Non-Ducted)","VIR12HP115V1BH",10.199999999999999,12200,6800]
[202373700,null,"American Standard / Mitsubishi Electric","HRCU-A-CB-O (Mini-Split Heat Pump, with Remote Outdoor Unit Air-Source, Free Delivery)","NAXSMT18A112A*","Mini-Splits (Non-Ducted)","NAXWMT18A112A*",10,18000,11500]
[202373701,null,"American Standard / Mitsubishi Electric","HRCU-A-CB-O (Mini-Split Heat Pump, with Remote Outdoor Unit Air-Source, Free Delivery)","NAXSMT24A112A*","Mini-Splits (Non-Ducted)","NAXWMT24A112A*",10,26000,18500]
[202373702,null,"American Standard / Mitsubishi Electric","HMSV-A-CB-O (Multi-Split Heat Pump, Free Delivery)","NAXMMX20A122A*","Non-Ducted Indoor Units","Multiple combinations, check manufacturer compatibility",10,22000,13500]
[202373703,null,"American Standard / Mitsubishi Electric","HMSV-A-CB-O (Multi-Split Heat Pump, Free Delivery)","NAXMPH20A122A*","Non-Ducted Indoor Units","Multiple combinations, check manufacturer compatibility",9.8000000000000007,22000,13700]
[202373704,null,"American Standard / Mitsubishi Electric","HMSV-A-CB-O (Multi-Split Heat Pump, Free Delivery)","NAXMMX42A152A*","Non-Ducted Indoor Units","Multiple combinations, check manufacturer compatibility",10.3,45000,24400]
[202373705,null,"American Standard / Mitsubishi Electric","HMSV-A-CB-O (Multi-Split Heat Pump, Free Delivery)","NAXMPH42A152A*","Non-Ducted Indoor Units","Multiple combinations, check manufacturer compatibility",11,48000,35800]
[202373706,null,"American Standard / Mitsubishi Electric","HMSV-A-CB-O (Multi-Split Heat Pump, Free Delivery)","NAXMMX48A182A*","Non-Ducted Indoor Units","Multiple combinations, check manufacturer compatibility",11.4,54000,33000]
[202373707,null,"American Standard / Mitsubishi Electric","HMSV-A-CB-O (Multi-Split Heat Pump, Free Delivery)","NAXMPH48A182A*","Non-Ducted Indoor Units","Multiple combinations, check manufacturer compatibility",11,54000,40000]
[202373708,null,"American Standard / Mitsubishi Electric","HMSV-A-CB-O (Multi-Split Heat Pump, Free Delivery)","NAXMMX60A182A*","Non-Ducted Indoor Units","Multiple combinations, check manufacturer compatibility",10.5,65000,41500]
[202373709,null,"Trane / Mitsubishi Electric","HMSV-A-CB (Multi-Split Heat Pump)","NTXMMX20A122A*","Ducted Indoor Units","Multiple combinations, check manufacturer compatibility",9.3000000000000007,22000,12500]
[202373710,null,"Trane / Mitsubishi Electric","HMSV-A-CB (Multi-Split Heat Pump)","NTXMPH20A122A*","Ducted Indoor Units","Multiple combinations, check manufacturer compatibility",9.5,22000,13700]
[202373711,null,"Trane / Mitsubishi Electric","HMSV-A-CB (Multi-Split Heat Pump)","NTXMMX42A152A*","Ducted Indoor Units","Multiple combinations, check manufacturer compatibility",9.1,41000,23000]
[202373712,null,"Trane / Mitsubishi Electric","HMSV-A-CB (Multi-Split Heat Pump)","NTXMPH42A152A*","Ducted Indoor Units","Multiple combinations, check manufacturer compatibility",10.1,48000,36600]
[202373713,null,"Trane / Mitsubishi Electric","HMSV-A-CB (Multi-Split Heat Pump)","NTXMMX48A182A*","Ducted Indoor Units","Multiple combinations, check manufacturer compatibility",10.1,54000,35000]
[202373714,null,"Trane / Mitsubishi Electric","HMSV-A-CB (Multi-Split Heat Pump)","NTXMPH48A182A*","Ducted Indoor Units","Multiple combinations, check manufacturer compatibility",10,54000,43000]
[202373715,null,"Trane / Mitsubishi Electric","HMSV-A-CB (Multi-Split Heat Pump)","NTXMMX60A182A*","Ducted Indoor Units","Multiple combinations, check manufacturer compatibility",10,65000,40500]
[202373716,null,"Trane / Mitsubishi Electric","HRCU-A-CB-O (Mini-Split Heat Pump, with Remote Outdoor Unit Air-Source, Free Delivery)","NTXSPF09A112A*","Mini-Splits (Non-Ducted)","NTXFKS09A112A*",13,11000,7500]
[202373717,null,"Trane / Mitsubishi Electric","HRCU-A-CB-O (Mini-Split Heat Pump, with Remote Outdoor Unit Air-Source, Free Delivery)","NTXSPF12A112A*","Mini-Splits (Non-Ducted)","NTXFKS12A112A*",12,13000,8800]
[9962524,null,"FUJITSU","HMSV-A-CB (Multi-Split Heat Pump)","AOU36RLAVS","Mixed Ducted and Non-Ducted Indoor Units","Multiple combinations, check manufacturer compatibility",10.75,42000,26200]
[9962872,null,"DIAMONDAIR","HRCU-A-CB-O (Mini-Split Heat Pump, with Remote Outdoor Unit Air-Source, Free Delivery)","DF2024CFHMSO","Mini-Splits (Non-Ducted)","DF2024CFHMSI",11.5,24000,17200]
[9962887,null,"GAIR","HRCU-A-CB-O (Mini-Split Heat Pump, with Remote Outdoor Unit Air-Source, Free Delivery)","GSABF-36HRFN1(O)","Mini-Splits (Non-Ducted)","GSABF-36HRFN1(I)",10,36000,21400]
[9964799,null,"GREE","HRCU-A-CB-O (Mini-Split Heat Pump, with Remote Outdoor Unit Air-Source, Free Delivery)","GWH12QC-A3DNA5K/O","Mini-Splits (Non-Ducted)","GWH12QC-A3DN***/I",9,13000,7500]
[9964800,null,"PERFECTAIRE","HMSV-A-CB (Multi-Split Heat Pump)","2PAMSH48-MZO5","Non-Ducted Indoor Units","Multiple combinations, check manufacturer compatibility",10.199999999999999,48000,29600]
[9964802,null,"PERFECTAIRE","HMSV-A-CB (Multi-Split Heat Pump)","2PAMSH48-MZO5","Mixed Ducted and Non-Ducted Indoor Units","Multiple combinations, check manufacturer compatibility",10.6,49000,32200]
[9964804,null,"PERFECTAIRE","HRCU-A-CB-O (Mini-Split Heat Pump, with Remote Outdoor Unit Air-Source, Free Delivery)","1PAMSHH12-SZO-22.5","Mini-Splits (Non-Ducted)","2PAMSCONH12",10.5,12000,9600]
[9965364,null,"GIBSON","HMSV-A-CB (Multi-Split Heat Pump)","GXH18(5.3)FMK4DH","Ducted Indoor Units","Multiple combinations, check manufacturer compatibility",9,19000,12300]
[9965365,null,"GIBSON","HMSV-A-CB (Multi-Split Heat Pump)","GXH18(5.3)FMK4DH","Mixed Ducted and Non-Ducted Indoor Units","Multiple combinations, check manufacturer compatibility",9,19000,12300]
[9965366,null,"GIBSON","HMSV-A-CB (Multi-Split Heat Pump)","GXH24(7.0)FMK4DH","Ducted Indoor Units","Multiple combinations, check manufacturer compatibility",9,29000,17800]
[9965367,null,"GIBSON","HMSV-A-CB (Multi-Split Heat Pump)","GXH24(7.0)FMK4DH","Mixed Ducted and Non-Ducted Indoor Units","Multiple combinations, check manufacturer compatibility",9.6,29000,17800]
[9965368,null,"GIBSON","HMSV-A-CB (Multi-Split Heat Pump)","GXH30(8.8)FMK4DH","Ducted Indoor Units","Multiple combinations, check manufacturer compatibility",9.8000000000000007,32000,19800]
[9965369,null,"GIBSON","HMSV-A-CB (Multi-Split Heat Pump)","GXH36(10.6)FMK4DH","Ducted Indoor Units","Multiple combinations, check manufacturer compatibility",9.9,43500,25000]
[9965370,null,"GIBSON","HMSV-A-CB (Multi-Split Heat Pump)","GXH42(12.3)FMK4DH","Ducted Indoor Units","Multiple combinations, check manufacturer compatibility",9.6,46500,28000]
[9965375,null,"GREE","HMSV-A-CB (Multi-Split Heat Pump)","GWHD(42)ND3EO","Mixed Ducted and Non-Ducted Indoor Units","Multiple combinations, check manufacturer compatibility",9.9,45500,28400]
[206764063,null,"FRANKLIN","HRCU-A-CB-O (Mini-Split Heat Pump, with Remote Outdoor Unit Air-Source, Free Delivery)","MSH123E23MCAA","Mini-Splits (Non-Ducted)","MSH123E23AXAA",12.5,12000,7500]
[206764064,null,"FRANKLIN","HRCU-A-CB-O (Mini-Split Heat Pump, with Remote Outdoor Unit Air-Source, Free Delivery)","MSH183E23MCAA","Mini-Splits (Non-Ducted)","MSH183E23AXAA",11,18000,10900]
[206764065,null,"FRANKLIN","HRCU-A-CB-O (Mini-Split Heat Pump, with Remote Outdoor Unit Air-Source, Free Delivery)","MSH243E23MCAA","Mini-Splits (Non-Ducted)","MSH243E23AXAA",12,26000,19400]
[9968488,null,"LENNOX","HRCU-A-CB-O (Mini-Split Heat Pump, with Remote Outdoor Unit Air-Source, Free Delivery)","LI012HO-180P432","Mini-Splits (Non-Ducted)","LI012HI-180P432",9,13000,7500]
[9989564,null,"KERR","HRCU-A-CB-O (Mini-Split Heat Pump, with Remote Outdoor Unit Air-Source, Free Delivery)","A-KMH18SU-1","Mini-Splits (Non-Ducted)","B-KMH18SU-1",11,17000,10800]
[9993628,null,"TK'S","HRCU-A-CB-O (Mini-Split Heat Pump, with Remote Outdoor Unit Air-Source, Free Delivery)","YSF-09HRFN1(O)","Mini-Splits (Non-Ducted)","YSF-09HRFN1(I)",10.5,9800,6400]
[9993629,null,"TK'S","HRCU-A-CB-O (Mini-Split Heat Pump, with Remote Outdoor Unit Air-Source, Free Delivery)","YSF-12HRFN1(O)","Mini-Splits (Non-Ducted)","YSF-12HRFN1(I)",9.8000000000000007,12000,7200]
[9993630,null,"TK'S","HRCU-A-CB-O (Mini-Split Heat Pump, with Remote Outdoor Unit Air-Source, Free Delivery)","YSF-18HRFN1(O)","Mini-Splits (Non-Ducted)","YSF-18HRFN1(I)",10,18000,10400]
[9993631,null,"TK'S","HRCU-A-CB-O (Mini-Split Heat Pump, with Remote Outdoor Unit Air-Source, Free Delivery)","YSF-24HRFN1(O)","Mini-Splits (Non-Ducted)","YSF-24HRFN1(I)",10,25000,15300]
[9993638,null,"TK'S","HMSV-A-CB (Multi-Split Heat Pump)","Y2OD-18HFN1","Non-Ducted Indoor Units","Multiple combinations, check manufacturer compatibility",10,18000,11800]
[9993639,null,"TK'S","HMSV-A-CB (Multi-Split Heat Pump)","Y2OD-30HFN1","Non-Ducted Indoor Units","Multiple combinations, check manufacturer compatibility",9.8000000000000007,28000,16800]
[9993644,null,"TK'S","HMSV-A-CB (Multi-Split Heat Pump)","Y2OD-36HFN1","Non-Ducted Indoor Units","Multiple combinations, check manufacturer compatibility",10.3,36000,25400]
[9993645,null,"TK'S","HMSV-A-CB (Multi-Split Heat Pump)","Y2OD-48HFN1","Non-Ducted Indoor Units","Multiple combinations, check manufacturer compatibility",10.4,48000,30800]
[10012425,null,"KLIMAIRE","HRCU-A-CB-O (Mini-Split Heat Pump, with Remote Outdoor Unit Air-Source, Free Delivery)","KSIR036-H216","Mini-Splits (Non-Ducted)","KFUF036-H2G1",10,38000,25400]
[10012426,null,"KLIMAIRE","HRCU-A-CB-O (Mini-Split Heat Pump, with Remote Outdoor Unit Air-Source, Free Delivery)","KSIR036-H218","Mini-Splits (Non-Ducted)","KFUF036-H2G1",10,38000,25400]
[10012427,null,"KLIMAIRE","HRCU-A-CB-O (Mini-Split Heat Pump, with Remote Outdoor Unit Air-Source, Free Delivery)","KSIR048-H218","Mini-Splits (Non-Ducted)","KFUF048-H2G1",11,50000,35000]
[10012431,null,"KLIMAIRE","HRCU-A-CB-O (Mini-Split Heat Pump, with Remote Outdoor Unit Air-Source, Free Delivery)","KSIR048-H218","Mini-Splits (Non-Ducted)","KTIR048-H2G1",11,50000,35000]
[206839103,null,"GREE","HRCU-A-CB-O (Mini-Split Heat Pump, with Remote Outdoor Unit Air-Source, Free Delivery)","3VIR12HP115V1AO","Mini-Splits (Non-Ducted)","3VIR12HP115V1AH",11.5,12100,7700]
[206839104,null,"GREE","HRCU-A-CB-O (Mini-Split Heat Pump, with Remote Outdoor Unit Air-Source, Free Delivery)","GWH09ACD-D3DNA1A/O","Mini-Splits (Non-Ducted)","GWH09AFD-D3DN***/I",15,9000,5600]
[206842132,null,"GE Appliances","HRCU-A-CB-O (Mini-Split Heat Pump, with Remote Outdoor Unit Air-Source, Free Delivery)","ASH109URDSE*","Mini-Splits (Non-Ducted)","ASYW09URDWD*",15.2,10000,6500]
[206842133,null,"GE Appliances","HRCU-A-CB-O (Mini-Split Heat Pump, with Remote Outdoor Unit Air-Source, Free Delivery)","ASH112URDSE*","Mini-Splits (Non-Ducted)","ASYW12URDWD*",13,14500,9300]
[202366325,null,"American Standard / Mitsubishi Electric","HMSV-A-CB (Multi-Split Heat Pump)","NAXMMX36A142A*","Mixed Ducted and Non-Ducted Indoor Units","Multiple combinations, check manufacturer compatibility",10.4,35200,21200]
[202366326,null,"American Standard / Mitsubishi Electric","HMSV-A-CB (Multi-Split Heat Pump)","NAXMPH24A132A*","Mixed Ducted and Non-Ducted Indoor Units","Multiple combinations, check manufacturer compatibility",9.5,24800,14000]
[202366327,null,"American Standard / Mitsubishi Electric","HMSV-A-CB (Multi-Split Heat Pump)","NAXMPH30A132A*","Mixed Ducted and Non-Ducted Indoor Units","Multiple combinations, check manufacturer compatibility",10.4,28000,17200]
[202366328,null,"American Standard / Mitsubishi Electric","HMSV-A-CB (Multi-Split Heat Pump)","NAXMPH36A142A*","Mixed Ducted and Non-Ducted Indoor Units","Multiple combinations, check manufacturer compatibility",10.7,45000,35000]
[202366329,null,"Trane / Mitsubishi Electric","HMSV-A-CB (Multi-Split Heat Pump)","NTXMMX24A132A*","Mixed Ducted and Non-Ducted Indoor Units","Multiple combinations, check manufacturer compatibility",9.5,24800,14000]
[202366330,null,"Trane / Mitsubishi Electric","HMSV-A-CB (Multi-Split Heat Pump)","NTXMMX30A132A*","Mixed Ducted and Non-Ducted Indoor Units","Multiple combinations, check manufacturer compatibility",10.1,28000,15500]
[202366331,null,"Trane / Mitsubishi Electric","HMSV-A-CB (Multi-Split Heat Pump)","NTXMMX36A142A*","Mixed Ducted and Non-Ducted Indoor Units","Multiple combinations, check manufacturer compatibility",10.4,35200,21200]
[202366332,null,"Trane / Mitsubishi Electric","HMSV-A-CB (Multi-Split Heat Pump)","NTXMPH24A132A*","Mixed Ducted and Non-Ducted Indoor Units","Multiple combinations, check manufacturer compatibility",9.5,24800,14000]
[202366333,null,"Trane / Mitsubishi Electric","HMSV-A-CB (Multi-Split Heat Pump)","NTXMPH30A132A*","Mixed Ducted and Non-Ducted Indoor Units","Multiple combinations, check manufacturer compatibility",10.4,28000,17200]
[202366334,null,"Trane / Mitsubishi Electric","HMSV-A-CB (Multi-Split Heat Pump)","NTXMPH36A142A*","Mixed Ducted and Non-Ducted Indoor Units","Multiple combinations, check manufacturer compatibility",10.7,45000,35000]
[202373669,null,"American Standard / Mitsubishi Electric","HMSV-A-CB (Multi-Split Heat Pump)","NAXMMX20A122A*","Ducted Indoor Units","Multiple combinations, check manufacturer compatibility",9.3000000000000007,22000,12500]
[202373670,null,"American Standard / Mitsubishi Electric","HMSV-A-CB (Multi-Split Heat Pump)","NAXMPH20A122A*","Ducted Indoor Units","Multiple combinations, check manufacturer compatibility",9.5,22000,13700]
[202373671,null,"American Standard / Mitsubishi Electric","HMSV-A-CB (Multi-Split Heat Pump)","NAXMMX42A152A*","Ducted Indoor Units","Multiple combinations, check manufacturer compatibility",9.1,41000,23000]
[202373672,null,"American Standard / Mitsubishi Electric","HMSV-A-CB (Multi-Split Heat Pump)","NAXMPH42A152A*","Ducted Indoor Units","Multiple combinations, check manufacturer compatibility",10.1,48000,36600]
[202373673,null,"American Standard / Mitsubishi Electric","HMSV-A-CB (Multi-Split Heat Pump)","NAXMMX48A182A*","Ducted Indoor Units","Multiple combinations, check manufacturer compatibility",10.1,54000,35000]
[202373674,null,"American Standard / Mitsubishi Electric","HMSV-A-CB (Multi-Split Heat Pump)","NAXMPH48A182A*","Ducted Indoor Units","Multiple combinations, check manufacturer compatibility",10,54000,43000]
[202373675,null,"American Standard / Mitsubishi Electric","HMSV-A-CB (Multi-Split Heat Pump)","NAXMMX60A182A*","Ducted Indoor Units","Multiple combinations, check manufacturer compatibility",10,65000,40500]
[205313432,null,"CIAC","HRCU-A-CB-O (Mini-Split Heat Pump, with Remote Outdoor Unit Air-Source, Free Delivery)","CG43PX036PH3N1H","Mini-Splits (Non-Ducted)","CH43PX036-H3N1H",10,36000,21400]
[205313433,null,"hOme","HRCU-A-CB-O (Mini-Split Heat Pump, with Remote Outdoor Unit Air-Source, Free Delivery)","HME030356N-O","Mini-Splits (Non-Ducted)","HME030356-I",9.8000000000000007,9800,5500]
[205313434,null,"hOme","HRCU-A-CB-O (Mini-Split Heat Pump, with Remote Outdoor Unit Air-Source, Free Delivery)","HME030357N-O","Mini-Splits (Non-Ducted)","HME030357-I",9.4,12000,6500]
[205313435,null,"hOme","HRCU-A-CB-O (Mini-Split Heat Pump, with Remote Outdoor Unit Air-Source, Free Delivery)","HME030364N-O","Mini-Splits (Non-Ducted)","HME030364-I",9.4,12000,6500]
[205313436,null,"hOme","HRCU-A-CB-O (Mini-Split Heat Pump, with Remote Outdoor Unit Air-Source, Free Delivery)","HME030358N-O","Mini-Splits (Non-Ducted)","HME030358-I",9.6999999999999993,18000,11000]
[205313437,null,"hOme","HRCU-A-CB-O (Mini-Split Heat Pump, with Remote Outdoor Unit Air-Source, Free Delivery)","HME030359N-O","Mini-Splits (Non-Ducted)","HME030359-I",9.5,24000,14400]
[205334542,null,"MDV","HRCU-A-CB-O (Mini-Split Heat Pump, with Remote Outdoor Unit Air-Source, Free Delivery)","MOD31-24HFN1-MT0W","Mini-Splits (Non-Ducted)","MSAED-24HRFN1-MT0W",10,25000,16000]
[205334543,null,"ELEVATE","HRCU-A-CB-O (Mini-Split Heat Pump, with Remote Outdoor Unit Air-Source, Free Delivery)","ELEHP12A-OD","Mini-Splits (Non-Ducted)","ELEHP12A-ID",9.4,12000,6500]
[205334544,null,"DANCOOL","HRCU-A-CB-O (Mini-Split Heat Pump, with Remote Outdoor Unit Air-Source, Free Delivery)","DANCS12-OD","Mini-Splits (Non-Ducted)","DANCS12-ID",12,12000,7800]
[205334545,null,"DANCOOL","HMSV-A-CB (Multi-Split Heat Pump)","DANMZ18-OD2","Non-Ducted Indoor Units","Multiple combinations, check manufacturer compatibility",10.3,19000,12000]
[205334546,null,"DANCOOL","HMSV-A-CB (Multi-Split Heat Pump)","DANMZ27-OD3","Non-Ducted Indoor Units","Multiple combinations, check manufacturer compatibility",10.3,24000,17200]
[205334547,null,"DANCOOL","HMSV-A-CB (Multi-Split Heat Pump)","DANMZ36-OD4","Non-Ducted Indoor Units","Multiple combinations, check manufacturer compatibility",10,28000,17400]
[205334548,null,"DANCOOL","HMSV-A-CB (Multi-Split Heat Pump)","DANMZ48-OD5","Non-Ducted Indoor Units","Multiple combinations, check manufacturer compatibility",10.199999999999999,48000,29600]
[205334549,null,"Mirage","HRCU-A-CB-O (Mini-Split Heat Pump, with Remote Outdoor Unit Air-Source, Free Delivery)","IVKH090A","Mini-Splits (Non-Ducted)","OVKH090A",10.5,9500,5900]
[205334550,null,"Mirage","HRCU-A-CB-O (Mini-Split Heat Pump, with Remote Outdoor Unit Air-Source, Free Delivery)","IVKH120A","Mini-Splits (Non-Ducted)","OVKH120A",10,12000,7000]
[205334551,null,"Mirage","HRCU-A-CB-O (Mini-Split Heat Pump, with Remote Outdoor Unit Air-Source, Free Delivery)","IVKH121A","Mini-Splits (Non-Ducted)","OVKH121A",9.5,12500,7000]
[205334552,null,"Mirage","HRCU-A-CB-O (Mini-Split Heat Pump, with Remote Outdoor Unit Air-Source, Free Delivery)","IVKH181A","Mini-Splits (Non-Ducted)","OVKH181A",10,19000,11600]
[205334553,null,"Mirage","HRCU-A-CB-O (Mini-Split Heat Pump, with Remote Outdoor Unit Air-Source, Free Delivery)","IVKH241A","Mini-Splits (Non-Ducted)","OVKH241A",10,24400,16200]
[202392033,null,"Mitsubishi Electric","HRCU-A-CB (Mini-Split System: Heat Pump with Outdoor Unit-Air-Source, Ducted)","SUZ-KA15NAH2","Mini-Splits (Ducted)","SEZ-KD15NA",11,18000,11700]
[202392034,null,"Mitsubishi Electric","HRCU-A-CB (Mini-Split System: Heat Pump with Outdoor Unit-Air-Source, Ducted)","SUZ-KA18NAH2","Mini-Splits (Ducted)","SEZ-KD18NA",12.8,21600,13900]
[202392035,null,"Mitsubishi Electric","HRCU-A-CB-O (Mini-Split Heat Pump, with Remote Outdoor Unit Air-Source, Free Delivery)","SUZ-KA09NAH2","Mini-Splits (Non-Ducted)","MLZ-KP09NA",12.5,12000,7700]
[202392036,null,"Mitsubishi Electric","HRCU-A-CB-O (Mini-Split Heat Pump, with Remote Outdoor Unit Air-Source, Free Delivery)","SUZ-KA12NAH2","Mini-Splits (Non-Ducted)","MLZ-KP12NA",11.6,15400,9900]
[202392037,null,"Mitsubishi Electric","HRCU-A-CB-O (Mini-Split Heat Pump, with Remote Outdoor Unit Air-Source, Free Delivery)","SUZ-KA18NAH2","Mini-Splits (Non-Ducted)","MLZ-KP18NA",12,20000,13100]
[202392038,null,"Mitsubishi Electric","HRCU-A-CB (Mini-Split System: Heat Pump with Outdoor Unit-Air-Source, Ducted)","SUZ-KA09NA2","Mini-Splits (Ducted)","PEAD-A09AA",12.6,12000,7600]
[202392039,null,"Mitsubishi Electric","HRCU-A-CB (Mini-Split System: Heat Pump with Outdoor Unit-Air-Source, Ducted)","SUZ-KA15NA2","Mini-Splits (Ducted)","PEAD-A15AA",11.6,18000,11300]
[202392040,null,"Mitsubishi Electric","HRCU-A-CB (Mini-Split System: Heat Pump with Outdoor Unit-Air-Source, Ducted)","SUZ-KA18NA2","Mini-Splits (Ducted)","PEAD-A18AA",12.9,21600,14000]
[202392041,null,"Mitsubishi Electric","HRCU-A-CB (Mini-Split System: Heat Pump with Outdoor Unit-Air-Source, Ducted)","SUZ-KA24NA2","Mini-Splits (Ducted)","PEAD-A24AA",11.2,25000,15000]
[202392042,null,"Mitsubishi Electric","HRCU-A-CB (Mini-Split System: Heat Pump with Outdoor Unit-Air-Source, Ducted)","SUZ-KA30NA2","Mini-Splits (Ducted)","PEAD-A30AA",12.6,30000,22400]
[202392043,null,"Mitsubishi Electric","HRCU-A-CB (Mini-Split System: Heat Pump with Outdoor Unit-Air-Source, Ducted)","SUZ-KA36NA2","Mini-Splits (Ducted)","PEAD-A36AA",11.6,33400,23000]
[202392044,null,"Mitsubishi Electric","HRCU-A-CB (Mini-Split System: Heat Pump with Outdoor Unit-Air-Source, Ducted)","SUZ-KA09NAH2","Mini-Splits (Ducted)","PEAD-A09AA",11.9,12000,7600]
[202392045,null,"Mitsubishi Electric","HRCU-A-CB (Mini-Split System: Heat Pump with Outdoor Unit-Air-Source, Ducted)","SUZ-KA15NAH2","Mini-Splits (Ducted)","PEAD-A15AA",11.2,18000,11300]
[202392046,null,"Mitsubishi Electric","HRCU-A-CB (Mini-Split System: Heat Pump with Outdoor Unit-Air-Source, Ducted)","SUZ-KA18NAH2","Mini-Splits (Ducted)","PEAD-A18AA",12.5,21600,14000]
[202392047,null,"Mitsubishi Electric","HRCU-A-CB (Mini-Split System: Heat Pump with Outdoor Unit-Air-Source, Ducted)","SUZ-KA24NAH2","Mini-Splits (Ducted)","PEAD-A24AA",11,25000,15000]
[202392048,null,"Mitsubishi Electric","HRCU-A-CB (Mini-Split System: Heat Pump with Outdoor Unit-Air-Source, Ducted)","SUZ-KA30NAH2","Mini-Splits (Ducted)","PEAD-A30AA",12.4,30000,22400]
[202392049,null,"Mitsubishi Electric","HRCU-A-CB (Mini-Split System: Heat Pump with Outdoor Unit-Air-Source, Ducted)","SUZ-KA36NAH2","Mini-Splits (Ducted)","PEAD-A36AA",11.5,33400,23000]
[202392213,null,"Trane / Mitsubishi Electric","HRCU-A-CB-O (Mini-Split Heat Pump, with Remote Outdoor Unit Air-Source, Free Delivery)","NTXSKS09A112AA","Mini-Splits (Non-Ducted)","NTXCKS09A112AA",12.2,11000,6900]
[202392214,null,"American Standard / Mitsubishi Electric","HRCU-A-CB-O (Mini-Split Heat Pump, with Remote Outdoor Unit Air-Source, Free Delivery)","NAXSKS09A112AA","Mini-Splits (Non-Ducted)","NAXCKS09A112AA",12.2,11000,6900]
[202392215,null,"Trane / Mitsubishi Electric","HRCU-A-CB (Mini-Split System: Heat Pump with Outdoor Unit-Air-Source, Ducted)","NTXSKS12A112AA","Mini-Splits (Ducted)","PEAD-A12AA",13,15000,9900]
[202392216,null,"American Standard / Mitsubishi Electric","HRCU-A-CB (Mini-Split System: Heat Pump with Outdoor Unit-Air-Source, Ducted)","NAXSKS12A112AA","Mini-Splits (Ducted)","PEAD-A12AA",13,15000,9900]
[202392217,null,"Trane / Mitsubishi Electric","HRCU-A-CB (Mini-Split System: Heat Pump with Outdoor Unit-Air-Source, Ducted)","NTXSKS12A112AA","Mini-Splits (Ducted)","NTXDKS12A112AA",12.4,15000,10000]
[202392218,null,"American Standard / Mitsubishi Electric","HRCU-A-CB (Mini-Split System: Heat Pump with Outdoor Unit-Air-Source, Ducted)","NAXSKS12A112AA","Mini-Splits (Ducted)","NAXDKS12A112AA",12.4,15000,10000]
[202392219,null,"Trane / Mitsubishi Electric","HRCU-A-CB-O (Mini-Split Heat Pump, with Remote Outdoor Unit Air-Source, Free Delivery)","NTXSKS12A112AA","Mini-Splits (Non-Ducted)","NTXUKS12A112AA",12.1,15400,9900]
[202392220,null,"American Standard / Mitsubishi Electric","HRCU-A-CB-O (Mini-Split Heat Pump, with Remote Outdoor Unit Air-Source, Free Delivery)","NAXSKS12A112AA","Mini-Splits (Non-Ducted)","NAXUKS12A112AA",12.1,15400,9900]
[202392221,null,"Trane / Mitsubishi Electric","HRCU-A-CB-O (Mini-Split Heat Pump, with Remote Outdoor Unit Air-Source, Free Delivery)","NTXSKS12A112AA","Mini-Splits (Non-Ducted)","NTXCKS12A112AA",11.4,13000,8900]
[202392222,null,"American Standard / Mitsubishi Electric","HRCU-A-CB-O (Mini-Split Heat Pump, with Remote Outdoor Unit Air-Source, Free Delivery)","NAXSKS12A112AA","Mini-Splits (Non-Ducted)","NAXCKS12A112AA",11.4,13000,8900]
[202392223,null,"Trane / Mitsubishi Electric","HRCU-A-CB (Mini-Split System: Heat Pump with Outdoor Unit-Air-Source, Ducted)","NTXSKS12A112AA","Mini-Splits (Ducted)","NTXAMT12A112AA",12.1,15000,9900]
[202392224,null,"American Standard / Mitsubishi Electric","HRCU-A-CB (Mini-Split System: Heat Pump with Outdoor Unit-Air-Source, Ducted)","NAXSKS12A112AA","Mini-Splits (Ducted)","NAXAMT12A112AA",12.1,15000,9900]
[202392225,null,"Trane / Mitsubishi Electric","HRCU-A-CB (Mini-Split System: Heat Pump with Outdoor Unit-Air-Source, Ducted)","NTXSKS15A112AA","Mini-Splits (Ducted)","NTXDKS15A112AA",11.4,18000,11700]
[202392226,null,"American Standard / Mitsubishi Electric","HRCU-A-CB (Mini-Split System: Heat Pump with Outdoor Unit-Air-Source, Ducted)","NAXSKS15A112AA","Mini-Splits (Ducted)","NAXDKS15A112AA",11.4,18000,11700]
[202392227,null,"Trane / Mitsubishi Electric","HRCU-A-CB (Mini-Split System: Heat Pump with Outdoor Unit-Air-Source, Ducted)","NTXSKS15A112AA","Mini-Splits (Ducted)","PEAD-A15AA",11.6,18000,11300]
[202392228,null,"American Standard / Mitsubishi Electric","HRCU-A-CB (Mini-Split System: Heat Pump with Outdoor Unit-Air-Source, Ducted)","NAXSKS15A112AA","Mini-Splits (Ducted)","PEAD-A15AA",11.6,18000,11300]
[202392229,null,"Trane / Mitsubishi Electric","HRCU-A-CB-O (Mini-Split Heat Pump, with Remote Outdoor Unit Air-Source, Free Delivery)","NTXSKS15A112AA","Mini-Splits (Non-Ducted)","NTXCKS15A112AA",11.2,18000,11900]
[202392230,null,"American Standard / Mitsubishi Electric","HRCU-A-CB-O (Mini-Split Heat Pump, with Remote Outdoor Unit Air-Source, Free Delivery)","NAXSKS15A112AA","Mini-Splits (Non-Ducted)","NAXCKS15A112AA",11.2,18000,11900]
[202427209,null,"TGM","HRCU-A-CB-O (Mini-Split Heat Pump, with Remote Outdoor Unit Air-Source, Free Delivery)","MRHDRT18AS","Mini-Splits (Non-Ducted)","MWHDRT18S",10.6,18000,11400]
[202438743,null,"KLIMAIRE","HRCU-A-CB-O (Mini-Split Heat Pump, with Remote Outdoor Unit Air-Source, Free Delivery)","KSIA012-H217-O","Mini-Splits (Non-Ducted)","KSIA012-H217-IW",9,12300,7000]
[202438744,null,"KLIMAIRE","HRCU-A-CB-O (Mini-Split Heat Pump, with Remote Outdoor Unit Air-Source, Free Delivery)","KSIA024-H217-O","Mini-Splits (Non-Ducted)","KSIA024-H217-IW",9,24000,11000]
[202438746,null,"KLIMAIRE","HRCU-A-CB-O (Mini-Split Heat Pump, with Remote Outdoor Unit Air-Source, Free Delivery)","KSIA012-H117-O","Mini-Splits (Non-Ducted)","KSIA012-H117-IW",9,12500,7500]
[202438747,null,"KLIMAIRE","HRCU-A-CB-O (Mini-Split Heat Pump, with Remote Outdoor Unit Air-Source, Free Delivery)","KSIA018-H217-O","Mini-Splits (Non-Ducted)","KSIA018-H217-IW",9,18400,10000]
[202439037,null,"REZNOR","HRCU-A-CB (Mini-Split System: Heat Pump with Outdoor Unit-Air-Source, Ducted)","GXH18(5.3)USV4DH","Mini-Splits (Ducted)","GDU18(5.3)USV4DH",9.5,18800,10900]
[202441978,null,"REZNOR","HRCU-A-CB-O (Mini-Split Heat Pump, with Remote Outdoor Unit Air-Source, Free Delivery)","GXH18(5.3)USV4DH","Mini-Splits (Non-Ducted)","GKU18(5.3)USV4DH",9,18400,9900]
[202441979,null,"REZNOR","HRCU-A-CB-O (Mini-Split Heat Pump, with Remote Outdoor Unit Air-Source, Free Delivery)","GXH18(5.3)USV4DH","Mini-Splits (Non-Ducted)","GFU18(5.3)USV4DH",9.5,19100,10900]
[202441980,null,"REZNOR","HRCU-A-CB (Mini-Split System: Heat Pump with Outdoor Unit-Air-Source, Ducted)","GXH24(7.0)USV4DH","Mini-Splits (Ducted)","GDU24(7.0)USV4DH",10,27200,16700]
[202441981,null,"REZNOR","HRCU-A-CB-O (Mini-Split Heat Pump, with Remote Outdoor Unit Air-Source, Free Delivery)","GXH24(7.0)USV4DH","Mini-Splits (Non-Ducted)","GKU24(7.0)USV4DH",10,27200,15700]
[202441982,null,"REZNOR","HRCU-A-CB-O (Mini-Split Heat Pump, with Remote Outdoor Unit Air-Source, Free Delivery)","GXH24(7.0)USV4DH","Mini-Splits (Non-Ducted)","GFU24(7.0)USV4DH",10,27200,15700]
[202441983,null,"REZNOR","HRCU-A-CB (Mini-Split System: Heat Pump with Outdoor Unit-Air-Source, Ducted)","GXH30(8.8)USV4DH","Mini-Splits (Ducted)","GDU30(8.8)USV4DH",9,31200,16700]
[202441984,null,"REZNOR","HRCU-A-CB-O (Mini-Split Heat Pump, with Remote Outdoor Unit Air-Source, Free Delivery)","GXH30(8.8)USV4DH","Mini-Splits (Non-Ducted)","GKU30(8.8)USV4DH",9,31200,16700]
[202441985,null,"REZNOR","HRCU-A-CB-O (Mini-Split Heat Pump, with Remote Outdoor Unit Air-Source, Free Delivery)","GXH30(8.8)USV4DH","Mini-Splits (Non-Ducted)","GFU30(8.8)USV4DH",9,31200,18000]
[202441986,null,"REZNOR","HRCU-A-CB (Mini-Split System: Heat Pump with Outdoor Unit-Air-Source, Ducted)","GXH36(10.6)USV4DH","Mini-Splits (Ducted)","GDU36(10.6)USV4DH",9,41000,24600]
[202441987,null,"REZNOR","HRCU-A-CB-O (Mini-Split Heat Pump, with Remote Outdoor Unit Air-Source, Free Delivery)","GXH36(10.6)USV4DH","Mini-Splits (Non-Ducted)","GKU36(10.6)USV4DH",9,41000,23400]
[202373718,null,"Trane / Mitsubishi Electric","HRCU-A-CB-O (Mini-Split Heat Pump, with Remote Outdoor Unit Air-Source, Free Delivery)","NTXSPF15A112A*","Mini-Splits (Non-Ducted)","NTXFKS15A112A*",11.6,18000,12000]
[202373719,null,"Trane / Mitsubishi Electric","HRCU-A-CB-O (Mini-Split Heat Pump, with Remote Outdoor Unit Air-Source, Free Delivery)","NTXSPF18A112A*","Mini-Splits (Non-Ducted)","NTXFKS18A112A*",11.3,21000,12800]
[202373722,null,"Trane / Mitsubishi Electric","HRCU-A-CB-O (Mini-Split Heat Pump, with Remote Outdoor Unit Air-Source, Free Delivery)","NTXSPH06A112A*","Mini-Splits (Non-Ducted)","NTXWPH06A112A*",13.5,8700,5900]
[202373723,null,"Trane / Mitsubishi Electric","HRCU-A-CB-O (Mini-Split Heat Pump, with Remote Outdoor Unit Air-Source, Free Delivery)","NTXSPB06A112A*","Mini-Splits (Non-Ducted)","NTXWPH06A112A*",12.5,8700,5900]
[202373724,null,"Trane / Mitsubishi Electric","HRCU-A-CB-O (Mini-Split Heat Pump, with Remote Outdoor Unit Air-Source, Free Delivery)","NTXSPH09A112A*","Mini-Splits (Non-Ducted)","NTXWPH09A112A*",13.5,10900,6700]
[202373725,null,"Trane / Mitsubishi Electric","HRCU-A-CB-O (Mini-Split Heat Pump, with Remote Outdoor Unit Air-Source, Free Delivery)","NTXSPB09A112A*","Mini-Splits (Non-Ducted)","NTXWPH09A112A*",12.5,10900,6700]
[202373726,null,"Trane / Mitsubishi Electric","HRCU-A-CB-O (Mini-Split Heat Pump, with Remote Outdoor Unit Air-Source, Free Delivery)","NTXSPH12A112A*","Mini-Splits (Non-Ducted)","NTXWPH12A112A*",12.5,13600,8100]
[202373727,null,"Trane / Mitsubishi Electric","HRCU-A-CB-O (Mini-Split Heat Pump, with Remote Outdoor Unit Air-Source, Free Delivery)","NTXSPB12A112A*","Mini-Splits (Non-Ducted)","NTXWPH12A112A*",11.5,13600,8100]
[202373728,null,"Trane / Mitsubishi Electric","HRCU-A-CB-O (Mini-Split Heat Pump, with Remote Outdoor Unit Air-Source, Free Delivery)","NTXSPH15A112A*","Mini-Splits (Non-Ducted)","NTXWPH15A112A*",12,18000,11000]
[202373729,null,"Trane / Mitsubishi Electric","HRCU-A-CB-O (Mini-Split Heat Pump, with Remote Outdoor Unit Air-Source, Free Delivery)","NTXSPB15A112A*","Mini-Splits (Non-Ducted)","NTXWPH15A112A*",11,18000,11000]
[202373730,null,"Trane / Mitsubishi Electric","HRCU-A-CB-O (Mini-Split Heat Pump, with Remote Outdoor Unit Air-Source, Free Delivery)","NTXSPH18A112A*","Mini-Splits (Non-Ducted)","NTXWPH18A112A*",12,20200,13700]
[202373731,null,"Trane / Mitsubishi Electric","HRCU-A-CB-O (Mini-Split Heat Pump, with Remote Outdoor Unit Air-Source, Free Delivery)","NTXSPB18A112A*","Mini-Splits (Non-Ducted)","NTXWPH18A112A*",11,20200,13700]
[202373732,null,"Trane / Mitsubishi Electric","HRCU-A-CB-O (Mini-Split Heat Pump, with Remote Outdoor Unit Air-Source, Free Delivery)","NTXSST09A112A*","Mini-Splits (Non-Ducted)","NTXWST09A112A*",12.8,10900,6700]
[202373733,null,"Trane / Mitsubishi Electric","HRCU-A-CB-O (Mini-Split Heat Pump, with Remote Outdoor Unit Air-Source, Free Delivery)","NTXSST12A112A*","Mini-Splits (Non-Ducted)","NTXWST12A112A*",12.5,14400,9200]
[202373734,null,"Trane / Mitsubishi Electric","HRCU-A-CB-O (Mini-Split Heat Pump, with Remote Outdoor Unit Air-Source, Free Delivery)","NTXSST15A112A*","Mini-Splits (Non-Ducted)","NTXWST15A112A*",11.7,18000,12100]
[206900431,null,"FRANKLIN","HRCU-A-CB-O (Mini-Split Heat Pump, with Remote Outdoor Unit Air-Source, Free Delivery)","MSH093E21MCAA","Mini-Splits (Non-Ducted)","MST093E20ACAA",10.5,10000,5800]
[202443280,null,"REZNOR","HRCU-A-CB-O (Mini-Split Heat Pump, with Remote Outdoor Unit Air-Source, Free Delivery)","GXH09(2.6)LSK4DL","Mini-Splits (Non-Ducted)","GHH09(2.6)LSK4DL",9,9500,5600]
[202443281,null,"REZNOR","HRCU-A-CB-O (Mini-Split Heat Pump, with Remote Outdoor Unit Air-Source, Free Delivery)","GXH12(3.5)LSK4DL","Mini-Splits (Non-Ducted)","GHH12(3.5)LSK4DL",9,13000,7700]
[202443282,null,"REZNOR","HRCU-A-CB-O (Mini-Split Heat Pump, with Remote Outdoor Unit Air-Source, Free Delivery)","GXH18(5.3)LSK4DL","Mini-Splits (Non-Ducted)","GHH18(5.3)LSK4DL",9,19000,12000]
[202443283,null,"REZNOR","HRCU-A-CB-O (Mini-Split Heat Pump, with Remote Outdoor Unit Air-Source, Free Delivery)","GXH24(7.0)LSK4DL","Mini-Splits (Non-Ducted)","GHH24(7.0)LSK4DL",9,23000,13500]
[202443286,null,"REZNOR","HRCU-A-CB-O (Mini-Split Heat Pump, with Remote Outdoor Unit Air-Source, Free Delivery)","GXH09(2.6)LSA4DH","Mini-Splits (Non-Ducted)","GHH09(2.6)LUA4DH",10.5,9900,6900]
[202443287,null,"REZNOR","HRCU-A-CB-O (Mini-Split Heat Pump, with Remote Outdoor Unit Air-Source, Free Delivery)","GXH12(3.5)LSA4DH","Mini-Splits (Non-Ducted)","GHH12(3.5)LUA4DH",10.199999999999999,12200,6800]
[202443288,null,"REZNOR","HRCU-A-CB-O (Mini-Split Heat Pump, with Remote Outdoor Unit Air-Source, Free Delivery)","GXH09(2.6)LSK4DH","Mini-Splits (Non-Ducted)","GHH09(2.6)LUK4DH",10.5,11000,7300]
[202443289,null,"REZNOR","HRCU-A-CB-O (Mini-Split Heat Pump, with Remote Outdoor Unit Air-Source, Free Delivery)","GXH12(3.5)LSK4DH","Mini-Splits (Non-Ducted)","GHH12(3.5)LUK4DH",11,13000,7700]
[202443290,null,"REZNOR","HRCU-A-CB-O (Mini-Split Heat Pump, with Remote Outdoor Unit Air-Source, Free Delivery)","GXH18(5.3)LSK4DH","Mini-Splits (Non-Ducted)","GHH18(5.3)LUK4DH",10.5,19800,12400]
[202443291,null,"REZNOR","HRCU-A-CB-O (Mini-Split Heat Pump, with Remote Outdoor Unit Air-Source, Free Delivery)","GXH24(7.0)LSK4DH","Mini-Splits (Non-Ducted)","GHH24(7.0)LUK4DH",10,23000,14600]
[202443292,null,"REZNOR","HRCU-A-CB-O (Mini-Split Heat Pump, with Remote Outdoor Unit Air-Source, Free Delivery)","GXH36(10.6)LSK4DH","Mini-Splits (Non-Ducted)","GHH36(10.6)LUK4DH",9,34600,20200]
[202443293,null,"REZNOR","HRCU-A-CB-O (Mini-Split Heat Pump, with Remote Outdoor Unit Air-Source, Free Delivery)","GXH09(2.6)KSK4DH","Mini-Splits (Non-Ducted)","GHH09(2.6)KSK4DH",10.5,9000,5500]
[202443294,null,"REZNOR","HRCU-A-CB-O (Mini-Split Heat Pump, with Remote Outdoor Unit Air-Source, Free Delivery)","GXH12(3.5)KSK4DH","Mini-Splits (Non-Ducted)","GHH12(3.5)KSK4DH",10.5,13000,8500]
[202443295,null,"REZNOR","HRCU-A-CB-O (Mini-Split Heat Pump, with Remote Outdoor Unit Air-Source, Free Delivery)","GXH18(5.2)KSK4DH","Mini-Splits (Non-Ducted)","GHH18(5.2)KSK4DH",10.5,19000,12700]
[202443296,null,"REZNOR","HRCU-A-CB-O (Mini-Split Heat Pump, with Remote Outdoor Unit Air-Source, Free Delivery)","GXH30(8.8)LSK4DH","Mini-Splits (Non-Ducted)","GHH30(8.8)LUK4DH",9,28400,19200]
[202443299,null,"AIRTEMP","HRCU-A-CB-O (Mini-Split Heat Pump, with Remote Outdoor Unit Air-Source, Free Delivery)","GXH09(2.6)LSA4DL","Mini-Splits (Non-Ducted)","GHH09(2.6)LSA4DL",9,9600,5400]
[202397881,null,"Mitsubishi Electric","HRCU-A-CB-O (Mini-Split Heat Pump, with Remote Outdoor Unit Air-Source, Free Delivery)","MUZ-JP09WA-U1","Mini-Splits (Non-Ducted)","MSZ-JP09WA-U1",9,10900,6700]
[202397882,null,"Mitsubishi Electric","HRCU-A-CB-O (Mini-Split Heat Pump, with Remote Outdoor Unit Air-Source, Free Delivery)","MUZ-JP12WA-U1","Mini-Splits (Non-Ducted)","MSZ-JP12WA-U1",9,12200,7600]
[202397887,null,"Trane / Mitsubishi Electric","HRCU-A-CB-O (Mini-Split Heat Pump, with Remote Outdoor Unit Air-Source, Free Delivery)","NTXSMT09A111AA","Mini-Splits (Non-Ducted)","NTXWMT09A111AA",9,10900,6700]
[202397888,null,"Trane / Mitsubishi Electric","HRCU-A-CB-O (Mini-Split Heat Pump, with Remote Outdoor Unit Air-Source, Free Delivery)","NTXSMT12A111AA","Mini-Splits (Non-Ducted)","NTXWMT12A111AA",9,12200,7600]
[202397893,null,"American Standard / Mitsubishi Electric","HRCU-A-CB-O (Mini-Split Heat Pump, with Remote Outdoor Unit Air-Source, Free Delivery)","NAXSMT09A111AA","Mini-Splits (Non-Ducted)","NAXWMT09A111AA",9,10900,6700]
[202397894,null,"American Standard / Mitsubishi Electric","HRCU-A-CB-O (Mini-Split Heat Pump, with Remote Outdoor Unit Air-Source, Free Delivery)","NAXSMT12A111AA","Mini-Splits (Non-Ducted)","NAXWMT12A111AA",9,12200,7600]
[206764066,null,"FRANKLIN","HRCU-A-CB-O (Mini-Split Heat Pump, with Remote Outdoor Unit Air-Source, Free Delivery)","MSH303E23MCAA","Mini-Splits (Non-Ducted)","MSH303E23AXAA",9.4,30000,18500]
[206764068,null,"FRANKLIN","HMSV-A-CB (Multi-Split Heat Pump)","MST183E23MHAA","Non-Ducted Indoor Units","Multiple combinations, check manufacturer compatibility",10.199999999999999,20000,12000]
[206764069,null,"FRANKLIN","HMSV-A-CB (Multi-Split Heat Pump)","MST183E23MHAA","Ducted Indoor Units","Multiple combinations, check manufacturer compatibility",9.8000000000000007,19000,11000]
[206764070,null,"FRANKLIN","HMSV-A-CB (Multi-Split Heat Pump)","MST183E23MHAA","Mixed Ducted and Non-Ducted Indoor Units","Multiple combinations, check manufacturer compatibility",10,19500,11500]
[206764071,null,"FRANKLIN","HMSV-A-CB (Multi-Split Heat Pump)","MST303E23MHAA","Non-Ducted Indoor Units","Multiple combinations, check manufacturer compatibility",10.4,28000,18000]
[206764072,null,"FRANKLIN","HMSV-A-CB (Multi-Split Heat Pump)","MST303E23MHAA","Ducted Indoor Units","Multiple combinations, check manufacturer compatibility",10,28400,16600]
[206764073,null,"FRANKLIN","HMSV-A-CB (Multi-Split Heat Pump)","MST303E23MHAA","Mixed Ducted and Non-Ducted Indoor Units","Multiple combinations, check manufacturer compatibility",9.98,28600,17300]
[206764074,null,"FRANKLIN","HMSV-A-CB (Multi-Split Heat Pump)","MST363E23MHAA","Non-Ducted Indoor Units","Multiple combinations, check manufacturer compatibility",10.5,36000,23200]
[206764075,null,"FRANKLIN","HMSV-A-CB (Multi-Split Heat Pump)","MST363E23MHAA","Ducted Indoor Units","Multiple combinations, check manufacturer compatibility",11,37000,24600]
[206764076,null,"FRANKLIN","HMSV-A-CB (Multi-Split Heat Pump)","MST363E23MHAA","Mixed Ducted and Non-Ducted Indoor Units","Multiple combinations, check manufacturer compatibility",10.75,36400,23800]
[206791541,null,"DANBY","HRCU-A-CB-O (Mini-Split Heat Pump, with Remote Outdoor Unit Air-Source, Free Delivery)","DAS120GBHWDB-O","Mini-Splits (Non-Ducted)","DAS120GBHWDB-I",11,12300,9700]
[206791542,null,"DANBY","HRCU-A-CB-O (Mini-Split Heat Pump, with Remote Outdoor Unit Air-Source, Free Delivery)","DAS170GBHWDB-O","Mini-Splits (Non-Ducted)","DAS170GBHWDB-I",10,17200,10000]
[206791543,null,"DANBY","HRCU-A-CB-O (Mini-Split Heat Pump, with Remote Outdoor Unit Air-Source, Free Delivery)","DAS220GBHWDB-O","Mini-Splits (Non-Ducted)","DAS220GBHWDB-I",11,23000,17200]
[206791546,null,"GREE","HRCU-A-CB-O (Mini-Split Heat Pump, with Remote Outdoor Unit Air-Source, Free Delivery)","GWH12QC-D3DNC4A/O","Mini-Splits (Non-Ducted)","GWH12QC-D3DN***/I",11,12000,7700]
[206791547,null,"GREE","HRCU-A-CB-O (Mini-Split Heat Pump, with Remote Outdoor Unit Air-Source, Free Delivery)","GWH09QC-D3DNC4B/O","Mini-Splits (Non-Ducted)","GWH09QC-D3DN***/I",11,11000,7300]
[206791548,null,"GREE","HRCU-A-CB-O (Mini-Split Heat Pump, with Remote Outdoor Unit Air-Source, Free Delivery)","GWH12AGC-D3DNA1A/O","Mini-Splits (Non-Ducted)","GWH12QC-D3DN***/I",11,12000,7700]
[206791558,null,"WINDAIR","HRCU-A-CB-O (Mini-Split Heat Pump, with Remote Outdoor Unit Air-Source, Free Delivery)","DWGH12QC-D3DNB2M/O","Mini-Splits (Non-Ducted)","DWGH12QC-D3DNB2M/I",9,13000,7400]
[206842134,null,"GE Appliances","HRCU-A-CB-O (Mini-Split Heat Pump, with Remote Outdoor Unit Air-Source, Free Delivery)","ASH118URDSE*","Mini-Splits (Non-Ducted)","ASYW18URDWD*",12,20000,15300]
[206842135,null,"GE Appliances","HRCU-A-CB (Mini-Split System: Heat Pump with Outdoor Unit-Air-Source, Ducted)","ASH109URDSE*","Mini-Splits (Ducted)","USYM09UCDSA*",11,10000,6500]
[206842136,null,"GE Appliances","HRCU-A-CB (Mini-Split System: Heat Pump with Outdoor Unit-Air-Source, Ducted)","ASH112URDSE*","Mini-Splits (Ducted)","USYM12UCDSA*",10.5,14500,9300]
[206842137,null,"GE Appliances","HRCU-A-CB (Mini-Split System: Heat Pump with Outdoor Unit-Air-Source, Ducted)","ASH118URDSE*","Mini-Splits (Ducted)","USYM18UCDSA*",10,20000,15000]
[206842138,null,"GE Appliances","HRCU-A-CB-O (Mini-Split Heat Pump, with Remote Outdoor Unit Air-Source, Free Delivery)","ASH109URDSE*","Mini-Splits (Non-Ducted)","USYF09UCDWA*",10,10000,6000]
[206842139,null,"GE Appliances","HRCU-A-CB-O (Mini-Split Heat Pump, with Remote Outdoor Unit Air-Source, Free Delivery)","ASH112URDSE*","Mini-Splits (Non-Ducted)","USYF12UCDWA*",10,12500,8500]
[206842140,null,"GE Appliances","HRCU-A-CB-O (Mini-Split Heat Pump, with Remote Outdoor Unit Air-Source, Free Delivery)","ASH118URDSE*","Mini-Splits (Non-Ducted)","USYF18UCDWA*",9,17800,13000]
[206842141,null,"GE Appliances","HRCU-A-CB-O (Mini-Split Heat Pump, with Remote Outdoor Unit Air-Source, Free Delivery)","ASH109URDSE*","Mini-Splits (Non-Ducted)","AB09SC2VHA*",9,10000,6000]
[206842142,null,"GE Appliances","HRCU-A-CB-O (Mini-Split Heat Pump, with Remote Outdoor Unit Air-Source, Free Delivery)","ASH112URDSE*","Mini-Splits (Non-Ducted)","AB12SC2VHA*",10,13000,8500]
[206842143,null,"GE Appliances","HRCU-A-CB-O (Mini-Split Heat Pump, with Remote Outdoor Unit Air-Source, Free Delivery)","ASH118URDSE*","Mini-Splits (Non-Ducted)","AB18SC2VHA*",9,18000,13000]
[206853240,null,"MOOVAIR","HRCU-A-CB (Mini-Split System: Heat Pump with Outdoor Unit-Air-Source, Ducted)","DM36HOS25230E3","Mini-Splits (Ducted)","DM36HIDU230X5",11.5,40000,28000]
[206853241,null,"MOOVAIR","HRCU-A-CB (Mini-Split System: Heat Pump with Outdoor Unit-Air-Source, Ducted)","DM48HOS25230E3","Mini-Splits (Ducted)","DM48HIDU230X5",11.1,48000,33000]
[206853242,null,"ELIOS","HRCU-A-CB (Mini-Split System: Heat Pump with Outdoor Unit-Air-Source, Ducted)","DE36HOS25230E3","Mini-Splits (Ducted)","DM36HIDU230X5",11.5,40000,28000]
[206853243,null,"ELIOS","HRCU-A-CB (Mini-Split System: Heat Pump with Outdoor Unit-Air-Source, Ducted)","DE48HOS25230E3","Mini-Splits (Ducted)","DM48HIDU230X5",11.1,48000,33000]
[206853244,null,"LBG Products","HRCU-A-CB-O (Mini-Split Heat Pump, with Remote Outdoor Unit Air-Source, Free Delivery)","LBH18DWO","Mini-Splits (Non-Ducted)","LBH18DWI",10.5,19800,12400]
[206853245,null,"LBG Products","HRCU-A-CB-O (Mini-Split Heat Pump, with Remote Outdoor Unit Air-Source, Free Delivery)","LBH09DWO","Mini-Splits (Non-Ducted)","LBH09DWI",11,11000,7300]
[206853246,null,"LBG Products","HRCU-A-CB-O (Mini-Split Heat Pump, with Remote Outdoor Unit Air-Source, Free Delivery)","LBH12DWO","Mini-Splits (Non-Ducted)","LBH12DWI",11,12000,7700]
[206853247,null,"LBG Products","HRCU-A-CB-O (Mini-Split Heat Pump, with Remote Outdoor Unit Air-Source, Free Delivery)","LBH24DWO","Mini-Splits (Non-Ducted)","LBH24DWI",10,23000,14600]
[9956331,null,"GREE","HRCU-A-CB-O (Mini-Split Heat Pump, with Remote Outdoor Unit Air-Source, Free Delivery)","VIR09HP230V1BO","Mini-Splits (Non-Ducted)","VIR09HP230V1BH",10.5,11000,6800]
[9956332,null,"GREE","HRCU-A-CB-O (Mini-Split Heat Pump, with Remote Outdoor Unit Air-Source, Free Delivery)","VIR18HP230V1BO","Mini-Splits (Non-Ducted)","VIR18HP230V1BH",10.5,19800,12400]
[9956333,null,"GREE","HRCU-A-CB-O (Mini-Split Heat Pump, with Remote Outdoor Unit Air-Source, Free Delivery)","VIR24HP230V1BO","Mini-Splits (Non-Ducted)","VIR24HP230V1BH",10,23000,14600]
[9956334,null,"GREE","HRCU-A-CB-O (Mini-Split Heat Pump, with Remote Outdoor Unit Air-Source, Free Delivery)","VIR30HP230V1BO","Mini-Splits (Non-Ducted)","VIR30HP230V1BH",9,28400,19200]
[9956415,null,"GREE","HMSV-A-CB-O (Multi-Split Heat Pump, Free Delivery)","MULTI24HP230V1CO","Non-Ducted Indoor Units","Multiple combinations, check manufacturer compatibility",11,26000,16600]
[9956416,null,"GREE","HMSV-A-CB-O (Multi-Split Heat Pump, Free Delivery)","MULTI30HP230V1CO","Non-Ducted Indoor Units","Multiple combinations, check manufacturer compatibility",11.5,30000,18000]
[9956417,null,"GREE","HMSV-A-CB-O (Multi-Split Heat Pump, Free Delivery)","MULTI36HP230V1CO","Non-Ducted Indoor Units","Multiple combinations, check manufacturer compatibility",11.5,42500,20000]
[9956418,null,"GREE","HMSV-A-CB-O (Multi-Split Heat Pump, Free Delivery)","MULTI42HP230V1CO","Non-Ducted Indoor Units","Multiple combinations, check manufacturer compatibility",10.199999999999999,45000,29000]
[9956595,null,"GREE","HMSV-A-CB (Multi-Split Heat Pump)","MULTI42HP230V1CO","Ducted Indoor Units","Multiple combinations, check manufacturer compatibility",9.6,46500,28000]
[9958975,null,"GREE","HMSV-A-CB-O (Multi-Split Heat Pump, Free Delivery)","MULTI18HP230V1CO","Non-Ducted Indoor Units","Multiple combinations, check manufacturer compatibility",11,19000,12800]
[9958976,null,"GREE","HMSV-A-CB (Multi-Split Heat Pump)","MULTI18HP230V1CO","Mixed Ducted and Non-Ducted Indoor Units","Multiple combinations, check manufacturer compatibility",9.75,19000,12100]
[9959010,null,"GREE","HMSV-A-CB (Multi-Split Heat Pump)","MULTI24HP230V1CO","Mixed Ducted and Non-Ducted Indoor Units","Multiple combinations, check manufacturer compatibility",9.75,26000,15700]
[206904321,null,"American Standard / Mitsubishi Electric","HRCU-A-CB-O (Mini-Split Heat Pump, with Remote Outdoor Unit Air-Source, Free Delivery)","NAXSST36B112A*","Mini-Splits (Non-Ducted)","MSZ-GS36NA***",10,35200,22400]
[206904323,null,"Trane / Mitsubishi Electric","HRCU-A-CB-O (Mini-Split Heat Pump, with Remote Outdoor Unit Air-Source, Free Delivery)","NTXSST30B112A*","Mini-Splits (Non-Ducted)","NAXWST30B112A*",9.6,32600,21000]
[205334557,null,"AUX","HRCU-A-CB-O (Mini-Split Heat Pump, with Remote Outdoor Unit Air-Source, Free Delivery)","ASW-H12G2/*R1DI-US","Mini-Splits (Non-Ducted)","ASW-H12G2/*R1DI-US",11,12300,9700]
[205343310,null,"SAMSUNG","HMSV-A-CB (Multi-Split Heat Pump)","AJ020TXJ2CH","Mixed Ducted and Non-Ducted Indoor Units","Multiple combinations, check manufacturer compatibility",9.75,22000,11500]
[205343312,null,"SAMSUNG","HMSV-A-CB (Multi-Split Heat Pump)","AJ024TXJ3CH","Mixed Ducted and Non-Ducted Indoor Units","Multiple combinations, check manufacturer compatibility",9.5,25000,13200]
[205343313,null,"SAMSUNG","HMSV-A-CB (Multi-Split Heat Pump)","AJ036TXJ4CH","Mixed Ducted and Non-Ducted Indoor Units","Multiple combinations, check manufacturer compatibility",9.5,36000,21200]
[205343314,null,"SAMSUNG","HMSV-A-CB (Multi-Split Heat Pump)","AJ020TXS3CH","Mixed Ducted and Non-Ducted Indoor Units","Multiple combinations, check manufacturer compatibility",9.75,22000,11700]
[205343315,null,"SAMSUNG","HMSV-A-CB (Multi-Split Heat Pump)","AJ024TXS4CH","Mixed Ducted and Non-Ducted Indoor Units","Multiple combinations, check manufacturer compatibility",9.75,25000,14800]
[206913032,null,"GREE","HRCU-A-CB (Mini-Split System: Heat Pump with Outdoor Unit-Air-Source, Ducted)","GWH24AGE-D3DNA1A/O","Mini-Splits (Ducted)","GFH(24)DB-D3DN***/I",10,24000,14900]
[206913033,null,"GREE","HRCU-A-CB-O (Mini-Split Heat Pump, with Remote Outdoor Unit Air-Source, Free Delivery)","GWH24AGE-D3DNA1A/O","Mini-Splits (Non-Ducted)","GKH(24)BC-D3DN***/I",11.5,24000,15500]
[206913034,null,"GREE","HRCU-A-CB-O (Mini-Split Heat Pump, with Remote Outdoor Unit Air-Source, Free Delivery)","GWH24AGE-D3DNA1A/O","Mini-Splits (Non-Ducted)","GTH(24)CB-D3DN***/I",10,24000,14800]
[206913035,null,"COMFORT-AIRE","HRCU-A-CB-O (Mini-Split Heat Pump, with Remote Outdoor Unit Air-Source, Free Delivery)","A-VMH18SU-1B","Mini-Splits (Non-Ducted)","B-VMH18SU-1A",11,18000,10900]
[206913036,null,"COMFORT-AIRE","HRCU-A-CB-O (Mini-Split Heat Pump, with Remote Outdoor Unit Air-Source, Free Delivery)","A-VMH24SU-1A","Mini-Splits (Non-Ducted)","B-VMH24SU-1",12,26000,19400]
[206913037,null,"KERR","HRCU-A-CB-O (Mini-Split Heat Pump, with Remote Outdoor Unit Air-Source, Free Delivery)","A-KMH18SU-1A","Mini-Splits (Non-Ducted)","B-KMH18SU-1",11,18000,10900]
[206913038,null,"KERR","HRCU-A-CB-O (Mini-Split Heat Pump, with Remote Outdoor Unit Air-Source, Free Delivery)","A-KMH24SU-1A","Mini-Splits (Non-Ducted)","B-KMH24SU-1",12,26000,19400]
[206913570,null,"COMFORT-AIRE","HRCU-A-CB-O (Mini-Split Heat Pump, with Remote Outdoor Unit Air-Source, Free Delivery)","A-VMH18SU-1A","Mini-Splits (Non-Ducted)","B-VMH18SU-1B",11,18000,10900]
[206913571,null,"COMFORT-AIRE","HRCU-A-CB-O (Mini-Split Heat Pump, with Remote Outdoor Unit Air-Source, Free Delivery)","A-VMH24SU-1","Mini-Splits (Non-Ducted)","B-VMH24SU-1A",12,26000,19400]
[206913572,null,"KERR","HRCU-A-CB-O (Mini-Split Heat Pump, with Remote Outdoor Unit Air-Source, Free Delivery)","A-KMH18SU-1","Mini-Splits (Non-Ducted)","B-KMH18SU-1A",11,18000,10900]
[206913573,null,"KERR","HRCU-A-CB-O (Mini-Split Heat Pump, with Remote Outdoor Unit Air-Source, Free Delivery)","A-KMH24SU-1","Mini-Splits (Non-Ducted)","B-KMH24SU-1A",12,26000,19400]
[202392050,null,"Mitsubishi Electric","HRCU-A-CB-O (Mini-Split Heat Pump, with Remote Outdoor Unit Air-Source, Free Delivery)","SUZ-KA09NAH2","Mini-Splits (Non-Ducted)","SLZ-KF09NA",11.5,11000,6900]
[202392051,null,"Mitsubishi Electric","HRCU-A-CB-O (Mini-Split Heat Pump, with Remote Outdoor Unit Air-Source, Free Delivery)","SUZ-KA12NAH2","Mini-Splits (Non-Ducted)","SLZ-KF12NA",10.9,13000,8900]
[202392052,null,"Mitsubishi Electric","HRCU-A-CB-O (Mini-Split Heat Pump, with Remote Outdoor Unit Air-Source, Free Delivery)","SUZ-KA18NAH2","Mini-Splits (Non-Ducted)","SLZ-KF18NA",11.3,19700,12900]
[202392053,null,"Mitsubishi Electric","HRCU-A-CB (Mini-Split System: Heat Pump with Outdoor Unit-Air-Source, Ducted)","SUZ-KA12NA2","Mini-Splits (Ducted)","SVZ-KP12NA",12.1,15000,9900]
[202392054,null,"Mitsubishi Electric","HRCU-A-CB (Mini-Split System: Heat Pump with Outdoor Unit-Air-Source, Ducted)","SUZ-KA18NA2","Mini-Splits (Ducted)","SVZ-KP18NA",12.6,21600,14000]
[202392055,null,"Mitsubishi Electric","HRCU-A-CB (Mini-Split System: Heat Pump with Outdoor Unit-Air-Source, Ducted)","SUZ-KA12NAH2","Mini-Splits (Ducted)","SVZ-KP12NA",11.5,15000,9900]
[202392056,null,"Mitsubishi Electric","HRCU-A-CB (Mini-Split System: Heat Pump with Outdoor Unit-Air-Source, Ducted)","SUZ-KA18NAH2","Mini-Splits (Ducted)","SVZ-KP18NA",12.2,21600,14000]
[202392057,null,"Mitsubishi Electric","HRCU-A-CB (Mini-Split System: Heat Pump with Outdoor Unit-Air-Source, Ducted)","SUZ-KA24NAH2","Mini-Splits (Ducted)","SVZ-KP24NA",10.1,25000,14600]
[202392058,null,"Mitsubishi Electric","HRCU-A-CB (Mini-Split System: Heat Pump with Outdoor Unit-Air-Source, Ducted)","SUZ-KA30NAH2","Mini-Splits (Ducted)","SVZ-KP30NA",13.4,30000,21400]
[202392059,null,"Mitsubishi Electric","HRCU-A-CB (Mini-Split System: Heat Pump with Outdoor Unit-Air-Source, Ducted)","SUZ-KA36NAH2","Mini-Splits (Ducted)","SVZ-KP36NA",11.6,33400,23200]
[202392060,null,"Mitsubishi Electric","HRCU-A-CB (Mini-Split System: Heat Pump with Outdoor Unit-Air-Source, Ducted)","SUZ-KA12NA2","Mini-Splits (Ducted)","PEAD-A12AA",13,15000,9900]
[202392061,null,"Mitsubishi Electric","HRCU-A-CB (Mini-Split System: Heat Pump with Outdoor Unit-Air-Source, Ducted)","SUZ-KA12NAH2","Mini-Splits (Ducted)","PEAD-A12AA",12.4,15000,9900]
[202392062,null,"Mitsubishi Electric","HRCU-A-CB-O (Mini-Split Heat Pump, with Remote Outdoor Unit Air-Source, Free Delivery)","SUZ-KA15NA2","Mini-Splits (Non-Ducted)","SLZ-KF15NA",11.2,18000,11900]
[202392063,null,"Mitsubishi Electric","HRCU-A-CB-O (Mini-Split Heat Pump, with Remote Outdoor Unit Air-Source, Free Delivery)","SUZ-KA15NAH2","Mini-Splits (Non-Ducted)","SLZ-KF15NA",10.9,18000,11900]
[202392207,null,"Trane / Mitsubishi Electric","HRCU-A-CB (Mini-Split System: Heat Pump with Outdoor Unit-Air-Source, Ducted)","NTXSKS09A112AA","Mini-Splits (Ducted)","NTXDKS09A112AA",11,12000,7600]
[202392208,null,"American Standard / Mitsubishi Electric","HRCU-A-CB (Mini-Split System: Heat Pump with Outdoor Unit-Air-Source, Ducted)","NAXSKS09A112AA","Mini-Splits (Ducted)","NAXDKS09A112AA",11,12000,7600]
[202392209,null,"Trane / Mitsubishi Electric","HRCU-A-CB-O (Mini-Split Heat Pump, with Remote Outdoor Unit Air-Source, Free Delivery)","NTXSKS09A112AA","Mini-Splits (Non-Ducted)","NTXUKS09A112AA",13.3,12000,7700]
[202392231,null,"Trane / Mitsubishi Electric","HRCU-A-CB (Mini-Split System: Heat Pump with Outdoor Unit-Air-Source, Ducted)","NTXSKS18A112AA","Mini-Splits (Ducted)","NTXDKS18A112AA",13.1,21600,13900]
[202392232,null,"American Standard / Mitsubishi Electric","HRCU-A-CB (Mini-Split System: Heat Pump with Outdoor Unit-Air-Source, Ducted)","NAXSKS18A112AA","Mini-Splits (Ducted)","NAXDKS18A112AA",13.1,21600,13900]
[202392233,null,"Trane / Mitsubishi Electric","HRCU-A-CB-O (Mini-Split Heat Pump, with Remote Outdoor Unit Air-Source, Free Delivery)","NTXSKS18A112AA","Mini-Splits (Non-Ducted)","NTXUKS18A112AA",12.4,20000,13100]
[202392234,null,"American Standard / Mitsubishi Electric","HRCU-A-CB-O (Mini-Split Heat Pump, with Remote Outdoor Unit Air-Source, Free Delivery)","NAXSKS18A112AA","Mini-Splits (Non-Ducted)","NAXUKS18A112AA",12.4,20000,13100]
[202392235,null,"Trane / Mitsubishi Electric","HRCU-A-CB (Mini-Split System: Heat Pump with Outdoor Unit-Air-Source, Ducted)","NTXSKS18A112AA","Mini-Splits (Ducted)","PEAD-A18AA",12.9,21600,14000]
[8654210,null,"GREE","HMSV-A-CB (Multi-Split Heat Pump)","GMV-48WL/B-T(U)","Ducted Indoor Units","Multiple combinations, check manufacturer compatibility",10.199999999999999,54000,38000]
[8654211,null,"GREE","HMSV-A-CB-O (Multi-Split Heat Pump, Free Delivery)","GMV-48WL/B-T(U)","Non-Ducted Indoor Units","Multiple combinations, check manufacturer compatibility",11,54000,38000]
[8654212,null,"GREE","HMSV-A-CB (Multi-Split Heat Pump)","GMV-48WL/B-T(U)","Mixed Ducted and Non-Ducted Indoor Units","Multiple combinations, check manufacturer compatibility",10.6,54000,38000]
[8657784,null,"CHAMPION","HRCU-A-CB-O (Mini-Split Heat Pump, with Remote Outdoor Unit Air-Source, Free Delivery)","DHY09CSB21S","Mini-Splits (Non-Ducted)","DHY09NWB21S",10,9800,5800]
[8657792,null,"CHAMPION","HRCU-A-CB-O (Mini-Split Heat Pump, with Remote Outdoor Unit Air-Source, Free Delivery)","DHP09CSB11S","Mini-Splits (Non-Ducted)","DHP09NWB11S",9,9600,5400]
[8657794,null,"CHAMPION","HRCU-A-CB-O (Mini-Split Heat Pump, with Remote Outdoor Unit Air-Source, Free Delivery)","DHP12CSB11S","Mini-Splits (Non-Ducted)","DHP12NWB11S",9,13000,7600]
[8657796,null,"CHAMPION","HRCU-A-CB-O (Mini-Split Heat Pump, with Remote Outdoor Unit Air-Source, Free Delivery)","DHP09CSB21S","Mini-Splits (Non-Ducted)","DHP09NWB21S",9,9500,5600]
[8657798,null,"CHAMPION","HRCU-A-CB-O (Mini-Split Heat Pump, with Remote Outdoor Unit Air-Source, Free Delivery)","DHP12CSB21S","Mini-Splits (Non-Ducted)","DHP12NWB21S",9,13000,7700]
[8657800,null,"CHAMPION","HRCU-A-CB-O (Mini-Split Heat Pump, with Remote Outdoor Unit Air-Source, Free Delivery)","DHP18CSB21S","Mini-Splits (Non-Ducted)","DHP18NWB21S",9,19000,12000]
[8657802,null,"CHAMPION","HRCU-A-CB-O (Mini-Split Heat Pump, with Remote Outdoor Unit Air-Source, Free Delivery)","DHP24CSB21S","Mini-Splits (Non-Ducted)","DHP24NWB21S",9,23000,13500]
[8657804,null,"CHAMPION","HRCU-A-CB-O (Mini-Split Heat Pump, with Remote Outdoor Unit Air-Source, Free Delivery)","DHP30CSB21S","Mini-Splits (Non-Ducted)","DHP30NWB21S",9,28400,19200]
[8657808,null,"CHAMPION","HRCU-A-CB-O (Mini-Split Heat Pump, with Remote Outdoor Unit Air-Source, Free Delivery)","DHX09CSB11S","Mini-Splits (Non-Ducted)","DHX09NWB11S",10.5,9900,6900]
[8657810,null,"CHAMPION","HRCU-A-CB-O (Mini-Split Heat Pump, with Remote Outdoor Unit Air-Source, Free Delivery)","DHX12CSB11S","Mini-Splits (Non-Ducted)","DHX12NWB11S",10.199999999999999,12200,6800]
[8657812,null,"CHAMPION","HRCU-A-CB-O (Mini-Split Heat Pump, with Remote Outdoor Unit Air-Source, Free Delivery)","DHX09CSB21S","Mini-Splits (Non-Ducted)","DHX09NWB21S",10.5,11000,7300]
[8657814,null,"CHAMPION","HRCU-A-CB-O (Mini-Split Heat Pump, with Remote Outdoor Unit Air-Source, Free Delivery)","DHX12CSB21S","Mini-Splits (Non-Ducted)","DHX12NWB21S",11,13000,7700]
[8657816,null,"CHAMPION","HRCU-A-CB-O (Mini-Split Heat Pump, with Remote Outdoor Unit Air-Source, Free Delivery)","DHX18CSB21S","Mini-Splits (Non-Ducted)","DHX18NWB21S",10.5,19800,12400]
[8657818,null,"CHAMPION","HRCU-A-CB-O (Mini-Split Heat Pump, with Remote Outdoor Unit Air-Source, Free Delivery)","DHX24CSB21S","Mini-Splits (Non-Ducted)","DHX24NWB21S",10,23000,14600]
[8657820,null,"CHAMPION","HRCU-A-CB-O (Mini-Split Heat Pump, with Remote Outdoor Unit Air-Source, Free Delivery)","DHZ09CSB21S","Mini-Splits (Non-Ducted)","DHZ09NWB21S",10.5,9000,5500]
[8669069,null,"CHAMPION","HMSV-A-CB (Multi-Split Heat Pump)","DHW30CMB21S","Non-Ducted Indoor Units","Multiple combinations, check manufacturer compatibility",10.199999999999999,31600,19400]
[8669071,null,"CHAMPION","HMSV-A-CB (Multi-Split Heat Pump)","DHW30CMB21S","Ducted Indoor Units","Multiple combinations, check manufacturer compatibility",9.8000000000000007,32000,19800]
[8669073,null,"CHAMPION","HMSV-A-CB (Multi-Split Heat Pump)","DHW36CMB21S","Non-Ducted Indoor Units","Multiple combinations, check manufacturer compatibility",10.199999999999999,42500,24800]
[8669075,null,"CHAMPION","HMSV-A-CB (Multi-Split Heat Pump)","DHW36CMB21S","Ducted Indoor Units","Multiple combinations, check manufacturer compatibility",9.9,43500,25000]
[8669077,null,"CHAMPION","HMSV-A-CB (Multi-Split Heat Pump)","DHW42CMB21S","Non-Ducted Indoor Units","Multiple combinations, check manufacturer compatibility",10.199999999999999,45000,29000]
[8669079,null,"CHAMPION","HMSV-A-CB (Multi-Split Heat Pump)","DHW42CMB21S","Ducted Indoor Units","Multiple combinations, check manufacturer compatibility",9.6,46500,28000]
[8674934,null,"SHARP","HRCU-A-CB-O (Mini-Split Heat Pump, with Remote Outdoor Unit Air-Source, Free Delivery)","AE-X18TU","Mini-Splits (Non-Ducted)","AY-XPC18TU",10.6,21600,12000]
[8677405,null,"SAMSUNG","HRCU-A-CB-O (Mini-Split Heat Pump, with Remote Outdoor Unit Air-Source, Free Delivery)","AR09KSWDHWKX","Mini-Splits (Non-Ducted)","AR09KSWDHWKN",12,12600,7400]
[8677406,null,"SAMSUNG","HRCU-A-CB-O (Mini-Split Heat Pump, with Remote Outdoor Unit Air-Source, Free Delivery)","AR12KSWDHWKX","Mini-Splits (Non-Ducted)","AR12KSWDHWKN",11.5,13600,7800]
[8677407,null,"SAMSUNG","HRCU-A-CB-O (Mini-Split Heat Pump, with Remote Outdoor Unit Air-Source, Free Delivery)","AR09KSWSJWKX","Mini-Splits (Non-Ducted)","AR09KSWSJWKN",10.5,12000,5600]
[8677408,null,"SAMSUNG","HRCU-A-CB-O (Mini-Split Heat Pump, with Remote Outdoor Unit Air-Source, Free Delivery)","AR12KSWSJWKX","Mini-Splits (Non-Ducted)","AR12KSWSJWKN",9.5,13600,7800]
[8677409,null,"SAMSUNG","HRCU-A-CB-O (Mini-Split Heat Pump, with Remote Outdoor Unit Air-Source, Free Delivery)","AR18KSWSJWKX","Mini-Splits (Non-Ducted)","AR18KSWSJWKN",9,20600,12000]
[8677410,null,"SAMSUNG","HRCU-A-CB-O (Mini-Split Heat Pump, with Remote Outdoor Unit Air-Source, Free Delivery)","AR24KSWSJWKX","Mini-Splits (Non-Ducted)","AR24KSWSJWKN",10.7,27000,17000]
[8687735,null,"MDV","HRCU-A-CB-O (Mini-Split Heat Pump, with Remote Outdoor Unit Air-Source, Free Delivery)","MOB30-12HFN1-MT0W","Mini-Splits (Non-Ducted)","MSABB-12HRFN1-MT0W",9.8000000000000007,12000,7200]
[8687736,null,"MDV","HRCU-A-CB-O (Mini-Split Heat Pump, with Remote Outdoor Unit Air-Source, Free Delivery)","MOB30-12HFN1-BT0W","Mini-Splits (Non-Ducted)","MSABB-12HRFN1-BT0W",11.2,12000,7100]
[8688148,null,"MDV","HRCU-A-CB-O (Mini-Split Heat Pump, with Remote Outdoor Unit Air-Source, Free Delivery)","MOBA30-09HFN1-MT0W","Mini-Splits (Non-Ducted)","Multiple combinations, check manufacturer compatibility",10.5,9800,6400]
[8688150,null,"MDV","HRCU-A-CB-O (Mini-Split Heat Pump, with Remote Outdoor Unit Air-Source, Free Delivery)","MOD30-24HFN1-MT0W","Mini-Splits (Non-Ducted)","MSABE-24HRFN1-MT0W",10,25000,15300]
[8688151,null,"MDV","HRCU-A-CB-O (Mini-Split Heat Pump, with Remote Outdoor Unit Air-Source, Free Delivery)","MOD30-30HFN1-MR0W","Mini-Splits (Non-Ducted)","MSABF-30HRFN1-MR0W",9.6,30000,19000]
[8717928,null,"LG","HMSV-A-CB (Multi-Split Heat Pump)","ARUN053GSS4","Ducted Indoor Units","Multiple combinations, check manufacturer compatibility",9,59000,38000]
[8717929,null,"LG","HMSV-A-CB (Multi-Split Heat Pump)","ARUN048GSS4","Non-Ducted Indoor Units","Multiple combinations, check manufacturer compatibility",9.5,54000,32000]
[8717930,null,"LG","HMSV-A-CB (Multi-Split Heat Pump)","ARUN048GSS4","Ducted Indoor Units","Multiple combinations, check manufacturer compatibility",9.5,54000,32000]
[8717931,null,"LG","HMSV-A-CB (Multi-Split Heat Pump)","ARUN038GSS4","Non-Ducted Indoor Units","Multiple combinations, check manufacturer compatibility",9,42000,26000]
[8717932,null,"LG","HMSV-A-CB (Multi-Split Heat Pump)","ARUN038GSS4","Ducted Indoor Units","Multiple combinations, check manufacturer compatibility",9,42000,26000]
[8717933,null,"LG","HMSV-A-CB (Multi-Split Heat Pump)","ARUN038GSS4","Mixed Ducted and Non-Ducted Indoor Units","Multiple combinations, check manufacturer compatibility",9,42000,26000]
[8717934,null,"LG","HMSV-A-CB (Multi-Split Heat Pump)","ARUN048GSS4","Mixed Ducted and Non-Ducted Indoor Units","Multiple combinations, check manufacturer compatibility",9.5,54000,32000]
[8717935,null,"LG","HMSV-A-CB (Multi-Split Heat Pump)","ARUN053GSS4","Mixed Ducted and Non-Ducted Indoor Units","Multiple combinations, check manufacturer compatibility",9.75,59000,38000]
[8718495,null,"FUJITSU","HRCU-A-CB-O (Mini-Split Heat Pump, with Remote Outdoor Unit Air-Source, Free Delivery)","AOU18RLXFW1","Mini-Splits (Non-Ducted)","ASU18RLF",10.5,21600,14600]
[8718545,null,"FUJITSU","HRCU-A-CB-O (Mini-Split Heat Pump, with Remote Outdoor Unit Air-Source, Free Delivery)","AOU24RLXFW1","Mini-Splits (Non-Ducted)","ASU24RLF",10.6,25200,18000]
[8718573,null,"GREE","HRCU-A-CB-O (Mini-Split Heat Pump, with Remote Outdoor Unit Air-Source, Free Delivery)","GWH24ZE-D3DNA2D/O","Mini-Splits (Non-Ducted)","GWH24ZE-D3DN***/I",10,23000,14600]
[8718574,null,"GREE","HRCU-A-CB-O (Mini-Split Heat Pump, with Remote Outdoor Unit Air-Source, Free Delivery)","GWH18QD-D3DNA1G/O","Mini-Splits (Non-Ducted)","GWH18ZD-D3DN***/I",10,19800,12400]
[8718580,null,"GREE","HRCU-A-CB-O (Mini-Split Heat Pump, with Remote Outdoor Unit Air-Source, Free Delivery)","GWH09QC-D3DNA1D/O","Mini-Splits (Non-Ducted)","GWH09ZC-D3DN***/I",10.5,11000,6800]
[8718581,null,"GREE","HRCU-A-CB-O (Mini-Split Heat Pump, with Remote Outdoor Unit Air-Source, Free Delivery)","GWH12QC-A3DNA1D/O","Mini-Splits (Non-Ducted)","GWH12ZC-A3DN***/I",10.199999999999999,12200,6800]
[8718582,null,"GREE","HRCU-A-CB-O (Mini-Split Heat Pump, with Remote Outdoor Unit Air-Source, Free Delivery)","GWH12QC-D3DNA1D/O","Mini-Splits (Non-Ducted)","GWH12ZC-D3DN***/I",10.1,13000,7100]
[8718583,null,"FRIGIDAIRE","HRCU-A-CB-O (Mini-Split Heat Pump, with Remote Outdoor Unit Air-Source, Free Delivery)","FFHP093CS2","Mini-Splits (Non-Ducted)","FFHP093WS2",10.5,11000,6800]
[8718584,null,"FRIGIDAIRE","HRCU-A-CB-O (Mini-Split Heat Pump, with Remote Outdoor Unit Air-Source, Free Delivery)","FFHP123CS2","Mini-Splits (Non-Ducted)","FFHP123WS2",10.1,13000,7100]
[8718585,null,"FRIGIDAIRE","HRCU-A-CB-O (Mini-Split Heat Pump, with Remote Outdoor Unit Air-Source, Free Delivery)","FFHP183CS2","Mini-Splits (Non-Ducted)","FFHP183WS2",10,19800,12400]
[8739924,null,"MDV","HRCU-A-CB-O (Mini-Split Heat Pump, with Remote Outdoor Unit Air-Source, Free Delivery)","MOCA30-18HFN1-MT0W","Mini-Splits (Non-Ducted)","CCA3U-18HRFN1-M(C)",10.5,18000,12000]
[8739925,null,"MDV","HRCU-A-CB-O (Mini-Split Heat Pump, with Remote Outdoor Unit Air-Source, Free Delivery)","MOCA30-18HFN1-MT0W","Mini-Splits (Non-Ducted)","MUEU-18HRFN1-M(C)",10.6,18000,13400]
[8739926,null,"MDV","HRCU-A-CB-O (Mini-Split Heat Pump, with Remote Outdoor Unit Air-Source, Free Delivery)","MOD30-24HFN1-MT0W","Mini-Splits (Non-Ducted)","MCDU-24HRFN1-M(C)",11.5,24000,16200]
[8739927,null,"MDV","HRCU-A-CB-O (Mini-Split Heat Pump, with Remote Outdoor Unit Air-Source, Free Delivery)","MOD30-24HFN1-MT0W","Mini-Splits (Non-Ducted)","MUEU-24HRFN1-M(C)",11.5,24000,17200]
[8739928,null,"MDV","HRCU-A-CB-O (Mini-Split Heat Pump, with Remote Outdoor Unit Air-Source, Free Delivery)","MOB30-12HFN1-MT0W","Mini-Splits (Non-Ducted)","CCA3U-12HRFN1-M(C)",10.5,12000,7500]
[8739929,null,"MDV","HRCU-A-CB-O (Mini-Split Heat Pump, with Remote Outdoor Unit Air-Source, Free Delivery)","MOB30-12HFN1-MT0W","Mini-Splits (Non-Ducted)","CFAU-12HRFN1-M(C)",10,12000,7200]
[8740664,null,"MDV","HRCU-A-CB-O (Mini-Split Heat Pump, with Remote Outdoor Unit Air-Source, Free Delivery)","MOB30-12HFN1-MV0W","Mini-Splits (Non-Ducted)","CCA3U-12HRFN1-M(C)",10.6,12000,8700]
[8740665,null,"MDV","HRCU-A-CB-O (Mini-Split Heat Pump, with Remote Outdoor Unit Air-Source, Free Delivery)","MOB30-12HFN1-MV0W","Mini-Splits (Non-Ducted)","CFAU-12HRFN1-M(C)",10.5,12000,9600]
[8740667,null,"MDV","HRCU-A-CB-O (Mini-Split Heat Pump, with Remote Outdoor Unit Air-Source, Free Delivery)","MOBA30-09HFN1-MT0W","Mini-Splits (Non-Ducted)","CCA3U-09HRFN1-M(C)",10.5,10000,5800]
[8740669,null,"MDV","HRCU-A-CB-O (Mini-Split Heat Pump, with Remote Outdoor Unit Air-Source, Free Delivery)","MOBA30-09HFN1-MT0W","Mini-Splits (Non-Ducted)","CFAU-09HRFN1-M(C)",10.5,10000,5900]
[8740671,null,"MDV","HRCU-A-CB-O (Mini-Split Heat Pump, with Remote Outdoor Unit Air-Source, Free Delivery)","MOCA31-18HFN1-MT0W","Mini-Splits (Non-Ducted)","CCA3U-18HRFN1-M(C)",10.3,18000,12000]
[8740672,null,"MDV","HRCU-A-CB-O (Mini-Split Heat Pump, with Remote Outdoor Unit Air-Source, Free Delivery)","MOCA31-18HFN1-MT0W","Mini-Splits (Non-Ducted)","MUEU-18HRFN1-M(C)",10.5,18000,12000]
[8740674,null,"MDV","HRCU-A-CB-O (Mini-Split Heat Pump, with Remote Outdoor Unit Air-Source, Free Delivery)","MOD31-24HFN1-MT0W","Mini-Splits (Non-Ducted)","MCDU-24HRFN1-M(C)",10.5,24400,15800]
[8740675,null,"MDV","HRCU-A-CB-O (Mini-Split Heat Pump, with Remote Outdoor Unit Air-Source, Free Delivery)","MOD31-24HFN1-MT0W","Mini-Splits (Non-Ducted)","MUEU-24HRFN1-M(C)",11,24000,15000]
[8740676,null,"MDV","HRCU-A-CB-O (Mini-Split Heat Pump, with Remote Outdoor Unit Air-Source, Free Delivery)","MOD30U-36HFN1-M","Mini-Splits (Non-Ducted)","MCD-36HRFN1-M(C)",10.5,38000,25200]
[8740678,null,"MDV","HRCU-A-CB-O (Mini-Split Heat Pump, with Remote Outdoor Unit Air-Source, Free Delivery)","MOD30U-36HFN1-M","Mini-Splits (Non-Ducted)","MUE-36HRFN1-M(C)",10,38000,25400]
[8740799,null,"SHARP","HRCU-A-CB-O (Mini-Split Heat Pump, with Remote Outdoor Unit Air-Source, Free Delivery)","AE-X12TU","Mini-Splits (Non-Ducted)","AY-XPC12TU",11.4,14000,8400]
[8740800,null,"SHARP","HMSV-A-CB (Multi-Split Heat Pump)","AE-X2M20TU","Non-Ducted Indoor Units","Multiple combinations, check manufacturer compatibility",10.3,22000,14000]
[8657822,null,"CHAMPION","HRCU-A-CB-O (Mini-Split Heat Pump, with Remote Outdoor Unit Air-Source, Free Delivery)","DHZ12CSB21S","Mini-Splits (Non-Ducted)","DHZ12NWB21S",10.5,13000,8500]
[8657824,null,"CHAMPION","HRCU-A-CB-O (Mini-Split Heat Pump, with Remote Outdoor Unit Air-Source, Free Delivery)","DHZ18CSB21S","Mini-Splits (Non-Ducted)","DHZ18NWB21S",10.5,19000,12700]
[8657830,null,"CHAMPION","HRCU-A-CB-O (Mini-Split Heat Pump, with Remote Outdoor Unit Air-Source, Free Delivery)","DHW18CMB21S","Non-Ducted Indoor Units","Multiple combinations, check manufacturer compatibility",9,19000,12300]
[8657832,null,"CHAMPION","HMSV-A-CB (Multi-Split Heat Pump)","DHW18CMB21S","Ducted Indoor Units","Multiple combinations, check manufacturer compatibility",9,19000,12300]
[8657834,null,"CHAMPION","HRCU-A-CB-O (Mini-Split Heat Pump, with Remote Outdoor Unit Air-Source, Free Delivery)","DHW24CMB21S","Non-Ducted Indoor Units","Multiple combinations, check manufacturer compatibility",10.199999999999999,29000,17800]
[8657836,null,"CHAMPION","HMSV-A-CB (Multi-Split Heat Pump)","DHW24CMB21S","Ducted Indoor Units","Multiple combinations, check manufacturer compatibility",9,29000,17800]
[8669027,null,"CHAMPION","HRCU-A-CB (Mini-Split System: Heat Pump with Outdoor Unit-Air-Source, Ducted)","DHR18CSB21S","Mini-Splits (Ducted)","DHR18NDB21S",9.5,18800,10900]
[8669028,null,"CHAMPION","HRCU-A-CB-O (Mini-Split Heat Pump, with Remote Outdoor Unit Air-Source, Free Delivery)","DHR18CSB21S","Mini-Splits (Non-Ducted)","DHR18NKB21S",9,18400,9900]
[8669030,null,"CHAMPION","HRCU-A-CB-O (Mini-Split Heat Pump, with Remote Outdoor Unit Air-Source, Free Delivery)","DHR18CSB21S","Mini-Splits (Non-Ducted)","DHR18NCB21S",9.5,19100,10900]
[8669032,null,"CHAMPION","HRCU-A-CB (Mini-Split System: Heat Pump with Outdoor Unit-Air-Source, Ducted)","DHR24CSB21S","Mini-Splits (Ducted)","DHR24NDB21S",10,27200,16700]
[8669034,null,"CHAMPION","HRCU-A-CB-O (Mini-Split Heat Pump, with Remote Outdoor Unit Air-Source, Free Delivery)","DHR24CSB21S","Mini-Splits (Non-Ducted)","DHR24NKB21S",10,27200,15700]
[8669037,null,"CHAMPION","HRCU-A-CB-O (Mini-Split Heat Pump, with Remote Outdoor Unit Air-Source, Free Delivery)","DHR24CSB21S","Mini-Splits (Non-Ducted)","DHR24NCB21S",10,27200,15700]
[8669039,null,"CHAMPION","HRCU-A-CB (Mini-Split System: Heat Pump with Outdoor Unit-Air-Source, Ducted)","DHR30CSB21S","Mini-Splits (Ducted)","DHR30NDB21S",9,31200,16700]
[8669041,null,"CHAMPION","HRCU-A-CB-O (Mini-Split Heat Pump, with Remote Outdoor Unit Air-Source, Free Delivery)","DHR30CSB21S","Mini-Splits (Non-Ducted)","DHR30NKB21S",9,31200,16700]
[8669043,null,"CHAMPION","HRCU-A-CB-O (Mini-Split Heat Pump, with Remote Outdoor Unit Air-Source, Free Delivery)","DHR30CSB21S","Mini-Splits (Non-Ducted)","DHR30NCB21S",9,31200,18000]
[8669045,null,"CHAMPION","HRCU-A-CB (Mini-Split System: Heat Pump with Outdoor Unit-Air-Source, Ducted)","DHR36CSB21S","Mini-Splits (Ducted)","DHR36NDB21S",9,41000,24600]
[8779204,null,"MIDEA","HRCU-A-CB-O (Mini-Split Heat Pump, with Remote Outdoor Unit Air-Source, Free Delivery)","MCHSU-24PHH2","Mini-Splits (Non-Ducted)","MEHSU-24PHH2",10,25000,15000]
[8779205,null,"MIDEA","HRCU-A-CB-O (Mini-Split Heat Pump, with Remote Outdoor Unit Air-Source, Free Delivery)","MCHS-30PSH2","Mini-Splits (Non-Ducted)","MEHS-30PSH2",9.8000000000000007,30000,18000]
[8779206,null,"MIDEA","HRCU-A-CB-O (Mini-Split Heat Pump, with Remote Outdoor Unit Air-Source, Free Delivery)","MCHS-36PSH2","Mini-Splits (Non-Ducted)","MEHS-36PSH2",10,36000,20600]
[8783739,null,"GREE","HRCU-A-CB-O (Mini-Split Heat Pump, with Remote Outdoor Unit Air-Source, Free Delivery)","LIVS12HP230V1AO","Mini-Splits (Non-Ducted)","LIVS12HP230V1AH",9,13000,7700]
[8783740,null,"GREE","HRCU-A-CB-O (Mini-Split Heat Pump, with Remote Outdoor Unit Air-Source, Free Delivery)","LIVS18HP230V1AO","Mini-Splits (Non-Ducted)","LIVS18HP230V1AH",9,19000,12000]
[8784469,null,"TGM","HRCU-A-CB-O (Mini-Split Heat Pump, with Remote Outdoor Unit Air-Source, Free Delivery)","MRHAT30AS","Mini-Splits (Non-Ducted)","MWHAT30S",9.6,30000,19000]
[8784470,null,"CLASSIC","HRCU-A-CB-O (Mini-Split Heat Pump, with Remote Outdoor Unit Air-Source, Free Delivery)","MRHAC30AS","Mini-Splits (Non-Ducted)","MWHAC30S",9.6,30000,19000]
[8784471,null,"TGM","HRCU-A-CB-O (Mini-Split Heat Pump, with Remote Outdoor Unit Air-Source, Free Delivery)","MRHAT36AS","Mini-Splits (Non-Ducted)","MWHAT36S",10,36000,21400]
[8784472,null,"CLASSIC","HRCU-A-CB-O (Mini-Split Heat Pump, with Remote Outdoor Unit Air-Source, Free Delivery)","MRHAC36AS","Mini-Splits (Non-Ducted)","MWHAC36S",10,36000,21400]
[8785403,null,"GREE","HMSV-A-CB (Multi-Split Heat Pump)","GWHD(18)ND3EO","Mixed Ducted and Non-Ducted Indoor Units","Multiple combinations, check manufacturer compatibility",9,19000,12300]
[8785404,null,"GREE","HMSV-A-CB (Multi-Split Heat Pump)","GWHD(24)ND3EO","Mixed Ducted and Non-Ducted Indoor Units","Multiple combinations, check manufacturer compatibility",9.6,29000,17800]
[8787259,null,"GREE","HRCU-A-CB-O (Mini-Split Heat Pump, with Remote Outdoor Unit Air-Source, Free Delivery)","LIVS09HP230V1AO","Mini-Splits (Non-Ducted)","LIVS09HP230V1AH",9,9500,5600]
[8796398,null,"SHARP","HRCU-A-CB-O (Mini-Split Heat Pump, with Remote Outdoor Unit Air-Source, Free Delivery)","AE-X12THU","Mini-Splits (Non-Ducted)","AY-XP12THU",12.7,14000,8500]
[8796405,null,"AUX","HRCU-A-CB-O (Mini-Split Heat Pump, with Remote Outdoor Unit Air-Source, Free Delivery)","ASW-H12U2/*R1DI-US","Mini-Splits (Non-Ducted)","ASW-H12U2/*R1DI-US",9,12300,7000]
[8796407,null,"AUX","HRCU-A-CB-O (Mini-Split Heat Pump, with Remote Outdoor Unit Air-Source, Free Delivery)","ASW-H24U2/*R1DI-US","Mini-Splits (Non-Ducted)","ASW-H24U2/*R1DI-US",9,24000,11000]
[8796409,null,"AUX","HRCU-A-CB-O (Mini-Split Heat Pump, with Remote Outdoor Unit Air-Source, Free Delivery)","ASW-H12T2/*R1DI-US","Mini-Splits (Non-Ducted)","ASW-H12T2/*R1DI-US",11,12000,7200]
[8796410,null,"AUX","HRCU-A-CB-O (Mini-Split Heat Pump, with Remote Outdoor Unit Air-Source, Free Delivery)","ASW-H18T2/*R1DI-US","Mini-Splits (Non-Ducted)","ASW-H18T2/*R1DI-US",10,17200,10000]
[8693469,null,"SHARP","HRCU-A-CB-O (Mini-Split Heat Pump, with Remote Outdoor Unit Air-Source, Free Delivery)","AE-X15TU","Mini-Splits (Non-Ducted)","AY-XPC15TU",9.6,18000,10000]
[8693471,null,"SHARP","HRCU-A-CB-O (Mini-Split Heat Pump, with Remote Outdoor Unit Air-Source, Free Delivery)","AE-X24TU","Mini-Splits (Non-Ducted)","AY-XP24TU",10,24000,14000]
[8693473,null,"FUJITSU","HMSV-A-CB (Multi-Split Heat Pump)","AOU60RLAVM","Ducted Indoor Units","Multiple combinations, check manufacturer compatibility",11,66000,41500]
[8693474,null,"FUJITSU","HMSV-A-CB (Multi-Split Heat Pump)","AOU60RLAVM","Non-Ducted Indoor Units","Multiple combinations, check manufacturer compatibility",11.3,66000,41500]
[8693475,null,"FUJITSU","HMSV-A-CB (Multi-Split Heat Pump)","AOU60RLAVM","Mixed Ducted and Non-Ducted Indoor Units","Multiple combinations, check manufacturer compatibility",11.15,66000,41500]
[8693476,null,"FUJITSU","HMSV-A-CB (Multi-Split Heat Pump)","AOU48RLAVM","Ducted Indoor Units","Multiple combinations, check manufacturer compatibility",10.9,54000,34000]
[8693477,null,"FUJITSU","HMSV-A-CB (Multi-Split Heat Pump)","AOU48RLAVM","Non-Ducted Indoor Units","Multiple combinations, check manufacturer compatibility",11.4,54000,33000]
[8693478,null,"FUJITSU","HMSV-A-CB (Multi-Split Heat Pump)","AOU48RLAVM","Mixed Ducted and Non-Ducted Indoor Units","Multiple combinations, check manufacturer compatibility",11.15,54000,33400]
[8693479,null,"FUJITSU","HMSV-A-CB (Multi-Split Heat Pump)","AOU36RLAVM","Ducted Indoor Units","Multiple combinations, check manufacturer compatibility",10.4,42000,26400]
[8693480,null,"FUJITSU","HMSV-A-CB (Multi-Split Heat Pump)","AOU36RLAVM","Non-Ducted Indoor Units","Multiple combinations, check manufacturer compatibility",11.4,42000,25800]
[8693481,null,"FUJITSU","HMSV-A-CB (Multi-Split Heat Pump)","AOU36RLAVM","Mixed Ducted and Non-Ducted Indoor Units","Multiple combinations, check manufacturer compatibility",10.9,42000,26000]
[8703348,null,"FUJITSU","HRCU-A-CB-O (Mini-Split Heat Pump, with Remote Outdoor Unit Air-Source, Free Delivery)","AOU9RLS3","Mini-Splits (Non-Ducted)","ASU9RLS3Y",14.2,12000,7000]
[8703349,null,"FUJITSU","HRCU-A-CB-O (Mini-Split Heat Pump, with Remote Outdoor Unit Air-Source, Free Delivery)","AOU9RLS3H","Mini-Splits (Non-Ducted)","ASU9RLS3Y",14,12000,7000]
[8703350,null,"FUJITSU","HRCU-A-CB-O (Mini-Split Heat Pump, with Remote Outdoor Unit Air-Source, Free Delivery)","AOU12RLS3","Mini-Splits (Non-Ducted)","ASU12RLS3Y",14,16000,9600]
[8703506,null,"FUJITSU","HRCU-A-CB-O (Mini-Split Heat Pump, with Remote Outdoor Unit Air-Source, Free Delivery)","AOU12RLS3H","Mini-Splits (Non-Ducted)","ASU12RLS3Y",13.8,16000,9600]
[8703507,null,"FUJITSU","HRCU-A-CB-O (Mini-Split Heat Pump, with Remote Outdoor Unit Air-Source, Free Delivery)","AOU15RLS3","Mini-Splits (Non-Ducted)","ASU15RLS3Y",13.4,18000,11200]
[8703508,null,"FUJITSU","HRCU-A-CB-O (Mini-Split Heat Pump, with Remote Outdoor Unit Air-Source, Free Delivery)","AOU15RLS3H","Mini-Splits (Non-Ducted)","ASU15RLS3Y",13.3,18000,11200]
[8704431,null,"MDV","HRCU-A-CB-O (Mini-Split Heat Pump, with Remote Outdoor Unit Air-Source, Free Delivery)","MOB30-09HFN1-MX0W","Mini-Splits (Non-Ducted)","CS11M-09HRFN1-MX0W(A)",11.2,10900,6900]
[8752719,null,"CLASSIC","HRCU-A-CB-O (Mini-Split Heat Pump, with Remote Outdoor Unit Air-Source, Free Delivery)","MROHNC12AS","Mini-Splits (Non-Ducted)","MCHINC12S",10.6,12000,8700]
[8752720,null,"CLASSIC","HRCU-A-CB-O (Mini-Split Heat Pump, with Remote Outdoor Unit Air-Source, Free Delivery)","MROHNC18AS","Mini-Splits (Non-Ducted)","MCHINC18S",10.5,18000,12000]
[8752721,null,"TGM","HRCU-A-CB-O (Mini-Split Heat Pump, with Remote Outdoor Unit Air-Source, Free Delivery)","MROHNT18AS","Mini-Splits (Non-Ducted)","MCHINT18S",10.5,18000,12000]
[8752722,null,"TGM","HRCU-A-CB-O (Mini-Split Heat Pump, with Remote Outdoor Unit Air-Source, Free Delivery)","MROHNT12AS","Mini-Splits (Non-Ducted)","MCHINT12S",10.6,12000,8700]
[8767356,null,"MIDEA","HRCU-A-CB-O (Mini-Split Heat Pump, with Remote Outdoor Unit Air-Source, Free Delivery)","MCHSU-36CSH2","Mini-Splits (Non-Ducted)","MEHSU-36CSC2",10.5,38000,25200]
[8767357,null,"MIDEA","HRCU-A-CB-O (Mini-Split Heat Pump, with Remote Outdoor Unit Air-Source, Free Delivery)","MCHSU-36CSH2","Mini-Splits (Non-Ducted)","MEHSU-36CSF2",10,38000,25400]
[8775826,null,"DIRECT AIR","HRCU-A-CB-O (Mini-Split Heat Pump, with Remote Outdoor Unit Air-Source, Free Delivery)","MOB30-09HFN1-MX0W","Mini-Splits (Non-Ducted)","CS11M-09HRFN1-MX0W(A)",11.2,10900,6900]
[8775827,null,"DIRECT AIR","HRCU-A-CB-O (Mini-Split Heat Pump, with Remote Outdoor Unit Air-Source, Free Delivery)","MOB30-12HFN1-MV0W","Mini-Splits (Non-Ducted)","CS11M-12HRFN1-MU5W",12,12000,7800]
[8775828,null,"DIRECT AIR","HRCU-A-CB-O (Mini-Split Heat Pump, with Remote Outdoor Unit Air-Source, Free Delivery)","MOCA30-18HFN1-MT0W","Mini-Splits (Non-Ducted)","CS11M-18HRFN1-MT0W",10.3,18000,10800]
[8775829,null,"DIRECT AIR","HRCU-A-CB-O (Mini-Split Heat Pump, with Remote Outdoor Unit Air-Source, Free Delivery)","MOD30-24HFN1-MT0W","Mini-Splits (Non-Ducted)","CS11M-23HRFN1-MT0W",11.5,24000,15400]
[8775830,null,"DIRECT AIR","HRCU-A-CB-O (Mini-Split Heat Pump, with Remote Outdoor Unit Air-Source, Free Delivery)","MOB30-09HFN1-MX0W","Mini-Splits (Non-Ducted)","CCA3U-09HRFN1-M(C)",10.8,10000,6700]
[8775834,null,"DIRECT AIR","HRCU-A-CB-O (Mini-Split Heat Pump, with Remote Outdoor Unit Air-Source, Free Delivery)","MOB30-12HFN1-MV0W","Mini-Splits (Non-Ducted)","CCA3U-12HRFN1-M(C)",10.6,12000,8700]
[8775835,null,"DIRECT AIR","HRCU-A-CB-O (Mini-Split Heat Pump, with Remote Outdoor Unit Air-Source, Free Delivery)","MOB30-12HFN1-MV0W","Mini-Splits (Non-Ducted)","CFAU-12HRFN1-M(C)",10.5,12000,9600]
[8775836,null,"DIRECT AIR","HRCU-A-CB-O (Mini-Split Heat Pump, with Remote Outdoor Unit Air-Source, Free Delivery)","MOCA30-18HFN1-MT0W","Mini-Splits (Non-Ducted)","CCA3U-18HRFN1-M(C)",10.5,18000,12000]
[8775838,null,"DIRECT AIR","HRCU-A-CB-O (Mini-Split Heat Pump, with Remote Outdoor Unit Air-Source, Free Delivery)","MOCA30-18HFN1-MT0W","Mini-Splits (Non-Ducted)","MUEU-18HRFN1-M(C)",10.6,18000,13400]
[8775839,null,"DIRECT AIR","HRCU-A-CB-O (Mini-Split Heat Pump, with Remote Outdoor Unit Air-Source, Free Delivery)","MOD30-24HFN1-MT0W","Mini-Splits (Non-Ducted)","MCDU-24HRFN1-M(C)",11.5,24000,16200]
[8775841,null,"DIRECT AIR","HRCU-A-CB-O (Mini-Split Heat Pump, with Remote Outdoor Unit Air-Source, Free Delivery)","MOD30-24HFN1-MT0W","Mini-Splits (Non-Ducted)","MUEU-24HRFN1-M(C)",11.5,24000,17200]
[8775842,null,"DIRECT AIR","HRCU-A-CB-O (Mini-Split Heat Pump, with Remote Outdoor Unit Air-Source, Free Delivery)","MOBA30-09HFN1-MT0W","Mini-Splits (Non-Ducted)","CCA3U-09HRFN1-M(C)",10.5,10000,5800]
[8718586,null,"FRIGIDAIRE","HRCU-A-CB-O (Mini-Split Heat Pump, with Remote Outdoor Unit Air-Source, Free Delivery)","FFHP223CS2","Mini-Splits (Non-Ducted)","FFHP223WS2",10,23000,14600]
[8719215,null,"MDV","HRCU-A-CB-O (Mini-Split Heat Pump, with Remote Outdoor Unit Air-Source, Free Delivery)","MOCA31-18HFN1-MT0W","Mini-Splits (Non-Ducted)","MSABE-18HRFN1-MT0W",10,18000,10400]
[8719216,null,"MDV","HRCU-A-CB-O (Mini-Split Heat Pump, with Remote Outdoor Unit Air-Source, Free Delivery)","MOD31-24HFN1-MT0W","Mini-Splits (Non-Ducted)","MSABE-24HRFN1-MT0W",10,25000,15300]
[8735946,null,"MDV","HRCU-A-CB-O (Mini-Split Heat Pump, with Remote Outdoor Unit Air-Source, Free Delivery)","MOBA30-12HDN1-BQ0W","Mini-Splits (Non-Ducted)","MSABB-12HRFN1-BQ0W",9,12000,7500]
[8735948,null,"MDV","HRCU-A-CB-O (Mini-Split Heat Pump, with Remote Outdoor Unit Air-Source, Free Delivery)","MOBA30-12HDN1-MQ0W","Mini-Splits (Non-Ducted)","MSABB-12HRFN1-MQ0W",9,11800,6800]
[8735949,null,"MDV","HRCU-A-CB-O (Mini-Split Heat Pump, with Remote Outdoor Unit Air-Source, Free Delivery)","MOB30-18HDN1-MQ0W","Mini-Splits (Non-Ducted)","MSABD-18HRFN1-MQ0W",9.8000000000000007,18000,12200]
[8735954,null,"MDV","HRCU-A-CB-O (Mini-Split Heat Pump, with Remote Outdoor Unit Air-Source, Free Delivery)","MOCA30-23HDN1-MQ0W","Mini-Splits (Non-Ducted)","MSABE-23HRFN1-MQ0W",9,25000,14800]
[8735962,null,"MDV","HRCU-A-CB-O (Mini-Split Heat Pump, with Remote Outdoor Unit Air-Source, Free Delivery)","MOB30-09HFN1-MX0W","Mini-Splits (Non-Ducted)","CCA3U-09HRFN1-M(C)",10.8,10000,6700]
[8735963,null,"MDV","HRCU-A-CB-O (Mini-Split Heat Pump, with Remote Outdoor Unit Air-Source, Free Delivery)","MOB30-09HFN1-MX0W","Mini-Splits (Non-Ducted)","CFAU-09HRFN1-M(C)",11.6,10000,6600]
[8738631,null,"MDV","HRCU-A-CB-O (Mini-Split Heat Pump, with Remote Outdoor Unit Air-Source, Free Delivery)","MOB30-12HFN1-BV0W","Mini-Splits (Non-Ducted)","MS11M-12HRFN1-BV0W",10.199999999999999,12000,7600]
[8738632,null,"MDV","HRCU-A-CB-O (Mini-Split Heat Pump, with Remote Outdoor Unit Air-Source, Free Delivery)","MOD30-30HFN1-MR0W","Mini-Splits (Non-Ducted)","MS11M-30HRFN1-MR0W",9.4,30000,18500]
[8738633,null,"CARRIER","HRCU-A-CB-O (Mini-Split Heat Pump, with Remote Outdoor Unit Air-Source, Free Delivery)","38MAQB09R--1","Mini-Splits (Non-Ducted)","40MAQB09B--1",11.2,11000,6500]
[8738634,null,"CARRIER","HRCU-A-CB-O (Mini-Split Heat Pump, with Remote Outdoor Unit Air-Source, Free Delivery)","38MAQB12R--1","Mini-Splits (Non-Ducted)","40MAQB12B--1",10.199999999999999,12000,7600]
[8738635,null,"CARRIER","HRCU-A-CB-O (Mini-Split Heat Pump, with Remote Outdoor Unit Air-Source, Free Delivery)","38MAQB09R--3","Mini-Splits (Non-Ducted)","40MAQB09B--3",11.2,10900,6900]
[8738636,null,"CARRIER","HRCU-A-CB-O (Mini-Split Heat Pump, with Remote Outdoor Unit Air-Source, Free Delivery)","38MAQB12R--3","Mini-Splits (Non-Ducted)","40MAQB12B--3",12,12000,7800]
[8738637,null,"CARRIER","HRCU-A-CB-O (Mini-Split Heat Pump, with Remote Outdoor Unit Air-Source, Free Delivery)","38MAQB18R--3","Mini-Splits (Non-Ducted)","40MAQB18B--3",10.3,18000,10800]
[8738638,null,"CARRIER","HRCU-A-CB-O (Mini-Split Heat Pump, with Remote Outdoor Unit Air-Source, Free Delivery)","38MAQB24R--3","Mini-Splits (Non-Ducted)","40MAQB24B--3",11.5,24000,15400]
[8738639,null,"CARRIER","HRCU-A-CB-O (Mini-Split Heat Pump, with Remote Outdoor Unit Air-Source, Free Delivery)","38MAQB30R--3","Mini-Splits (Non-Ducted)","40MAQB30B--3",9.4,30000,18500]
[8856647,null,"BRYANT","HRCU-A-CB-O (Mini-Split Heat Pump, with Remote Outdoor Unit Air-Source, Free Delivery)","38MAQB12R--3","Mini-Splits (Non-Ducted)","619REQ012CBMA",10.6,12000,8700]
[8856648,null,"BRYANT","HRCU-A-CB-O (Mini-Split Heat Pump, with Remote Outdoor Unit Air-Source, Free Delivery)","38MAQB12R--3","Mini-Splits (Non-Ducted)","619REQ012FBMA",10.5,12000,9600]
[8856649,null,"CARRIER","HRCU-A-CB-O (Mini-Split Heat Pump, with Remote Outdoor Unit Air-Source, Free Delivery)","38MAQB12R--3","Mini-Splits (Non-Ducted)","40MBQB12F--3",10.5,12000,9600]
[8856651,null,"CARRIER","HRCU-A-CB-O (Mini-Split Heat Pump, with Remote Outdoor Unit Air-Source, Free Delivery)","38MAQB12R--3","Mini-Splits (Non-Ducted)","40MBQB12C--3",10.6,12000,8700]
[8856654,null,"BRYANT","HRCU-A-CB-O (Mini-Split Heat Pump, with Remote Outdoor Unit Air-Source, Free Delivery)","38MAQB18R--3","Mini-Splits (Non-Ducted)","619REQ018CBMA",10.5,18000,12000]
[8856655,null,"CARRIER","HRCU-A-CB-O (Mini-Split Heat Pump, with Remote Outdoor Unit Air-Source, Free Delivery)","38MAQB18R--3","Mini-Splits (Non-Ducted)","40MBQB18C--3",10.5,18000,12000]
[8856675,null,"MDV","HMSV-A-CB (Multi-Split Heat Pump)","M2OF-18HFN1-M","Non-Ducted Indoor Units","Multiple combinations, check manufacturer compatibility",10.3,19000,12000]
[8856676,null,"MDV","HMSV-A-CB (Multi-Split Heat Pump)","M3OF-27HFN1-M","Non-Ducted Indoor Units","Multiple combinations, check manufacturer compatibility",10.3,28000,17200]
[8856677,null,"MDV","HMSV-A-CB (Multi-Split Heat Pump)","M4OF-36HFN1-M","Non-Ducted Indoor Units","Multiple combinations, check manufacturer compatibility",10.199999999999999,36000,24600]
[8856681,null,"SAMSUNG","HRCU-A-CB-O (Mini-Split Heat Pump, with Remote Outdoor Unit Air-Source, Free Delivery)","AC018JXADCH/AA","Mini-Splits (Non-Ducted)","AC018KN4DCH/AA",10,20000,11000]
[8856687,null,"SAMSUNG","HRCU-A-CB-O (Mini-Split Heat Pump, with Remote Outdoor Unit Air-Source, Free Delivery)","AC024JXADCH/AA","Mini-Splits (Non-Ducted)","AC024KN4DCH/AA",10,27000,16400]
[8856696,null,"SAMSUNG","HRCU-A-CB-O (Mini-Split Heat Pump, with Remote Outdoor Unit Air-Source, Free Delivery)","AC030JXADCH/AA","Mini-Splits (Non-Ducted)","AC030KN4DCH/AA",9.9,32000,20200]
[8856697,null,"SAMSUNG","HRCU-A-CB-O (Mini-Split Heat Pump, with Remote Outdoor Unit Air-Source, Free Delivery)","AC036JXADCH/AA","Mini-Splits (Non-Ducted)","AC036KN4DCH/AA",9.6999999999999993,40000,24000]
[8856698,null,"SAMSUNG","HRCU-A-CB-O (Mini-Split Heat Pump, with Remote Outdoor Unit Air-Source, Free Delivery)","AC042JXADCH/AA","Mini-Splits (Non-Ducted)","AC042KN4DCH/AA",9.5,47000,29600]
[8858348,null,"MDV","HMSV-A-CB (Multi-Split Heat Pump)","M2OF-18HFN1-M**","Non-Ducted Indoor Units","Multiple combinations, check manufacturer compatibility",9.6999999999999993,18000,11600]
[8858349,null,"MDV","HMSV-A-CB (Multi-Split Heat Pump)","M3OF-27HFN1-M**","Non-Ducted Indoor Units","Multiple combinations, check manufacturer compatibility",10.8,27000,17800]
[8858350,null,"MDV","HMSV-A-CB (Multi-Split Heat Pump)","M4OF-36HFN1-M**","Non-Ducted Indoor Units","Multiple combinations, check manufacturer compatibility",10.199999999999999,36000,23600]
[8858351,null,"MIDEA","HMSV-A-CB (Multi-Split Heat Pump)","MCH4U-36PHH2","Non-Ducted Indoor Units","Multiple combinations, check manufacturer compatibility",10.199999999999999,36000,23600]
[8796414,null,"GREE","HMSV-A-CB (Multi-Split Heat Pump)","GMV-36WL/B-T(U)","Mixed Ducted and Non-Ducted Indoor Units","Multiple combinations, check manufacturer compatibility",11,45000,29400]
[8796425,null,"SHARP","HRCU-A-CB-O (Mini-Split Heat Pump, with Remote Outdoor Unit Air-Source, Free Delivery)","AE-X18THU","Mini-Splits (Non-Ducted)","AY-XP18THU",13.5,21600,13600]
[8797147,null,"LG","HRCU-A-CB-O (Mini-Split Heat Pump, with Remote Outdoor Unit Air-Source, Free Delivery)","LAU240HSV3","Mini-Splits (Non-Ducted)","LAN240HSV3",10,27600,18500]
[8797149,null,"SENVILLE","HRCU-A-CB-O (Mini-Split Heat Pump, with Remote Outdoor Unit Air-Source, Free Delivery)","SENA/09HF/OZ","Mini-Splits (Non-Ducted)","SENA/09HF/IZ",11.2,10900,6900]
[8797150,null,"SENVILLE","HRCU-A-CB-O (Mini-Split Heat Pump, with Remote Outdoor Unit Air-Source, Free Delivery)","SENA/12HF/OZ","Mini-Splits (Non-Ducted)","SENA/12HF/IZ",12,12000,7800]
[8797151,null,"SENVILLE","HRCU-A-CB-O (Mini-Split Heat Pump, with Remote Outdoor Unit Air-Source, Free Delivery)","SENA/18HF/OZ","Mini-Splits (Non-Ducted)","SENA/18HF/IZ",10.3,18000,10800]
[8797152,null,"SENVILLE","HRCU-A-CB-O (Mini-Split Heat Pump, with Remote Outdoor Unit Air-Source, Free Delivery)","SENA/24HF/OZ","Mini-Splits (Non-Ducted)","SENA/24HF/IZ",11.5,24000,15400]
[8813715,null,"MDV","HRCU-A-CB-O (Mini-Split Heat Pump, with Remote Outdoor Unit Air-Source, Free Delivery)","MOB01-09HFN1-MW0W","Mini-Splits (Non-Ducted)","CCA3U-09HRFN1-M(C)",10.199999999999999,10000,6700]
[8813716,null,"MDV","HRCU-A-CB-O (Mini-Split Heat Pump, with Remote Outdoor Unit Air-Source, Free Delivery)","MOB01-09HFN1-MW0W","Mini-Splits (Non-Ducted)","CFAU-09HRFN1-M(C)",10,10000,6600]
[8813719,null,"MDV","HRCU-A-CB-O (Mini-Split Heat Pump, with Remote Outdoor Unit Air-Source, Free Delivery)","MOB01-12HFN1-MV0W","Mini-Splits (Non-Ducted)","CCA3U-12HRFN1-M(C)",10.199999999999999,12000,8200]
[8813720,null,"MDV","HRCU-A-CB-O (Mini-Split Heat Pump, with Remote Outdoor Unit Air-Source, Free Delivery)","MOB01-12HFN1-MV0W","Mini-Splits (Non-Ducted)","CFAU-12HRFN1-M(C)",10.5,12000,9600]
[8813723,null,"MDV","HRCU-A-CB-O (Mini-Split Heat Pump, with Remote Outdoor Unit Air-Source, Free Delivery)","MOCA01-18HFN1-MT0W","Mini-Splits (Non-Ducted)","CCA3U-18HRFN1-M(C)",10.5,18000,12000]
[8813724,null,"MDV","HRCU-A-CB-O (Mini-Split Heat Pump, with Remote Outdoor Unit Air-Source, Free Delivery)","MOCA01-18HFN1-MT0W","Mini-Splits (Non-Ducted)","MUEU-18HRFN1-M(C)",10.199999999999999,18000,12900]
[8813725,null,"MDV","HRCU-A-CB-O (Mini-Split Heat Pump, with Remote Outdoor Unit Air-Source, Free Delivery)","MOD01-23HFN1-MT0W","Mini-Splits (Non-Ducted)","MCDU-24HRFN1-M(C)",11.5,24000,16200]
[8813726,null,"MDV","HRCU-A-CB-O (Mini-Split Heat Pump, with Remote Outdoor Unit Air-Source, Free Delivery)","MOD01-23HFN1-MT0W","Mini-Splits (Non-Ducted)","MUEU-24HRFN1-M(C)",11.5,24000,17200]
[8813811,null,"MIDEA","HRCU-A-CB-O (Mini-Split Heat Pump, with Remote Outdoor Unit Air-Source, Free Delivery)","MCHSU-09PHH2","Mini-Splits (Non-Ducted)","MEHSU-09CHC2-",10.199999999999999,10000,6700]
[8813812,null,"MIDEA","HRCU-A-CB-O (Mini-Split Heat Pump, with Remote Outdoor Unit Air-Source, Free Delivery)","MCHSU-12PHH2","Mini-Splits (Non-Ducted)","MEHSU-12CHC2",10.199999999999999,12000,8200]
[8813813,null,"MIDEA","HRCU-A-CB-O (Mini-Split Heat Pump, with Remote Outdoor Unit Air-Source, Free Delivery)","MCHSU-12PHH2","Mini-Splits (Non-Ducted)","MEHSU-12CHN2",10.5,12000,9600]
[201836070,null,"Mitsubishi Electric","HRCU-A-CB-O (Mini-Split Heat Pump, with Remote Outdoor Unit Air-Source, Free Delivery)","MUZ-GL09NAH-U8","Mini-Splits (Non-Ducted)","MSZ-GL09NA-U1",12.8,10900,7000]
[201846960,null,"CARRIER","HRCU-A-CB (Mini-Split System: Heat Pump with Outdoor Unit-Air-Source, Ducted)","38MAQB09R--3","Mini-Splits (Ducted)","40MBDQ09---3",12,10000,7200]
[201846961,null,"CARRIER","HRCU-A-CB (Mini-Split System: Heat Pump with Outdoor Unit-Air-Source, Ducted)","38MAQB12R--3","Mini-Splits (Ducted)","40MBDQ12---3",11,12000,8500]
[201846962,null,"CARRIER","HRCU-A-CB-O (Mini-Split Heat Pump, with Remote Outdoor Unit Air-Source, Free Delivery)","38MAQB18R--3","Mini-Splits (Non-Ducted)","40MBFQ18---3",10.6,18000,13400]
[201846963,null,"BRYANT","HRCU-A-CB (Mini-Split System: Heat Pump with Outdoor Unit-Air-Source, Ducted)","38MAQB09R--3","Mini-Splits (Ducted)","40MBDQ09---3",12,10000,7200]
[201846964,null,"BRYANT","HRCU-A-CB (Mini-Split System: Heat Pump with Outdoor Unit-Air-Source, Ducted)","38MAQB12R--3","Mini-Splits (Ducted)","40MBDQ12---3",11,12000,8500]
[201846965,null,"BRYANT","HRCU-A-CB-O (Mini-Split Heat Pump, with Remote Outdoor Unit Air-Source, Free Delivery)","38MAQB18R--3","Mini-Splits (Non-Ducted)","40MBFQ18---3",10.6,18000,13400]
[201846967,null,"PAYNE","HRCU-A-CB-O (Mini-Split Heat Pump, with Remote Outdoor Unit Air-Source, Free Delivery)","38MAQB12R--1","Mini-Splits (Non-Ducted)","DHMSHAQ12XA1",10.199999999999999,12000,7600]
[201846968,null,"PAYNE","HRCU-A-CB-O (Mini-Split Heat Pump, with Remote Outdoor Unit Air-Source, Free Delivery)","38MAQB09R--3","Mini-Splits (Non-Ducted)","DHMSHAQ09XA3",11.2,10900,6900]
[201846969,null,"PAYNE","HRCU-A-CB-O (Mini-Split Heat Pump, with Remote Outdoor Unit Air-Source, Free Delivery)","38MAQB12R--3","Mini-Splits (Non-Ducted)","DHMSHAQ12XA3",12,12000,7800]
[201846970,null,"PAYNE","HRCU-A-CB-O (Mini-Split Heat Pump, with Remote Outdoor Unit Air-Source, Free Delivery)","38MAQB18R--3","Mini-Splits (Non-Ducted)","DHMSHAQ18XA3",10.3,18000,10800]
[201846971,null,"PAYNE","HRCU-A-CB-O (Mini-Split Heat Pump, with Remote Outdoor Unit Air-Source, Free Delivery)","38MAQB24R--3","Mini-Splits (Non-Ducted)","DHMSHAQ24XA3",11.5,24000,15400]
[201846972,null,"PAYNE","HRCU-A-CB-O (Mini-Split Heat Pump, with Remote Outdoor Unit Air-Source, Free Delivery)","38MAQB09R--3","Mini-Splits (Non-Ducted)","40MBCQ09---3",10.8,10000,6700]
[201846973,null,"PAYNE","HRCU-A-CB-O (Mini-Split Heat Pump, with Remote Outdoor Unit Air-Source, Free Delivery)","38MAQB12R--3","Mini-Splits (Non-Ducted)","40MBCQ12---3",10.6,12000,8700]
[201846974,null,"PAYNE","HRCU-A-CB-O (Mini-Split Heat Pump, with Remote Outdoor Unit Air-Source, Free Delivery)","38MAQB18R--3","Mini-Splits (Non-Ducted)","40MBCQ18---3",10.5,18000,12000]
[201846975,null,"PAYNE","HRCU-A-CB (Mini-Split System: Heat Pump with Outdoor Unit-Air-Source, Ducted)","38MAQB09R--3","Mini-Splits (Ducted)","40MBDQ09---3",12,10000,7200]
[201846976,null,"PAYNE","HRCU-A-CB (Mini-Split System: Heat Pump with Outdoor Unit-Air-Source, Ducted)","38MAQB12R--3","Mini-Splits (Ducted)","40MBDQ12---3",11,12000,8500]
[201846977,null,"PAYNE","HRCU-A-CB (Mini-Split System: Heat Pump with Outdoor Unit-Air-Source, Ducted)","38MAQB18R--3","Mini-Splits (Ducted)","40MBDQ18---3",11,19000,13400]
[8819821,null,"HISENSE","HRCU-A-CB-O (Mini-Split Heat Pump, with Remote Outdoor Unit Air-Source, Free Delivery)","AS-18UR3SBB","Mini-Splits (Non-Ducted)","AS-18UR3SBBTG",11.6,19000,11600]
[8819822,null,"HISENSE","HRCU-A-CB-O (Mini-Split Heat Pump, with Remote Outdoor Unit Air-Source, Free Delivery)","AS-18UR3SXA","Mini-Splits (Non-Ducted)","AS-18UR3SXATG",10.1,20000,11600]
[8819823,null,"HISENSE","HRCU-A-CB-O (Mini-Split Heat Pump, with Remote Outdoor Unit Air-Source, Free Delivery)","AS-24UR3SBB","Mini-Splits (Non-Ducted)","AS-24UR3SBBTG",9.8000000000000007,24400,13000]
[8819830,null,"HISENSE","HRCU-A-CB-O (Mini-Split Heat Pump, with Remote Outdoor Unit Air-Source, Free Delivery)","AS-24UR3SDB","Mini-Splits (Non-Ducted)","AS-24UR3SDBTG",10.5,24200,15400]
[8819831,null,"HISENSE","HRCU-A-CB-O (Mini-Split Heat Pump, with Remote Outdoor Unit Air-Source, Free Delivery)","AS-30UR3SDK","Mini-Splits (Non-Ducted)","AS-30UR3SDKVQ",12.3,31000,16000]
[8819832,null,"HISENSE","HRCU-A-CB-O (Mini-Split Heat Pump, with Remote Outdoor Unit Air-Source, Free Delivery)","AS-36UR3SDK","Mini-Splits (Non-Ducted)","AS-36UR3SDKVQ",9.6,33400,17500]
[8819840,null,"PIONEER","HRCU-A-CB-O (Mini-Split Heat Pump, with Remote Outdoor Unit Air-Source, Free Delivery)","YN012AMFI17RPD","Mini-Splits (Non-Ducted)","WS012AMFI17HLD",9,12000,7500]
[8819842,null,"PIONEER","HRCU-A-CB-O (Mini-Split Heat Pump, with Remote Outdoor Unit Air-Source, Free Delivery)","YN012GMFI17RPD","Mini-Splits (Non-Ducted)","WS012GMFI17HLD",9,11800,6800]
[8819843,null,"PIONEER","HRCU-A-CB-O (Mini-Split Heat Pump, with Remote Outdoor Unit Air-Source, Free Delivery)","YN018GMFI17RPD","Mini-Splits (Non-Ducted)","WS018GMFI17HLD",9.8000000000000007,18000,12200]
[8819844,null,"PIONEER","HRCU-A-CB-O (Mini-Split Heat Pump, with Remote Outdoor Unit Air-Source, Free Delivery)","YN024GMFI17RPD","Mini-Splits (Non-Ducted)","WS024GMFI17HLD",9,25000,14800]
[8819845,null,"PIONEER","HRCU-A-CB-O (Mini-Split Heat Pump, with Remote Outdoor Unit Air-Source, Free Delivery)","YN030GMFI17RPD","Mini-Splits (Non-Ducted)","WS030GMFI17HLD",9.6,30000,19000]
[8819846,null,"PIONEER","HRCU-A-CB-O (Mini-Split Heat Pump, with Remote Outdoor Unit Air-Source, Free Delivery)","YN036GMFI17RPD","Mini-Splits (Non-Ducted)","WS036GMFI17HLD",10,36000,21400]
[8819848,null,"PIONEER","HRCU-A-CB-O (Mini-Split Heat Pump, with Remote Outdoor Unit Air-Source, Free Delivery)","YN012AMFI22RPD","Mini-Splits (Non-Ducted)","WS012AMFI22HLD",11.2,12000,7100]
[8819850,null,"PIONEER","HRCU-A-CB-O (Mini-Split Heat Pump, with Remote Outdoor Unit Air-Source, Free Delivery)","YN012GMFI22RPD","Mini-Splits (Non-Ducted)","WS012GMFI22HLD",9.8000000000000007,12000,7200]
[201847058,null,"MIDEA","HRCU-A-CB-O (Mini-Split Heat Pump, with Remote Outdoor Unit Air-Source, Free Delivery)","38MBRQ48A--3","Mini-Splits (Non-Ducted)","40MBCQ48---3",11,50000,35000]
[201847063,null,"MIDEA","HRCU-A-CB-O (Mini-Split Heat Pump, with Remote Outdoor Unit Air-Source, Free Delivery)","38MBRQ36A--3","Mini-Splits (Non-Ducted)","40MBFQ36---3",10,38000,25400]
[201847064,null,"MIDEA","HRCU-A-CB-O (Mini-Split Heat Pump, with Remote Outdoor Unit Air-Source, Free Delivery)","38MBRQ48A--3","Mini-Splits (Non-Ducted)","40MBFQ48---3",11,50000,35000]
[201847071,null,"MIDEA","HMSV-A-CB (Multi-Split Heat Pump)","38MGRQ18B--3","Ducted Indoor Units","Multiple combinations, check manufacturer compatibility",10,18500,11500]
[201847090,null,"TOSOT","HRCU-A-CB-O (Mini-Split Heat Pump, with Remote Outdoor Unit Air-Source, Free Delivery)","TU42H3O","Mini-Splits (Non-Ducted)","TU42HTI",9,44000,24800]
[8858355,null,"SENVILLE","HMSV-A-CB (Multi-Split Heat Pump)","SENA/30HF/MOZ","Non-Ducted Indoor Units","Multiple combinations, check manufacturer compatibility",10.3,28000,17200]
[8858356,null,"SENVILLE","HMSV-A-CB (Multi-Split Heat Pump)","SENA/36HF/MOZ","Non-Ducted Indoor Units","Multiple combinations, check manufacturer compatibility",10.199999999999999,36000,24600]
[8858484,null,"AMERICAN STANDARD","HRCU-A-CB-O (Mini-Split Heat Pump, with Remote Outdoor Unit Air-Source, Free Delivery)","4TXK1618A10N0**","Mini-Splits (Non-Ducted)","4MXW1618A10N0**",9,19000,12000]
[8860223,null,"MIDEA","HMSV-A-CB (Multi-Split Heat Pump)","MCH5U-48PHH2","Non-Ducted Indoor Units","Multiple combinations, check manufacturer compatibility",10.199999999999999,48000,30400]
[8779031,null,"MDV","HRCU-A-CB-O (Mini-Split Heat Pump, with Remote Outdoor Unit Air-Source, Free Delivery)","MOB32-12HFN1-MV0W","Mini-Splits (Non-Ducted)","MCA3U-12HRFN1-M(C)",10,12000,8200]
[8779033,null,"MDV","HRCU-A-CB-O (Mini-Split Heat Pump, with Remote Outdoor Unit Air-Source, Free Delivery)","MOB32-12HFN1-MV0W","Mini-Splits (Non-Ducted)","CS11M-12HRFN1-MU5W",10,12000,7800]
[8779046,null,"FUJITSU","HRCU-A-CB-O (Mini-Split Heat Pump, with Remote Outdoor Unit Air-Source, Free Delivery)","AOU24RLXFWH","Mini-Splits (Non-Ducted)","ASU24RLF",10.5,25200,18000]
[201847013,null,"CARRIER","HRCU-A-CB-O (Mini-Split Heat Pump, with Remote Outdoor Unit Air-Source, Free Delivery)","38MBRQ48A--3","Mini-Splits (Non-Ducted)","40MBCQ48---3",11,50000,35000]
[201847018,null,"CARRIER","HRCU-A-CB-O (Mini-Split Heat Pump, with Remote Outdoor Unit Air-Source, Free Delivery)","38MBRQ58A--3","Mini-Splits (Non-Ducted)","40MBFQ58---3",10.5,60000,39000]
[201847019,null,"BRYANT","HRCU-A-CB-O (Mini-Split Heat Pump, with Remote Outdoor Unit Air-Source, Free Delivery)","38MHRBQ12AA1","Mini-Splits (Non-Ducted)","40MHHQ12---1",10.6,12000,7200]
[201847024,null,"BRYANT","HRCU-A-CB-O (Mini-Split Heat Pump, with Remote Outdoor Unit Air-Source, Free Delivery)","38MAQB24R--3","Mini-Splits (Non-Ducted)","40MBCQ24---3",11.5,24000,16200]
[201846978,null,"PAYNE","HRCU-A-CB (Mini-Split System: Heat Pump with Outdoor Unit-Air-Source, Ducted)","38MAQB24R--3","Mini-Splits (Ducted)","40MBDQ24---3",12.5,24000,17200]
[201846985,null,"PAYNE","HMSV-A-CB (Multi-Split Heat Pump)","38MGRQ48E--3","Non-Ducted Indoor Units","Multiple combinations, check manufacturer compatibility",10.199999999999999,48000,29600]
[201846987,null,"MIDEA","HRCU-A-CB-O (Mini-Split Heat Pump, with Remote Outdoor Unit Air-Source, Free Delivery)","38MAQB12R--1","Mini-Splits (Non-Ducted)","DHMSHAQ12XA1",10.199999999999999,12000,7600]
[201846992,null,"MIDEA","HRCU-A-CB-O (Mini-Split Heat Pump, with Remote Outdoor Unit Air-Source, Free Delivery)","38MAQB09R--3","Mini-Splits (Non-Ducted)","40MBCQ09---3",10.8,10000,6700]
[201846997,null,"MIDEA","HRCU-A-CB (Mini-Split System: Heat Pump with Outdoor Unit-Air-Source, Ducted)","38MAQB18R--3","Mini-Splits (Ducted)","40MBDQ18---3",11,19000,13400]
[8819869,null,"MIDEA","HRCU-A-CB-O (Mini-Split Heat Pump, with Remote Outdoor Unit Air-Source, Free Delivery)","MCHSU-48CSH2","Mini-Splits (Non-Ducted)","MEHSU-48CSF2",11,50000,35000]
[8849330,null,"DAIKIN","HRCU-A-CB-O (Mini-Split Heat Pump, with Remote Outdoor Unit Air-Source, Free Delivery)","RXL15QMVJU","Mini-Splits (Non-Ducted)","FTX15NMVJU",12.5,18300,11500]
[8849533,null,"DAIKIN","HRCU-A-CB-O (Mini-Split Heat Pump, with Remote Outdoor Unit Air-Source, Free Delivery)","RXL09QMVJU","Mini-Splits (Non-Ducted)","FTX09NMVJU",12.5,10900,6700]
[8854577,null,"COMFORTSTAR","HRCU-A-CB-O (Mini-Split Heat Pump, with Remote Outdoor Unit Air-Source, Free Delivery)","CPG018CD(O)","Mini-Splits (Non-Ducted)","CPG018CD(I)",9.8000000000000007,18000,12200]
[201863418,null,"KOOLKING","HMSV-A-CB (Multi-Split Heat Pump)","M3OF-27HFN1-M","Non-Ducted Indoor Units","Multiple combinations, check manufacturer compatibility",10.8,27000,17800]
[201863419,null,"KOOLKING","HMSV-A-CB (Multi-Split Heat Pump)","M4OF-36HFN1-M","Non-Ducted Indoor Units","Multiple combinations, check manufacturer compatibility",10.199999999999999,36000,23600]
[201866479,null,"KERR","HMSV-A-CB (Multi-Split Heat Pump)","A-KMH18DU-1","Non-Ducted Indoor Units","Multiple combinations, check manufacturer compatibility",9.8000000000000007,20000,12600]
[201866484,null,"KERR","HMSV-A-CB (Multi-Split Heat Pump)","A-KMH36QU-1","Ducted Indoor Units","Multiple combinations, check manufacturer compatibility",11,37000,24600]
[201847104,null,"TOSOT","HRCU-A-CB (Mini-Split System: Heat Pump with Outdoor Unit-Air-Source, Ducted)","TU48H3O","Mini-Splits (Ducted)","TU48HFI",9,54500,30600]
[201847105,null,"TOSOT","HRCU-A-CB-O (Mini-Split Heat Pump, with Remote Outdoor Unit Air-Source, Free Delivery)","TU48H3O","Mini-Splits (Non-Ducted)","TU48HKI",9,54500,27600]
[7630507,null,"GREE","HRCU-A-CB (Mini-Split System: Heat Pump with Outdoor Unit-Air-Source, Ducted)","UMAT18HP230V1AO","Mini-Splits (Ducted)","UMAT18HP230V1AD",9.5,18800,10900]
[7630982,null,"GREE","HRCU-A-CB-O (Mini-Split Heat Pump, with Remote Outdoor Unit Air-Source, Free Delivery)","UMAT24HP230V1AO","Mini-Splits (Non-Ducted)","UMAT24HP230V1AF",10,27200,15700]
[206195814,null,"Trane / Mitsubishi Electric","HRCU-A-CB-O (Mini-Split Heat Pump, with Remote Outdoor Unit Air-Source, Free Delivery)","NTXSPB06B112A*","Mini-Splits (Non-Ducted)","NTXWPH06B112AA",12.5,8700,5900]
[206195819,null,"American Standard / Mitsubishi Electric","HRCU-A-CB-O (Mini-Split Heat Pump, with Remote Outdoor Unit Air-Source, Free Delivery)","NAXSPH06B112A*","Mini-Splits (Non-Ducted)","NAXWPH06B112AA",13.5,8700,5900]
[206195821,null,"American Standard / Mitsubishi Electric","HRCU-A-CB-O (Mini-Split Heat Pump, with Remote Outdoor Unit Air-Source, Free Delivery)","NAXSPH12B112A*","Mini-Splits (Non-Ducted)","NAXWPH12B112AA",12.5,12300,8400]
[206361883,null,"HEIL","HRCU-A-CB-O (Mini-Split Heat Pump, with Remote Outdoor Unit Air-Source, Free Delivery)","DLCSRBH12AAJ","Mini-Splits (Non-Ducted)","DLFSHBH12XAJ",11.5,12000,8200]
[206361888,null,"KEEPRITE","HRCU-A-CB-O (Mini-Split Heat Pump, with Remote Outdoor Unit Air-Source, Free Delivery)","DLCSRBH12AAJ","Mini-Splits (Non-Ducted)","DLFSHBH12XAJ",11.5,12000,8200]
[206361889,null,"KEEPRITE","HRCU-A-CB-O (Mini-Split Heat Pump, with Remote Outdoor Unit Air-Source, Free Delivery)","DLCSRBH09AAK","Mini-Splits (Non-Ducted)","DLFSHBH09XAK",12.5,12000,7400]
[206361894,null,"KENMORE","HRCU-A-CB-O (Mini-Split Heat Pump, with Remote Outdoor Unit Air-Source, Free Delivery)","DLCSRBH09AAK","Mini-Splits (Non-Ducted)","DLFSHBH09XAK",12.5,12000,7400]
[206361899,null,"MIDEA","HRCU-A-CB-O (Mini-Split Heat Pump, with Remote Outdoor Unit Air-Source, Free Delivery)","DLCSRBH09AAK","Mini-Splits (Non-Ducted)","DLFSHBH09XAK",12.5,12000,7400]
[206188341,null,"AIRQUEST","HRCU-A-CB-O (Mini-Split Heat Pump, with Remote Outdoor Unit Air-Source, Free Delivery)","DLCLRBH48AAK","Mini-Splits (Non-Ducted)","DLFLFAH48XAK",11,50000,29000]
[206188342,null,"AIRQUEST","HRCU-A-CB-O (Mini-Split Heat Pump, with Remote Outdoor Unit Air-Source, Free Delivery)","DLCLRBH48AAK","Mini-Splits (Non-Ducted)","DLFLCAH48XAK",11,50000,29000]
[200059327,10596655,"MDV","HRCU-A-CB (Mini-Split System: Heat Pump with Outdoor Unit-Air-Source, Ducted)","MOD01-23HFN1-MT0W","Mini-Splits (Ducted)","MTIU-24HWFN1-M",12,24000,17400]
[200059332,10612717,"MIDEA","HRCU-A-CB-O (Mini-Split Heat Pump, with Remote Outdoor Unit Air-Source, Free Delivery)","MOCA30-12HFN1-MZ50W","Mini-Splits (Non-Ducted)","CMSOP1B-12HRFN1-MZ50W",13.6,12000,6800]
[7012711,null,"FRIEDRICH","HMSV-A-CB (Multi-Split Heat Pump)","MR36TQY3JM","Ducted Indoor Units","Multiple combinations, check manufacturer compatibility",9.5,41000,27400]
[7017642,null,"GREE","HMSV-A-CB-O (Multi-Split Heat Pump, Free Delivery)","GWHD(42)ND3EO","Non-Ducted Indoor Units","Multiple combinations, check manufacturer compatibility",10.199999999999999,45000,29000]
[7065025,null,"GREE","HMSV-A-CB-O (Multi-Split Heat Pump, Free Delivery)","GWHD(24)ND3EO","Non-Ducted Indoor Units","Multiple combinations, check manufacturer compatibility",10.199999999999999,29000,17800]
[201754324,null,"Mitsubishi Electric","HRCU-A-CB (Mini-Split System: Heat Pump with Outdoor Unit-Air-Source, Ducted)","SUZ-KA12NA","Mini-Splits (Ducted)","SEZ-KD12NA",10,13600,9000]
[5751312,null,"FUJITSU","HRCU-A-CB (Mini-Split System: Heat Pump with Outdoor Unit-Air-Source, Ducted)","AOU9RLFC","Mini-Splits (Ducted)","ARU9RLF",12.2,12000,7300]
[5751313,null,"FUJITSU","HRCU-A-CB-O (Mini-Split Heat Pump, with Remote Outdoor Unit Air-Source, Free Delivery)","AOU12RLFC","Mini-Splits (Non-Ducted)","AUU12RLF",12.2,16000,10200]
[5859620,null,"LG","HRCU-A-CB-O (Mini-Split Heat Pump, with Remote Outdoor Unit Air-Source, Free Delivery)","LUU367HV","Mini-Splits (Non-Ducted)","LCN367HV",9.5,40000,26000]
[7826816,null,"AIR-CON","HRCU-A-CB-O (Mini-Split Heat Pump, with Remote Outdoor Unit Air-Source, Free Delivery)","ASKCI4H4R24","Mini-Splits (Non-Ducted)","ASKEC4H4R24",10,27200,15700]
[7826821,null,"AIR-CON","HRCU-A-CB-O (Mini-Split Heat Pump, with Remote Outdoor Unit Air-Source, Free Delivery)","ASKCI4H4R30","Mini-Splits (Non-Ducted)","ASKEL4H4R30",9,31200,18000]
[7826822,null,"AIR-CON","HRCU-A-CB (Mini-Split System: Heat Pump with Outdoor Unit-Air-Source, Ducted)","ASKCI4H4R36","Mini-Splits (Ducted)","ASKEK4H4R36",9,41000,24600]
[7826827,null,"AIR-CON","HRCU-A-CB (Mini-Split System: Heat Pump with Outdoor Unit-Air-Source, Ducted)","ASKCI4H4R42","Mini-Splits (Ducted)","ASKEK4H4R42W",9,44000,24800]
[7151529,null,"TRANE","HMSV-A-CB (Multi-Split Heat Pump)","4TXM2142A1050AA","Non-Ducted Indoor Units","Multiple combinations, check manufacturer compatibility",10.199999999999999,45000,29000]
[7180062,null,"LG","HMSV-A-CB (Multi-Split Heat Pump)","LMU24CHV","Non-Ducted Indoor Units","Multiple combinations, check manufacturer compatibility",10.6,24000,14500]
[7180063,null,"LG","HMSV-A-CB (Multi-Split Heat Pump)","LMU36CHV","Non-Ducted Indoor Units","Multiple combinations, check manufacturer compatibility",10,36000,20000]
[7184508,null,"LG","HMSV-A-CB (Multi-Split Heat Pump)","LMU36CHV","Mixed Ducted and Non-Ducted Indoor Units","Multiple combinations, check manufacturer compatibility",9.85,35000,19700]
[7280475,null,"GREE","HRCU-A-CB-O (Mini-Split Heat Pump, with Remote Outdoor Unit Air-Source, Free Delivery)","GWH30LB-D3DNA3G/O","Mini-Splits (Non-Ducted)","GWH30LB-D3DN***/I",9,28400,19200]
[200059294,10517580,"MIDEA","HRCU-A-CB (Mini-Split System: Heat Pump with Outdoor Unit-Air-Source, Ducted)","MOB30-12HFN1-MV0W","Mini-Splits (Ducted)","MTIU-12HWFN1-M",11,12000,8500]
[200059295,10517581,"MDV","HRCU-A-CB (Mini-Split System: Heat Pump with Outdoor Unit-Air-Source, Ducted)","MOB30-12HFN1-MT0W","Mini-Splits (Ducted)","MTIU-12HWFN1-M",11.5,12000,7200]
[200059300,10517583,"MIDEA","HRCU-A-CB (Mini-Split System: Heat Pump with Outdoor Unit-Air-Source, Ducted)","MOD31-24HFN1-MT0W","Mini-Splits (Ducted)","MTIU-24HWFN1-M",11,24400,16000]
[200059305,10567796,"MDV","HMSV-A-CB (Multi-Split Heat Pump)","M2OF-18HFN1-M*","Ducted Indoor Units","Multiple combinations, check manufacturer compatibility",10,18500,11500]
[7630985,null,"GREE","HRCU-A-CB-O (Mini-Split Heat Pump, with Remote Outdoor Unit Air-Source, Free Delivery)","UMAT30HP230V1AO","Mini-Splits (Non-Ducted)","UMAT30HP230V1AF",9,31200,18000]
[7630986,null,"GREE","HRCU-A-CB (Mini-Split System: Heat Pump with Outdoor Unit-Air-Source, Ducted)","UMAT36HP230V1AO","Mini-Splits (Ducted)","UMAT36HP230V1AD",9,41000,24600]
[7631457,null,"GREE","HRCU-A-CB-O (Mini-Split Heat Pump, with Remote Outdoor Unit Air-Source, Free Delivery)","UMAT42HP230V1AO","Mini-Splits (Non-Ducted)","UMAT42HP230V1AF",9,44000,24800]
[201754490,null,"Mitsubishi Electric","HRCU-A-CB-O (Mini-Split Heat Pump, with Remote Outdoor Unit Air-Source, Free Delivery)","PUZ-HA36NHA5","Mini-Splits (Non-Ducted)","PLA-A36BA*",10,38000,28000]
[201754906,null,"Mitsubishi Electric","HMSV-A-CB (Multi-Split Heat Pump)","MXZ-3C24NAHZ2","Ducted Indoor Units","Multiple combinations, check manufacturer compatibility",9,24600,14000]
[201754910,null,"Mitsubishi Electric","HMSV-A-CB (Multi-Split Heat Pump)","MXZ-4C36NA2","Ducted Indoor Units","Multiple combinations, check manufacturer compatibility",9.8000000000000007,34400,20200]
[201754913,null,"Mitsubishi Electric","HMSV-A-CB-O (Multi-Split Heat Pump, Free Delivery)","MXZ-5C42NA2","Non-Ducted Indoor Units","Multiple combinations, check manufacturer compatibility",10.3,45000,24400]
[6936997,null,"FUJITSU","HRCU-A-CB-O (Mini-Split Heat Pump, with Remote Outdoor Unit Air-Source, Free Delivery)","AOU15RLFF","Mini-Splits (Non-Ducted)","AGU15RLF",11.2,18000,11600]
[6961729,null,"FUJITSU","HRCU-A-CB-O (Mini-Split Heat Pump, with Remote Outdoor Unit Air-Source, Free Delivery)","AOU12RLFW1","Mini-Splits (Non-Ducted)","ASU12RLF1",11,16000,9400]
[7280492,null,"GREE","HRCU-A-CB (Mini-Split System: Heat Pump with Outdoor Unit-Air-Source, Ducted)","GUHD18ND3FO","Mini-Splits (Ducted)","GFH18D3FI",9.5,18800,10900]
[7280499,null,"GREE","HRCU-A-CB (Mini-Split System: Heat Pump with Outdoor Unit-Air-Source, Ducted)","GUHD24ND3FO","Mini-Splits (Ducted)","GFH24D3FI",10,27200,16700]
[201756536,null,"MIDEA","HRCU-A-CB-O (Mini-Split Heat Pump, with Remote Outdoor Unit Air-Source, Free Delivery)","DLCERAH24AAK","Mini-Splits (Non-Ducted)","DLFEHAH24XAK",9.6,24800,15300]
[201756550,null,"MIDEA","HRCU-A-CB-O (Mini-Split Heat Pump, with Remote Outdoor Unit Air-Source, Free Delivery)","DLCSRAH24AAK","Mini-Splits (Non-Ducted)","DLFSHAH24XAK",10,25000,15000]
[201756551,null,"MIDEA","HRCU-A-CB-O (Mini-Split Heat Pump, with Remote Outdoor Unit Air-Source, Free Delivery)","DLCSRAH30AAK","Mini-Splits (Non-Ducted)","DLFSHAH30XAK",9.8000000000000007,30000,18000]
[7631978,null,"AMERICAN STANDARD","HRCU-A-CB-O (Mini-Split Heat Pump, with Remote Outdoor Unit Air-Source, Free Delivery)","4TXU2036A10N0AA","Mini-Splits (Non-Ducted)","4UXC2036A10N0AA",9,41000,23400]
[7631983,null,"TRANE","HRCU-A-CB (Mini-Split System: Heat Pump with Outdoor Unit-Air-Source, Ducted)","4TXU2042A10N0AA","Mini-Splits (Ducted)","4UXD2042A10N0AA",9,44000,24800]
[7631988,null,"AMERICAN STANDARD","HRCU-A-CB (Mini-Split System: Heat Pump with Outdoor Unit-Air-Source, Ducted)","4TXU2048A10N0AA","Mini-Splits (Ducted)","4UXD2048A10N0AA",9,54500,30600]
[7631989,null,"TRANE","HRCU-A-CB (Mini-Split System: Heat Pump with Outdoor Unit-Air-Source, Ducted)","4TXU2048A10N0AA","Mini-Splits (Ducted)","4UXD2048A10N0AA",9,54500,30600]
[201754425,null,"Mitsubishi Electric","HRCU-A-CB-O (Mini-Split Heat Pump, with Remote Outdoor Unit Air-Source, Free Delivery)","MUZ-FE09NAH","Mini-Splits (Non-Ducted)","MSZ-FE09NA**",10,10900,6700]
[201754436,null,"Mitsubishi Electric","HRCU-A-CB-O (Mini-Split Heat Pump, with Remote Outdoor Unit Air-Source, Free Delivery)","MUZ-HM18NA-U1","Mini-Splits (Non-Ducted)","MSZ-HM18NA-U1",10,18000,11500]
[201753409,null,"BRYANT","HRCU-A-CB-O (Mini-Split Heat Pump, with Remote Outdoor Unit Air-Source, Free Delivery)","38MPRAQ09AA3","Mini-Splits (Non-Ducted)","619PHAQ09XA3",15,10000,7200]
[201753410,null,"PAYNE","HRCU-A-CB-O (Mini-Split Heat Pump, with Remote Outdoor Unit Air-Source, Free Delivery)","38MPRAQ09AA3","Mini-Splits (Non-Ducted)","DHMPHAQ09XA3",15,10000,7200]
[201753971,null,"MIDEA","HRCU-A-CB-O (Mini-Split Heat Pump, with Remote Outdoor Unit Air-Source, Free Delivery)","38MPRAQ12AA3","Mini-Splits (Non-Ducted)","DHMPHAQ12XA3",14,12000,6800]
[201754295,null,"Mitsubishi Electric","HRCU-A-CB-O (Mini-Split Heat Pump, with Remote Outdoor Unit Air-Source, Free Delivery)","MUZ-FE12NAH","Mini-Splits (Non-Ducted)","MSZ-FE12NA**",10.1,13600,7800]
[201754300,null,"Mitsubishi Electric","HRCU-A-CB-O (Mini-Split Heat Pump, with Remote Outdoor Unit Air-Source, Free Delivery)","MUZ-FH15NA","Mini-Splits (Non-Ducted)","MSZ-FH15NA",12,18000,11000]
[201754301,null,"Mitsubishi Electric","HRCU-A-CB-O (Mini-Split Heat Pump, with Remote Outdoor Unit Air-Source, Free Delivery)","MUZ-FH15NAH","Mini-Splits (Non-Ducted)","MSZ-FH15NA**",11,18000,11000]
[201754544,null,"Mitsubishi Electric","HRCU-A-CB (Mini-Split System: Heat Pump with Outdoor Unit-Air-Source, Ducted)","PUZ-A18NKA7***","Mini-Splits (Ducted)","PVA-A18AA*",10.4,19000,12000]
[201754549,null,"Mitsubishi Electric","HRCU-A-CB-O (Mini-Split Heat Pump, with Remote Outdoor Unit Air-Source, Free Delivery)","PUZ-HA42NKA","Mini-Splits (Non-Ducted)","PCA-A42KA5",10.4,48000,44000]
[201754566,null,"Savaire","HRCU-A-CB-O (Mini-Split Heat Pump, with Remote Outdoor Unit Air-Source, Free Delivery)","VOC18H2","Mini-Splits (Non-Ducted)","VSC18H2",10.1,20000,11600]
[201754567,null,"Savaire","HRCU-A-CB-O (Mini-Split Heat Pump, with Remote Outdoor Unit Air-Source, Free Delivery)","VOC24H2","Mini-Splits (Non-Ducted)","VSC24H2",9.8000000000000007,24400,13000]
[206199280,null,"GOODMAN","HRCU-A-CB (Mini-Split System: Heat Pump with Outdoor Unit-Air-Source, Ducted)","MSH603E18MCAA","Mini-Splits (Ducted)","MST603E18ADAA",9,60000,37600]
[201763958,null,"COMFORTSTAR","HMSV-A-CB (Multi-Split Heat Pump)","CM3-27-3Z","Non-Ducted Indoor Units","Multiple combinations, check manufacturer compatibility",10.3,28000,17200]
[201763963,null,"COMFORTSTAR","HMSV-A-CB (Multi-Split Heat Pump)","CM4-48-4Z","Non-Ducted Indoor Units","Multiple combinations, check manufacturer compatibility",10.199999999999999,36000,24600]
[201766727,null,"KLIMAIRE","HMSV-A-CB (Multi-Split Heat Pump)","KMIR218-H221","Ducted Indoor Units","Multiple combinations, check manufacturer compatibility",10,18500,11500]
[6233140,null,"LG","HRCU-A-CB-O (Mini-Split Heat Pump, with Remote Outdoor Unit Air-Source, Free Delivery)","LAU120HYV","Mini-Splits (Non-Ducted)","LAN120HYV",11.5,13600,8400]
[201796615,null,"MIDEA","HRCU-A-CB-O (Mini-Split Heat Pump, with Remote Outdoor Unit Air-Source, Free Delivery)","DLCLRAH36AAK","Mini-Splits (Non-Ducted)","DLFLFAH36XAK",10,38000,25400]
[201796620,null,"MIDEA","HRCU-A-CB-O (Mini-Split Heat Pump, with Remote Outdoor Unit Air-Source, Free Delivery)","DLCLRAH58AAK","Mini-Splits (Non-Ducted)","DLFLFAH58XAK",10.5,60000,39000]
[201796621,null,"LENNOX","HRCU-A-CB (Mini-Split System: Heat Pump with Outdoor Unit-Air-Source, Ducted)","LISH012000P431-C","Mini-Splits (Ducted)","LIFHC012180P431-C",11.5,12000,7200]
[7845627,null,"LG","HRCU-A-CB-O (Mini-Split Heat Pump, with Remote Outdoor Unit Air-Source, Free Delivery)","LGU241HSV2","Mini-Splits (Non-Ducted)","LGN241HSV2",10,27600,18000]
[7915890,null,"SAMSUNG","HMSV-A-CB (Multi-Split Heat Pump)","AJ020JCJ2CH","Non-Ducted Indoor Units","Multiple combinations, check manufacturer compatibility",9,22000,11500]
[7947563,null,"LG","HRCU-A-CB-O (Mini-Split Heat Pump, with Remote Outdoor Unit Air-Source, Free Delivery)","LAU090HYV1","Mini-Splits (Non-Ducted)","LAN090HYV1",12,11000,7000]
[200059311,10596647,"MDV","HRCU-A-CB-O (Mini-Split Heat Pump, with Remote Outdoor Unit Air-Source, Free Delivery)","MOBA30-12HFN1-BP0W","Mini-Splits (Non-Ducted)","MSAEB-12HRFN1-BQ0W",10.6,12000,7200]
[200059316,10596649,"MIDEA","HRCU-A-CB-O (Mini-Split Heat Pump, with Remote Outdoor Unit Air-Source, Free Delivery)","MOBA30-12HFN1-MP0W","Mini-Splits (Non-Ducted)","MSAEB-12HRFN1-MQ0W",9.6,12000,7300]
[202392237,null,"Trane / Mitsubishi Electric","HRCU-A-CB-O (Mini-Split Heat Pump, with Remote Outdoor Unit Air-Source, Free Delivery)","NTXSKS18A112AA","Mini-Splits (Non-Ducted)","NTXCKS18A112AA",11.6,19700,12900]
[202392242,null,"American Standard / Mitsubishi Electric","HRCU-A-CB (Mini-Split System: Heat Pump with Outdoor Unit-Air-Source, Ducted)","NAXSKS24A112AA","Mini-Splits (Ducted)","PEAD-A24AA",11.2,25000,15000]
[202392243,null,"Trane / Mitsubishi Electric","HRCU-A-CB (Mini-Split System: Heat Pump with Outdoor Unit-Air-Source, Ducted)","NTXSKS24A112AA","Mini-Splits (Ducted)","NTXAMT24A112AA",10.4,25000,14600]
[202392248,null,"American Standard / Mitsubishi Electric","HRCU-A-CB (Mini-Split System: Heat Pump with Outdoor Unit-Air-Source, Ducted)","NAXSKS30A112AA","Mini-Splits (Ducted)","NAXAMT30A112AA",13.6,30000,21400]
[206900440,null,"FRANKLIN","HRCU-A-CB (Mini-Split System: Heat Pump with Outdoor Unit-Air-Source, Ducted)","MSH123E21MCAA","Mini-Splits (Ducted)","MST123E21ADAA",11.5,12000,7200]
[206900445,null,"FRANKLIN","HRCU-A-CB (Mini-Split System: Heat Pump with Outdoor Unit-Air-Source, Ducted)","MSH603E18MCAA","Mini-Splits (Ducted)","MST603E18ADAA",9,60000,37600]
[206900446,null,"FRANKLIN","HRCU-A-CB-O (Mini-Split Heat Pump, with Remote Outdoor Unit Air-Source, Free Delivery)","MSH123E21MCAA","Mini-Splits (Non-Ducted)","MST123E20ACAA",10.5,12000,7500]
[206900454,null,"LENNOX","HRCU-A-CB-O (Mini-Split Heat Pump, with Remote Outdoor Unit Air-Source, Free Delivery)","LI024HO-170P432-1","Mini-Splits (Non-Ducted)","LI024HI-170P432-1",10,24000,15000]
[202441990,null,"REZNOR","HRCU-A-CB-O (Mini-Split Heat Pump, with Remote Outdoor Unit Air-Source, Free Delivery)","GXH42(12.3)USV4DH","Mini-Splits (Non-Ducted)","GKU42(12.3)USV4DH",9,44000,24400]
[202441995,null,"REZNOR","HMSV-A-CB (Multi-Split Heat Pump)","GXH18(5.3)FMK4DH","Ducted Indoor Units","Multiple combinations, check manufacturer compatibility",9,19000,12300]
[202441996,null,"REZNOR","HMSV-A-CB (Multi-Split Heat Pump)","GXH24(7.0)FMK4DH","Ducted Indoor Units","Multiple combinations, check manufacturer compatibility",9,29000,17800]
[202442960,null,"AIRTEMP","HRCU-A-CB-O (Mini-Split Heat Pump, with Remote Outdoor Unit Air-Source, Free Delivery)","GXH18(5.3)USV4DH","Mini-Splits (Non-Ducted)","GKU18(5.3)USV4DH",9,18400,9900]
[206791559,null,"WINDAIR","HRCU-A-CB-O (Mini-Split Heat Pump, with Remote Outdoor Unit Air-Source, Free Delivery)","DWGH18QD-D3DNB2L/O","Mini-Splits (Non-Ducted)","DWGH18QD-D3DNB2L/I",9,18000,10300]
[206799649,null,"Mitsubishi Electric","HRCU-A-CB (Mini-Split System: Heat Pump with Outdoor Unit-Air-Source, Ducted)","NTXSKS18A112AA","Mini-Splits (Ducted)","TPEADA0181AA70*",12.9,21600,14000]
[206799650,null,"Mitsubishi Electric","HRCU-A-CB (Mini-Split System: Heat Pump with Outdoor Unit-Air-Source, Ducted)","NTXSKS24A112AA","Mini-Splits (Ducted)","TPEADA0241AA70*",11.2,25000,15000]
[206838611,null,"DIAL","HRCU-A-CB (Mini-Split System: Heat Pump with Outdoor Unit-Air-Source, Ducted)","18000-UNI-O","Mini-Splits (Ducted)","18000Z-DUC-I",10,18000,12000]
[206838616,null,"DIAL","HRCU-A-CB-O (Mini-Split Heat Pump, with Remote Outdoor Unit Air-Source, Free Delivery)","18000-UNI-O","Mini-Splits (Non-Ducted)","18000Z-CAS-I",11,19000,11000]
[202411913,null,"Mitsubishi Electric","HMSV-A-CB (Multi-Split Heat Pump)","PUMY-P60NKMU2","Ducted Indoor Units","Multiple combinations, check manufacturer compatibility",10.7,66000,40500]
[202412084,null,"Mitsubishi Electric","HMSV-A-CB-O (Multi-Split Heat Pump, Free Delivery)","PUMY-P36NKMU2","Non-Ducted Indoor Units","Multiple combinations, check manufacturer compatibility",12,42000,26400]
[202415590,null,"MDV","HRCU-A-CB-O (Mini-Split Heat Pump, with Remote Outdoor Unit Air-Source, Free Delivery)","MOD30-22HFN1-MW5W","Mini-Splits (Non-Ducted)","MSAB2F-22HRFN1-MW5W",12,24000,15400]
[202423533,null,"Mitsubishi Electric","HMSV-A-CB (Multi-Split Heat Pump)","PUMY-HP36NKMU","Ducted Indoor Units","Multiple combinations, check manufacturer compatibility",11.7,42000,32000]
[206853250,null,"MDV","HMSV-A-CB (Multi-Split Heat Pump)","M3OF-27HFN1-M*","Mixed Ducted and Non-Ducted Indoor Units","Multiple combinations, check manufacturer compatibility",9.9,28000,17200]
[206853251,null,"MDV","HMSV-A-CB (Multi-Split Heat Pump)","M4OF-36HFN1-M*","Mixed Ducted and Non-Ducted Indoor Units","Multiple combinations, check manufacturer compatibility",10.15,36400,24200]
[206900416,null,"FRANKLIN","HRCU-A-CB-O (Mini-Split Heat Pump, with Remote Outdoor Unit Air-Source, Free Delivery)","MSH183E21MCAA","Mini-Splits (Non-Ducted)","MSH183E21AXAA",10,18000,10400]
[206900421,null,"GOODMAN","HRCU-A-CB (Mini-Split System: Heat Pump with Outdoor Unit-Air-Source, Ducted)","MSH183E23MCAA","Mini-Splits (Ducted)","MST183E21ADAA",11,19000,12700]
[202918808,null,"BLUERIDGE","HMSV-A-CB (Multi-Split Heat Pump)","BM36M23C","Ducted Indoor Units","Multiple combinations, check manufacturer compatibility",10,37000,23000]
[202918809,null,"BLUERIDGE","HMSV-A-CB (Multi-Split Heat Pump)","BM48M22C","Ducted Indoor Units","Multiple combinations, check manufacturer compatibility",11.5,50000,34000]
[202918814,null,"BLUERIDGE","HMSV-A-CB (Multi-Split Heat Pump)","BMHH27M18C","Mixed Ducted and Non-Ducted Indoor Units","Multiple combinations, check manufacturer compatibility",9.98,28600,17300]
[202918819,null,"BLUERIDGE","HMSV-A-CB (Multi-Split Heat Pump)","BMHH36M17C","Mixed Ducted and Non-Ducted Indoor Units","Multiple combinations, check manufacturer compatibility",10.23,36200,24000]
[202918824,null,"THERMOCORE","HRCU-A-CB-O (Mini-Split Heat Pump, with Remote Outdoor Unit Air-Source, Free Delivery)","T4E19S-H112-C","Mini-Splits (Non-Ducted)","T4E19S-H112-E",9.5,12000,7500]
[202918825,null,"THERMOCORE","HRCU-A-CB-O (Mini-Split Heat Pump, with Remote Outdoor Unit Air-Source, Free Delivery)","T4E19S-H209-C","Mini-Splits (Non-Ducted)","T4E19S-H209-E",9.5,9000,6000]
[207338190,null,"MAX-R","HRCU-A-CB (Mini-Split System: Heat Pump with Outdoor Unit-Air-Source, Ducted)","MAX-R24K35MZGR","Ducted Indoor Units","Multiple combinations, check manufacturer compatibility",9,26000,18900]
[207338195,null,"MAX-R","HRCU-A-CB-O (Mini-Split Heat Pump, with Remote Outdoor Unit Air-Source, Free Delivery)","MAX-R18K35MZGR","Non-Ducted Indoor Units","Multiple combinations, check manufacturer compatibility",10.5,21000,17000]
[207338206,null,"MDV","HRCU-A-CB-O (Mini-Split Heat Pump, with Remote Outdoor Unit Air-Source, Free Delivery)","MOD30U-36HFN1-MP0(GA)","Mini-Splits (Non-Ducted)","MUE-36HRFN1-M(C)",10,38000,22000]
[202373676,null,"American Standard / Mitsubishi Electric","HRCU-A-CB-O (Mini-Split Heat Pump, with Remote Outdoor Unit Air-Source, Free Delivery)","NAXSPF09A112A*","Mini-Splits (Non-Ducted)","NAXFKS09A112A*",13,11000,7500]
[202373683,null,"American Standard / Mitsubishi Electric","HRCU-A-CB-O (Mini-Split Heat Pump, with Remote Outdoor Unit Air-Source, Free Delivery)","NAXSPB06A112A*","Mini-Splits (Non-Ducted)","NAXWPH06A112A*",12.5,8700,5900]
[202373688,null,"American Standard / Mitsubishi Electric","HRCU-A-CB-O (Mini-Split Heat Pump, with Remote Outdoor Unit Air-Source, Free Delivery)","NAXSPH15A112A*","Mini-Splits (Non-Ducted)","NAXWPH15A112A*",12,18000,11000]
[206904324,null,"Trane / Mitsubishi Electric","HRCU-A-CB-O (Mini-Split Heat Pump, with Remote Outdoor Unit Air-Source, Free Delivery)","NTXSST36B112A*","Mini-Splits (Non-Ducted)","NAXWST36B112A*",10,35200,22400]
[206904325,null,"Trane / Mitsubishi Electric","HRCU-A-CB-O (Mini-Split Heat Pump, with Remote Outdoor Unit Air-Source, Free Delivery)","NTXSST30B112A*","Mini-Splits (Non-Ducted)","MSZ-GS30NA***",9.6,32600,21000]
[206905350,null,"BLUERIDGE","HMSV-A-CB (Multi-Split Heat Pump)","BMHH27M22C","Non-Ducted Indoor Units","Multiple combinations, check manufacturer compatibility",10.4,31400,18000]
[206905355,null,"BLUERIDGE","HMSV-A-CB (Multi-Split Heat Pump)","BMHH36M22C","Mixed Ducted and Non-Ducted Indoor Units","Multiple combinations, check manufacturer compatibility",10.75,36400,23800]
[206907173,null,"Hitachi","HRCU-A-CB-O (Mini-Split Heat Pump, with Remote Outdoor Unit Air-Source, Free Delivery)","RAC-SH12WHLAE","Mini-Splits (Non-Ducted)","RAS-SH12RHLAE",11,13800,9400]
[206907174,null,"Hitachi","HRCU-A-CB-O (Mini-Split Heat Pump, with Remote Outdoor Unit Air-Source, Free Delivery)","RAC-EH36WHLAE","Mini-Splits (Non-Ducted)","RAS-EH36PHLAE",9,36000,23400]
[207188915,null,"HEIL","HRCU-A-CB-O (Mini-Split Heat Pump, with Remote Outdoor Unit Air-Source, Free Delivery)","DLCSRBH30AAK","Mini-Splits (Non-Ducted)","DLFSHBH30XAK",10,30000,17100]
[207188920,null,"KENMORE","HRCU-A-CB-O (Mini-Split Heat Pump, with Remote Outdoor Unit Air-Source, Free Delivery)","DLCSRBH06AAK","Mini-Splits (Non-Ducted)","DLFSHBH06XAK",11,7000,9000]
[207188925,null,"MIDEA","HRCU-A-CB-O (Mini-Split Heat Pump, with Remote Outdoor Unit Air-Source, Free Delivery)","DLCSRBH36AAK","Mini-Splits (Non-Ducted)","DLFSHBH36XAK",12,36000,20000]
[207188926,null,"TEMPSTAR","HRCU-A-CB-O (Mini-Split Heat Pump, with Remote Outdoor Unit Air-Source, Free Delivery)","DLCSRBH06AAK","Mini-Splits (Non-Ducted)","DLFSHBH06XAK",11,7000,9000]
[202392251,null,"Trane / Mitsubishi Electric","HRCU-A-CB (Mini-Split System: Heat Pump with Outdoor Unit-Air-Source, Ducted)","NTXSKS36A112AA","Mini-Splits (Ducted)","NTXAMT36A112AA",11.7,33400,23200]
[207192290,null,"PERFECTAIRE","HRCU-A-CB (Mini-Split System: Heat Pump with Outdoor Unit-Air-Source, Ducted)","2PAMSHH18-SZO-20","Mini-Splits (Ducted)","2PAMSDH18",11,19000,13400]
[207200482,null,"Hitachi","HRCU-A-CB-O (Mini-Split Heat Pump, with Remote Outdoor Unit Air-Source, Free Delivery)","RAC-PH12WHLAE","Mini-Splits (Non-Ducted)","Multiple combinations, check manufacturer compatibility",12.2,14500,9500]
[207200483,null,"Hitachi","HRCU-A-CB-O (Mini-Split Heat Pump, with Remote Outdoor Unit Air-Source, Free Delivery)","RAC-PH24WHLAE","Mini-Splits (Non-Ducted)","Multiple combinations, check manufacturer compatibility",12.2,25000,15300]
[206913622,null,"Hessaire","HRCU-A-CB-O (Mini-Split Heat Pump, with Remote Outdoor Unit Air-Source, Free Delivery)","H12E1","Mini-Splits (Non-Ducted)","H12E1",10.5,13000,7500]
[206918726,null,"SAMSUNG","HMSR-A-CB (Multi-Split Heat Recovery Heat Pump)","AM048TXMDCH","Mixed Ducted and Non-Ducted Indoor Units","Multiple combinations, check manufacturer compatibility",10.55,54000,30200]
[206971016,null,"GIWEE","HRCU-A-CB-O (Mini-Split Heat Pump, with Remote Outdoor Unit Air-Source, Free Delivery)","COU-D09HGR1-AA01-K0*","Mini-Splits (Non-Ducted)","CCG-D09HGR1-GSA-K0*",10,9500,6200]
[206971017,null,"GIWEE","HRCU-A-CB-O (Mini-Split Heat Pump, with Remote Outdoor Unit Air-Source, Free Delivery)","COU-D12HGR1-AA01-K0*","Mini-Splits (Non-Ducted)","CCG-D12HGR1-GSB-K0*",10,12000,7400]
[207093699,null,"YORK","HRCU-A-CB-O (Mini-Split Heat Pump, with Remote Outdoor Unit Air-Source, Free Delivery)","YHKE18YJ6AXBO-X","Mini-Splits (Non-Ducted)","YHKE18XJ6AXB-RX",9,18400,10000]
[206839101,null,"GREE","HRCU-A-CB-O (Mini-Split Heat Pump, with Remote Outdoor Unit Air-Source, Free Delivery)","3VIR09HP230V1AO","Mini-Splits (Non-Ducted)","3VIR09HP230V1AH",11.2,11000,7300]
[204874292,null,"American Standard / Mitsubishi Electric","HRCU-A-CB-O (Mini-Split Heat Pump, with Remote Outdoor Unit Air-Source, Free Delivery)","ASUZH0421KA00NA","Mini-Splits (Non-Ducted)","APLA0A0421EA70A",10.1,48000,44000]
[204874293,null,"American Standard / Mitsubishi Electric","HRCU-A-CB (Mini-Split System: Heat Pump with Outdoor Unit-Air-Source, Ducted)","ASUZH0301HA50NA","Mini-Splits (Ducted)","APVA0A0301AA70A",9.6999999999999993,32000,22600]
[204874298,null,"Trane / Mitsubishi Electric","HRCU-A-CB-O (Mini-Split Heat Pump, with Remote Outdoor Unit Air-Source, Free Delivery)","TRUZH0361HA50NA","Mini-Splits (Non-Ducted)","TPKA0A0361KA70A",10,38000,25000]
[204926542,null,"Mitsubishi Electric","HMSV-A-CB (Multi-Split Heat Pump)","PUMY-P60NKMU3","Mixed Ducted and Non-Ducted Indoor Units","Multiple combinations, check manufacturer compatibility",11.35,66000,41000]
[204926550,null,"Trane / Mitsubishi Electric","HMSV-A-CB (Multi-Split Heat Pump)","TUMYP0601AK43**","Mixed Ducted and Non-Ducted Indoor Units","Multiple combinations, check manufacturer compatibility",11.35,66000,41000]
[204976792,null,"HISENSE","HRCU-A-CB (Mini-Split System: Heat Pump with Outdoor Unit-Air-Source, Ducted)","AUW-12U3SS","Mini-Splits (Ducted)","ADT-12UX3SBL",10,12000,6600]
[205013168,null,"TRANE","HRCU-A-CB (Mini-Split System: Heat Pump with Outdoor Unit-Air-Source, Ducted)","4TXU2036A10N0AA","Mini-Splits (Ducted)","4UXD2036A10N0AB",9,41000,24600]
[206900426,null,"GOODMAN","HRCU-A-CB-O (Mini-Split Heat Pump, with Remote Outdoor Unit Air-Source, Free Delivery)","MSH183E23MCAA","Mini-Splits (Non-Ducted)","MST183E20ACAA",10.3,18000,11000]
[205047855,null,"PANASONIC","HRCU-A-CB-O (Mini-Split Heat Pump, with Remote Outdoor Unit Air-Source, Free Delivery)","CU-XE24WKUA","Mini-Splits (Non-Ducted)","CS-XE24WKUAW",10.6,28800,18500]
[205047857,null,"C&H","HRCU-A-CB-O (Mini-Split Heat Pump, with Remote Outdoor Unit Air-Source, Free Delivery)","CH-09SPH-230VO","Mini-Splits (Non-Ducted)","CH-09DKT230VI",10.8,9800,5800]
[205047862,null,"C&H","HMSV-A-CB (Multi-Split Heat Pump)","CH-HYP19MSPH-230VO","Ducted Indoor Units","Multiple combinations, check manufacturer compatibility",9.8000000000000007,19000,12600]
[205047867,null,"C&H","HMSV-A-CB (Multi-Split Heat Pump)","CH-HYP28MSPH-230VO","Non-Ducted Indoor Units","Multiple combinations, check manufacturer compatibility",10.4,31400,18000]
[206902019,null,"ECO AC","HRCU-A-CB-O (Mini-Split Heat Pump, with Remote Outdoor Unit Air-Source, Free Delivery)","EHS-O12BA","Mini-Splits (Non-Ducted)","EHS-W12BA",9.5,12000,6800]
[206902021,null,"ECO AC","HRCU-A-CB-O (Mini-Split Heat Pump, with Remote Outdoor Unit Air-Source, Free Delivery)","EHH-O09BA","Mini-Splits (Non-Ducted)","EHH-W09BA",10.5,9800,6400]
[206902026,null,"ECO AC","HRCU-A-CB (Mini-Split System: Heat Pump with Outdoor Unit-Air-Source, Ducted)","EHH-O18BA","Mini-Splits (Ducted)","EHH-D18BA",10.5,18000,12000]
[206902031,null,"ECO AC","HMSV-A-CB (Multi-Split Heat Pump)","EMH-3O27BA","Ducted Indoor Units","Multiple combinations, check manufacturer compatibility",10,28000,17600]
[205082146,null,"TOSOT","HMSV-A-CB (Multi-Split Heat Pump)","TMVRF-36KUH","Mixed Ducted and Non-Ducted Indoor Units","Multiple combinations, check manufacturer compatibility",11,45000,29400]
[205092274,null,"KOOLKING","HRCU-A-CB-O (Mini-Split Heat Pump, with Remote Outdoor Unit Air-Source, Free Delivery)","MOB30-09HFN1-MX0W","Mini-Splits (Non-Ducted)","CS11M-09HRFN1-MX0W(A)",11.2,10900,6900]
[205092279,null,"KOOLKING","HRCU-A-CB-O (Mini-Split Heat Pump, with Remote Outdoor Unit Air-Source, Free Delivery)","MOCA30-18HFN1-MT0W","Mini-Splits (Non-Ducted)","CCA3U-18HRFN1-M(C)",10.5,18000,12000]
[205092284,null,"KOOLKING","HRCU-A-CB-O (Mini-Split Heat Pump, with Remote Outdoor Unit Air-Source, Free Delivery)","MOD30U-36HFN1-M","Mini-Splits (Non-Ducted)","MUE-36HRFN1-M(C)",10,38000,25400]
[205092289,null,"KOOLKING","HMSV-A-CB (Multi-Split Heat Pump)","M4OF-36HFN1-M","Non-Ducted Indoor Units","Multiple combinations, check manufacturer compatibility",10.199999999999999,36000,24600]
[202373693,null,"American Standard / Mitsubishi Electric","HRCU-A-CB-O (Mini-Split Heat Pump, with Remote Outdoor Unit Air-Source, Free Delivery)","NAXSST12A112A*","Mini-Splits (Non-Ducted)","NAXWST12A112A*",12.5,14400,9200]
[205092324,null,"GREE","HRCU-A-CB-O (Mini-Split Heat Pump, with Remote Outdoor Unit Air-Source, Free Delivery)","GWH18AFD-D3DNA1A/O","Mini-Splits (Non-Ducted)","GWH18QD-D3DN***/I",9.8000000000000007,18000,10600]
[205092758,null,"HISENSE","HRCU-A-CB-O (Mini-Split Heat Pump, with Remote Outdoor Unit Air-Source, Free Delivery)","AS-12UW1SVE00A","Mini-Splits (Non-Ducted)","AS-12UW1SVE**00A",9.35,13200,7200]
[206908464,null,"Mitsubishi Electric","HMSV-A-CB-O (Multi-Split Heat Pump, Free Delivery)","MXZ-2C20NAHZ2***","Non-Ducted Indoor Units","Multiple combinations, check manufacturer compatibility",10.1,22000,13000]
[206908465,null,"Trane / Mitsubishi Electric","HMSV-A-CB (Multi-Split Heat Pump)","NTXMPH20A122A**","Ducted Indoor Units","Multiple combinations, check manufacturer compatibility",9.5,22000,13700]
[206909897,null,"GREE","HMSV-A-CB (Multi-Split Heat Pump)","GWHD(18)ND3IO","Ducted Indoor Units","Multiple combinations, check manufacturer compatibility",9,19000,11000]
[206909902,null,"FUJITSU","HRCU-A-CB-O (Mini-Split Heat Pump, with Remote Outdoor Unit Air-Source, Free Delivery)","AOUH09LPAS1","Mini-Splits (Non-Ducted)","ASUH09LPAS",11,10000,6200]
[201849277,null,"TOSOT","HRCU-A-CB-O (Mini-Split Heat Pump, with Remote Outdoor Unit Air-Source, Free Delivery)","TW18HM1C2DO","Mini-Splits (Non-Ducted)","TW18HM1C2DI",9,19000,11500]
[201849505,null,"Mitsubishi Electric","HRCU-A-CB-O (Mini-Split Heat Pump, with Remote Outdoor Unit Air-Source, Free Delivery)","MUZ-HM24NA***","Mini-Splits (Non-Ducted)","MSZ-HM24NA-U1",10,26000,18500]
[201850114,null,"MIDEA","HMSV-A-CB (Multi-Split Heat Pump)","MDV-H48DVN1-(D)*","Non-Ducted Indoor Units","Multiple combinations, check manufacturer compatibility",10.5,52500,34000]
[201851579,null,"DAIKIN","HMSV-A-CB (Multi-Split Heat Pump)","4MXS36RMVJU","Non-Ducted Indoor Units","Multiple combinations, check manufacturer compatibility",12.2,36000,22000]
[8669057,null,"CHAMPION","HRCU-A-CB (Mini-Split System: Heat Pump with Outdoor Unit-Air-Source, Ducted)","DHR48CSB21S","Mini-Splits (Ducted)","DHR48NDB21S",9,54500,30600]
[8669059,null,"CHAMPION","HRCU-A-CB-O (Mini-Split Heat Pump, with Remote Outdoor Unit Air-Source, Free Delivery)","DHR48CSB21S","Mini-Splits (Non-Ducted)","DHR48NKB21S",9,54500,27600]
[202053796,null,"BOREAL","HRCU-A-CB-O (Mini-Split Heat Pump, with Remote Outdoor Unit Air-Source, Free Delivery)","KON36HPJ1OB","Mini-Splits (Non-Ducted)","KON36HPJ1IB",9,34600,20200]
[201981253,null,"HISENSE","HRCU-A-CB-O (Mini-Split Heat Pump, with Remote Outdoor Unit Air-Source, Free Delivery)","AS-09UW3SXE00","Mini-Splits (Non-Ducted)","AS-09UW3SXE**00",12.5,10500,6500]
[201992973,null,"C&H","HRCU-A-CB (Mini-Split System: Heat Pump with Outdoor Unit-Air-Source, Ducted)","CH-12LCU/O","Mini-Splits (Ducted)","CH-12LCDTU/I",11.5,12000,7200]
[201992974,null,"C&H","HRCU-A-CB (Mini-Split System: Heat Pump with Outdoor Unit-Air-Source, Ducted)","CH-18LCU/O","Mini-Splits (Ducted)","CH-18LCDTU/I",10.5,18000,12000]
[201995853,null,"Day&night","HMSV-A-CB (Multi-Split Heat Pump)","38VMA048HDS3-1","Ducted Indoor Units","Multiple combinations, check manufacturer compatibility",10.5,52500,34000]
[202007068,null,"BLUERIDGE","HRCU-A-CB-O (Mini-Split Heat Pump, with Remote Outdoor Unit Air-Source, Free Delivery)","BM18Y21C","Mini-Splits (Non-Ducted)","BM18Y21WM",10,18000,10400]
[8714882,null,"CHAMPION","HRCU-A-CB (Mini-Split System: Heat Pump with Outdoor Unit-Air-Source, Ducted)","DHR42CSB21S","Mini-Splits (Ducted)","DHR42NDB21S",9,44000,24800]
[8715730,null,"SAMSUNG","HRCU-A-CB (Mini-Split System: Heat Pump with Outdoor Unit-Air-Source, Ducted)","AC012KXADCH","Mini-Splits (Ducted)","AC012KNLDCH",10.5,14000,9000]
[206396131,null,"MIDEA","HRCU-A-CB-O (Mini-Split Heat Pump, with Remote Outdoor Unit Air-Source, Free Delivery)","DLCSRAH18AAK","Mini-Splits (Non-Ducted)","DLFSHBH18XAK",9.5,19000,12000]
[206396136,null,"TEMPSTAR","HRCU-A-CB-O (Mini-Split Heat Pump, with Remote Outdoor Unit Air-Source, Free Delivery)","DLCSRBH09AAK","Mini-Splits (Non-Ducted)","DLFSHAH09XAK",9.5,12000,7000]
[8775849,null,"DIRECT AIR","HRCU-A-CB-O (Mini-Split Heat Pump, with Remote Outdoor Unit Air-Source, Free Delivery)","MOCA31-18HFN1-MT0W","Mini-Splits (Non-Ducted)","CCA3U-18HRFN1-M(C)",10.3,18000,12000]
[8775850,null,"DIRECT AIR","HRCU-A-CB-O (Mini-Split Heat Pump, with Remote Outdoor Unit Air-Source, Free Delivery)","MOCA31-18HFN1-MT0W","Mini-Splits (Non-Ducted)","MUEU-18HRFN1-M(C)",10.5,18000,12000]
[206400654,null,"PAYNE","HRCU-A-CB-O (Mini-Split Heat Pump, with Remote Outdoor Unit Air-Source, Free Delivery)","38MARBQ09AA3","Mini-Splits (Non-Ducted)","DHMSHAQ09XA3",12.5,11500,7100]
[206400660,null,"MIDEA","HRCU-A-CB-O (Mini-Split Heat Pump, with Remote Outdoor Unit Air-Source, Free Delivery)","38MARBQ09AA3","Mini-Splits (Non-Ducted)","DHMSHAQ09XA3",12.5,11500,7100]
[201862951,null,"LENNOX","HMSV-A-CB (Multi-Split Heat Pump)","VPA060H4*2P","Non-Ducted Indoor Units","Multiple combinations, check manufacturer compatibility",9.9,66000,42000]
[201862954,null,"MIDEA","HMSV-A-CB (Multi-Split Heat Pump)","MDV-H60DVN1-(D)*","Non-Ducted Indoor Units","Multiple combinations, check manufacturer compatibility",10.199999999999999,66000,42000]
[201862959,null,"CENTURY","HMSV-A-CB (Multi-Split Heat Pump)","A-VMH36QU-1","Non-Ducted Indoor Units","Multiple combinations, check manufacturer compatibility",10.5,36000,23200]
[201863350,null,"ACD","HRCU-A-CB-O (Mini-Split Heat Pump, with Remote Outdoor Unit Air-Source, Free Delivery)","OCD09KCH23S-O","Mini-Splits (Non-Ducted)","OCD09KCH23S-I",10.5,11000,7300]
[8779082,null,"YORK BY JOHNSON CONTROLS","HRCU-A-CB-O (Mini-Split Heat Pump, with Remote Outdoor Unit Air-Source, Free Delivery)","YHKE12YJ6AMAO-X","Mini-Splits (Non-Ducted)","YHKE12XJ6AMC-RX",9.8000000000000007,12000,7200]
[8779084,null,"YORK BY JOHNSON CONTROLS","HRCU-A-CB-O (Mini-Split Heat Pump, with Remote Outdoor Unit Air-Source, Free Delivery)","YHKE24YJ6AMAO-X","Mini-Splits (Non-Ducted)","YHKE24XJ6AMC-RX",10,25000,15300]
[8779097,null,"PERFECTAIRE","HRCU-A-CB-O (Mini-Split Heat Pump, with Remote Outdoor Unit Air-Source, Free Delivery)","2PAMSH18B-SZO-17.7","Mini-Splits (Non-Ducted)","2PAMSH18B-SZW-17.7",9.8000000000000007,18000,12200]
[8779183,null,"MDV","HRCU-A-CB-O (Mini-Split Heat Pump, with Remote Outdoor Unit Air-Source, Free Delivery)","MOB01-09HFN1-MW0W","Mini-Splits (Non-Ducted)","MSMBB-09HRFN1-MW0W",10.5,12000,7500]
[8738642,null,"BRYANT","HRCU-A-CB-O (Mini-Split Heat Pump, with Remote Outdoor Unit Air-Source, Free Delivery)","38MAQB30R--3","Mini-Splits (Non-Ducted)","619PEQ030BBMA",9.4,30000,18500]
[8738643,null,"BRYANT","HRCU-A-CB-O (Mini-Split Heat Pump, with Remote Outdoor Unit Air-Source, Free Delivery)","38MAQB24R--3","Mini-Splits (Non-Ducted)","619PEQ024BBMA",11.5,24000,15400]
[8738648,null,"BRYANT","HRCU-A-CB-O (Mini-Split Heat Pump, with Remote Outdoor Unit Air-Source, Free Delivery)","38MAQB09R--1","Mini-Splits (Non-Ducted)","619PAQ009BBMA",11.2,11000,6500]
[206401429,null,"Trane / Mitsubishi Electric","HRCU-A-CB-O (Mini-Split Heat Pump, with Remote Outdoor Unit Air-Source, Free Delivery)","NTXSPH15A112A*","Mini-Splits (Non-Ducted)","NTXWPH15B112AA",12,18000,11000]
[8813815,null,"MIDEA","HRCU-A-CB-O (Mini-Split Heat Pump, with Remote Outdoor Unit Air-Source, Free Delivery)","MCHSU-18PHH2","Mini-Splits (Non-Ducted)","MEHSU-18CHC2",10.5,18000,12000]
[8813816,null,"MIDEA","HRCU-A-CB-O (Mini-Split Heat Pump, with Remote Outdoor Unit Air-Source, Free Delivery)","MCHSU-18PHH2","Mini-Splits (Non-Ducted)","MEHSU-18CHF2",10.199999999999999,18000,12900]
[8819818,null,"HISENSE","HRCU-A-CB-O (Mini-Split Heat Pump, with Remote Outdoor Unit Air-Source, Free Delivery)","AS-09UR3SVE","Mini-Splits (Non-Ducted)","AS-09UR3SVETG",10.5,9500,5000]
[206422408,null,"AIR MAX","HRCU-A-CB-O (Mini-Split Heat Pump, with Remote Outdoor Unit Air-Source, Free Delivery)","AWGTC18-H2","Mini-Splits (Non-Ducted)","AWGTE18-H2",9.8000000000000007,18000,10600]
[206422438,null,"Convectair","HRCU-A-CB-O (Mini-Split Heat Pump, with Remote Outdoor Unit Air-Source, Free Delivery)","8180-O","Mini-Splits (Non-Ducted)","8180-I",11,18000,10900]
[206422439,null,"Convectair","HRCU-A-CB-O (Mini-Split Heat Pump, with Remote Outdoor Unit Air-Source, Free Delivery)","8240-O","Mini-Splits (Non-Ducted)","8240-I",12,26000,19400]
[206425205,null,"Trane / Mitsubishi Electric","HRCU-A-CB-O (Mini-Split Heat Pump, with Remote Outdoor Unit Air-Source, Free Delivery)","NTXSPB12B112A*","Mini-Splits (Non-Ducted)","NTXWPH12A112AA",11.5,13600,8100]
[206428585,null,"ACD","HMSV-A-CB-O (Multi-Split Heat Pump, Free Delivery)","MUD24KCH23S-O","Non-Ducted Indoor Units","Multiple combinations, check manufacturer compatibility",10.5,26000,17900]
[202021913,null,"MANUFLOW","HRCU-A-CB-O (Mini-Split Heat Pump, with Remote Outdoor Unit Air-Source, Free Delivery)","AS-12UW3SXEDJ(O)","Mini-Splits (Non-Ducted)","AS-12UW3SXEDJ(I)",10.8,13000,7500]
[202021914,null,"MANUFLOW","HRCU-A-CB-O (Mini-Split Heat Pump, with Remote Outdoor Unit Air-Source, Free Delivery)","AS-18UW3SBBDJ(O)","Mini-Splits (Non-Ducted)","AS-18UW3SBBDJ(I)",11.6,19000,11600]
[202021936,null,"WINDAIR","HRCU-A-CB-O (Mini-Split Heat Pump, with Remote Outdoor Unit Air-Source, Free Delivery)","DWH12UR3SXETE/O","Mini-Splits (Non-Ducted)","DWH12UR3SXETE/I",10.8,13000,7500]
[202021941,null,"WINDAIR","HRCU-A-CB-O (Mini-Split Heat Pump, with Remote Outdoor Unit Air-Source, Free Delivery)","DWH09UW3SXETE00/O","Mini-Splits (Non-Ducted)","DWH09UW3SXETE00/I",12.5,10500,6500]
[202021946,null,"WINDAIR","HRCU-A-CB-O (Mini-Split Heat Pump, with Remote Outdoor Unit Air-Source, Free Delivery)","DWH12UR3SVETE/O","Mini-Splits (Non-Ducted)","DWH12UR3SVETE/I",9,13000,7500]
[202021947,null,"WINDAIR","HRCU-A-CB-O (Mini-Split Heat Pump, with Remote Outdoor Unit Air-Source, Free Delivery)","DWH30UR3SDKVQ/O","Mini-Splits (Non-Ducted)","DWH30UR3SDKVQ/I",12.3,31000,16000]
[201847034,null,"PAYNE","HRCU-A-CB-O (Mini-Split Heat Pump, with Remote Outdoor Unit Air-Source, Free Delivery)","38MHRBQ12AA1","Mini-Splits (Non-Ducted)","40MHHQ12---1",10.6,12000,7200]
[201847039,null,"PAYNE","HRCU-A-CB-O (Mini-Split Heat Pump, with Remote Outdoor Unit Air-Source, Free Delivery)","38MAQB24R--3","Mini-Splits (Non-Ducted)","40MBCQ24---3",11.5,24000,16200]
[201847044,null,"PAYNE","HRCU-A-CB (Mini-Split System: Heat Pump with Outdoor Unit-Air-Source, Ducted)","38MBRQ58A--3","Mini-Splits (Ducted)","40MBDQ58---3",9,60000,37600]
[201847045,null,"PAYNE","HRCU-A-CB-O (Mini-Split Heat Pump, with Remote Outdoor Unit Air-Source, Free Delivery)","38MAQB24R--3","Mini-Splits (Non-Ducted)","40MBFQ24---3",11.5,24000,17200]
[201847004,null,"MIDEA","HMSV-A-CB (Multi-Split Heat Pump)","38MGRQ36D--3","Non-Ducted Indoor Units","Multiple combinations, check manufacturer compatibility",10.5,36000,23200]
[201847009,null,"CARRIER","HRCU-A-CB-O (Mini-Split Heat Pump, with Remote Outdoor Unit Air-Source, Free Delivery)","38MHRBQ18AA3","Mini-Splits (Non-Ducted)","40MHHQ18---3",10.6,18000,11400]
[206551637,null,"AirEase","HRCU-A-CB-O (Mini-Split Heat Pump, with Remote Outdoor Unit Air-Source, Free Delivery)","4DHP1S36S-1P","Mini-Splits (Non-Ducted)","D33C136S4-2P",10.5,38000,25200]
[206579740,null,"FUJITSU","HRCU-A-CB (Mini-Split System: Heat Pump with Outdoor Unit-Air-Source, Ducted)","AOUH09LUAS1","Mini-Splits (Ducted)","ADUH09LUAS1",11.7,12000,7400]
[201903159,null,"WABBAN","HRCU-A-CB-O (Mini-Split Heat Pump, with Remote Outdoor Unit Air-Source, Free Delivery)","BB18HQ1C8DO","Mini-Splits (Non-Ducted)","BB18HQ1C8DI",9,19000,12000]
[201903164,null,"WABBAN","HRCU-A-CB-O (Mini-Split Heat Pump, with Remote Outdoor Unit Air-Source, Free Delivery)","BB09HQ2A3DO","Mini-Splits (Non-Ducted)","BB09HQ2A3DI",10.5,11000,7300]
[201903174,null,"WABBAN","HRCU-A-CB-O (Mini-Split Heat Pump, with Remote Outdoor Unit Air-Source, Free Delivery)","BB18HQ3D6DO","Mini-Splits (Non-Ducted)","BB18HQ3D6DI",12,18000,14200]
[201903175,null,"WABBAN","HRCU-A-CB-O (Mini-Split Heat Pump, with Remote Outdoor Unit Air-Source, Free Delivery)","BB24HQ3D6DO","Mini-Splits (Non-Ducted)","BB24HQ3D6DI",12,24000,15500]
[201851581,null,"DAIKIN","HMSV-A-CB (Multi-Split Heat Pump)","3MXS24RMVJU","Mixed Ducted and Non-Ducted Indoor Units","Multiple combinations, check manufacturer compatibility",10.35,24000,15200]
[201861214,null,"MIDEA","HMSV-A-CB (Multi-Split Heat Pump)","MDV-H60DVN1-(C)*","Non-Ducted Indoor Units","Multiple combinations, check manufacturer compatibility",9.9,66000,42000]
[206579790,null,"REZNOR","HMSV-A-CB (Multi-Split Heat Pump)","GXH30(8.8)FMK4DH1","Mixed Ducted and Non-Ducted Indoor Units","Multiple combinations, check manufacturer compatibility",10,30000,17100]
[206579791,null,"REZNOR","HMSV-A-CB-O (Multi-Split Heat Pump, Free Delivery)","GXH36(10.6)FMK4DH1","Non-Ducted Indoor Units","Multiple combinations, check manufacturer compatibility",11.5,42500,20000]
[8854583,null,"COMFORTSTAR","HRCU-A-CB-O (Mini-Split Heat Pump, with Remote Outdoor Unit Air-Source, Free Delivery)","CPP012CA(O)","Mini-Splits (Non-Ducted)","CPP012CA(I)",11.2,12000,7100]
[8856641,null,"BRYANT","HRCU-A-CB-O (Mini-Split Heat Pump, with Remote Outdoor Unit Air-Source, Free Delivery)","38MAQB09R--3","Mini-Splits (Non-Ducted)","619REQ009CBMA",10.8,10000,6700]
[206608652,null,"HAIER","HRCU-A-CB-O (Mini-Split Heat Pump, with Remote Outdoor Unit Air-Source, Free Delivery)","1U09EH2VHE*","Mini-Splits (Non-Ducted)","USYF09UCDWA*",10,10000,6000]
[206608653,null,"HAIER","HRCU-A-CB-O (Mini-Split Heat Pump, with Remote Outdoor Unit Air-Source, Free Delivery)","1U18EH2VHE*","Mini-Splits (Non-Ducted)","USYF18UCDWA*",9,17800,13000]
[201847047,null,"PAYNE","HRCU-A-CB-O (Mini-Split Heat Pump, with Remote Outdoor Unit Air-Source, Free Delivery)","38MBRQ48A--3","Mini-Splits (Non-Ducted)","40MBFQ48---3",11,50000,35000]
[201847053,null,"MIDEA","HRCU-A-CB-O (Mini-Split Heat Pump, with Remote Outdoor Unit Air-Source, Free Delivery)","38MHRBQ12AA3","Mini-Splits (Non-Ducted)","40MHHQ12---3",9.6,12000,7300]
[204629208,null,"Mitsubishi Electric","HRCU-A-CB (Mini-Split System: Heat Pump with Outdoor Unit-Air-Source, Ducted)","SUZ-KA12NA2","Mini-Splits (Ducted)","PEAD-A12AA7",13,15000,9900]
[204629209,null,"Mitsubishi Electric","HRCU-A-CB (Mini-Split System: Heat Pump with Outdoor Unit-Air-Source, Ducted)","SUZ-KA15NA2","Mini-Splits (Ducted)","PEAD-A15AA7",11.6,18000,11300]
[204629214,null,"Mitsubishi Electric","HRCU-A-CB (Mini-Split System: Heat Pump with Outdoor Unit-Air-Source, Ducted)","SUZ-KA12NA2","Mini-Splits (Ducted)","NTXAMT12A112A*",12.1,15000,9900]
[201912599,null,"HISENSE","HRCU-A-CB-O (Mini-Split Heat Pump, with Remote Outdoor Unit Air-Source, Free Delivery)","AS-18UW3SBB","Mini-Splits (Non-Ducted)","AS-18UW3SBB**",11.6,19000,11600]
[201928751,null,"TGM","HRCU-A-CB (Mini-Split System: Heat Pump with Outdoor Unit-Air-Source, Ducted)","MRS6VT48AS","Mini-Splits (Ducted)","MFC6IT48S",10.3,49500,33400]
[204629266,null,"Mitsubishi Electric","HRCU-A-CB-O (Mini-Split Heat Pump, with Remote Outdoor Unit Air-Source, Free Delivery)","NTXSST09A112A*","Mini-Splits (Non-Ducted)","MSZ-GL09NA***",12.8,10900,6700]
[206579744,null,"FUJITSU","HRCU-A-CB-O (Mini-Split Heat Pump, with Remote Outdoor Unit Air-Source, Free Delivery)","AOUH12LUAS1","Mini-Splits (Non-Ducted)","ACUH12LUAS1",12.2,16000,10500]
[206579757,null,"NORTEK","HMSV-A-CB (Multi-Split Heat Pump)","GXH24(7.0)FMK4DH1","Mixed Ducted and Non-Ducted Indoor Units","Multiple combinations, check manufacturer compatibility",9.75,26000,15700]
[206579764,null,"NORTEK","HMSV-A-CB-O (Multi-Split Heat Pump, Free Delivery)","GXH42(12.3)FMK4DH1","Non-Ducted Indoor Units","Multiple combinations, check manufacturer compatibility",10.199999999999999,45000,29000]
[206579765,null,"NORTEK","HMSV-A-CB (Multi-Split Heat Pump)","GXH42(12.3)FMK4DH1","Ducted Indoor Units","Multiple combinations, check manufacturer compatibility",9.6,46500,28000]
[206597208,null,"FUJITSU","HRCU-A-CB-O (Mini-Split Heat Pump, with Remote Outdoor Unit Air-Source, Free Delivery)","AOUG09LZAS1","Mini-Splits (Non-Ducted)","ASUG09LZBS",14.2,12000,7400]
[206597213,null,"FUJITSU","HRCU-A-CB-O (Mini-Split Heat Pump, with Remote Outdoor Unit Air-Source, Free Delivery)","AOUG15LZAH1","Mini-Splits (Non-Ducted)","ASUG15LZBS",13.3,18000,11200]
[206597271,null,"NAPOLEON","HRCU-A-CB-O (Mini-Split Heat Pump, with Remote Outdoor Unit Air-Source, Free Delivery)","NH25-18H-O","Mini-Splits (Non-Ducted)","NH25-18F-I",11,18000,10900]
[206597272,null,"NAPOLEON","HRCU-A-CB-O (Mini-Split Heat Pump, with Remote Outdoor Unit Air-Source, Free Delivery)","NH25-18H-O","Mini-Splits (Non-Ducted)","NH25-24F-I",12,26000,19400]
[206400663,null,"MIDEA","HRCU-A-CB-O (Mini-Split Heat Pump, with Remote Outdoor Unit Air-Source, Free Delivery)","38MARBQ24AA3","Mini-Splits (Non-Ducted)","DHMSHAQ24XA3",12,26000,19400]
[200059323,10596653,"MDV","HRCU-A-CB (Mini-Split System: Heat Pump with Outdoor Unit-Air-Source, Ducted)","MOB01-12HFN1-MV0W","Mini-Splits (Ducted)","MTIU-12HWFN1-M",11,12500,8100]
[206328198,null,"American Standard / Mitsubishi Electric","HRCU-A-CB (Mini-Split System: Heat Pump with Outdoor Unit-Air-Source, Ducted)","NAXSKH15A112AA","Mini-Splits (Ducted)","NTXDKS15A112AA",9.5,18000,12200]
[7631993,null,"TRANE","HRCU-A-CB-O (Mini-Split Heat Pump, with Remote Outdoor Unit Air-Source, Free Delivery)","4TXU2048A10N0AA","Mini-Splits (Non-Ducted)","4UXX2048A10N0AA",9,54500,28600]
[7793596,null,"GREE","HMSV-A-CB-O (Multi-Split Heat Pump, Free Delivery)","GWHD(24)ND3EO(C)","Non-Ducted Indoor Units","Multiple combinations, check manufacturer compatibility",9,29000,19000]
[206346131,null,"ZEPHYR","HRCU-A-CB-O (Mini-Split Heat Pump, with Remote Outdoor Unit Air-Source, Free Delivery)","ZE-24M322SCO","Mixed Ducted and Non-Ducted Indoor Units","Multiple combinations, check manufacturer compatibility",10.5,24000,15400]
[206346140,null,"AZUR","HMSV-A-CB-O (Multi-Split Heat Pump, Free Delivery)","AZ-42M522SCO","Non-Ducted Indoor Units","Multiple combinations, check manufacturer compatibility",10,42000,24000]
[206346141,null,"AZUR","HMSV-A-CB (Multi-Split Heat Pump)","AZ-42M522SCO","Mixed Ducted and Non-Ducted Indoor Units","Multiple combinations, check manufacturer compatibility",9.75,42000,24000]
[201754455,null,"Mitsubishi Electric","HRCU-A-CB-O (Mini-Split Heat Pump, with Remote Outdoor Unit Air-Source, Free Delivery)","PUZ-A18NKA7***","Mini-Splits (Non-Ducted)","PKA-A18HA*",10.199999999999999,19000,11300]
[201754470,null,"Mitsubishi Electric","HRCU-A-CB-O (Mini-Split Heat Pump, with Remote Outdoor Unit Air-Source, Free Delivery)","PUZ-A30NHA7***","Mini-Splits (Non-Ducted)","PLA-A30EA*",11.6,32000,18100]
[201754480,null,"Mitsubishi Electric","HRCU-A-CB-O (Mini-Split Heat Pump, with Remote Outdoor Unit Air-Source, Free Delivery)","PUZ-A42NKA7***","Mini-Splits (Non-Ducted)","PCA-A42KA*",10.199999999999999,45000,31800]
[201754481,null,"Mitsubishi Electric","HRCU-A-CB (Mini-Split System: Heat Pump with Outdoor Unit-Air-Source, Ducted)","PUZ-A42NKA7***","Mini-Splits (Ducted)","PEAD-A42AA*",10,45000,30600]
[201754311,null,"Mitsubishi Electric","HRCU-A-CB-O (Mini-Split Heat Pump, with Remote Outdoor Unit Air-Source, Free Delivery)","MUZ-GL12NA-U1","Mini-Splits (Non-Ducted)","MSZ-GL12NA-U1",12.5,14400,9200]
[201754316,null,"Mitsubishi Electric","HRCU-A-CB-O (Mini-Split Heat Pump, with Remote Outdoor Unit Air-Source, Free Delivery)","MUZ-GL24NA-U1","Mini-Splits (Non-Ducted)","MSZ-GL24NA-U1",10,27600,16000]
[201754321,null,"Mitsubishi Electric","HRCU-A-CB-O (Mini-Split Heat Pump, with Remote Outdoor Unit Air-Source, Free Delivery)","PUZ-HA36NHA5","Mini-Splits (Non-Ducted)","PLA-A36EA*",10,38000,28000]
[201754322,null,"Mitsubishi Electric","HRCU-A-CB (Mini-Split System: Heat Pump with Outdoor Unit-Air-Source, Ducted)","PUZ-HA36NHA5","Mini-Splits (Ducted)","PEAD-A36AA*",10.4,38000,27000]
[201755013,null,"Mitsubishi Electric","HMSV-A-CB (Multi-Split Heat Pump)","MXZ-2C20NA2","Mixed Ducted and Non-Ducted Indoor Units","Multiple combinations, check manufacturer compatibility",9.65,22000,13000]
[201755019,null,"Mitsubishi Electric","HMSV-A-CB (Multi-Split Heat Pump)","MXZ-4C36NA2","Mixed Ducted and Non-Ducted Indoor Units","Multiple combinations, check manufacturer compatibility",10.4,35200,21200]
[201755024,null,"Mitsubishi Electric","HMSV-A-CB (Multi-Split Heat Pump)","MXZ-8C48NAHZ","Mixed Ducted and Non-Ducted Indoor Units","Multiple combinations, check manufacturer compatibility",10.5,54000,41500]
[201755025,null,"Mitsubishi Electric","HMSV-A-CB (Multi-Split Heat Pump)","MXZ-8C60NA-U*","Mixed Ducted and Non-Ducted Indoor Units","Multiple combinations, check manufacturer compatibility",10.25,65000,41000]
[201760719,null,"TOSOT","HRCU-A-CB-O (Mini-Split Heat Pump, with Remote Outdoor Unit Air-Source, Free Delivery)","TW09HQ3C2DO(WIFI)","Mini-Splits (Non-Ducted)","TW09HQ3C2DI(WIFI)",10.199999999999999,10000,5800]
[201763888,null,"ECO AIR","HRCU-A-CB-O (Mini-Split Heat Pump, with Remote Outdoor Unit Air-Source, Free Delivery)","MOD30-36HFN1-MP0W","Mini-Splits (Non-Ducted)","MSABF-36HRFN1-MP0W",10,36000,21400]
[201763894,null,"ECO AIR","HMSV-A-CB (Multi-Split Heat Pump)","M3OF-27HFN1-M","Non-Ducted Indoor Units","Multiple combinations, check manufacturer compatibility",9.8000000000000007,28000,16800]
[201763895,null,"ECO AIR","HMSV-A-CB (Multi-Split Heat Pump)","M4OF-36HFN1-M","Non-Ducted Indoor Units","Multiple combinations, check manufacturer compatibility",10.3,36000,25400]
[201763900,null,"MDV","HMSV-A-CB (Multi-Split Heat Pump)","M2OF-18HFN1-M**","Ducted Indoor Units","Multiple combinations, check manufacturer compatibility",10,18500,11500]
[201767236,null,"KLIMAIRE","HMSV-A-CB (Multi-Split Heat Pump)","KMIR545-H219","Ducted Indoor Units","Multiple combinations, check manufacturer compatibility",11.5,50000,34000]
[201771973,null,"MIDEA","HMSV-A-CB (Multi-Split Heat Pump)","DLCMRAH27CAK","Non-Ducted Indoor Units","Multiple combinations, check manufacturer compatibility",10.8,27000,17800]
[201771974,null,"MIDEA","HMSV-A-CB (Multi-Split Heat Pump)","DLCMRAH36DAK","Non-Ducted Indoor Units","Multiple combinations, check manufacturer compatibility",10.199999999999999,36000,23600]
[201771979,null,"MIDEA","HMSV-A-CB (Multi-Split Heat Pump)","DLCMRAH48EAK","Ducted Indoor Units","Multiple combinations, check manufacturer compatibility",11.5,50000,34000]
[7953773,null,"CIAC","HRCU-A-CB (Mini-Split System: Heat Pump with Outdoor Unit-Air-Source, Ducted)","CM43AX024-H3H1H","Mini-Splits (Ducted)","CC43AX024-E3H1H",10,27200,16700]
[206350311,null,"Weathermaker","HRCU-A-CB-O (Mini-Split Heat Pump, with Remote Outdoor Unit Air-Source, Free Delivery)","38MARBQ36AA3","Mini-Splits (Non-Ducted)","DHMAHBQ36XA3",9,36000,22400]
[206350312,null,"PAYNE","HRCU-A-CB-O (Mini-Split Heat Pump, with Remote Outdoor Unit Air-Source, Free Delivery)","38MARBQ12AA1","Mini-Splits (Non-Ducted)","DHMAHBQ12XA1",11.6,12100,7400]
[206350317,null,"MIDEA","HRCU-A-CB-O (Mini-Split Heat Pump, with Remote Outdoor Unit Air-Source, Free Delivery)","38MARBQ12AA1","Mini-Splits (Non-Ducted)","DHMAHBQ12XA1",11.6,12100,7400]
[206328200,null,"American Standard / Mitsubishi Electric","HRCU-A-CB (Mini-Split System: Heat Pump with Outdoor Unit-Air-Source, Ducted)","NAXSKH18A112AA","Mini-Splits (Ducted)","NTXDKS18A112AA",10.9,21600,14200]
[206330116,null,"RUUD","HRCU-A-CB-O (Mini-Split Heat Pump, with Remote Outdoor Unit Air-Source, Free Delivery)","UC2IV18HP3BB","Mini-Splits (Non-Ducted)","UC2IV18HP3BA",10,19000,11600]
[206330118,null,"MDV","HRCU-A-CB-O (Mini-Split Heat Pump, with Remote Outdoor Unit Air-Source, Free Delivery)","MOX230-09HFN1-MW5W","Mini-Splits (Non-Ducted)","MCA3U-09HRFN1-M(C)",10.5,10000,6100]
[206330123,null,"MDV","HRCU-A-CB (Mini-Split System: Heat Pump with Outdoor Unit-Air-Source, Ducted)","MOX330-09HFN1-MY5W","Mini-Splits (Ducted)","MTIU-09HWFN1-M",12,10000,6400]
[206330128,null,"MDV","HRCU-A-CB-O (Mini-Split Heat Pump, with Remote Outdoor Unit Air-Source, Free Delivery)","MOX330-12HFN1-MW5W","Mini-Splits (Non-Ducted)","MFAU-12HRFN1-M(C)",11.5,12000,8400]
[201754486,null,"Mitsubishi Electric","HRCU-A-CB-O (Mini-Split Heat Pump, with Remote Outdoor Unit Air-Source, Free Delivery)","PUZ-HA30NHA5","Mini-Splits (Non-Ducted)","PLA-A30BA*",9.4,32000,19000]
[201754487,null,"Mitsubishi Electric","HRCU-A-CB (Mini-Split System: Heat Pump with Outdoor Unit-Air-Source, Ducted)","PUZ-HA30NHA5","Mini-Splits (Ducted)","PVA-A30AA*",9.6999999999999993,32000,22600]
[206350360,null,"Weathermaker","HRCU-A-CB-O (Mini-Split Heat Pump, with Remote Outdoor Unit Air-Source, Free Delivery)","38MARBQ09AA3","Mini-Splits (Non-Ducted)","40MBCQ09---3",10.8,10000,6100]
[206350365,null,"Weathermaker","HRCU-A-CB-O (Mini-Split Heat Pump, with Remote Outdoor Unit Air-Source, Free Delivery)","38MARBQ18AA3","Mini-Splits (Non-Ducted)","40MBCQ18---3",10.3,18000,11000]
[205967973,null,"COMFORTMAKER","HRCU-A-CB-O (Mini-Split Heat Pump, with Remote Outdoor Unit Air-Source, Free Delivery)","DLCVRAH12AAJ","Mini-Splits (Non-Ducted)","DLFVHAH12XAJ",9.4,12000,6500]
[205967974,null,"COMFORTMAKER","HRCU-A-CB-O (Mini-Split Heat Pump, with Remote Outdoor Unit Air-Source, Free Delivery)","DLCVRAH09AAK","Mini-Splits (Non-Ducted)","DLFVHAH09XAK",9.4,10000,6100]
[205967979,null,"DAY & NIGHT","HRCU-A-CB-O (Mini-Split Heat Pump, with Remote Outdoor Unit Air-Source, Free Delivery)","DLCVRAH12AAJ","Mini-Splits (Non-Ducted)","DLFVHAH12XAJ",9.4,12000,6500]
[205967985,null,"HEIL","HRCU-A-CB-O (Mini-Split Heat Pump, with Remote Outdoor Unit Air-Source, Free Delivery)","DLCVRAH12AAJ","Mini-Splits (Non-Ducted)","DLFVHAH12XAJ",9.4,12000,6500]
[206331443,null,"Trane / Mitsubishi Electric","HRCU-A-CB (Mini-Split System: Heat Pump with Outdoor Unit-Air-Source, Ducted)","NTXSKH24A112AA","Mini-Splits (Ducted)","NAXAMT24A112AA",9.1999999999999993,23000,19200]
[206331444,null,"Mitsubishi Electric","HRCU-A-CB (Mini-Split System: Heat Pump with Outdoor Unit-Air-Source, Ducted)","SUZ-KA24NAHZ","Mini-Splits (Ducted)","NAXAMT24A112AA",9.1999999999999993,23000,19200]
[206331449,null,"American Standard / Mitsubishi Electric","HRCU-A-CB (Mini-Split System: Heat Pump with Outdoor Unit-Air-Source, Ducted)","NAXSKH24A112AA","Mini-Splits (Ducted)","NTXAMT24A112AA",9.1999999999999993,23000,19200]
[206331454,null,"Mitsubishi Electric","HRCU-A-CB (Mini-Split System: Heat Pump with Outdoor Unit-Air-Source, Ducted)","SUZ-KA36NAHZ","Mini-Splits (Ducted)","NTXAMT36A112AA",9,37000,32800]
[206347234,null,"HISENSE","HRCU-A-CB-O (Mini-Split Heat Pump, with Remote Outdoor Unit Air-Source, Free Delivery)","AS-36UW3SDKVT","Mini-Splits (Non-Ducted)","AS-36UW3SDKVT",9.6,33400,17500]
[206347235,null,"HISENSE","HRCU-A-CB-O (Mini-Split Heat Pump, with Remote Outdoor Unit Air-Source, Free Delivery)","AST-09UW3SVEDC01","Mini-Splits (Non-Ducted)","AST-09UW3SVEDC01",10.7,9500,5000]
[206347240,null,"HISENSE","HRCU-A-CB-O (Mini-Split Heat Pump, with Remote Outdoor Unit Air-Source, Free Delivery)","AS-18UW3SXADC","Mini-Splits (Non-Ducted)","AS-18UW3SXADC",10.1,20000,11600]
[206347272,null,"FUJITSU","HMSV-A-CB (Multi-Split Heat Pump)","AOU60RLAVM4","Ducted Indoor Units","Multiple combinations, check manufacturer compatibility",10.5,66000,41500]
[206347322,null,"KERR","HRCU-A-CB-O (Mini-Split Heat Pump, with Remote Outdoor Unit Air-Source, Free Delivery)","A-KMH18SU-1A","Mini-Splits (Non-Ducted)","B-KMH18UU-1",10.6,18000,12000]
[206347323,null,"KERR","HRCU-A-CB-O (Mini-Split Heat Pump, with Remote Outdoor Unit Air-Source, Free Delivery)","A-KMH24SU-1A","Mini-Splits (Non-Ducted)","B-KMH24UU-1",11.6,24600,14500]
[206348124,null,"PERFECTAIRE","HRCU-A-CB (Mini-Split System: Heat Pump with Outdoor Unit-Air-Source, Ducted)","1KARDA09SZO25","Mini-Splits (Ducted)","2PAMSDH09",12,10000,7200]
[206348129,null,"MIDEA","HRCU-A-CB-O (Mini-Split Heat Pump, with Remote Outdoor Unit Air-Source, Free Delivery)","MICVRAQ12AA1","Mini-Splits (Non-Ducted)","MIFVHAQ12XA1",9.4,12000,6500]
[206348134,null,"CARRIER","HRCU-A-CB-O (Mini-Split Heat Pump, with Remote Outdoor Unit Air-Source, Free Delivery)","38MARBQ12AA1","Mini-Splits (Non-Ducted)","40MAHBQ12XA1",11.6,12100,7400]
[201763901,null,"MDV","HMSV-A-CB (Multi-Split Heat Pump)","M2OF-18HFN1-M***","Ducted Indoor Units","Multiple combinations, check manufacturer compatibility",10,18500,11500]
[201763906,null,"MDV","HMSV-A-CB (Multi-Split Heat Pump)","M4OF-36HFN1-M***","Ducted Indoor Units","Multiple combinations, check manufacturer compatibility",10,37000,23000]
[201763911,null,"MDV","HMSV-A-CB (Multi-Split Heat Pump)","M5OF-48HFN1-M**","Ducted Indoor Units","Multiple combinations, check manufacturer compatibility",11.5,50000,34000]
[201763916,null,"MDV","HMSV-A-CB (Multi-Split Heat Pump)","M3OF-27HFN1-M***","Ducted Indoor Units","Multiple combinations, check manufacturer compatibility",10,28000,17600]
[201763917,null,"MDV","HMSV-A-CB (Multi-Split Heat Pump)","M3OF-27HFN1-M****","Ducted Indoor Units","Multiple combinations, check manufacturer compatibility",10,24000,17600]
[201830348,null,"KARDA","HRCU-A-CB-O (Mini-Split Heat Pump, with Remote Outdoor Unit Air-Source, Free Delivery)","1PAMSHH24-SZO-20.5","Mini-Splits (Non-Ducted)","1PAMSHH24-SZW-20.5",11.5,24000,15400]
[201830357,null,"AC PRO","HRCU-A-CB-O (Mini-Split Heat Pump, with Remote Outdoor Unit Air-Source, Free Delivery)","2PAMSH30B-SZO-18","Mini-Splits (Non-Ducted)","2PAMSH30B-SZW-18",9.6,30000,19000]
[201830362,null,"AC PRO","HMSV-A-CB (Multi-Split Heat Pump)","2PAMSH48-MZO5","Non-Ducted Indoor Units","Multiple combinations, check manufacturer compatibility",10.199999999999999,48000,29600]
[201830364,null,"MIDEA","HMSV-A-CB (Multi-Split Heat Pump)","MDV-H36DVN1-(C)*","Ducted Indoor Units","Multiple combinations, check manufacturer compatibility",9.1999999999999993,40000,25000]
[201755337,null,"C&H","HRCU-A-CB (Mini-Split System: Heat Pump with Outdoor Unit-Air-Source, Ducted)","CH-48LCU/O","Mini-Splits (Ducted)","CH-48LCDTU/I",10.3,49500,33400]
[201755943,null,"Mitsubishi Electric","HMSV-A-CB-O (Multi-Split Heat Pump, Free Delivery)","MXZ-4C36NA2","Non-Ducted Indoor Units","Multiple combinations, check manufacturer compatibility",11,36000,22200]
[201756531,null,"MDV","HRCU-A-CB-O (Mini-Split Heat Pump, with Remote Outdoor Unit Air-Source, Free Delivery)","MOCA30-24HFN1-MP0W","Mini-Splits (Non-Ducted)","CMSAED-23HRFN1-MQ0W",9.6,24800,15300]
[201756532,null,"MIDEA","HRCU-A-CB-O (Mini-Split Heat Pump, with Remote Outdoor Unit Air-Source, Free Delivery)","DLCERAH12AAJ","Mini-Splits (Non-Ducted)","DLFEHAH12XAJ",10.3,12000,7200]
[201771982,null,"MDV","HMSV-A-CB (Multi-Split Heat Pump)","M5OF-48HFN1-M**","Mixed Ducted and Non-Ducted Indoor Units","Multiple combinations, check manufacturer compatibility",10.85,49000,32200]
[201771988,null,"LENNOX","HMSV-A-CB (Multi-Split Heat Pump)","MLA030S4M-1P","Non-Ducted Indoor Units","Multiple combinations, check manufacturer compatibility",10.4,28000,18000]
[201786769,null,"NOVAIR PLUS","HRCU-A-CB-O (Mini-Split Heat Pump, with Remote Outdoor Unit Air-Source, Free Delivery)","18EVONVO","Mini-Splits (Non-Ducted)","18EVONVI",10.3,18000,10800]
[201786770,null,"NOVAIR PLUS","HRCU-A-CB-O (Mini-Split Heat Pump, with Remote Outdoor Unit Air-Source, Free Delivery)","24EVONVO","Mini-Splits (Non-Ducted)","24EVONVI",11.5,24000,15400]
[201796609,null,"MIDEA","HRCU-A-CB (Mini-Split System: Heat Pump with Outdoor Unit-Air-Source, Ducted)","DLCSRAH12AAK","Mini-Splits (Ducted)","DLFSDAH12XAK",11,12500,8100]
[206330133,null,"MDV","HRCU-A-CB (Mini-Split System: Heat Pump with Outdoor Unit-Air-Source, Ducted)","MOD33-24HFN1-MT0W","Mini-Splits (Ducted)","MTIU-24HWFN1-M",11.2,24600,13500]
[206330208,null,"INNOVAIR","HRCU-A-CB-O (Mini-Split Heat Pump, with Remote Outdoor Unit Air-Source, Free Delivery)","EIN13H2V32(O)","Mini-Splits (Non-Ducted)","EIN13H2V32(I)",14,12200,8300]
[206330209,null,"INNOVAIR","HRCU-A-CB-O (Mini-Split Heat Pump, with Remote Outdoor Unit Air-Source, Free Delivery)","EIN18H2V32(O)","Mini-Splits (Non-Ducted)","EIN18H2V32(I)",12,18000,14200]
[206331352,null,"Trane / Mitsubishi Electric","HRCU-A-CB-O (Mini-Split Heat Pump, with Remote Outdoor Unit Air-Source, Free Delivery)","NTXSKH12A112AA","Mini-Splits (Non-Ducted)","MLZ-KP12NA",10.199999999999999,15000,9100]
[206350323,null,"Weathermaker","HRCU-A-CB-O (Mini-Split Heat Pump, with Remote Outdoor Unit Air-Source, Free Delivery)","38MARBQ09AA3","Mini-Splits (Non-Ducted)","DHMAHBQ09XA3",13,11800,7500]
[206315656,null,"ACIQ","HMSV-A-CB (Multi-Split Heat Pump)","ACIQ-48Z-HH-M5","Non-Ducted Indoor Units","Multiple combinations, check manufacturer compatibility",10.3,49000,30000]
[206315657,null,"1HVAC","HMSV-A-CB (Multi-Split Heat Pump)","ACIQ-18Z-HH-M2","Non-Ducted Indoor Units","Multiple combinations, check manufacturer compatibility",9.8000000000000007,20000,12600]
[10333756,null,"WINDAIR","HRCU-A-CB-O (Mini-Split Heat Pump, with Remote Outdoor Unit Air-Source, Free Delivery)","EWH18CR3A/O","Mini-Splits (Non-Ducted)","EWH18CR3A/I",10.5,19000,12700]
[10338148,null,"KINGHOME","HRCU-A-CB (Mini-Split System: Heat Pump with Outdoor Unit-Air-Source, Ducted)","KU21-ODU36-3","Mini-Splits (Ducted)","KU21-CDU36-3",9,41000,24600]
[10338155,null,"KINGHOME","HRCU-A-CB (Mini-Split System: Heat Pump with Outdoor Unit-Air-Source, Ducted)","KU21-ODU42-3","Mini-Splits (Ducted)","KU21-CDU42-3",9,44000,24800]
[10338156,null,"KINGHOME","HRCU-A-CB-O (Mini-Split Heat Pump, with Remote Outdoor Unit Air-Source, Free Delivery)","KW36HQ2B4DO","Mini-Splits (Non-Ducted)","KW36HQ2B4DI",9,34600,20200]
[204462631,null,"KINGHOME","HRCU-A-CB (Mini-Split System: Heat Pump with Outdoor Unit-Air-Source, Ducted)","KU21-ODU42-4","Mini-Splits (Ducted)","KU21-CDU42-4S",9,47000,28600]
[204462797,null,"AIR-CON","HRCU-A-CB-O (Mini-Split Heat Pump, with Remote Outdoor Unit Air-Source, Free Delivery)","AMSCI4H4S36","Mixed Ducted and Non-Ducted Indoor Units","Multiple combinations, check manufacturer compatibility",10.9,36000,22600]
[204469760,null,"MRCOOL","HRCU-A-CB-O (Mini-Split Heat Pump, with Remote Outdoor Unit Air-Source, Free Delivery)","O-ES-24-HP-C-230","Mini-Splits (Non-Ducted)","CASSETTE24HP-230",10.5,24400,15800]
[204469761,null,"MRCOOL","HRCU-A-CB (Mini-Split System: Heat Pump with Outdoor Unit-Air-Source, Ducted)","O-ES-09-HP-C-230","Mini-Splits (Ducted)","DUCT-09HP-230",11.5,10000,6800]
[204469766,null,"MRCOOL","HRCU-A-CB-O (Mini-Split Heat Pump, with Remote Outdoor Unit Air-Source, Free Delivery)","O-HH-18-HP-C-230","Mini-Splits (Non-Ducted)","CASSETTE18HP-230",10.5,18000,12000]
[206328176,null,"American Standard / Mitsubishi Electric","HRCU-A-CB (Mini-Split System: Heat Pump with Outdoor Unit-Air-Source, Ducted)","NAXSKH12A112AA","Mini-Splits (Ducted)","PEAD-A12AA7",11,15000,9000]
[206328183,null,"American Standard / Mitsubishi Electric","HRCU-A-CB (Mini-Split System: Heat Pump with Outdoor Unit-Air-Source, Ducted)","NAXSKH36A112AA","Mini-Splits (Ducted)","PEAD-A36AA7",9,37000,25400]
[206328184,null,"American Standard / Mitsubishi Electric","HRCU-A-CB (Mini-Split System: Heat Pump with Outdoor Unit-Air-Source, Ducted)","NAXSKH12A112AA","Mini-Splits (Ducted)","NTXAMT12A112AA",10.199999999999999,15000,8900]
[206328193,null,"American Standard / Mitsubishi Electric","HRCU-A-CB-O (Mini-Split Heat Pump, with Remote Outdoor Unit Air-Source, Free Delivery)","NAXSKH18A112AA","Mini-Splits (Non-Ducted)","NTXCKS18A112AA",9.4,18800,12100]
[10325015,null,"KINGHOME","HRCU-A-CB-O (Mini-Split Heat Pump, with Remote Outdoor Unit Air-Source, Free Delivery)","KW12HQ3B8AO","Mini-Splits (Non-Ducted)","KW12HQ3B8AI",9,13000,7500]
[10327030,null,"DIAMONDAIR","HRCU-A-CB-O (Mini-Split Heat Pump, with Remote Outdoor Unit Air-Source, Free Delivery)","D2018SHO","Mini-Splits (Non-Ducted)","DF2018CI",10.5,18000,12000]
[10327031,null,"DIAMONDAIR","HRCU-A-CB-O (Mini-Split Heat Pump, with Remote Outdoor Unit Air-Source, Free Delivery)","D2024SHO","Mini-Splits (Non-Ducted)","DF2024CI",11.5,24000,16200]
[10327038,null,"TGM","HMSV-A-CB (Multi-Split Heat Pump)","MMCUT27AS3","Non-Ducted Indoor Units","Multiple combinations, check manufacturer compatibility",9.8000000000000007,28000,16800]
[202021959,null,"WABBAN","HRCU-A-CB-O (Mini-Split Heat Pump, with Remote Outdoor Unit Air-Source, Free Delivery)","BB09UW3SVETE/O","Mini-Splits (Non-Ducted)","BB09UW3SVETE/I",10.5,9500,5000]
[202021964,null,"WABBAN","HRCU-A-CB-O (Mini-Split Heat Pump, with Remote Outdoor Unit Air-Source, Free Delivery)","BB24UW3SDBTE/O","Mini-Splits (Non-Ducted)","BB24UW3SDBTE/I",10.5,24200,15400]
[202021965,null,"WABBAN","HRCU-A-CB-O (Mini-Split Heat Pump, with Remote Outdoor Unit Air-Source, Free Delivery)","BB09UW3SXETE00/O","Mini-Splits (Non-Ducted)","BB09UW3SXETE00/I",12.5,10500,6500]
[202021970,null,"WABBAN","HRCU-A-CB-O (Mini-Split Heat Pump, with Remote Outdoor Unit Air-Source, Free Delivery)","BB12UW3SVETE/O","Mini-Splits (Non-Ducted)","BB12UW3SVETE/I",9,13000,7500]
[202022699,null,"KLIMAIRE","HRCU-A-CB-O (Mini-Split Heat Pump, with Remote Outdoor Unit Air-Source, Free Delivery)","KSIA018-H217-O","Mini-Splits (Non-Ducted)","KSIA018-H217-I",9,18400,10000]
[202053792,null,"BOREAL","HRCU-A-CB-O (Mini-Split Heat Pump, with Remote Outdoor Unit Air-Source, Free Delivery)","KON12HPJ1OB","Mini-Splits (Non-Ducted)","KON12HPJ1IB",9,13000,7500]
[202911535,null,"HISENSE","HRCU-A-CB-O (Mini-Split Heat Pump, with Remote Outdoor Unit Air-Source, Free Delivery)","AMW4-36U3STA","Mini-Splits (Non-Ducted)","AST-09UW3SVE**00AST-09UW3SVE**00AST-09UW3SVE**00AST-09UW3SVE**00",11,36000,23200]
[202918802,null,"MRCOOL","HMSV-A-CB (Multi-Split Heat Pump)","MULTI2-18HP230V1","Non-Ducted Indoor Units","Multiple combinations, check manufacturer compatibility",10.3,19000,12000]
[202918807,null,"BLUERIDGE","HMSV-A-CB (Multi-Split Heat Pump)","BM27M23C","Ducted Indoor Units","Multiple combinations, check manufacturer compatibility",10,28000,17600]
[206223042,null,"Mitsubishi Electric","HRCU-A-CB-O (Mini-Split Heat Pump, with Remote Outdoor Unit Air-Source, Free Delivery)","PUZ-HA24NHA1","Mini-Splits (Non-Ducted)","PCA-A24KA7",10.3,26000,17700]
[206223043,null,"Mitsubishi Electric","HRCU-A-CB (Mini-Split System: Heat Pump with Outdoor Unit-Air-Source, Ducted)","PUZ-HA24NHA1","Mini-Splits (Ducted)","PEAD-A24AA7",10.4,25000,18000]
[203175657,null,"COVAC","HRCU-A-CB-O (Mini-Split Heat Pump, with Remote Outdoor Unit Air-Source, Free Delivery)","MOB30-12HFN1-BS0W","Mini-Splits (Non-Ducted)","MSABB-12HRFN1-BS0W",9.5,12000,7500]
[203238004,null,"SUPREME","HRCU-A-CB-O (Mini-Split Heat Pump, with Remote Outdoor Unit Air-Source, Free Delivery)","YS25M-09HRDN1","Mini-Splits (Non-Ducted)","YS25M-09HRDN1",11.2,10900,6900]
[10392955,null,"GREE","HMSV-A-CB (Multi-Split Heat Pump)","GWHD(48S)HD3DO","Ducted Indoor Units","Multiple combinations, check manufacturer compatibility",10,54000,37000]
[10399150,null,"LG","HRCU-A-CB (Mini-Split System: Heat Pump with Outdoor Unit-Air-Source, Ducted)","LUU368HV","Mini-Splits (Ducted)","LVN360HV4",10,40000,25600]
[10435321,null,"SEA BREEZE","HMSV-A-CB (Multi-Split Heat Pump)","SMZ18H422ZOGB","Non-Ducted Indoor Units","Multiple combinations, check manufacturer compatibility",11,19000,12800]
[10441878,null,"PERFECTAIRE","HRCU-A-CB-O (Mini-Split Heat Pump, with Remote Outdoor Unit Air-Source, Free Delivery)","2PAMSHQCO36-16","Mini-Splits (Non-Ducted)","2PAMSHQCW36-16",9,36000,21200]
[10300063,null,"GOODMAN","HMSV-A-CB (Multi-Split Heat Pump)","MST363E21MCAA","Non-Ducted Indoor Units","Multiple combinations, check manufacturer compatibility",10.3,36000,25400]
[10305073,null,"BOREAL","HRCU-A-CB-O (Mini-Split Heat Pump, with Remote Outdoor Unit Air-Source, Free Delivery)","SOL12HPL1OB","Mini-Splits (Non-Ducted)","SOL12HPL1IB",9,13000,7600]
[10306424,null,"DIRECT AIR","HRCU-A-CB-O (Mini-Split Heat Pump, with Remote Outdoor Unit Air-Source, Free Delivery)","DIR-09HP17-DKO","Mini-Splits (Non-Ducted)","DIR-09HP17-DKI",10.5,10000,5000]
[10445885,null,"QUUL","HRCU-A-CB-O (Mini-Split Heat Pump, with Remote Outdoor Unit Air-Source, Free Delivery)","R.Q.AB36.OUT","Mini-Splits (Non-Ducted)","R.Q.AB36",10,36000,21400]
[10477259,null,"TRANE","HRCU-A-CB-O (Mini-Split Heat Pump, with Remote Outdoor Unit Air-Source, Free Delivery)","4TUK4524A10N0A","Mini-Splits (Non-Ducted)","4MUW4524A10N0A",10.8,27000,16300]
[10477260,null,"TRANE","HRCU-A-CB-O (Mini-Split Heat Pump, with Remote Outdoor Unit Air-Source, Free Delivery)","4TUK4530A10N0A","Mini-Splits (Non-Ducted)","4MUW4530A10N0A",9.1999999999999993,32000,21000]
[10498913,null,"TRANE","HRCU-A-CB-O (Mini-Split Heat Pump, with Remote Outdoor Unit Air-Source, Free Delivery)","4TUKN530A10N0A","Mini-Splits (Non-Ducted)","4MUC4530A10N0A",10.1,32000,20800]
[206315660,null,"1HVAC","HMSV-A-CB (Multi-Split Heat Pump)","ACIQ-48Z-HH-M5","Non-Ducted Indoor Units","Multiple combinations, check manufacturer compatibility",10.3,49000,30000]
[206319654,null,"AMERICAN STANDARD","HRCU-A-CB (Mini-Split System: Heat Pump with Outdoor Unit-Air-Source, Ducted)","4TXM2336A15NU**","Mixed Ducted and Non-Ducted Indoor Units","Multiple combinations, check manufacturer compatibility",9.5,42000,30400]
[203363530,null,"NAPOLEON","HMSV-A-CB (Multi-Split Heat Pump)","NMZO-27F-B","Non-Ducted Indoor Units","Multiple combinations, check manufacturer compatibility",10.3,28000,17200]
[203363535,null,"NAPOLEON","HMSV-A-CB (Multi-Split Heat Pump)","NMZO-27F-B","Mixed Ducted and Non-Ducted Indoor Units","Multiple combinations, check manufacturer compatibility",10.4,27400,17700]
[203363540,null,"ACD","HRCU-A-CB-O (Mini-Split Heat Pump, with Remote Outdoor Unit Air-Source, Free Delivery)","APD24KCH16S-O","Mini-Splits (Non-Ducted)","APD24KCH16S-I",9,23000,13500]
[10345676,null,"GREE","HRCU-A-CB-O (Mini-Split Heat Pump, with Remote Outdoor Unit Air-Source, Free Delivery)","LIVS12HP230V1AO","Mini-Splits (Non-Ducted)","LIVS12HP230V1BH",9,13000,8100]
[10345811,null,"GREE","HRCU-A-CB-O (Mini-Split Heat Pump, with Remote Outdoor Unit Air-Source, Free Delivery)","LIVS18HP230V1AO","Mini-Splits (Non-Ducted)","LIVS18HP230V1BH",9,19000,12000]
[10347128,null,"GREE","HRCU-A-CB-O (Mini-Split Heat Pump, with Remote Outdoor Unit Air-Source, Free Delivery)","LIVS09HP115V1BO","Mini-Splits (Non-Ducted)","LIVS09HP115V1AH",9,9600,5400]
[10347137,null,"GREE","HRCU-A-CB-O (Mini-Split Heat Pump, with Remote Outdoor Unit Air-Source, Free Delivery)","VIR24HP230V1BO","Mini-Splits (Non-Ducted)","VIR24HP230V1AH",10,23000,14600]
[204469770,null,"MRCOOL","HRCU-A-CB (Mini-Split System: Heat Pump with Outdoor Unit-Air-Source, Ducted)","O-HH-18-HP-C-230","Mini-Splits (Ducted)","DUCT-18HP-230",11,19000,13400]
[204469771,null,"MRCOOL","HRCU-A-CB (Mini-Split System: Heat Pump with Outdoor Unit-Air-Source, Ducted)","O-HH-24-HP-C-230","Mini-Splits (Ducted)","DUCT-24HP-230",12.5,24000,17200]
[204517337,null,"AIR MAX","HRCU-A-CB-O (Mini-Split Heat Pump, with Remote Outdoor Unit Air-Source, Free Delivery)","AWGSC30-H2","Mini-Splits (Non-Ducted)","AWGSE30-H2",9,28400,19200]
[203376774,null,"CONCORD","HMSV-A-CB (Multi-Split Heat Pump)","4DHP1S30M-2P","Non-Ducted Indoor Units","Multiple combinations, check manufacturer compatibility",10.3,28000,17200]
[202850719,null,"Trane / Mitsubishi Electric","HMSV-A-CB (Multi-Split Heat Pump)","TUMYH0481AK40**","Mixed Ducted and Non-Ducted Indoor Units","Multiple combinations, check manufacturer compatibility",11.5,54000,40500]
[202864314,null,"HISENSE","HRCU-A-CB-O (Mini-Split Heat Pump, with Remote Outdoor Unit Air-Source, Free Delivery)","AMW3-24U3SAA","Mini-Splits (Non-Ducted)","AST-07UW3SVE**00AST-09UW3SVE**00AST-09UW3SVE**00",11,24000,15400]
[202882198,null,"KARDA","HMSV-A-CB (Multi-Split Heat Pump)","2PAMSH27-MZO3","Mixed Ducted and Non-Ducted Indoor Units","Multiple combinations, check manufacturer compatibility",10.4,27400,17700]
[202882203,null,"PERFECTAIRE","HMSV-A-CB (Multi-Split Heat Pump)","2PAMSH48-MZO5","Ducted Indoor Units","Multiple combinations, check manufacturer compatibility",11.5,50000,34000]
[202882208,null,"PERFECTAIRE","HMSV-A-CB (Multi-Split Heat Pump)","2PAMSH18-MZO2","Mixed Ducted and Non-Ducted Indoor Units","Multiple combinations, check manufacturer compatibility",9.85,18200,11550]
[10272499,null,"AIR-CON","HRCU-A-CB-O (Mini-Split Heat Pump, with Remote Outdoor Unit Air-Source, Free Delivery)","ATUCI4H1S12","Mini-Splits (Non-Ducted)","ATUEM4H1S12",9.35,13200,7200]
[10276432,null,"DAIKIN","HRCU-A-CB-O (Mini-Split Heat Pump, with Remote Outdoor Unit Air-Source, Free Delivery)","RXS12SL116","Mini-Splits (Non-Ducted)","FTXS12SL116",9,13000,7500]
[10276437,null,"MCQUAY","HRCU-A-CB-O (Mini-Split Heat Pump, with Remote Outdoor Unit Air-Source, Free Delivery)","MQIS-184012-HCU216A","Mini-Splits (Non-Ducted)","MQIS-184012-HWF216A",9,13000,7500]
[10277680,null,"BOREAL","HRCU-A-CB-O (Mini-Split Heat Pump, with Remote Outdoor Unit Air-Source, Free Delivery)","SOL09HPL1OB","Mini-Splits (Non-Ducted)","SOL09HPL1IB",9,9600,5400]
[10277681,null,"BOREAL","HRCU-A-CB-O (Mini-Split Heat Pump, with Remote Outdoor Unit Air-Source, Free Delivery)","SOL12HPJ1OB","Mini-Splits (Non-Ducted)","SOL12HPJ1IB",9,13000,7700]
[10511460,null,"AC PRO.COM","HRCU-A-CB (Mini-Split System: Heat Pump with Outdoor Unit-Air-Source, Ducted)","AUHD48ND3FO","Mini-Splits (Ducted)","AFH48D3FI",9,54500,30600]
[10511465,null,"AC PRO.COM","HRCU-A-CB-O (Mini-Split Heat Pump, with Remote Outdoor Unit Air-Source, Free Delivery)","AUHD18ND3FO","Mini-Splits (Non-Ducted)","ATH18D3FI",9.5,19100,10900]
[10511472,null,"AC PRO.COM","HRCU-A-CB (Mini-Split System: Heat Pump with Outdoor Unit-Air-Source, Ducted)","AUHD42ND3F1O","Mini-Splits (Ducted)","FH42D3F3I",9,47000,28600]
[10511474,null,"AC PRO.COM","HRCU-A-CB (Mini-Split System: Heat Pump with Outdoor Unit-Air-Source, Ducted)","AUHD48ND3F1O","Mini-Splits (Ducted)","AFH48D3F3I",9,51000,33000]
[203238011,null,"MAXI AIR","HRCU-A-CB-O (Mini-Split Heat Pump, with Remote Outdoor Unit Air-Source, Free Delivery)","YS21F-24HRDN1","Mini-Splits (Non-Ducted)","YS21F-24HRDN1",10,25000,15300]
[203238488,null,"ELIOS","HRCU-A-CB-O (Mini-Split Heat Pump, with Remote Outdoor Unit Air-Source, Free Delivery)","DE18HOS23230E2","Mini-Splits (Non-Ducted)","DE18HIW23230E3",10.4,18000,11400]
[203238496,null,"ELIOS","HRCU-A-CB (Mini-Split System: Heat Pump with Outdoor Unit-Air-Source, Ducted)","DE24HOS23230E2","Mini-Splits (Ducted)","DE24HIDU230X5",11,24400,16000]
[203238498,null,"ELIOS","HRCU-A-CB-O (Mini-Split Heat Pump, with Remote Outdoor Unit Air-Source, Free Delivery)","DE09HOS23230E2","Mini-Splits (Non-Ducted)","DE09HICU230X5",10.5,10000,5800]
[10339676,null,"KINGHOME","HMSV-A-CB (Multi-Split Heat Pump)","KM18H4O","Mixed Ducted and Non-Ducted Indoor Units","Multiple combinations, check manufacturer compatibility",9.75,19000,12100]
[10340485,null,"KINGHOME","HMSV-A-CB-O (Multi-Split Heat Pump, Free Delivery)","KM36H4O","Non-Ducted Indoor Units","Multiple combinations, check manufacturer compatibility",11.5,42500,20000]
[203376853,null,"REZNOR","HRCU-A-CB-O (Mini-Split Heat Pump, with Remote Outdoor Unit Air-Source, Free Delivery)","GXH18(5.3)FMK4DH","Non-Ducted Indoor Units","Multiple combinations, check manufacturer compatibility",9,19000,12300]
[203376854,null,"REZNOR","HRCU-A-CB-O (Mini-Split Heat Pump, with Remote Outdoor Unit Air-Source, Free Delivery)","GXH24(7.0)FMK4DH","Non-Ducted Indoor Units","Multiple combinations, check manufacturer compatibility",10.199999999999999,29000,17800]
[10509451,null,"AC PRO.COM","HMSV-A-CB (Multi-Split Heat Pump)","GMV-36WL/A-T(U)","Ducted Indoor Units","Multiple combinations, check manufacturer compatibility",9,42000,25200]
[10509458,null,"AC PRO.COM","HMSV-A-CB (Multi-Split Heat Pump)","GMV-48WL/B-T(U)","Non-Ducted Indoor Units","Multiple combinations, check manufacturer compatibility",11,54000,38000]
[10509463,null,"AC PRO.COM","HMSV-A-CB (Multi-Split Heat Pump)","GMV-HY48WLT/A-T(U)","Ducted Indoor Units","Multiple combinations, check manufacturer compatibility",10,54000,35000]
[10509464,null,"AC PRO.COM","HMSV-A-CB (Multi-Split Heat Pump)","GMV-36WL/A-T(U)","Non-Ducted Indoor Units","Multiple combinations, check manufacturer compatibility",9,41500,24000]
[10443474,null,"LG","HMSV-A-CB (Multi-Split Heat Pump)","LMU420HHV","Ducted Indoor Units","Multiple combinations, check manufacturer compatibility",10.5,45000,29000]
[10443486,null,"INNOVAIR","HRCU-A-CB-O (Mini-Split Heat Pump, with Remote Outdoor Unit Air-Source, Free Delivery)","TIN625H2V33(O)","Mini-Splits (Non-Ducted)","TIN625H2V33(I)",9,25000,14800]
[10445111,null,"LG","HMSV-A-CB (Multi-Split Heat Pump)","LMU360HHV","Mixed Ducted and Non-Ducted Indoor Units","Multiple combinations, check manufacturer compatibility",11,40500,27400]
[10445372,null,"LG","HMSV-A-CB (Multi-Split Heat Pump)","LMU180HHV","Non-Ducted Indoor Units","Multiple combinations, check manufacturer compatibility",10,22000,14700]
[207188932,null,"AIRQUEST","HRCU-A-CB-O (Mini-Split Heat Pump, with Remote Outdoor Unit Air-Source, Free Delivery)","DLCSRBH06AAK","Mini-Splits (Non-Ducted)","DLFSHBH06XAK",11,7000,9000]
[207188937,null,"Weathermaker","HRCU-A-CB-O (Mini-Split Heat Pump, with Remote Outdoor Unit Air-Source, Free Delivery)","38MARBQ06AA3","Mini-Splits (Non-Ducted)","DHMAHBQ06XA3",14,7000,9000]
[207188942,null,"MRCOOL","HRCU-A-CB-O (Mini-Split Heat Pump, with Remote Outdoor Unit Air-Source, Free Delivery)","EZPRO-18-HP-C-23016","Mini-Splits (Non-Ducted)","EZPRO-18-HP-WMAH-230",9.86,18700,10900]
[207188943,null,"MRCOOL","HRCU-A-CB-O (Mini-Split Heat Pump, with Remote Outdoor Unit Air-Source, Free Delivery)","EZPRO-24-HP-C-23016","Mini-Splits (Non-Ducted)","EZPRO-24-HP-WMAH-230",10.3,25000,18000]
[207093701,null,"YORK","HRCU-A-CB-O (Mini-Split Heat Pump, with Remote Outdoor Unit Air-Source, Free Delivery)","YHKE12YJMEXCO-X","Mini-Splits (Non-Ducted)","YHKE12XJMEXC-RX",11,12300,9700]
[207094535,null,"GREE","HRCU-A-CB-O (Mini-Split Heat Pump, with Remote Outdoor Unit Air-Source, Free Delivery)","LIVV12HP115V1AO","Mini-Splits (Non-Ducted)","LIVV12HP115V1AH",9,13000,7500]
[207131737,null,"PERFECTAIRE","HRCU-A-CB-O (Mini-Split Heat Pump, with Remote Outdoor Unit Air-Source, Free Delivery)","3PAMSH12AA-SZO","Mini-Splits (Non-Ducted)","3PAMSH12A-SZW",9.4,12000,6500]
[207131744,null,"Coast Air","HRCU-A-CB-O (Mini-Split Heat Pump, with Remote Outdoor Unit Air-Source, Free Delivery)","A-CAD18-1","Mini-Splits (Non-Ducted)","B-CAD18-1",10,18000,11300]
[207200545,null,"AUX","HRCU-A-CB-O (Mini-Split Heat Pump, with Remote Outdoor Unit Air-Source, Free Delivery)","ASW-H18UA2/#R1DI-US","Mini-Splits (Non-Ducted)","ASW-H18UA2/#R1DI-US",9,18400,10000]
[207201626,null,"GREE","HRCU-A-CB-O (Mini-Split Heat Pump, with Remote Outdoor Unit Air-Source, Free Delivery)","3VIR09HP230V1AO","Mini-Splits (Non-Ducted)","FLR09HP230V1BF",11.2,11000,6900]
[207201631,null,"GREE","HRCU-A-CB-O (Mini-Split Heat Pump, with Remote Outdoor Unit Air-Source, Free Delivery)","3VIR18HP230V1AO","Mini-Splits (Non-Ducted)","CAS18HP230V1BC",10,18200,12500]
[207201633,null,"GREE","HRCU-A-CB (Mini-Split System: Heat Pump with Outdoor Unit-Air-Source, Ducted)","3VIR24HP230V1AO","Mini-Splits (Ducted)","DUCT24HP230V1BD",10,24000,14900]
[204874302,null,"Trane / Mitsubishi Electric","HRCU-A-CB-O (Mini-Split Heat Pump, with Remote Outdoor Unit Air-Source, Free Delivery)","TRUZH0361HA50NA","Mini-Splits (Non-Ducted)","TPVA0A0361AA70A",11,38000,29000]
[204893025,null,"GREE","HRCU-A-CB-O (Mini-Split Heat Pump, with Remote Outdoor Unit Air-Source, Free Delivery)","GWH12QC-D3DNB2M/O","Mini-Splits (Non-Ducted)","GWH12QC-D3DN***/I",9,13000,7400]
[204926512,null,"Mitsubishi Electric","HMSV-A-CB (Multi-Split Heat Pump)","MXZ-4C36NAHZ2","Mixed Ducted and Non-Ducted Indoor Units","Multiple combinations, check manufacturer compatibility",11.15,45000,32000]
[204926514,null,"Mitsubishi Electric","HMSV-A-CB (Multi-Split Heat Pump)","MXZ-5C42NAHZ2","Mixed Ducted and Non-Ducted Indoor Units","Multiple combinations, check manufacturer compatibility",10.8,48000,34000]
[204926521,null,"American Standard / Mitsubishi Electric","HMSV-A-CB (Multi-Split Heat Pump)","NAXMMX60A182B*","Mixed Ducted and Non-Ducted Indoor Units","Multiple combinations, check manufacturer compatibility",10.7,66000,41000]
[205047888,null,"COMFORT-AIRE","HRCU-A-CB-O (Mini-Split Heat Pump, with Remote Outdoor Unit Air-Source, Free Delivery)","A-DVH12SG-1","Mini-Splits (Non-Ducted)","B-DVH12SG-1",9.5,12000,6800]
[205047894,null,"TK'S","HRCU-A-CB-O (Mini-Split Heat Pump, with Remote Outdoor Unit Air-Source, Free Delivery)","YS19AB-12HRN1","Mini-Splits (Non-Ducted)","YS19AB-12HRN1",9.5,12000,6800]
[205047895,null,"TK'S","HRCU-A-CB-O (Mini-Split Heat Pump, with Remote Outdoor Unit Air-Source, Free Delivery)","YS19AB-18HRN1","Mini-Splits (Non-Ducted)","YS19AB-18HRN1",10,18000,11000]
[205049534,null,"TOSOT","HMSV-A-CB (Multi-Split Heat Pump)","TMVRF-OC24KHP","Ducted Indoor Units","Multiple combinations, check manufacturer compatibility",10,28000,16500]
[205013175,null,"AMERICAN STANDARD","HRCU-A-CB (Mini-Split System: Heat Pump with Outdoor Unit-Air-Source, Ducted)","4TXU2030A10N0AA","Mini-Splits (Ducted)","4UXD2030A10N0AB",9,31200,16700]
[205013180,null,"MCQUAY","HRCU-A-CB (Mini-Split System: Heat Pump with Outdoor Unit-Air-Source, Ducted)","MQIU-164048-HCU216P","Mini-Splits (Ducted)","MQFC-164048-CHF216P",9,54500,30600]
[205013181,null,"MCQUAY","HRCU-A-CB-O (Mini-Split Heat Pump, with Remote Outdoor Unit Air-Source, Free Delivery)","MQIU-164036-HCU216P","Mini-Splits (Non-Ducted)","MQS-164036-CFC216P",9,41000,23400]
[205013186,null,"MCQUAY","HRCU-A-CB (Mini-Split System: Heat Pump with Outdoor Unit-Air-Source, Ducted)","MQIU-164024-HCU216P","Mini-Splits (Ducted)","MQFC-164024-CHF216P",10,27200,16700]
[206913023,null,"GREE","HMSV-A-CB (Multi-Split Heat Pump)","MULTIE36HP230V1AO","Ducted Indoor Units","Multiple combinations, check manufacturer compatibility",9,36000,23000]
[206913031,null,"GREE","HRCU-A-CB-O (Mini-Split Heat Pump, with Remote Outdoor Unit Air-Source, Free Delivery)","GWH12AGC-D3DNA1A/O","Mini-Splits (Non-Ducted)","GTH(12)CA-D3DN***/I",10.5,12000,7200]
[205123812,null,"HISENSE","HMSV-A-CB-O (Multi-Split Heat Pump, Free Delivery)","AMW5-42U3STA","Non-Ducted Indoor Units","Multiple combinations, check manufacturer compatibility",10,42000,24000]
[205129423,null,"LENNOX","HRCU-A-CB-O (Mini-Split Heat Pump, with Remote Outdoor Unit Air-Source, Free Delivery)","LI018HO-210P432","Mini-Splits (Non-Ducted)","LI018HI-210P432",9.8000000000000007,18000,10600]
[205129428,null,"LENNOX","HRCU-A-CB-O (Mini-Split Heat Pump, with Remote Outdoor Unit Air-Source, Free Delivery)","LI009HO-210P432","Mini-Splits (Non-Ducted)","LI009HI-210P432",9,10000,6200]
[205092765,null,"HISENSE","HRCU-A-CB-O (Mini-Split Heat Pump, with Remote Outdoor Unit Air-Source, Free Delivery)","AST-24UW3SDB01A","Mini-Splits (Non-Ducted)","AST-24UW3SDB**01A",10.5,26000,14500]
[205092766,null,"HISENSE","HRCU-A-CB-O (Mini-Split Heat Pump, with Remote Outdoor Unit Air-Source, Free Delivery)","AST-24UW3SDN01A","Mini-Splits (Non-Ducted)","AST-24UW3SDN**01A",10.5,26000,14500]
[205092772,null,"HISENSE","HRCU-A-CB-O (Mini-Split Heat Pump, with Remote Outdoor Unit Air-Source, Free Delivery)","AS-36UW3SDK00A","Mini-Splits (Non-Ducted)","AS-36UW3SDK**00A",9.6,33400,17500]
[205092777,null,"HISENSE","HRCU-A-CB-O (Mini-Split Heat Pump, with Remote Outdoor Unit Air-Source, Free Delivery)","AS-18UW3SBB00A","Mini-Splits (Non-Ducted)","AS-18UW3SBB**00A",11.6,19000,11600]
[202918828,null,"THERMOCORE","HRCU-A-CB-O (Mini-Split Heat Pump, with Remote Outdoor Unit Air-Source, Free Delivery)","T4E17S-H224-C","Mini-Splits (Non-Ducted)","T4E17S-H224-E",9.5,24000,14400]
[203160563,null,"PIONEER","HRCU-A-CB-O (Mini-Split Heat Pump, with Remote Outdoor Unit Air-Source, Free Delivery)","YN012GMFI32RPD","Mini-Splits (Non-Ducted)","WP012GMFI32HLD",14,12000,6800]
[203161352,null,"LG","HRCU-A-CB (Mini-Split System: Heat Pump with Outdoor Unit-Air-Source, Ducted)","LUU249HV","Mini-Splits (Ducted)","LVN241HV4",11,27000,18700]
[203162807,null,"Ameristar","HRCU-A-CB-O (Mini-Split Heat Pump, with Remote Outdoor Unit Air-Source, Free Delivery)","M4THS1818A11N**","Mini-Splits (Non-Ducted)","M4MHW1818A1N0**",10.7,19800,12400]
[202373738,null,"Trane / Mitsubishi Electric","HRCU-A-CB-O (Mini-Split Heat Pump, with Remote Outdoor Unit Air-Source, Free Delivery)","NTXSMT12A112A*","Mini-Splits (Non-Ducted)","NTXWMT12A112A*",10,12200,7600]
[202373739,null,"Trane / Mitsubishi Electric","HRCU-A-CB-O (Mini-Split Heat Pump, with Remote Outdoor Unit Air-Source, Free Delivery)","NTXSMT15A112A*","Mini-Splits (Non-Ducted)","NTXWMT15A112A*",10,18000,11500]
[202373744,null,"Trane / Mitsubishi Electric","HMSV-A-CB-O (Multi-Split Heat Pump, Free Delivery)","NTXMMX42A152A*","Non-Ducted Indoor Units","Multiple combinations, check manufacturer compatibility",10.3,45000,24400]
[202373830,null,"GREE","HRCU-A-CB-O (Mini-Split Heat Pump, with Remote Outdoor Unit Air-Source, Free Delivery)","GWH09ACD-D3DNA1A/O","Mini-Splits (Non-Ducted)","GWH09YD-D3DN***/I",15,9000,5600]
[207192276,null,"DIAMONDAIR","HRCU-A-CB-O (Mini-Split Heat Pump, with Remote Outdoor Unit Air-Source, Free Delivery)","D1612HMSOF","Mini-Splits (Non-Ducted)","D1612HMSIF",9.4,12000,6500]
[207192277,null,"DIAMONDAIR","HRCU-A-CB-O (Mini-Split Heat Pump, with Remote Outdoor Unit Air-Source, Free Delivery)","D1618HMSOF","Mini-Splits (Non-Ducted)","D1618HMSIF",9.6999999999999993,18000,11000]
[207192282,null,"PERFECTAIRE","HRCU-A-CB-O (Mini-Split Heat Pump, with Remote Outdoor Unit Air-Source, Free Delivery)","2PAMSH12-MZO","Mini-Splits (Non-Ducted)","2PAMSH12-MZW",9.8000000000000007,12000,7200]
[8898114,null,"KLIMAIRE","HRCU-A-CB-O (Mini-Split Heat Pump, with Remote Outdoor Unit Air-Source, Free Delivery)","KSIX012-H222-O","Mini-Splits (Non-Ducted)","KSIX012-H222-I",11,12000,7200]
[8905114,null,"LG","HRCU-A-CB-O (Mini-Split Heat Pump, with Remote Outdoor Unit Air-Source, Free Delivery)","LUU127HV","Mini-Splits (Non-Ducted)","LCN127HV4",10.4,14000,9100]
[8908615,null,"FUJITSU","HMSV-A-CB (Multi-Split Heat Pump)","AOU36RLXFZH","Non-Ducted Indoor Units","Multiple combinations, check manufacturer compatibility",10.3,36400,21400]
[205142782,null,"FRIEDRICH","HRCU-A-CB-O (Mini-Split Heat Pump, with Remote Outdoor Unit Air-Source, Free Delivery)","FPHSR12A1A-A","Mini-Splits (Non-Ducted)","FPHSW12A1B",10.5,13000,7500]
[205142788,null,"FRIEDRICH","HRCU-A-CB-O (Mini-Split Heat Pump, with Remote Outdoor Unit Air-Source, Free Delivery)","FRHSR09A3A-A","Mini-Splits (Non-Ducted)","FRHSW09A3B",12.5,10500,6500]
[205150421,null,"FRIEDRICH","HRCU-A-CB-O (Mini-Split Heat Pump, with Remote Outdoor Unit Air-Source, Free Delivery)","FPHFR36A3A","Mini-Splits (Non-Ducted)","FPHSC36A3B",10.5,36000,27200]
[205150422,null,"FRIEDRICH","HRCU-A-CB (Mini-Split System: Heat Pump with Outdoor Unit-Air-Source, Ducted)","FPHFR36A3A","Mini-Splits (Ducted)","FPHSD36A3A",9.5,36000,26000]
[204926529,null,"Trane / Mitsubishi Electric","HMSV-A-CB (Multi-Split Heat Pump)","NTXMMX60A182B*","Mixed Ducted and Non-Ducted Indoor Units","Multiple combinations, check manufacturer compatibility",10.7,66000,41000]
[204926537,null,"Mitsubishi Electric","HMSV-A-CB (Multi-Split Heat Pump)","PUMY-HP48NKMU1","Mixed Ducted and Non-Ducted Indoor Units","Multiple combinations, check manufacturer compatibility",11.5,54000,40500]
[8937155,null,"HITACHI","HMSV-A-CB (Multi-Split Heat Pump)","HVAHP036B21S","Non-Ducted Indoor Units","Multiple combinations, check manufacturer compatibility",12.8,40000,23800]
[8937157,null,"HITACHI","HMSV-A-CB (Multi-Split Heat Pump)","HVAHP036B21S","Mixed Ducted and Non-Ducted Indoor Units","Multiple combinations, check manufacturer compatibility",11.9,40000,23800]
[205104720,null,"FRIEDRICH","HRCU-A-CB (Mini-Split System: Heat Pump with Outdoor Unit-Air-Source, Ducted)","FPHFR18A3A","Mini-Splits (Ducted)","FPHFD18A3A",10,18000,12000]
[205104726,null,"C&H","HRCU-A-CB-O (Mini-Split Heat Pump, with Remote Outdoor Unit Air-Source, Free Delivery)","CH-18SPH-230VO","Mini-Splits (Non-Ducted)","CH-18DKT230VI",10.4,18000,11400]
[205118684,null,"RUNTRU","HRCU-A-CB-O (Mini-Split Heat Pump, with Remote Outdoor Unit Air-Source, Free Delivery)","M4THS1509A11N**","Mini-Splits (Non-Ducted)","M4MHW1509A1N0**",9,9500,5600]
[205118686,null,"RUNTRU","HRCU-A-CB-O (Mini-Split Heat Pump, with Remote Outdoor Unit Air-Source, Free Delivery)","M4THS1512A11N**","Mini-Splits (Non-Ducted)","M4MHW1512A1N0**",9,13000,8100]
[205049536,null,"TOSOT","HMSV-A-CB (Multi-Split Heat Pump)","TMVRF-48KUH","Mixed Ducted and Non-Ducted Indoor Units","Multiple combinations, check manufacturer compatibility",10.6,54000,38000]
[205072394,null,"ICE AIR","HMSV-A-CB (Multi-Split Heat Pump)","VFO-60BQAH","Ducted Indoor Units","Multiple combinations, check manufacturer compatibility",10,61000,35000]
[205072399,null,"ICE AIR","HMSV-A-CB (Multi-Split Heat Pump)","VFO-48BQAH","Mixed Ducted and Non-Ducted Indoor Units","Multiple combinations, check manufacturer compatibility",10,54000,32000]
[205072400,null,"ICE AIR","HMSV-A-CB (Multi-Split Heat Pump)","VFO-60BQAH","Mixed Ducted and Non-Ducted Indoor Units","Multiple combinations, check manufacturer compatibility",10.25,61000,35000]
[8967211,null,"MRCOOL","HRCU-A-CB-O (Mini-Split Heat Pump, with Remote Outdoor Unit Air-Source, Free Delivery)","O-HH-18-HP-C-230","Mini-Splits (Non-Ducted)","O-HH-18-HP-WMAH-230",10.3,18000,10800]
[207201641,null,"MDV","HRCU-A-CB (Mini-Split System: Heat Pump with Outdoor Unit-Air-Source, Ducted)","MOE30U-60HFN1-MR0","Mini-Splits (Ducted)","MVC-60HWFN1-M",9.1999999999999993,60000,33800]
[207201874,null,"Haier","HRCU-A-CB (Mini-Split System: Heat Pump with Outdoor Unit-Air-Source, Ducted)","1U24RS2ERC","Mini-Splits (Ducted)","AD24MS2ERC",9,23600,10300]
[207201875,null,"Haier","HRCU-A-CB (Mini-Split System: Heat Pump with Outdoor Unit-Air-Source, Ducted)","1U36SS2ERC","Mini-Splits (Ducted)","AB36HS2ERC",9,33000,19000]
[8989597,null,"COMFORTSTAR","HMSV-A-CB (Multi-Split Heat Pump)","CM4-48-4Z","Non-Ducted Indoor Units","Multiple combinations, check manufacturer compatibility",10.3,36000,25400]
[205129432,null,"INNOVAIR","HRCU-A-CB-O (Mini-Split Heat Pump, with Remote Outdoor Unit Air-Source, Free Delivery)","VIN520H2V51(O)","Mini-Splits (Non-Ducted)","VIN520H2V51(I)",10,18000,11000]
[205129518,null,"AIR-CON","HRCU-A-CB-O (Mini-Split Heat Pump, with Remote Outdoor Unit Air-Source, Free Delivery)","ASLCI4H4S12","Mini-Splits (Non-Ducted)","ASLEC4H4S12",11.5,12000,7000]
[205129519,null,"AIR-CON","HRCU-A-CB-O (Mini-Split Heat Pump, with Remote Outdoor Unit Air-Source, Free Delivery)","ASLCI4H4S18","Mini-Splits (Non-Ducted)","ASLEC4H4S18",11,19000,11000]
[205130931,null,"MDV","HRCU-A-CB (Mini-Split System: Heat Pump with Outdoor Unit-Air-Source, Ducted)","MOD30U-36HFN1-MP0","Mini-Splits (Ducted)","MVB-36HWFN1-M",10.4,39000,25000]
[8937160,null,"HITACHI","HMSV-A-CB (Multi-Split Heat Pump)","HVAHP048B21S","Mixed Ducted and Non-Ducted Indoor Units","Multiple combinations, check manufacturer compatibility",11.75,54000,32000]
[8950568,null,"SAMSUNG","HRCU-A-CB (Mini-Split System: Heat Pump with Outdoor Unit-Air-Source, Ducted)","AC036JXADCH/AA","Mini-Splits (Ducted)","AC036KNZDCH/AA",10.199999999999999,40000,26000]
[8950573,null,"SAMSUNG","HRCU-A-CB (Mini-Split System: Heat Pump with Outdoor Unit-Air-Source, Ducted)","AC042JXADCH/AA","Mini-Splits (Ducted)","AC042KNZDCH/AA",9.6,47000,29400]
[8952857,null,"NAPOLEON","HRCU-A-CB-O (Mini-Split Heat Pump, with Remote Outdoor Unit Air-Source, Free Delivery)","NH25-18F-O","Mini-Splits (Non-Ducted)","NH25-18F-I",10.3,18000,10800]
[8952863,null,"NAPOLEON","HRCU-A-CB-O (Mini-Split Heat Pump, with Remote Outdoor Unit Air-Source, Free Delivery)","NH21-18F-O","Mini-Splits (Non-Ducted)","NH21-18F-I",10,18000,10400]
[205092295,null,"MIDEA","HRCU-A-CB-O (Mini-Split Heat Pump, with Remote Outdoor Unit Air-Source, Free Delivery)","MOB30-12HFN1-MV0W","Mini-Splits (Non-Ducted)","CS11M-12HRFN1-MU5W-ACR",12,12000,7800]
[205092296,null,"KOOLKING","HRCU-A-CB-O (Mini-Split Heat Pump, with Remote Outdoor Unit Air-Source, Free Delivery)","MOCA30-18HFN1-MTOW","Mini-Splits (Non-Ducted)","CS11M-18HRFN1-MT0W",10.3,18000,10800]
[205092301,null,"MIDEA","HRCU-A-CB-O (Mini-Split Heat Pump, with Remote Outdoor Unit Air-Source, Free Delivery)","MOCA01-24HFN1-MP0W","Mini-Splits (Non-Ducted)","MAMAD-24HRDN1-MP0W",9.5,24000,15000]
[205092306,null,"KOOLKING","HRCU-A-CB-O (Mini-Split Heat Pump, with Remote Outdoor Unit Air-Source, Free Delivery)","MOCA30-18HFN1-MT0W","Mini-Splits (Non-Ducted)","CS11M-18HRFN1-MT0W",10.3,18000,10800]
[8967216,null,"MRCOOL","HRCU-A-CB-O (Mini-Split Heat Pump, with Remote Outdoor Unit Air-Source, Free Delivery)","O-ES-24-HP-C-230","Mini-Splits (Non-Ducted)","O-ES-24-HP-WMAH-230",10,25000,15300]
[8975550,null,"THERMOCORE SYSTEMS","HRCU-A-CB-O (Mini-Split Heat Pump, with Remote Outdoor Unit Air-Source, Free Delivery)","T323S-H109-C","Mini-Splits (Non-Ducted)","T323S-H109-E",10.5,9800,5900]
[8975555,null,"THERMOCORE SYSTEMS","HRCU-A-CB-O (Mini-Split Heat Pump, with Remote Outdoor Unit Air-Source, Free Delivery)","T316S-H236-C","Mini-Splits (Non-Ducted)","T316S-H236-E",10,36000,21400]
[206400668,null,"Weathermaker","HRCU-A-CB-O (Mini-Split Heat Pump, with Remote Outdoor Unit Air-Source, Free Delivery)","38MARBQ18AA3","Mini-Splits (Non-Ducted)","DHMSHAQ18XA3",11,18000,10900]
[206401404,null,"Mitsubishi Electric","HRCU-A-CB-O (Mini-Split Heat Pump, with Remote Outdoor Unit Air-Source, Free Delivery)","MUZ-FH15NAH","Mini-Splits (Non-Ducted)","MSZ-FS15NA-U1",11,18000,11000]
[206401405,null,"American Standard / Mitsubishi Electric","HRCU-A-CB-O (Mini-Split Heat Pump, with Remote Outdoor Unit Air-Source, Free Delivery)","NAXSPB09A112A*","Mini-Splits (Non-Ducted)","NAXWPH09B112AA",12.5,10900,6700]
[206401410,null,"Trane / Mitsubishi Electric","HRCU-A-CB-O (Mini-Split Heat Pump, with Remote Outdoor Unit Air-Source, Free Delivery)","NTXSPB15A112A*","Mini-Splits (Non-Ducted)","NTXWPH15B112AA",11,18000,11000]
[204629315,null,"Mitsubishi Electric","HRCU-A-CB-O (Mini-Split Heat Pump, with Remote Outdoor Unit Air-Source, Free Delivery)","NTXSMT15A112A*","Mini-Splits (Non-Ducted)","NAXWMT15A112A*",10,18000,11500]
[204629320,null,"Mitsubishi Electric","HRCU-A-CB-O (Mini-Split Heat Pump, with Remote Outdoor Unit Air-Source, Free Delivery)","NTXSEL12A112A*","Mini-Splits (Non-Ducted)","NAXWEL12A112A*",9,12200,7600]
[204629321,null,"Mitsubishi Electric","HRCU-A-CB-O (Mini-Split Heat Pump, with Remote Outdoor Unit Air-Source, Free Delivery)","NTXSEL18A112A*","Mini-Splits (Non-Ducted)","NAXWEL18A112A*",9,18000,11500]
[206428681,null,"KANIONco","HRCU-A-CB-O (Mini-Split Heat Pump, with Remote Outdoor Unit Air-Source, Free Delivery)","KWSM-36IR410AHS16","Mini-Splits (Non-Ducted)","KWSM-36IR410AHS16",10,36000,21400]
[206445025,null,"HAIER","HRCU-A-CB-O (Mini-Split Heat Pump, with Remote Outdoor Unit Air-Source, Free Delivery)","1U09EH2VHE*","Mini-Splits (Non-Ducted)","AB09SC2VHA*",9,10000,6000]
[206453601,null,"Perfect Aire","HRCU-A-CB-O (Mini-Split Heat Pump, with Remote Outdoor Unit Air-Source, Free Delivery)","3PAMSHQCO12-U230","Mini-Splits (Non-Ducted)","3PAMSHQCW12-U230",10.5,13000,7500]
[206453602,null,"Perfect Aire","HRCU-A-CB-O (Mini-Split Heat Pump, with Remote Outdoor Unit Air-Source, Free Delivery)","3PAMSHQCO18-U230","Mini-Splits (Non-Ducted)","3PAMSHQCW18-U230",11.6,19000,11600]
[201863353,null,"ACD","HRCU-A-CB-O (Mini-Split Heat Pump, with Remote Outdoor Unit Air-Source, Free Delivery)","OCD24KCH20S-O","Mini-Splits (Non-Ducted)","OCD24KCH20S-I",10,23000,14600]
[201863358,null,"CARRIER","HMSV-A-CB (Multi-Split Heat Pump)","38VMA036HDS3-1","Ducted Indoor Units","Multiple combinations, check manufacturer compatibility",10.3,40000,25000]
[201863363,null,"BRYANT","HMSV-A-CB (Multi-Split Heat Pump)","38VMA036HDS3-1","Non-Ducted Indoor Units","Multiple combinations, check manufacturer compatibility",11,40000,25000]
[201863364,null,"BRYANT","HMSV-A-CB (Multi-Split Heat Pump)","38VMA036HDS3-1","Ducted Indoor Units","Multiple combinations, check manufacturer compatibility",10.3,40000,25000]
[201863403,null,"MIDEA","HMSV-A-CB (Multi-Split Heat Pump)","M2OF-18HFN1-M","Ducted Indoor Units","Multiple combinations, check manufacturer compatibility",10,18500,11500]
[204629276,null,"Mitsubishi Electric","HRCU-A-CB-O (Mini-Split Heat Pump, with Remote Outdoor Unit Air-Source, Free Delivery)","NTXSMT18A112A*","Mini-Splits (Non-Ducted)","MSZ-HM18NA***",10,18000,11500]
[204629281,null,"Mitsubishi Electric","HRCU-A-CB-O (Mini-Split Heat Pump, with Remote Outdoor Unit Air-Source, Free Delivery)","NTXSEL18A112A*","Mini-Splits (Non-Ducted)","MSZ-WR18NA***",9,18000,11500]
[204629283,null,"Mitsubishi Electric","HRCU-A-CB-O (Mini-Split Heat Pump, with Remote Outdoor Unit Air-Source, Free Delivery)","NTXSKS09A112A*","Mini-Splits (Non-Ducted)","MLZ-KP09NA",13.3,12000,7700]
[204629288,null,"Mitsubishi Electric","HRCU-A-CB-O (Mini-Split Heat Pump, with Remote Outdoor Unit Air-Source, Free Delivery)","NTXSKS15A112A*","Mini-Splits (Non-Ducted)","SLZ-KF15NA.TH",11.2,18000,11900]
[202007073,null,"BLUERIDGE","HRCU-A-CB-O (Mini-Split Heat Pump, with Remote Outdoor Unit Air-Source, Free Delivery)","BMHH09Y25C","Mini-Splits (Non-Ducted)","BMHH09Y25WM",11.2,10900,6900]
[202007078,null,"BLUERIDGE","HRCU-A-CB-O (Mini-Split Heat Pump, with Remote Outdoor Unit Air-Source, Free Delivery)","BM18Y18C","Mini-Splits (Non-Ducted)","BM18Y18WM",9.8000000000000007,18000,12200]
[202007079,null,"BLUERIDGE","HRCU-A-CB-O (Mini-Split Heat Pump, with Remote Outdoor Unit Air-Source, Free Delivery)","BM24Y16C","Mini-Splits (Non-Ducted)","BM24Y16WM",9,25000,14800]
[202007084,null,"BLUERIDGE","HMSV-A-CB (Multi-Split Heat Pump)","BM18M23C","Mixed Ducted and Non-Ducted Indoor Units","Multiple combinations, check manufacturer compatibility",10,18200,11600]
[206396140,null,"TEMPSTAR","HRCU-A-CB-O (Mini-Split Heat Pump, with Remote Outdoor Unit Air-Source, Free Delivery)","DLCSRBH18AAK","Mini-Splits (Non-Ducted)","DLFSHAH18XAK",9.5,19000,12000]
[206396145,null,"SMART COMFORT","HRCU-A-CB-O (Mini-Split Heat Pump, with Remote Outdoor Unit Air-Source, Free Delivery)","DLCSRAH12AAJ","Mini-Splits (Non-Ducted)","DLFSHBH12XAJ",10.3,12400,6900]
[206396146,null,"SMART COMFORT","HRCU-A-CB-O (Mini-Split Heat Pump, with Remote Outdoor Unit Air-Source, Free Delivery)","DLCSRBH09AAK","Mini-Splits (Non-Ducted)","DLFSHAH09XAK",9.5,12000,7000]
[206396151,null,"SMART COMFORT","HRCU-A-CB-O (Mini-Split Heat Pump, with Remote Outdoor Unit Air-Source, Free Delivery)","DLCSRAH18AAK","Mini-Splits (Non-Ducted)","DLFSHBH18XAK",9.5,19000,12000]
[206396156,null,"AIRQUEST","HRCU-A-CB-O (Mini-Split Heat Pump, with Remote Outdoor Unit Air-Source, Free Delivery)","DLCSRBH09AAK","Mini-Splits (Non-Ducted)","DLFSHAH09XAK",9.5,12000,7000]
[206597548,null,"ApooDr","HRCU-A-CB-O (Mini-Split Heat Pump, with Remote Outdoor Unit Air-Source, Free Delivery)","ASA19-18H2B","Mini-Splits (Non-Ducted)","ASA19-18H2A",10,18000,11000]
[206597549,null,"ApooDr","HRCU-A-CB-O (Mini-Split Heat Pump, with Remote Outdoor Unit Air-Source, Free Delivery)","ASA19-24H2B","Mini-Splits (Non-Ducted)","ASA19-24H2A",9.5,24000,14400]
[206598078,null,"AIRDACH","HRCU-A-CB-O (Mini-Split Heat Pump, with Remote Outdoor Unit Air-Source, Free Delivery)","ACSH0921VM1-D","Mini-Splits (Non-Ducted)","AIWH0900VM1-D",10.5,9800,6400]
[206606848,null,"LG","HRCU-A-CB-O (Mini-Split Heat Pump, with Remote Outdoor Unit Air-Source, Free Delivery)","LSU120HFV3","Mini-Splits (Non-Ducted)","LSN120HFV3",9,12000,7300]
[206551620,null,"DUCANE","HRCU-A-CB (Mini-Split System: Heat Pump with Outdoor Unit-Air-Source, Ducted)","4DHP1S36S-1P","Mini-Splits (Ducted)","DMD236S4-2P",11.5,40000,27600]
[206551621,null,"DUCANE","HRCU-A-CB-O (Mini-Split Heat Pump, with Remote Outdoor Unit Air-Source, Free Delivery)","4DHP1S36S-1P","Mini-Splits (Non-Ducted)","D33C136S4-2P",10.5,38000,25200]
[206551626,null,"Allied","HRCU-A-CB-O (Mini-Split Heat Pump, with Remote Outdoor Unit Air-Source, Free Delivery)","4DHP1S48S-1P","Mini-Splits (Non-Ducted)","D33C148S4-2P",11,50000,35000]
[206551631,null,"Armstrong Air","HRCU-A-CB (Mini-Split System: Heat Pump with Outdoor Unit-Air-Source, Ducted)","4DHP1S48S-1P","Mini-Splits (Ducted)","DMD248S4-2P",10.3,49500,33400]
[204629216,null,"Mitsubishi Electric","HRCU-A-CB (Mini-Split System: Heat Pump with Outdoor Unit-Air-Source, Ducted)","SUZ-KA24NA2","Mini-Splits (Ducted)","NTXAMT24A112A*",10.4,25000,14600]
[204629217,null,"Mitsubishi Electric","HRCU-A-CB (Mini-Split System: Heat Pump with Outdoor Unit-Air-Source, Ducted)","SUZ-KA30NA2","Mini-Splits (Ducted)","NTXAMT30A112A*",13.6,30000,21400]
[204629225,null,"Mitsubishi Electric","HRCU-A-CB-O (Mini-Split Heat Pump, with Remote Outdoor Unit Air-Source, Free Delivery)","MUZ-GL24NA***","Mini-Splits (Non-Ducted)","NAXWST24A112A*",10,27600,16000]
[204629230,null,"Mitsubishi Electric","HRCU-A-CB-O (Mini-Split Heat Pump, with Remote Outdoor Unit Air-Source, Free Delivery)","MUZ-JP09WA***","Mini-Splits (Non-Ducted)","NAXWMT09A111A*",9,10900,6700]
[204629293,null,"Mitsubishi Electric","HRCU-A-CB (Mini-Split System: Heat Pump with Outdoor Unit-Air-Source, Ducted)","NTXSKS18A112A*","Mini-Splits (Ducted)","SEZ-KD18NA4R1.TH",13.1,21600,13900]
[204629298,null,"Mitsubishi Electric","HRCU-A-CB (Mini-Split System: Heat Pump with Outdoor Unit-Air-Source, Ducted)","NTXSKS24A112A*","Mini-Splits (Ducted)","PEAD-A24AA7",11.2,25000,15000]
[204629300,null,"Mitsubishi Electric","HRCU-A-CB (Mini-Split System: Heat Pump with Outdoor Unit-Air-Source, Ducted)","NTXSKS36A112A*","Mini-Splits (Ducted)","PEAD-A36AA7",11.6,33400,23000]
[204629305,null,"Mitsubishi Electric","HRCU-A-CB (Mini-Split System: Heat Pump with Outdoor Unit-Air-Source, Ducted)","NTXSKS36A112A*","Mini-Splits (Ducted)","SVZ-KP36NA",11.7,33400,23200]
[206579773,null,"MAMMOTH","HMSV-A-CB-O (Multi-Split Heat Pump, Free Delivery)","GXH30(8.8)FMK4DH1","Non-Ducted Indoor Units","Multiple combinations, check manufacturer compatibility",11.5,30000,18000]
[206579775,null,"MAMMOTH","HMSV-A-CB (Multi-Split Heat Pump)","GXH30(8.8)FMK4DH1","Mixed Ducted and Non-Ducted Indoor Units","Multiple combinations, check manufacturer compatibility",10,30000,17100]
[206579781,null,"MAMMOTH","HMSV-A-CB (Multi-Split Heat Pump)","GXH42(12.3)FMK4DH1","Mixed Ducted and Non-Ducted Indoor Units","Multiple combinations, check manufacturer compatibility",9.9,45500,28400]
[206401442,null,"MOOVAIR","HRCU-A-CB-O (Mini-Split Heat Pump, with Remote Outdoor Unit Air-Source, Free Delivery)","DM24HOS25230E3A","Mini-Splits (Non-Ducted)","DM24HIW23230E3",12,26000,19400]
[206401447,null,"ELIOS","HRCU-A-CB-O (Mini-Split Heat Pump, with Remote Outdoor Unit Air-Source, Free Delivery)","DE18HOS25230E3A","Mini-Splits (Non-Ducted)","DM18HICU230X5",10.3,18000,11000]
[206401448,null,"ELIOS","HRCU-A-CB-O (Mini-Split Heat Pump, with Remote Outdoor Unit Air-Source, Free Delivery)","DE24HOS25230E3A","Mini-Splits (Non-Ducted)","DE24HIW23230E3",12,26000,19400]
[206421635,null,"CASA TROPICAL","HRCU-A-CB-O (Mini-Split Heat Pump, with Remote Outdoor Unit Air-Source, Free Delivery)","TROP-09YON/DAN1","Mini-Splits (Non-Ducted)","TROP-09YON/DAN1",9.5,9000,6000]
[206421640,null,"CASA TROPICAL","HRCU-A-CB-O (Mini-Split Heat Pump, with Remote Outdoor Unit Air-Source, Free Delivery)","TROP-36YON/DAN1","Mini-Splits (Non-Ducted)","TROP-36YON/DAN1",10,36000,21400]
[204629373,null,"Mitsubishi Electric","HRCU-A-CB-O (Mini-Split Heat Pump, with Remote Outdoor Unit Air-Source, Free Delivery)","NAXSKS09A112A*","Mini-Splits (Non-Ducted)","SLZ-KF09NA.TH",12.2,11000,6900]
[204629374,null,"Mitsubishi Electric","HRCU-A-CB-O (Mini-Split Heat Pump, with Remote Outdoor Unit Air-Source, Free Delivery)","NAXSKS12A112A*","Mini-Splits (Non-Ducted)","SLZ-KF12NA.TH",11.4,13000,8900]
[204629379,null,"Mitsubishi Electric","HRCU-A-CB (Mini-Split System: Heat Pump with Outdoor Unit-Air-Source, Ducted)","NAXSKS15A112A*","Mini-Splits (Ducted)","SEZ-KD15NA4R1.TH",11.4,18000,11700]
[204629384,null,"Mitsubishi Electric","HRCU-A-CB (Mini-Split System: Heat Pump with Outdoor Unit-Air-Source, Ducted)","NAXSKS18A112A*","Mini-Splits (Ducted)","PEAD-A18AA7",12.9,21600,14000]
[204629240,null,"Mitsubishi Electric","HRCU-A-CB-O (Mini-Split Heat Pump, with Remote Outdoor Unit Air-Source, Free Delivery)","SUZ-KA12NA2","Mini-Splits (Non-Ducted)","NAXCKS12A112A*",11.4,13000,8900]
[204629241,null,"Mitsubishi Electric","HRCU-A-CB-O (Mini-Split Heat Pump, with Remote Outdoor Unit Air-Source, Free Delivery)","SUZ-KA15NA2","Mini-Splits (Non-Ducted)","NAXCKS15A112A*",11.2,18000,11900]
[204629246,null,"Mitsubishi Electric","HRCU-A-CB (Mini-Split System: Heat Pump with Outdoor Unit-Air-Source, Ducted)","SUZ-KA18NA2","Mini-Splits (Ducted)","NAXDKS18A112A*",13.1,21600,13900]
[204629251,null,"Mitsubishi Electric","HRCU-A-CB (Mini-Split System: Heat Pump with Outdoor Unit-Air-Source, Ducted)","SUZ-KA36NA2","Mini-Splits (Ducted)","NAXAMT36A112A*",11.7,33400,23200]
[202021898,null,"MANUFLOW","HRCU-A-CB-O (Mini-Split Heat Pump, with Remote Outdoor Unit Air-Source, Free Delivery)","AS-12UW1SVEDJ","Mini-Splits (Non-Ducted)","AS-12UW1SVEDJ(I)",9.35,13200,7200]
[202021899,null,"MANUFLOW","HRCU-A-CB-O (Mini-Split Heat Pump, with Remote Outdoor Unit Air-Source, Free Delivery)","AS-36UW3SDKVT(O)","Mini-Splits (Non-Ducted)","AS-36UW3SDKVT(I)",9.6,33400,17500]
[204706294,null,"ACC","HMSV-A-CB (Multi-Split Heat Pump)","MST183E23MHAA","Non-Ducted Indoor Units","Multiple combinations, check manufacturer compatibility",9.8000000000000007,20000,12600]
[204706305,null,"ACC","HMSV-A-CB (Multi-Split Heat Pump)","MST303E23MHAA","Ducted Indoor Units","Multiple combinations, check manufacturer compatibility",10,28400,16600]
[8779200,null,"MIDEA","HRCU-A-CB-O (Mini-Split Heat Pump, with Remote Outdoor Unit Air-Source, Free Delivery)","MCHS-12PSH1","Mini-Splits (Non-Ducted)","MEHS-12PSH1",11,11800,7100]
[8779201,null,"MIDEA","HRCU-A-CB-O (Mini-Split Heat Pump, with Remote Outdoor Unit Air-Source, Free Delivery)","MCHSU-09PHH2","Mini-Splits (Non-Ducted)","MEHSU-09PHH2",10.5,12000,7500]
[204711134,null,"Breeze33","HMSV-A-CB (Multi-Split Heat Pump)","BZ33-HYP18HP2Z2","Ducted Indoor Units","Multiple combinations, check manufacturer compatibility",9.8000000000000007,19000,12600]
[204713920,null,"MDV","HMSV-A-CB (Multi-Split Heat Pump)","M2OF-18HFN1-MCA","Non-Ducted Indoor Units","Multiple combinations, check manufacturer compatibility",10.3,19000,12000]
[206401414,null,"Mitsubishi Electric","HRCU-A-CB-O (Mini-Split Heat Pump, with Remote Outdoor Unit Air-Source, Free Delivery)","MUZ-FH12NA","Mini-Splits (Non-Ducted)","MSZ-FS12NA-U1",12.5,13600,8100]
[206401415,null,"Mitsubishi Electric","HRCU-A-CB-O (Mini-Split Heat Pump, with Remote Outdoor Unit Air-Source, Free Delivery)","MUZ-FH15NA","Mini-Splits (Non-Ducted)","MSZ-FS15NA-U1",12,18000,11000]
[206401420,null,"American Standard / Mitsubishi Electric","HRCU-A-CB-O (Mini-Split Heat Pump, with Remote Outdoor Unit Air-Source, Free Delivery)","NAXSPH09A112A*","Mini-Splits (Non-Ducted)","NAXWPH09B112AA",13.5,10900,6700]
[7953777,null,"CIAC","HRCU-A-CB-O (Mini-Split Heat Pump, with Remote Outdoor Unit Air-Source, Free Delivery)","CM43AX030-H3H1H","Mini-Splits (Non-Ducted)","CK43AX030-C3H1H",9,31200,16700]
[8066788,null,"HAIER","HMSV-A-CB (Multi-Split Heat Pump)","4U36MS2VHB","Ducted Indoor Units","Multiple combinations, check manufacturer compatibility",9,33000,21000]
[8067003,null,"HAIER","HMSV-A-CB (Multi-Split Heat Pump)","4U36MS2VHB","Mixed Ducted and Non-Ducted Indoor Units","Multiple combinations, check manufacturer compatibility",9.5,33800,21500]
[8103542,null,"DAIKIN","HMSV-A-CB (Multi-Split Heat Pump)","2MXS18NMVJU","Non-Ducted Indoor Units","Multiple combinations, check manufacturer compatibility",10.7,18900,12000]
[8235776,null,"C&H","HRCU-A-CB-O (Mini-Split Heat Pump, with Remote Outdoor Unit Air-Source, Free Delivery)","GWH09QC-A3DNA1D/O","Mini-Splits (Non-Ducted)","GWH09QC-A3DNA1D/I",10.5,9900,6900]
[8246624,null,"MIRAGE","HRCU-A-CB-O (Mini-Split Heat Pump, with Remote Outdoor Unit Air-Source, Free Delivery)","CMC090J","Mini-Splits (Non-Ducted)","EMC090J",9,9600,5400]
[8246628,null,"MIRAGE","HRCU-A-CB-O (Mini-Split Heat Pump, with Remote Outdoor Unit Air-Source, Free Delivery)","CMC241J","Mini-Splits (Non-Ducted)","EMC241J",9,23000,13500]
[8287771,null,"SAMSUNG","HRCU-A-CB-O (Mini-Split Heat Pump, with Remote Outdoor Unit Air-Source, Free Delivery)","AQX36VFUAGM/CV","Mini-Splits (Non-Ducted)","AQN36VFUAGM/CV",9,34800,19500]
[206350331,null,"CARRIER","HRCU-A-CB-O (Mini-Split Heat Pump, with Remote Outdoor Unit Air-Source, Free Delivery)","38MARBQ12AA3","Mini-Splits (Non-Ducted)","40MBFQ12---3",11.5,12000,8400]
[206350336,null,"CARRIER","HRCU-A-CB (Mini-Split System: Heat Pump with Outdoor Unit-Air-Source, Ducted)","38MARBQ24AA3","Mini-Splits (Ducted)","40MBDQ24---3",12.6,24600,14500]
[206350337,null,"CARRIER","HRCU-A-CB-O (Mini-Split Heat Pump, with Remote Outdoor Unit Air-Source, Free Delivery)","38MARBQ24AA3","Mini-Splits (Non-Ducted)","40MBFQ24---3",11.6,24600,14500]
[206350371,null,"MIDEA","HRCU-A-CB-O (Mini-Split Heat Pump, with Remote Outdoor Unit Air-Source, Free Delivery)","38MARBQ09AA3","Mini-Splits (Non-Ducted)","40MBCQ09---3",10.8,10000,6100]
[206350376,null,"MIDEA","HRCU-A-CB-O (Mini-Split Heat Pump, with Remote Outdoor Unit Air-Source, Free Delivery)","38MARBQ18AA3","Mini-Splits (Non-Ducted)","40MBCQ18---3",10.3,18000,11000]
[206350381,null,"MIDEA","HRCU-A-CB-O (Mini-Split Heat Pump, with Remote Outdoor Unit Air-Source, Free Delivery)","38MARBQ24AA3","Mini-Splits (Non-Ducted)","40MBFQ24---3",11.6,24600,14500]
[206350382,null,"ARCOAIRE","HRCU-A-CB-O (Mini-Split Heat Pump, with Remote Outdoor Unit Air-Source, Free Delivery)","DLCSRBH09AAK","Mini-Splits (Non-Ducted)","DLFSCAH09XAK",10.8,10000,6100]
[206350401,null,"COMFORTMAKER","HRCU-A-CB-O (Mini-Split Heat Pump, with Remote Outdoor Unit Air-Source, Free Delivery)","DLCSRBH24AAK","Mini-Splits (Non-Ducted)","DLFSCAH24XAK",11.6,24000,14500]
[206350406,null,"DAY & NIGHT","HRCU-A-CB-O (Mini-Split Heat Pump, with Remote Outdoor Unit Air-Source, Free Delivery)","DLCSRBH12AAK","Mini-Splits (Non-Ducted)","DLFSCAH12XAK",10.6,12000,7900]
[206350411,null,"DAY & NIGHT","HRCU-A-CB-O (Mini-Split Heat Pump, with Remote Outdoor Unit Air-Source, Free Delivery)","DLCSRBH18AAK","Mini-Splits (Non-Ducted)","DLFSFAH18XAK",10.6,18000,12000]
[206350412,null,"DAY & NIGHT","HRCU-A-CB-O (Mini-Split Heat Pump, with Remote Outdoor Unit Air-Source, Free Delivery)","DLCSRBH24AAK","Mini-Splits (Non-Ducted)","DLFSCAH24XAK",11.6,24000,14500]
[206350417,null,"HEIL","HRCU-A-CB-O (Mini-Split Heat Pump, with Remote Outdoor Unit Air-Source, Free Delivery)","DLCSRBH12AAK","Mini-Splits (Non-Ducted)","DLFSCAH12XAK",10.6,12000,7900]
[206331459,null,"American Standard / Mitsubishi Electric","HRCU-A-CB (Mini-Split System: Heat Pump with Outdoor Unit-Air-Source, Ducted)","NAXSKH36A112AA","Mini-Splits (Ducted)","SVZ-KP36NA",9,37000,32800]
[206335347,null,"GREE","HRCU-A-CB-O (Mini-Split Heat Pump, with Remote Outdoor Unit Air-Source, Free Delivery)","MULTIE18HP230V1AO","Non-Ducted Indoor Units","Multiple combinations, check manufacturer compatibility",10,19000,9500]
[206335348,null,"GREE","HRCU-A-CB-O (Mini-Split Heat Pump, with Remote Outdoor Unit Air-Source, Free Delivery)","MULTIE24HP230V1AO","Non-Ducted Indoor Units","Multiple combinations, check manufacturer compatibility",10,25600,13200]
[206335354,null,"GREE","HMSV-A-CB-O (Multi-Split Heat Pump, Free Delivery)","GMV-48WL/C-T(U)","Non-Ducted Indoor Units","Multiple combinations, check manufacturer compatibility",10.8,54000,33000]
[206347277,null,"FUJITSU","HMSV-A-CB (Multi-Split Heat Pump)","AOU36RLAVM4","Non-Ducted Indoor Units","Multiple combinations, check manufacturer compatibility",11.5,42000,25800]
[206347298,null,"GREE","HRCU-A-CB-O (Mini-Split Heat Pump, with Remote Outdoor Unit Air-Source, Free Delivery)","GWH12AFC-A3DNA1A/O","Mini-Splits (Non-Ducted)","GWH12QC-A3DN***/I",9,13000,7200]
[206347299,null,"FUJITSU","HMSV-A-CB (Multi-Split Heat Pump)","AOU60RLAVM4","Mixed Ducted and Non-Ducted Indoor Units","Multiple combinations, check manufacturer compatibility",10.75,66000,41500]
[206347314,null,"VALIEV","HRCU-A-CB-O (Mini-Split Heat Pump, with Remote Outdoor Unit Air-Source, Free Delivery)","VWSM-12IR410AHS21L","Mini-Splits (Non-Ducted)","VWSM-12IR410AHS21L",11.2,12000,7100]
[204340536,null,"TRANE","HRCU-A-CB-O (Mini-Split Heat Pump, with Remote Outdoor Unit Air-Source, Free Delivery)","4TXM2324A13NU**","Non-Ducted Indoor Units","Multiple combinations, check manufacturer compatibility",10.5,26000,17900]
[204032224,null,"HAXXAIR","HRCU-A-CB-O (Mini-Split Heat Pump, with Remote Outdoor Unit Air-Source, Free Delivery)","HVHM-24T2D","Ducted Indoor Units","Multiple combinations, check manufacturer compatibility",10,24000,15400]
[204032225,null,"HAXXAIR","HMSR-A-CB-O (Multi-Split Heat Recovery Heat Pump, Free Delivery)","HVHM-36T2D","Ducted Indoor Units","Multiple combinations, check manufacturer compatibility",10.8,36000,22000]
[204035456,null,"GE Appliances","HMSV-A-CB (Multi-Split Heat Pump)","ASH220NCDWA","Ducted Indoor Units","Multiple combinations, check manufacturer compatibility",9.6,20000,14000]
[204098414,null,"C&H","HRCU-A-CB-O (Mini-Split Heat Pump, with Remote Outdoor Unit Air-Source, Free Delivery)","CH-18SPH-230VO","Mini-Splits (Non-Ducted)","CH-18MSPHCT-230VI",10.3,18000,12000]
[206350451,null,"MIDEA","HRCU-A-CB (Mini-Split System: Heat Pump with Outdoor Unit-Air-Source, Ducted)","DLCSRBH12AAK","Mini-Splits (Ducted)","DLFSDAH12XAK",11.5,12000,8300]
[206350452,null,"MIDEA","HRCU-A-CB-O (Mini-Split Heat Pump, with Remote Outdoor Unit Air-Source, Free Delivery)","DLCSRBH12AAK","Mini-Splits (Non-Ducted)","DLFSFAH12XAK",11.5,12000,8400]
[206350457,null,"MIDEA","HRCU-A-CB (Mini-Split System: Heat Pump with Outdoor Unit-Air-Source, Ducted)","DLCSRBH24AAK","Mini-Splits (Ducted)","DLFSDAH24XAK",12.6,24600,14500]
[206350462,null,"TEMPSTAR","HRCU-A-CB (Mini-Split System: Heat Pump with Outdoor Unit-Air-Source, Ducted)","DLCSRBH12AAK","Mini-Splits (Ducted)","DLFSDAH12XAK",11.5,12000,8300]
[204462366,null,"MRCOOL","HMSV-A-CB (Multi-Split Heat Pump)","MULTI2-18HP230V1","Mixed Ducted and Non-Ducted Indoor Units","Multiple combinations, check manufacturer compatibility",9.9,18600,11600]
[204462367,null,"MRCOOL","HMSV-A-CB (Multi-Split Heat Pump)","MULTI4-36HP230V1","Mixed Ducted and Non-Ducted Indoor Units","Multiple combinations, check manufacturer compatibility",9.9700000000000006,36200,23400]
[204462372,null,"CONCORD","HMSV-A-CB (Multi-Split Heat Pump)","4DHP1S18M-1P","Mixed Ducted and Non-Ducted Indoor Units","Multiple combinations, check manufacturer compatibility",9.9,18600,11600]
[204462377,null,"CONCORD","HMSV-A-CB (Multi-Split Heat Pump)","4DHP1S18M-2P","Mixed Ducted and Non-Ducted Indoor Units","Multiple combinations, check manufacturer compatibility",9.9,18600,11600]
[201796622,null,"LENNOX","HRCU-A-CB (Mini-Split System: Heat Pump with Outdoor Unit-Air-Source, Ducted)","LISH018000P431-C","Mini-Splits (Ducted)","LIFHC018180P431-C.",11,19000,13400]
[201796626,null,"LENNOX","HRCU-A-CB (Mini-Split System: Heat Pump with Outdoor Unit-Air-Source, Ducted)","LISH036000P431-C","Mini-Splits (Ducted)","LIFHC036180P431-C.",11.5,40000,27600]
[201796632,null,"LENNOX","HRCU-A-CB-O (Mini-Split Heat Pump, with Remote Outdoor Unit Air-Source, Free Delivery)","MLA009S4S-1P","Mini-Splits (Non-Ducted)","MWMA009S4-3P",10.5,10900,6900]
[201796638,null,"KLIMAIRE","HRCU-A-CB (Mini-Split System: Heat Pump with Outdoor Unit-Air-Source, Ducted)","KSIE012-H220-O","Mini-Splits (Ducted)","KDIP12-H2",11.5,12000,7200]
[204140578,null,"C&H","HRCU-A-CB-O (Mini-Split Heat Pump, with Remote Outdoor Unit Air-Source, Free Delivery)","OS-12TRP230VO","Mini-Splits (Non-Ducted)","OS-12TRP230VI",9,11800,6800]
[204140579,null,"C&H","HRCU-A-CB-O (Mini-Split Heat Pump, with Remote Outdoor Unit Air-Source, Free Delivery)","OS-12TRP115VO","Mini-Splits (Non-Ducted)","OS-12TRP115VI",9,12000,7500]
[204276539,null,"American Standard / Mitsubishi Electric","HRCU-A-CB-O (Mini-Split Heat Pump, with Remote Outdoor Unit Air-Source, Free Delivery)","ASUZH0241HA00NA","Mini-Splits (Non-Ducted)","APLA0A0241EA70A",12,26000,17300]
[204276765,null,"Trane / Mitsubishi Electric","HRCU-A-CB-O (Mini-Split Heat Pump, with Remote Outdoor Unit Air-Source, Free Delivery)","TRUZH0241HA00NA","Mini-Splits (Non-Ducted)","TPCA0A241KA70A",10.8,26000,17700]
[206350388,null,"ARCOAIRE","HRCU-A-CB (Mini-Split System: Heat Pump with Outdoor Unit-Air-Source, Ducted)","DLCSRBH18AAK","Mini-Splits (Ducted)","DLFSDAH18XAK",11,19000,12700]
[206350389,null,"ARCOAIRE","HRCU-A-CB-O (Mini-Split Heat Pump, with Remote Outdoor Unit Air-Source, Free Delivery)","DLCSRBH18AAK","Mini-Splits (Non-Ducted)","DLFSFAH18XAK",10.6,18000,12000]
[206350394,null,"COMFORTMAKER","HRCU-A-CB (Mini-Split System: Heat Pump with Outdoor Unit-Air-Source, Ducted)","DLCSRBH09AAK","Mini-Splits (Ducted)","DLFSDAH09XAK",12,10000,6400]
[206350399,null,"COMFORTMAKER","HRCU-A-CB (Mini-Split System: Heat Pump with Outdoor Unit-Air-Source, Ducted)","DLCSRBH18AAK","Mini-Splits (Ducted)","DLFSDAH18XAK",11,19000,12700]
[204462412,null,"AirEase","HMSV-A-CB (Multi-Split Heat Pump)","4DHP1S18M-2P","Ducted Indoor Units","Multiple combinations, check manufacturer compatibility",10,18500,11500]
[206361901,null,"MIDEA","HRCU-A-CB-O (Mini-Split Heat Pump, with Remote Outdoor Unit Air-Source, Free Delivery)","DLCSRBH18AAK","Mini-Splits (Non-Ducted)","DLFSHBH18XAK",11,18000,11100]
[204462457,null,"Armstrong Air","HRCU-A-CB (Mini-Split System: Heat Pump with Outdoor Unit-Air-Source, Ducted)","4DHP1S48S-1P","Mini-Splits (Ducted)","DMD248S4-1P",10.3,49500,33400]
[204462624,null,"KINGHOME","HRCU-A-CB-O (Mini-Split Heat Pump, with Remote Outdoor Unit Air-Source, Free Delivery)","KM36UH5O","Non-Ducted Indoor Units","Multiple combinations, check manufacturer compatibility",10,36000,29000]
[204462629,null,"KINGHOME","HRCU-A-CB (Mini-Split System: Heat Pump with Outdoor Unit-Air-Source, Ducted)","KU21-ODU30-4","Mini-Splits (Ducted)","KU21-CDU30-4S",9,31200,17500]
[204462630,null,"KINGHOME","HRCU-A-CB (Mini-Split System: Heat Pump with Outdoor Unit-Air-Source, Ducted)","KU21-ODU36-4","Mini-Splits (Ducted)","KU21-CDU36-4S",9,41000,29400]
[206350344,null,"BRYANT","HRCU-A-CB (Mini-Split System: Heat Pump with Outdoor Unit-Air-Source, Ducted)","38MARBQ18AA3","Mini-Splits (Ducted)","40MBDQ18---3",11,19000,12700]
[206350349,null,"PAYNE","HRCU-A-CB-O (Mini-Split Heat Pump, with Remote Outdoor Unit Air-Source, Free Delivery)","38MARBQ09AA3","Mini-Splits (Non-Ducted)","40MBCQ09---3",10.8,10000,6100]
[206350354,null,"PAYNE","HRCU-A-CB-O (Mini-Split Heat Pump, with Remote Outdoor Unit Air-Source, Free Delivery)","38MARBQ18AA3","Mini-Splits (Non-Ducted)","40MBCQ18---3",10.3,18000,11000]
[206350355,null,"PAYNE","HRCU-A-CB (Mini-Split System: Heat Pump with Outdoor Unit-Air-Source, Ducted)","38MARBQ18AA3","Mini-Splits (Ducted)","40MBDQ18---3",11,19000,12700]
[204098417,null,"C&H","HRCU-A-CB-O (Mini-Split Heat Pump, with Remote Outdoor Unit Air-Source, Free Delivery)","CH-12DKT230VO","Mini-Splits (Non-Ducted)","CH-12MSPHCT-230VI",10.6,12000,8700]
[204098422,null,"C&H","HRCU-A-CB (Mini-Split System: Heat Pump with Outdoor Unit-Air-Source, Ducted)","CH-18SPH-230VO","Mini-Splits (Ducted)","CH-18LCDTU/I",10.5,18000,12000]
[204098427,null,"C&H","HRCU-A-CB (Mini-Split System: Heat Pump with Outdoor Unit-Air-Source, Ducted)","CH-24DKT230VO","Mini-Splits (Ducted)","CH-24LCDTU/I",12.5,24000,17200]
[204098429,null,"C&H","HRCU-A-CB-O (Mini-Split Heat Pump, with Remote Outdoor Unit Air-Source, Free Delivery)","CH-12SPH-230VO","Mini-Splits (Non-Ducted)","CH-12MSPHMC-230VI",10,12000,7200]
[206350419,null,"HEIL","HRCU-A-CB-O (Mini-Split Heat Pump, with Remote Outdoor Unit Air-Source, Free Delivery)","DLCSRBH12AAK","Mini-Splits (Non-Ducted)","DLFSFAH12XAK",11.5,12000,8400]
[206350424,null,"HEIL","HRCU-A-CB (Mini-Split System: Heat Pump with Outdoor Unit-Air-Source, Ducted)","DLCSRBH24AAK","Mini-Splits (Ducted)","DLFSDAH24XAK",12.6,24600,14500]
[206350429,null,"KEEPRITE","HRCU-A-CB (Mini-Split System: Heat Pump with Outdoor Unit-Air-Source, Ducted)","DLCSRBH12AAK","Mini-Splits (Ducted)","DLFSDAH12XAK",11.5,12000,8300]
[206350430,null,"KEEPRITE","HRCU-A-CB-O (Mini-Split Heat Pump, with Remote Outdoor Unit Air-Source, Free Delivery)","DLCSRBH12AAK","Mini-Splits (Non-Ducted)","DLFSFAH12XAK",11.5,12000,8400]
[206350435,null,"KEEPRITE","HRCU-A-CB (Mini-Split System: Heat Pump with Outdoor Unit-Air-Source, Ducted)","DLCSRBH24AAK","Mini-Splits (Ducted)","DLFSDAH24XAK",12.6,24600,14500]
[206335361,null,"CHANGHONG","HRCU-A-CB-O (Mini-Split Heat Pump, with Remote Outdoor Unit Air-Source, Free Delivery)","CSD-22K","Mini-Splits (Non-Ducted)","CSD-22K",9,22000,12000]
[204627045,null,"Mitsubishi Electric","HRCU-A-CB (Mini-Split System: Heat Pump with Outdoor Unit-Air-Source, Ducted)","SUZ-KA15NAHZ","Mini-Splits (Ducted)","PEAD-A15AA",9.9,18000,11700]
[204627046,null,"Mitsubishi Electric","HRCU-A-CB (Mini-Split System: Heat Pump with Outdoor Unit-Air-Source, Ducted)","SUZ-KA18NAHZ","Mini-Splits (Ducted)","PEAD-A18AA",10.8,21600,14200]
[204627063,null,"Mitsubishi Electric","HRCU-A-CB-O (Mini-Split Heat Pump, with Remote Outdoor Unit Air-Source, Free Delivery)","SUZ-KA18NAHZ","Mini-Splits (Non-Ducted)","MLZ-KP18NA",10,18600,11800]
[206350466,null,"TEMPSTAR","HRCU-A-CB-O (Mini-Split Heat Pump, with Remote Outdoor Unit Air-Source, Free Delivery)","DLCSRBH18AAK","Mini-Splits (Non-Ducted)","DLFSFAH18XAK",10.6,18000,12000]
[206350472,null,"SMART COMFORT","HRCU-A-CB-O (Mini-Split Heat Pump, with Remote Outdoor Unit Air-Source, Free Delivery)","DLCSRBH12AAK","Mini-Splits (Non-Ducted)","DLFSCAH12XAK",10.6,12000,7900]
[206350473,null,"SMART COMFORT","HRCU-A-CB (Mini-Split System: Heat Pump with Outdoor Unit-Air-Source, Ducted)","DLCSRBH12AAK","Mini-Splits (Ducted)","DLFSDAH12XAK",11.5,12000,8300]
[206350478,null,"SMART COMFORT","HRCU-A-CB-O (Mini-Split Heat Pump, with Remote Outdoor Unit Air-Source, Free Delivery)","DLCSRBH24AAK","Mini-Splits (Non-Ducted)","DLFSCAH24XAK",11.6,24000,14500]
[204462380,null,"Allied","HMSV-A-CB (Multi-Split Heat Pump)","4DHP1S30M-1P","Mixed Ducted and Non-Ducted Indoor Units","Multiple combinations, check manufacturer compatibility",9.77,27600,17000]
[204462385,null,"Allied","HMSV-A-CB (Multi-Split Heat Pump)","4DHP1S30M-2P","Mixed Ducted and Non-Ducted Indoor Units","Multiple combinations, check manufacturer compatibility",9.77,27600,17000]
[204462386,null,"Armstrong Air","HMSV-A-CB (Multi-Split Heat Pump)","4DHP1S30M-2P","Mixed Ducted and Non-Ducted Indoor Units","Multiple combinations, check manufacturer compatibility",9.77,27600,17000]
[204462391,null,"Armstrong Air","HMSV-A-CB (Multi-Split Heat Pump)","4DHP1S36M-1P","Mixed Ducted and Non-Ducted Indoor Units","Multiple combinations, check manufacturer compatibility",9.9700000000000006,36200,23400]
[204462396,null,"Armstrong Air","HMSV-A-CB (Multi-Split Heat Pump)","4DHP1S48M-1P","Mixed Ducted and Non-Ducted Indoor Units","Multiple combinations, check manufacturer compatibility",10.6,49000,32200]
[206348138,null,"CARRIER","HRCU-A-CB-O (Mini-Split Heat Pump, with Remote Outdoor Unit Air-Source, Free Delivery)","38MARBQ24AA3","Mini-Splits (Non-Ducted)","40MAHBQ24XA3",12,29000,19800]
[206348139,null,"CARRIER","HRCU-A-CB-O (Mini-Split Heat Pump, with Remote Outdoor Unit Air-Source, Free Delivery)","38MARBQ30AA3","Mini-Splits (Non-Ducted)","40MAHBQ30XA3",9.6,30000,19000]
[206348144,null,"BRYANT","HRCU-A-CB-O (Mini-Split Heat Pump, with Remote Outdoor Unit Air-Source, Free Delivery)","38MARBQ18AA3","Mini-Splits (Non-Ducted)","619AHBQ18XA3",13,18000,10800]
[206348269,null,"BEXTAIR","HRCU-A-CB-O (Mini-Split Heat Pump, with Remote Outdoor Unit Air-Source, Free Delivery)","YS17AB-36HRN1","Mini-Splits (Non-Ducted)","YS17AB-36HRN1",10,36000,21400]
[201810024,null,"MIDEA","HMSV-A-CB (Multi-Split Heat Pump)","M3OH-27HFN1-M","Non-Ducted Indoor Units","Multiple combinations, check manufacturer compatibility",10.4,31400,18000]
[201810025,null,"MDV","HMSV-A-CB (Multi-Split Heat Pump)","M2OH-18HFN1-M","Ducted Indoor Units","Multiple combinations, check manufacturer compatibility",9.8000000000000007,19000,12600]
[201810030,null,"MIDEA","HMSV-A-CB (Multi-Split Heat Pump)","M4OH-36HFN1-M","Ducted Indoor Units","Multiple combinations, check manufacturer compatibility",11,37000,24600]
[201810035,null,"COMFORT-AIRE","HMSV-A-CB (Multi-Split Heat Pump)","A-VMH28TU-1","Non-Ducted Indoor Units","Multiple combinations, check manufacturer compatibility",10.4,31400,18000]
[204340537,null,"AMERICAN STANDARD","HRCU-A-CB-O (Mini-Split Heat Pump, with Remote Outdoor Unit Air-Source, Free Delivery)","4TXM2324A13NU**","Non-Ducted Indoor Units","Multiple combinations, check manufacturer compatibility",10.5,26000,17900]
[204344204,null,"GREE","HRCU-A-CB-O (Mini-Split Heat Pump, with Remote Outdoor Unit Air-Source, Free Delivery)","GWH09AFC-D3DNA1A/O","Mini-Splits (Non-Ducted)","GWH09QC-D3DN***/I",9,10000,6200]
[204344212,null,"Hisense","HMSV-A-CB (Multi-Split Heat Pump)","AVW-36H3FH","Ducted Indoor Units","Multiple combinations, check manufacturer compatibility",10.5,42000,26000]
[10445375,null,"LG","HMSV-A-CB (Multi-Split Heat Pump)","LMU240HHV","Ducted Indoor Units","Multiple combinations, check manufacturer compatibility",9,24000,15200]
[203372381,null,"GREE","HRCU-A-CB (Mini-Split System: Heat Pump with Outdoor Unit-Air-Source, Ducted)","UMAT42HP230V1BO","Mini-Splits (Ducted)","UMAT42HP230V1BD",9,47000,28600]
[203372382,null,"GREE","HRCU-A-CB (Mini-Split System: Heat Pump with Outdoor Unit-Air-Source, Ducted)","UMAT48HP230V1BO","Mini-Splits (Ducted)","UMAT48HP230V1BD",9,51000,33000]
[203376733,null,"CLASSIC","HRCU-A-CB-O (Mini-Split Heat Pump, with Remote Outdoor Unit Air-Source, Free Delivery)","MRHDRC12ASA","Mini-Splits (Non-Ducted)","MWHDRC12SA",10.6,12000,7200]
[203376755,null,"AirEase","HRCU-A-CB-O (Mini-Split Heat Pump, with Remote Outdoor Unit Air-Source, Free Delivery)","4DHP1S12S-1L","Mini-Splits (Non-Ducted)","DWM112S4-2L",10.199999999999999,12000,7600]
[10347180,null,"EMERSON QUIET KOOL","HRCU-A-CB-O (Mini-Split Heat Pump, with Remote Outdoor Unit Air-Source, Free Delivery)","17S-EACH18R2C","Mini-Splits (Non-Ducted)","17S-EACH18R2W",10.1,20000,11600]
[10347181,null,"EMERSON QUIET KOOL","HRCU-A-CB-O (Mini-Split Heat Pump, with Remote Outdoor Unit Air-Source, Free Delivery)","17S-EACH24R2C","Mini-Splits (Non-Ducted)","17S-EACH24R2W",9.8000000000000007,24400,13000]
[10348392,null,"GOODMAN","HRCU-A-CB-O (Mini-Split Heat Pump, with Remote Outdoor Unit Air-Source, Free Delivery)","MSH183J21MC","Mini-Splits (Non-Ducted)","MSH183J21AX",10,18000,10400]
[10349249,null,"SEA BREEZE","HMSV-A-CB (Multi-Split Heat Pump)","SMZ30H421ZOGB","Non-Ducted Indoor Units","Multiple combinations, check manufacturer compatibility",11.5,30000,18000]
[202882657,null,"DIAL","HRCU-A-CB-O (Mini-Split Heat Pump, with Remote Outdoor Unit Air-Source, Free Delivery)","18000-17S-230-O","Mini-Splits (Non-Ducted)","18000-17S-230-I",10.1,20000,11600]
[202882658,null,"DIAL","HRCU-A-CB-O (Mini-Split Heat Pump, with Remote Outdoor Unit Air-Source, Free Delivery)","24000-20S-230-O","Mini-Splits (Non-Ducted)","24000-20S-230-I",10.5,24200,15400]
[202890779,null,"MIDEA","HRCU-A-CB-O (Mini-Split Heat Pump, with Remote Outdoor Unit Air-Source, Free Delivery)","MOCA31-18HFN1-MT0W","Mini-Splits (Non-Ducted)","MSABE-18HRFN1-MT0W",10,18000,10400]
[202897324,null,"PREMIUM","HRCU-A-CB-O (Mini-Split Heat Pump, with Remote Outdoor Unit Air-Source, Free Delivery)","PIAW91700B","Mini-Splits (Non-Ducted)","PIAW91690A",10,10000,6000]
[203376779,null,"DUCANE","HMSV-A-CB (Multi-Split Heat Pump)","4DHP1S30M-2P","Non-Ducted Indoor Units","Multiple combinations, check manufacturer compatibility",10.3,28000,17200]
[203376781,null,"AirEase","HRCU-A-CB-O (Mini-Split Heat Pump, with Remote Outdoor Unit Air-Source, Free Delivery)","4DHV1S09S-1L","Mini-Splits (Non-Ducted)","DWH109S4-1L",10,10000,6000]
[203376786,null,"AirEase","HRCU-A-CB-O (Mini-Split Heat Pump, with Remote Outdoor Unit Air-Source, Free Delivery)","4DHV1S24S-1P","Mini-Splits (Non-Ducted)","DWH124S4-1P",9.5,24000,14400]
[203376793,null,"Allied","HRCU-A-CB-O (Mini-Split Heat Pump, with Remote Outdoor Unit Air-Source, Free Delivery)","4DHV1S12S-1P","Mini-Splits (Non-Ducted)","DWH112S4-1P",9.5,12000,6800]
[10277684,null,"BOREAL","HRCU-A-CB-O (Mini-Split Heat Pump, with Remote Outdoor Unit Air-Source, Free Delivery)","EQX09HPJ1OB","Mini-Splits (Non-Ducted)","EQX09HPJ1IB",10.5,11000,7300]
[10277686,null,"BOREAL","HRCU-A-CB-O (Mini-Split Heat Pump, with Remote Outdoor Unit Air-Source, Free Delivery)","EQX18HPJ1OB","Mini-Splits (Non-Ducted)","EQX18HPJ1IB",10.5,19800,12400]
[207517158,null,"Mitsubishi Electric","HMSV-A-CB-O (Multi-Split Heat Pump, Free Delivery)","MXZ-SM48NAMHZ","Non-Ducted Indoor Units","Multiple combinations, check manufacturer compatibility",12,54000,39000]
[207517163,null,"Trane / Mitsubishi Electric","HMSV-A-CB-O (Multi-Split Heat Pump, Free Delivery)","NTXMSH36A142A*","Non-Ducted Indoor Units","Multiple combinations, check manufacturer compatibility",12.5,42000,33000]
[10511507,null,"WHYNTER","HRCU-A-CB-O (Mini-Split Heat Pump, with Remote Outdoor Unit Air-Source, Free Delivery)","MSO-012H11517-01NE","Mini-Splits (Non-Ducted)","MSI-012H11517-01NE",9,12000,7500]
[10511508,null,"WHYNTER","HRCU-A-CB-O (Mini-Split Heat Pump, with Remote Outdoor Unit Air-Source, Free Delivery)","MSO-012H23017-01NE","Mini-Splits (Non-Ducted)","MSI-012H23017-01NE",9,11800,6800]
[10514711,null,"LG","HMSV-A-CB (Multi-Split Heat Pump)","ARUN060GSS4","Ducted Indoor Units","Multiple combinations, check manufacturer compatibility",10,64000,40000]
[203238510,null,"MOOVAIR","HRCU-A-CB-O (Mini-Split Heat Pump, with Remote Outdoor Unit Air-Source, Free Delivery)","DM12HOS23230E2","Mini-Splits (Non-Ducted)","DM12HIW23230E3",11,12000,7700]
[203238520,null,"MOOVAIR","HMSV-A-CB (Multi-Split Heat Pump)","DM48HOM23230X2","Non-Ducted Indoor Units","Multiple combinations, check manufacturer compatibility",10.199999999999999,48000,29600]
[203238787,null,"ELIOS","HMSV-A-CB (Multi-Split Heat Pump)","DE36HOM23230X2","Non-Ducted Indoor Units","Multiple combinations, check manufacturer compatibility",10.199999999999999,36000,24600]
[203269783,null,"DIRECT AIR","HMSV-A-CB (Multi-Split Heat Pump)","M3OH-27HFN1-M","Non-Ducted Indoor Units","Multiple combinations, check manufacturer compatibility",10.4,31400,18000]
[10509468,null,"GUARDIAN BY JOHNSON CONTROLS","HRCU-A-CB-O (Mini-Split Heat Pump, with Remote Outdoor Unit Air-Source, Free Delivery)","DHP36CSB21S","Mini-Splits (Non-Ducted)","DHP36NWB21S",9,34600,20200]
[10511454,null,"AC PRO.COM","HRCU-A-CB (Mini-Split System: Heat Pump with Outdoor Unit-Air-Source, Ducted)","AUHD36ND3FO","Mini-Splits (Ducted)","AFH36D3FI",9,41000,24600]
[10511455,null,"AC PRO.COM","HRCU-A-CB-O (Mini-Split Heat Pump, with Remote Outdoor Unit Air-Source, Free Delivery)","AUHD36ND3FO","Mini-Splits (Non-Ducted)","AKH36D3FI",9,41000,23400]
[207590035,null,"RHEEM","HRCU-A-CB (Mini-Split System: Heat Pump with Outdoor Unit-Air-Source, Ducted)","ROSH42VGSN","Mini-Splits (Ducted)","RIDH42AXCJ",10.5,47000,29600]
[207590837,null,"FUJITSU","HRCU-A-CB-O (Mini-Split Heat Pump, with Remote Outdoor Unit Air-Source, Free Delivery)","AOUH36LPAS1","Mini-Splits (Non-Ducted)","ASUH36LPAS",11,34000,22400]
[205725748,null,"ULTRA MAXI AIR","HRCU-A-CB-O (Mini-Split Heat Pump, with Remote Outdoor Unit Air-Source, Free Delivery)","LSAB-24HRDN1","Mini-Splits (Non-Ducted)","LSAB-24HRDN1",9.5,24000,14400]
[205726755,null,"HAXXAIR","HRCU-A-CB (Mini-Split System: Heat Pump with Outdoor Unit-Air-Source, Ducted)","HVHD-36E2D","Mini-Splits (Ducted)","HAHD-36E2D",11,36000,25000]
[207591573,null,"TCL","HMSV-A-CB (Multi-Split Heat Pump)","TUM-27HA2/I2I21-21ES","Mini-Splits (Ducted)","TSC-09HA2/I3*I20-I",10,26000,16400]
[207598070,null,"SAMSUNG","HRCU-A-CB (Mini-Split System: Heat Pump with Outdoor Unit-Air-Source, Ducted)","AC036BXADCH","Mini-Splits (Ducted)","AC036KNZDCH",10.199999999999999,40000,25800]
[203383866,null,"FRIEDRICH","HRCU-A-CB-O (Mini-Split Heat Pump, with Remote Outdoor Unit Air-Source, Free Delivery)","FPHSR12A3A","Mini-Splits (Non-Ducted)","FPHFW12A3A",10.5,13000,7500]
[203383867,null,"FRIEDRICH","HRCU-A-CB-O (Mini-Split Heat Pump, with Remote Outdoor Unit Air-Source, Free Delivery)","FPHSR09A1A","Mini-Splits (Non-Ducted)","FPHSW09A1A",10,9500,5000]
[203398513,null,"GREE","HRCU-A-CB-O (Mini-Split Heat Pump, with Remote Outdoor Unit Air-Source, Free Delivery)","SAP30HP230V1AO","Mini-Splits (Non-Ducted)","SAP30HP230V1AH",10.5,28800,28800]
[203398518,null,"GREE","HRCU-A-CB-O (Mini-Split Heat Pump, with Remote Outdoor Unit Air-Source, Free Delivery)","LIVX18HP230V1BO","Mini-Splits (Non-Ducted)","LIVX18HP230V1BH",9,19800,11300]
[10014760,null,"KLIMAIRE","HRCU-A-CB-O (Mini-Split Heat Pump, with Remote Outdoor Unit Air-Source, Free Delivery)","KSIA012-H116-O","Mini-Splits (Non-Ducted)","KSIA012-H116-IW",9,12500,7500]
[10021057,null,"AIR MAX","HRCU-A-CB-O (Mini-Split Heat Pump, with Remote Outdoor Unit Air-Source, Free Delivery)","AWBC30-C2","Mini-Splits (Non-Ducted)","AWBE30-C2",9.6,30000,19000]
[10028968,null,"MDV","HRCU-A-CB (Mini-Split System: Heat Pump with Outdoor Unit-Air-Source, Ducted)","MOE30U-48HFN1-M*","Mini-Splits (Ducted)","MTI-48HWFN1-M",10.3,49500,33400]
[10029062,null,"GREE","HRCU-A-CB-O (Mini-Split Heat Pump, with Remote Outdoor Unit Air-Source, Free Delivery)","GWH18QD-D3DNA5K/O","Mini-Splits (Non-Ducted)","GWH18QD-D3DN**K/I",9,19800,11300]
[202897331,null,"ECOX","HRCU-A-CB-O (Mini-Split Heat Pump, with Remote Outdoor Unit Air-Source, Free Delivery)","EDHM024H19B","Mini-Splits (Non-Ducted)","EDHM024H19B",9.5,24000,14400]
[202897336,null,"BLUERIDGE","HRCU-A-CB-O (Mini-Split Heat Pump, with Remote Outdoor Unit Air-Source, Free Delivery)","BM09Y18C","Mini-Splits (Non-Ducted)","BM09Y18WM",9.5,9000,6000]
[10058837,null,"LENNOX","HRCU-A-CB-O (Mini-Split Heat Pump, with Remote Outdoor Unit Air-Source, Free Delivery)","MPB024S4S-1P","Mini-Splits (Non-Ducted)","M33A024S4-2P",10.5,24400,15800]
[10061692,null,"RHEEM","HMSV-A-CB (Multi-Split Heat Pump)","ROMH18AFXZJ","Non-Ducted Indoor Units","Multiple combinations, check manufacturer compatibility",9.3000000000000007,22000,13900]
[10061697,null,"RHEEM","HRCU-A-CB-O (Mini-Split Heat Pump, with Remote Outdoor Unit Air-Source, Free Delivery)","ROSH12AVSA","Mini-Splits (Non-Ducted)","RIWH12AVSA",9,14000,8400]
[203269787,null,"DIRECT AIR","HMSV-A-CB (Multi-Split Heat Pump)","M4OH-36HFN1-M","Ducted Indoor Units","Multiple combinations, check manufacturer compatibility",11,37000,24600]
[203269792,null,"DIRECT AIR","HRCU-A-CB (Mini-Split System: Heat Pump with Outdoor Unit-Air-Source, Ducted)","MOB30-09HFN1-MX0W","Mini-Splits (Ducted)","MTIU-09HWFN1-M",12,10000,7200]
[203269797,null,"DIRECT AIR","HRCU-A-CB (Mini-Split System: Heat Pump with Outdoor Unit-Air-Source, Ducted)","MOE30U-60HFN1-M","Mini-Splits (Ducted)","MHG-60HWFN1-MW",9,60000,37600]
[203300062,null,"GREE","HRCU-A-CB-O (Mini-Split Heat Pump, with Remote Outdoor Unit Air-Source, Free Delivery)","GWH09QC-D3DNC4K/O","Mini-Splits (Non-Ducted)","GWH09QC-D3DN***/I",10.5,11000,6800]
[203300063,null,"GREE","HRCU-A-CB-O (Mini-Split Heat Pump, with Remote Outdoor Unit Air-Source, Free Delivery)","GWH12QC-D3DNC4P/O","Mini-Splits (Non-Ducted)","GWH12QC-D3DN***/I",11,13000,7100]
[207518837,null,"Trane / Mitsubishi Electric","HMSV-A-CB (Multi-Split Heat Pump)","NTXMSH36A142A*","Ducted Indoor Units","Multiple combinations, check manufacturer compatibility",11.7,42000,32000]
[207525857,null,"Mitsubishi Electric","HMSV-A-CB (Multi-Split Heat Pump)","MXZ-SM48NAM","Mixed Ducted and Non-Ducted Indoor Units","Multiple combinations, check manufacturer compatibility",11.5,54000,33200]
[207525862,null,"Trane / Mitsubishi Electric","HMSV-A-CB (Multi-Split Heat Pump)","NTXMSH42A152A*","Mixed Ducted and Non-Ducted Indoor Units","Multiple combinations, check manufacturer compatibility",11.5,48000,32000]
[207525863,null,"Trane / Mitsubishi Electric","HMSV-A-CB (Multi-Split Heat Pump)","NTXMSM48A182A*","Mixed Ducted and Non-Ducted Indoor Units","Multiple combinations, check manufacturer compatibility",11.5,54000,33200]
[203376802,null,"Armstrong Air","HRCU-A-CB-O (Mini-Split Heat Pump, with Remote Outdoor Unit Air-Source, Free Delivery)","4DHV1S12S-1P","Mini-Splits (Non-Ducted)","DWH112S4-1P",9.5,12000,6800]
[203376809,null,"CONCORD","HRCU-A-CB-O (Mini-Split Heat Pump, with Remote Outdoor Unit Air-Source, Free Delivery)","4DHV1S12S-1L","Mini-Splits (Non-Ducted)","DWH112S4-1L",9.5,12000,7500]
[203376815,null,"CONCORD","HMSV-A-CB (Multi-Split Heat Pump)","4DHP1S30M-2P","Ducted Indoor Units","Multiple combinations, check manufacturer compatibility",10,28000,17600]
[203376817,null,"DUCANE","HRCU-A-CB-O (Mini-Split Heat Pump, with Remote Outdoor Unit Air-Source, Free Delivery)","4DHV1S09S-1L","Mini-Splits (Non-Ducted)","DWH109S4-1L",10,10000,6000]
[207526952,null,"NOVAIR","HRCU-A-CB-O (Mini-Split Heat Pump, with Remote Outdoor Unit Air-Source, Free Delivery)","LEA18SZ15SK-O","Mini-Splits (Non-Ducted)","LEA1815SK-I",10,18800,11400]
[207571386,null,"BLUERIDGE","HRCU-A-CB-O (Mini-Split Heat Pump, with Remote Outdoor Unit Air-Source, Free Delivery)","BMY9HH28C","Mini-Splits (Non-Ducted)","BM09MCC",10.8,10000,6100]
[207571391,null,"BLUERIDGE","HRCU-A-CB-O (Mini-Split Heat Pump, with Remote Outdoor Unit Air-Source, Free Delivery)","BMY18HH22C","Mini-Splits (Non-Ducted)","BM18MCC",10.3,18000,11000]
[207571392,null,"BLUERIDGE","HRCU-A-CB-O (Mini-Split Heat Pump, with Remote Outdoor Unit Air-Source, Free Delivery)","BMY18HH22C","Mini-Splits (Non-Ducted)","BM18MFCC",10.6,18000,12000]
[203376760,null,"Allied","HRCU-A-CB-O (Mini-Split Heat Pump, with Remote Outdoor Unit Air-Source, Free Delivery)","4DHP1S12S-1L","Mini-Splits (Non-Ducted)","DWM112S4-2L",10.199999999999999,12000,7600]
[203376765,null,"Armstrong Air","HRCU-A-CB-O (Mini-Split Heat Pump, with Remote Outdoor Unit Air-Source, Free Delivery)","4DHP1S12S-1L","Mini-Splits (Non-Ducted)","DWM112S4-2L",10.199999999999999,12000,7600]
[203376770,null,"CONCORD","HRCU-A-CB-O (Mini-Split Heat Pump, with Remote Outdoor Unit Air-Source, Free Delivery)","4DHP1S12S-1L","Mini-Splits (Non-Ducted)","DWM112S4-2L",10.199999999999999,12000,7600]
[203376771,null,"CONCORD","HRCU-A-CB-O (Mini-Split Heat Pump, with Remote Outdoor Unit Air-Source, Free Delivery)","4DHP1S09S-1P","Mini-Splits (Non-Ducted)","DWM109S4-2P",10.8,9800,5800]
[10062552,null,"GOODMAN","HRCU-A-CB-O (Mini-Split Heat Pump, with Remote Outdoor Unit Air-Source, Free Delivery)","MSH183E21MCAA","Mini-Splits (Non-Ducted)","MSH183E21AXAA",10,18000,10400]
[207590842,null,"Convectair","HRCU-A-CB-O (Mini-Split Heat Pump, with Remote Outdoor Unit Air-Source, Free Delivery)","8028-C09-O","Mini-Splits (Non-Ducted)","8028-C09-I16.2",13,11800,7500]
[207590847,null,"Convectair","HMSV-A-CB (Multi-Split Heat Pump)","8222-C18-O","Ducted Indoor Units","Multiple combinations, check manufacturer compatibility",9.8000000000000007,19000,11000]
[207590848,null,"Convectair","HMSV-A-CB (Multi-Split Heat Pump)","8222-C18-O","Mixed Ducted and Non-Ducted Indoor Units","Multiple combinations, check manufacturer compatibility",10,19500,11500]
[207590853,null,"Convectair","HMSV-A-CB (Multi-Split Heat Pump)","8522-C48-O","Ducted Indoor Units","Multiple combinations, check manufacturer compatibility",10.5,50000,28000]
[10525928,null,"LG","HMSV-A-CB (Multi-Split Heat Pump)","LMU300HHV","Mixed Ducted and Non-Ducted Indoor Units","Multiple combinations, check manufacturer compatibility",10.25,27800,18300]
[10528567,null,"LENNOX","HRCU-A-CB (Mini-Split System: Heat Pump with Outdoor Unit-Air-Source, Ducted)","MPB036S4S-1P","Mini-Splits (Ducted)","MMDB036S4-1P",11.5,40000,27600]
[10528568,null,"LENNOX","HRCU-A-CB (Mini-Split System: Heat Pump with Outdoor Unit-Air-Source, Ducted)","MPB048S4S-1P","Mini-Splits (Ducted)","MMDB048S4-1P",10.3,49500,33400]
[10099423,null,"GREE","HRCU-A-CB-O (Mini-Split Heat Pump, with Remote Outdoor Unit Air-Source, Free Delivery)","GWH09QB-A3DNA5K/O","Mini-Splits (Non-Ducted)","GWH09QB-A3DN***/I",9,9500,5400]
[203401043,null,"Airlux","HRCU-A-CB (Mini-Split System: Heat Pump with Outdoor Unit-Air-Source, Ducted)","ASZ24O","Mini-Splits (Ducted)","AMD24I",11,24400,16000]
[203401048,null,"Airlux","HRCU-A-CB-O (Mini-Split Heat Pump, with Remote Outdoor Unit Air-Source, Free Delivery)","ASZ09O","Mini-Splits (Non-Ducted)","AMM09I",10.5,9800,6400]
[203401049,null,"Airlux","HRCU-A-CB-O (Mini-Split Heat Pump, with Remote Outdoor Unit Air-Source, Free Delivery)","ASZ12O","Mini-Splits (Non-Ducted)","AMM12I",9.8000000000000007,12000,7200]
[203401060,null,"ECO AIR","HRCU-A-CB-O (Mini-Split Heat Pump, with Remote Outdoor Unit Air-Source, Free Delivery)","MOD31-24HFN1-MT0W","Mini-Splits (Non-Ducted)","MSABE-24HRFN1-MT0W",10,25000,15300]
[203401065,null,"ECO AIR","HRCU-A-CB-O (Mini-Split Heat Pump, with Remote Outdoor Unit Air-Source, Free Delivery)","MOB30-18HFN1-MP0W","Mini-Splits (Non-Ducted)","MSAEC-18HRDN1-MP0W",10.6,18000,11400]
[8977690,null,"THERMOCORE SYSTEMS","HMSV-A-CB (Multi-Split Heat Pump)","T322D-H236-C","Non-Ducted Indoor Units","Multiple combinations, check manufacturer compatibility",9.8000000000000007,28000,16800]
[8977691,null,"THERMOCORE SYSTEMS","HMSV-A-CB (Multi-Split Heat Pump)","T322D-H224-C","Non-Ducted Indoor Units","Multiple combinations, check manufacturer compatibility",10,18000,11800]
[8952869,null,"DIRECT AIR","HRCU-A-CB-O (Mini-Split Heat Pump, with Remote Outdoor Unit Air-Source, Free Delivery)","MOB30-09HFN1-MX0W","Mini-Splits (Non-Ducted)","CS11M-09HRFN1-MX0W(A)",11.2,10900,6900]
[8965364,null,"TGM","HRCU-A-CB-O (Mini-Split Heat Pump, with Remote Outdoor Unit Air-Source, Free Delivery)","MROHT09AS2","Mini-Splits (Non-Ducted)","MWOHT09S2",11.2,10900,6900]
[8967208,null,"MDV","HMSV-A-CB (Multi-Split Heat Pump)","M5OF-48HFN1-M","Non-Ducted Indoor Units","Multiple combinations, check manufacturer compatibility",10.199999999999999,48000,29600]
[206904315,null,"American Standard / Mitsubishi Electric","HRCU-A-CB-O (Mini-Split Heat Pump, with Remote Outdoor Unit Air-Source, Free Delivery)","MUZ-GS36NA***","Mini-Splits (Non-Ducted)","NAXWST36B112A*",10,35200,22400]
[206904320,null,"American Standard / Mitsubishi Electric","HRCU-A-CB-O (Mini-Split Heat Pump, with Remote Outdoor Unit Air-Source, Free Delivery)","NAXSST30B112A*","Mini-Splits (Non-Ducted)","MSZ-GS30NA***",9.6,32600,21000]
[8994012,null,"DIRECT AIR","HMSV-A-CB (Multi-Split Heat Pump)","M3OF-27HFN1-M","Non-Ducted Indoor Units","Multiple combinations, check manufacturer compatibility",10.3,28000,17200]
[8994415,null,"MDV","HMSV-A-CB (Multi-Split Heat Pump)","M4OH-36HFN1-M","Non-Ducted Indoor Units","Multiple combinations, check manufacturer compatibility",10.5,36000,23200]
[205092308,null,"COMFEE","HRCU-A-CB-O (Mini-Split Heat Pump, with Remote Outdoor Unit Air-Source, Free Delivery)","MOCA30-18HFN1-MT0W","Mini-Splits (Non-Ducted)","CS11M-18HRFN1-MT0W",10.3,18000,10800]
[205092313,null,"MIDEA","HRCU-A-CB-O (Mini-Split Heat Pump, with Remote Outdoor Unit Air-Source, Free Delivery)","MOD01-36HFN1-MP0W","Mini-Splits (Non-Ducted)","MSMBE-36HRFN1-MP0W",10,36000,20600]
[9001007,null,"GIBSON","HRCU-A-CB-O (Mini-Split Heat Pump, with Remote Outdoor Unit Air-Source, Free Delivery)","GXH24(7.0)USV4DH","Mini-Splits (Non-Ducted)","GKU24(7.0)USV2FL",10,27200,15700]
[9001012,null,"GIBSON","HRCU-A-CB (Mini-Split System: Heat Pump with Outdoor Unit-Air-Source, Ducted)","GXH36(10.6)USV4DH","Mini-Splits (Ducted)","GDU36(10.6)USV2FL",9,41000,24600]
[9001013,null,"GIBSON","HRCU-A-CB-O (Mini-Split Heat Pump, with Remote Outdoor Unit Air-Source, Free Delivery)","GXH36(10.6)USV4DH","Mini-Splits (Non-Ducted)","GKU36(10.6)USV2FL",9,41000,23400]
[202443303,null,"AIRTEMP","HRCU-A-CB-O (Mini-Split Heat Pump, with Remote Outdoor Unit Air-Source, Free Delivery)","GXH18(5.3)LSK4DL","Mini-Splits (Non-Ducted)","GHH18(5.3)LSK4DL",9,19000,12000]
[202443310,null,"AIRTEMP","HRCU-A-CB-O (Mini-Split Heat Pump, with Remote Outdoor Unit Air-Source, Free Delivery)","GXH12(3.5)LSK4DH","Mini-Splits (Non-Ducted)","GHH12(3.5)LUK4DH",11,13000,7700]
[9035287,null,"SAMSUNG","HRCU-A-CB-O (Mini-Split Heat Pump, with Remote Outdoor Unit Air-Source, Free Delivery)","AR09KSFPDWQX","Mini-Splits (Non-Ducted)","AR09KSFPDWQN",9,11000,6000]
[9035289,null,"SAMSUNG","HRCU-A-CB-O (Mini-Split Heat Pump, with Remote Outdoor Unit Air-Source, Free Delivery)","AR24KSFPDWQX","Mini-Splits (Non-Ducted)","AR24KSFPDWQN",9,24000,15700]
[9060045,null,"SLIMAIR TECHNOLOGIES","HRCU-A-CB-O (Mini-Split Heat Pump, with Remote Outdoor Unit Air-Source, Free Delivery)","SHC36VA-2H","Mini-Splits (Non-Ducted)","SHM36VA-2VT",9.6,33400,17500]
[9060513,null,"AMERICAN STANDARD","HMSV-A-CB-O (Multi-Split Heat Pump, Free Delivery)","4TXM2230A15N0**","Non-Ducted Indoor Units","Multiple combinations, check manufacturer compatibility",10.5,42000,27000]
[9084225,null,"GREE","HMSV-A-CB-O (Multi-Split Heat Pump, Free Delivery)","GWHD(24)ND3GO","Non-Ducted Indoor Units","Multiple combinations, check manufacturer compatibility",11,26000,16600]
[9084226,null,"GREE","HMSV-A-CB-O (Multi-Split Heat Pump, Free Delivery)","GWHD(30)ND3GO","Non-Ducted Indoor Units","Multiple combinations, check manufacturer compatibility",11.5,30000,18000]
[205092782,null,"HISENSE","HRCU-A-CB-O (Mini-Split Heat Pump, with Remote Outdoor Unit Air-Source, Free Delivery)","AST-12UW3SXE01A","Mini-Splits (Non-Ducted)","AST-12UW3SXE**01A",10.5,13000,7500]
[205093064,null,"TOSOT","HRCU-A-CB-O (Mini-Split Heat Pump, with Remote Outdoor Unit Air-Source, Free Delivery)","TW24HQ1B2DO","Mini-Splits (Non-Ducted)","TW24HQ1B2DI",10,24000,15000]
[202087968,null,"SAMSUNG","HRCU-A-CB-O (Mini-Split Heat Pump, with Remote Outdoor Unit Air-Source, Free Delivery)","AC036JXADCH/AA","Mini-Splits (Non-Ducted)","AC036NN4DCH/AA",9.5,40000,24000]
[202087969,null,"SAMSUNG","HRCU-A-CB-O (Mini-Split Heat Pump, with Remote Outdoor Unit Air-Source, Free Delivery)","AC042JXADCH/AA","Mini-Splits (Non-Ducted)","AC042NN4DCH/AA",9.5,47000,28000]
[8908617,null,"FUJITSU","HMSV-A-CB (Multi-Split Heat Pump)","AOU45RLXFZ","Non-Ducted Indoor Units","Multiple combinations, check manufacturer compatibility",10.3,48000,28200]
[8915232,null,"FRIEDRICH","HMSV-A-CB (Multi-Split Heat Pump)","MR24DY3JMA","Non-Ducted Indoor Units","Multiple combinations, check manufacturer compatibility",10.6,24000,14500]
[8915237,null,"FRIEDRICH","HMSV-A-CB (Multi-Split Heat Pump)","MR48DEY3JM","Non-Ducted Indoor Units","Multiple combinations, check manufacturer compatibility",10,54000,35000]
[8915238,null,"FRIEDRICH","HMSV-A-CB (Multi-Split Heat Pump)","MR48DEY3JM","Ducted Indoor Units","Multiple combinations, check manufacturer compatibility",9.6999999999999993,50000,33600]
[8977708,null,"MRCOOL","HMSV-A-CB (Multi-Split Heat Pump)","MULTI3-27HP230V1","Non-Ducted Indoor Units","Multiple combinations, check manufacturer compatibility",10.3,28000,17200]
[8977717,null,"MRCOOL","HRCU-A-CB-O (Mini-Split Heat Pump, with Remote Outdoor Unit Air-Source, Free Delivery)","O-HH-18-HP-C-230","Mini-Splits (Non-Ducted)","CASSETTE24HP-230",10.5,18000,12000]
[8982504,null,"KLIMAIRE","HMSV-A-CB (Multi-Split Heat Pump)","KMIR545-H219","Non-Ducted Indoor Units","Multiple combinations, check manufacturer compatibility",10.4,48000,30800]
[8982506,null,"KLIMAIRE","HRCU-A-CB-O (Mini-Split Heat Pump, with Remote Outdoor Unit Air-Source, Free Delivery)","KSIE009-H221-O","Mini-Splits (Non-Ducted)","KTIR09-H2",10.5,10000,5800]
[8989583,null,"MDV","HRCU-A-CB-O (Mini-Split Heat Pump, with Remote Outdoor Unit Air-Source, Free Delivery)","MOB30-12HFN1-BT0W","Mini-Splits (Non-Ducted)","MSAEB-12HRFN1-BT0W",10,12000,7500]
[205047851,null,"PANASONIC","HRCU-A-CB-O (Mini-Split Heat Pump, with Remote Outdoor Unit Air-Source, Free Delivery)","CU-XE9WKUA","Mini-Splits (Non-Ducted)","CS-XE9WKUAW",14.5,10900,8000]
[202110506,null,"ACD","HMSV-A-CB (Multi-Split Heat Pump)","MPD42KCH21S-O","Non-Ducted Indoor Units","Multiple combinations, check manufacturer compatibility",10.199999999999999,45000,29000]
[202110507,null,"ACD","HMSV-A-CB (Multi-Split Heat Pump)","MPD42KCH21S-O","Ducted Indoor Units","Multiple combinations, check manufacturer compatibility",9.6,46500,28000]
[202110990,null,"CENTURY","HRCU-A-CB (Mini-Split System: Heat Pump with Outdoor Unit-Air-Source, Ducted)","A-VMH09SU-1","Mini-Splits (Ducted)","B-VMH09DU-1",12,10000,7200]
[202119273,null,"SMART COMFORT","HMSV-A-CB (Multi-Split Heat Pump)","DLCMRAH27CAK","Ducted Indoor Units","Multiple combinations, check manufacturer compatibility",10,28000,17600]
[202119277,null,"SMART COMFORT","HRCU-A-CB-O (Mini-Split Heat Pump, with Remote Outdoor Unit Air-Source, Free Delivery)","DLCSRAH09AAK","Mini-Splits (Non-Ducted)","DLFSCAH09XAK",10.199999999999999,10000,6700]
[202119278,null,"SMART COMFORT","HRCU-A-CB-O (Mini-Split Heat Pump, with Remote Outdoor Unit Air-Source, Free Delivery)","DLCSRAH12AAK","Mini-Splits (Non-Ducted)","DLFSCAH12XAK",10.199999999999999,12000,8200]
[202119283,null,"SMART COMFORT","HRCU-A-CB (Mini-Split System: Heat Pump with Outdoor Unit-Air-Source, Ducted)","DLCSRAH24AAK","Mini-Splits (Ducted)","DLFSDAH24XAK",12,24000,17400]
[205118699,null,"RUNTRU","HRCU-A-CB-O (Mini-Split Heat Pump, with Remote Outdoor Unit Air-Source, Free Delivery)","M4TLS1812A11N**","Mini-Splits (Non-Ducted)","M4MLW1812A1N0**",9.1999999999999993,12900,7500]
[205123796,null,"COMFORT-AIRE","HRCU-A-CB-O (Mini-Split Heat Pump, with Remote Outdoor Unit Air-Source, Free Delivery)","A-VMH09SU-1","Mini-Splits (Non-Ducted)","B-VMH09CU-1",10.8,10000,6700]
[205123797,null,"COMFORT-AIRE","HRCU-A-CB-O (Mini-Split Heat Pump, with Remote Outdoor Unit Air-Source, Free Delivery)","A-VMH12SU-1","Mini-Splits (Non-Ducted)","B-VMH12CU-1",10.6,12000,8700]
[205123802,null,"COMFORT-AIRE","HRCU-A-CB-O (Mini-Split Heat Pump, with Remote Outdoor Unit Air-Source, Free Delivery)","A-VMH24SU-1","Mini-Splits (Non-Ducted)","B-VMH24UU-1",11.5,24000,17200]
[9000113,null,"PIONEER","HMSV-A-CB (Multi-Split Heat Pump)","YN050GMFI22M5D","Non-Ducted Indoor Units","Multiple combinations, check manufacturer compatibility",10.4,48000,30800]
[9000960,null,"PIONEER","HRCU-A-CB-O (Mini-Split Heat Pump, with Remote Outdoor Unit Air-Source, Free Delivery)","YN018GMFI22RPD","Mini-Splits (Non-Ducted)","UB018GMFILCFHD",10.5,18000,12000]
[9000962,null,"PIONEER","HRCU-A-CB-O (Mini-Split Heat Pump, with Remote Outdoor Unit Air-Source, Free Delivery)","YN024GMFI22RPD","Mini-Splits (Non-Ducted)","CB024GMFILCFHD",10.5,24400,15800]
[9000973,null,"PIONEER","HRCU-A-CB-O (Mini-Split Heat Pump, with Remote Outdoor Unit Air-Source, Free Delivery)","YN048GMFI17RUD","Mini-Splits (Non-Ducted)","UB048GMFILCFHD",11,50000,35000]
[9001017,null,"GIBSON","HRCU-A-CB-O (Mini-Split Heat Pump, with Remote Outdoor Unit Air-Source, Free Delivery)","GXH42(12.3)USV4DH","Mini-Splits (Non-Ducted)","GFU42(12.3)USG2FL",9,44000,24800]
[9001022,null,"GIBSON","HRCU-A-CB-O (Mini-Split Heat Pump, with Remote Outdoor Unit Air-Source, Free Delivery)","GXH24(7.0)FMK4DH","Non-Ducted Indoor Units","Multiple combinations, check manufacturer compatibility",10.199999999999999,29000,17800]
[9001023,null,"GIBSON","HMSV-A-CB (Multi-Split Heat Pump)","GXH30(8.8)FMK4DH","Non-Ducted Indoor Units","Multiple combinations, check manufacturer compatibility",10.199999999999999,31600,19400]
[9004341,null,"INNOVAIR","HMSV-A-CB (Multi-Split Heat Pump)","IOV048H2MDC708","Non-Ducted Indoor Units","Multiple combinations, check manufacturer compatibility",9,52500,31600]
[205132631,null,"SAMSUNG","HRCU-A-CB-O (Mini-Split Heat Pump, with Remote Outdoor Unit Air-Source, Free Delivery)","AR12TSFYBWKX","Mini-Splits (Non-Ducted)","AR12TSFYBWKN",12,12000,7300]
[205132636,null,"SAMSUNG","HRCU-A-CB-O (Mini-Split Heat Pump, with Remote Outdoor Unit Air-Source, Free Delivery)","AR18TSFABWKX","Mini-Splits (Non-Ducted)","AR18TSFABWKN",10,20600,12000]
[205132670,null,"SAMSUNG","HRCU-A-CB-O (Mini-Split Heat Pump, with Remote Outdoor Unit Air-Source, Free Delivery)","AR24TSFYBWKX","Mini-Splits (Non-Ducted)","AR24TSFYBWKN",9,24000,13500]
[205138207,null,"MAESTRO","HRCU-A-CB-O (Mini-Split Heat Pump, with Remote Outdoor Unit Air-Source, Free Delivery)","MA-18CA22EXT","Mini-Splits (Non-Ducted)","MA-18CA22INT",11.6,19000,11600]
[8989602,null,"DIRECT AIR","HRCU-A-CB-O (Mini-Split Heat Pump, with Remote Outdoor Unit Air-Source, Free Delivery)","MOB30-12HFN1-BT0W","Mini-Splits (Non-Ducted)","MSAEB-12HRFN1-BT0W",10,12000,7500]
[8991965,null,"COMFORMATIC","HRCU-A-CB-O (Mini-Split Heat Pump, with Remote Outdoor Unit Air-Source, Free Delivery)","AWGKC24-H2","Mini-Splits (Non-Ducted)","AWGKE24-H2",9,23000,13500]
[8992687,null,"GREE","HRCU-A-CB-O (Mini-Split Heat Pump, with Remote Outdoor Unit Air-Source, Free Delivery)","GWH18ZD-D3DNA2E/O","Mini-Splits (Non-Ducted)","GWH18ZD-D3DN***/I",9,19000,12000]
[8993365,null,"EMI","HRCU-A-CB-O (Mini-Split Heat Pump, with Remote Outdoor Unit Air-Source, Free Delivery)","SZ1H12DAA","Mini-Splits (Non-Ducted)","WALH12DAA",9.8000000000000007,12000,7200]
[8993374,null,"EMI","HRCU-A-CB-O (Mini-Split Heat Pump, with Remote Outdoor Unit Air-Source, Free Delivery)","SZ1H24DAA","Mini-Splits (Non-Ducted)","CASH24DAA",10.5,24400,15800]
[8989587,null,"PERFECTAIRE","HMSV-A-CB (Multi-Split Heat Pump)","2PAMSH18-MZO2","Non-Ducted Indoor Units","Multiple combinations, check manufacturer compatibility",10,18000,11800]
[8989588,null,"PERFECTAIRE","HMSV-A-CB (Multi-Split Heat Pump)","2PAMSH27-MZO3","Non-Ducted Indoor Units","Multiple combinations, check manufacturer compatibility",9.8000000000000007,28000,16800]
[202195110,null,"COMFORT-AIRE","HMSV-A-CB (Multi-Split Heat Pump)","A-VMH48PU-1","Mixed Ducted and Non-Ducted Indoor Units","Multiple combinations, check manufacturer compatibility",10.6,49000,32200]
[202195115,null,"CENTURY","HMSV-A-CB (Multi-Split Heat Pump)","A-VMH48PU-1","Non-Ducted Indoor Units","Multiple combinations, check manufacturer compatibility",10.199999999999999,48000,29600]
[202119288,null,"SMART COMFORT","HRCU-A-CB (Mini-Split System: Heat Pump with Outdoor Unit-Air-Source, Ducted)","DLCSRAH18AAK","Mini-Splits (Ducted)","DLFSDAH18XAK",10.8,19000,12400]
[202119289,null,"SMART COMFORT","HMSV-A-CB (Multi-Split Heat Pump)","DLCMRAH18BAK","Mixed Ducted and Non-Ducted Indoor Units","Multiple combinations, check manufacturer compatibility",9.85,18200,11550]
[202119334,null,"SMART COMFORT","HRCU-A-CB (Mini-Split System: Heat Pump with Outdoor Unit-Air-Source, Ducted)","DLCLRAH58AAK","Mini-Splits (Ducted)","DLFLDAH58XAK",9,60000,37600]
[202126395,null,"TOSOT","HRCU-A-CB-O (Mini-Split Heat Pump, with Remote Outdoor Unit Air-Source, Free Delivery)","TW09HQ2A3DO","Mini-Splits (Non-Ducted)","TW09HQ2A3DI",10.5,11000,6800]
[202134392,null,"TOSOT","HRCU-A-CB-O (Mini-Split Heat Pump, with Remote Outdoor Unit Air-Source, Free Delivery)","TW12HQ2A3DO","Mini-Splits (Non-Ducted)","TW12HQ2A3DI",11,13000,7100]
[9006304,null,"MIDEA","HRCU-A-CB-O (Mini-Split Heat Pump, with Remote Outdoor Unit Air-Source, Free Delivery)","MOB30-09HFN1-MX0W","Mini-Splits (Non-Ducted)","CS11M-09HRFN1-MX0W(A)",11.2,10900,6900]
[9006310,null,"MIDEA","HMSV-A-CB (Multi-Split Heat Pump)","M2OF-18HFN1-M","Non-Ducted Indoor Units","Multiple combinations, check manufacturer compatibility",10.3,19000,12000]
[9006656,null,"FRIGIDAIRE","HRCU-A-CB-O (Mini-Split Heat Pump, with Remote Outdoor Unit Air-Source, Free Delivery)","FASC24B2MBKNW","Mini-Splits (Non-Ducted)","FASE24B2MBKNW",10,25000,15300]
[202208604,8669074,"SMARTFLEX","HMSV-A-CB (Multi-Split Heat Pump)","DHW36CMB21S","Non-Ducted Indoor Units","Multiple combinations, check manufacturer compatibility",10.199999999999999,42500,24800]
[202392005,null,"American Standard / Mitsubishi Electric","HMSV-A-CB (Multi-Split Heat Pump)","NAXMMX20A122A*","Mixed Ducted and Non-Ducted Indoor Units","Multiple combinations, check manufacturer compatibility",9.65,22000,13000]
[202392010,null,"Trane / Mitsubishi Electric","HMSV-A-CB (Multi-Split Heat Pump)","NTXMPH42A152A*","Mixed Ducted and Non-Ducted Indoor Units","Multiple combinations, check manufacturer compatibility",10.55,48000,36200]
[202392015,null,"American Standard / Mitsubishi Electric","HMSV-A-CB (Multi-Split Heat Pump)","NAXMPH48A182A*","Mixed Ducted and Non-Ducted Indoor Units","Multiple combinations, check manufacturer compatibility",10.5,54000,41500]
[202392020,null,"Mitsubishi Electric","HRCU-A-CB-O (Mini-Split Heat Pump, with Remote Outdoor Unit Air-Source, Free Delivery)","SUZ-KA18NA2","Mini-Splits (Non-Ducted)","MLZ-KP18NA",12.4,20000,13100]
[202392021,null,"Mitsubishi Electric","HRCU-A-CB-O (Mini-Split Heat Pump, with Remote Outdoor Unit Air-Source, Free Delivery)","SUZ-KA09NA2","Mini-Splits (Non-Ducted)","SLZ-KF09NA",12.2,11000,6900]
[205150428,null,"FRIEDRICH","HRCU-A-CB (Mini-Split System: Heat Pump with Outdoor Unit-Air-Source, Ducted)","FPHMR18A3A","Ducted Indoor Units","Multiple combinations, check manufacturer compatibility",9.6,18000,12200]
[204629387,null,"Mitsubishi Electric","HRCU-A-CB (Mini-Split System: Heat Pump with Outdoor Unit-Air-Source, Ducted)","NAXSKS36A112A*","Mini-Splits (Ducted)","PEAD-A36AA7",11.6,33400,23000]
[204629392,null,"Mitsubishi Electric","HRCU-A-CB (Mini-Split System: Heat Pump with Outdoor Unit-Air-Source, Ducted)","NAXSKS36A112A*","Mini-Splits (Ducted)","SVZ-KP36NA",11.7,33400,23200]
[204629396,null,"Mitsubishi Electric","HRCU-A-CB-O (Mini-Split Heat Pump, with Remote Outdoor Unit Air-Source, Free Delivery)","NAXSST09A112A*","Mini-Splits (Non-Ducted)","NTXWST09A112A*",12.8,10900,6700]
[204629401,null,"Mitsubishi Electric","HRCU-A-CB-O (Mini-Split Heat Pump, with Remote Outdoor Unit Air-Source, Free Delivery)","NAXSMT12A112A*","Mini-Splits (Non-Ducted)","NTXWMT12A112A*",10,12200,7600]
[206661540,null,"Trane / Mitsubishi Electric","HRCU-A-CB-O (Mini-Split Heat Pump, with Remote Outdoor Unit Air-Source, Free Delivery)","NTXSST36B112A*","Mini-Splits (Non-Ducted)","NTXWST36B112A*",10,35200,22400]
[206709444,null,"American Standard / Mitsubishi Electric","HRCU-A-CB-O (Mini-Split Heat Pump, with Remote Outdoor Unit Air-Source, Free Delivery)","MUZ-FH12NAH","Mini-Splits (Non-Ducted)","NAXWPH12A112A*",11.5,13600,8100]
[206709445,null,"American Standard / Mitsubishi Electric","HRCU-A-CB-O (Mini-Split Heat Pump, with Remote Outdoor Unit Air-Source, Free Delivery)","MUZ-FH15NA","Mini-Splits (Non-Ducted)","NAXWPH15A112A*",12,18000,11000]
[206709450,null,"Trane / Mitsubishi Electric","HRCU-A-CB-O (Mini-Split Heat Pump, with Remote Outdoor Unit Air-Source, Free Delivery)","MUZ-FH12NAH","Mini-Splits (Non-Ducted)","NTXWPH12A112A*",11.5,13600,8100]
[204629413,null,"Mitsubishi Electric","HRCU-A-CB-O (Mini-Split Heat Pump, with Remote Outdoor Unit Air-Source, Free Delivery)","NAXSKS09A112A*","Mini-Splits (Non-Ducted)","NTXCKS09A112A*",12.2,11000,6900]
[204629418,null,"Mitsubishi Electric","HRCU-A-CB (Mini-Split System: Heat Pump with Outdoor Unit-Air-Source, Ducted)","NAXSKS12A112A*","Mini-Splits (Ducted)","NTXDKS12A112A*",12.4,15000,10000]
[204629419,null,"Mitsubishi Electric","HRCU-A-CB (Mini-Split System: Heat Pump with Outdoor Unit-Air-Source, Ducted)","NAXSKS15A112A*","Mini-Splits (Ducted)","NTXDKS15A112A*",11.4,18000,11700]
[204629424,null,"Mitsubishi Electric","HRCU-A-CB (Mini-Split System: Heat Pump with Outdoor Unit-Air-Source, Ducted)","NAXSKS30A112A*","Mini-Splits (Ducted)","NTXAMT30A112A*",13.6,30000,21400]
[204629602,null,"Mitsubishi Electric","HRCU-A-CB-O (Mini-Split Heat Pump, with Remote Outdoor Unit Air-Source, Free Delivery)","NAXSST18A112A*","Mini-Splits (Non-Ducted)","NTXWST18A112A*",11.2,21600,13800]
[204630894,null,"GREE","HRCU-A-CB (Mini-Split System: Heat Pump with Outdoor Unit-Air-Source, Ducted)","MULTIU36HP230V1DO","Ducted Indoor Units","Multiple combinations, check manufacturer compatibility",9,36000,29200]
[204630895,null,"GREE","HRCU-A-CB (Mini-Split System: Heat Pump with Outdoor Unit-Air-Source, Ducted)","MULTIU42HP230V1DO","Ducted Indoor Units","Multiple combinations, check manufacturer compatibility",9,42000,30800]
[206396157,null,"AIRQUEST","HRCU-A-CB-O (Mini-Split Heat Pump, with Remote Outdoor Unit Air-Source, Free Delivery)","DLCSRAH09AAK","Mini-Splits (Non-Ducted)","DLFSHBH09XAK",9.5,12000,7000]
[206396162,null,"AIRQUEST","HRCU-A-CB-O (Mini-Split Heat Pump, with Remote Outdoor Unit Air-Source, Free Delivery)","DLCSRAH24AAK","Mini-Splits (Non-Ducted)","DLFSHBH24XAK",10,25000,15000]
[206400645,null,"CARRIER","HRCU-A-CB-O (Mini-Split Heat Pump, with Remote Outdoor Unit Air-Source, Free Delivery)","38MARBQ24AA3","Mini-Splits (Non-Ducted)","40MAQB24B--3",12,26000,19400]
[206400646,null,"CARRIER","HRCU-A-CB-O (Mini-Split Heat Pump, with Remote Outdoor Unit Air-Source, Free Delivery)","38MARBQ30AA3","Mini-Splits (Non-Ducted)","40MAQB30B--3",9,30000,19600]
[206400652,null,"BRYANT","HRCU-A-CB-O (Mini-Split Heat Pump, with Remote Outdoor Unit Air-Source, Free Delivery)","38MARBQ30AA3","Mini-Splits (Non-Ducted)","619PEQ030BBMA",9,30000,19600]
[202053810,null,"DELLA","HRCU-A-CB-O (Mini-Split Heat Pump, with Remote Outdoor Unit Air-Source, Free Delivery)","048-MS-12K2V-22S-OUT","Mini-Splits (Non-Ducted)","048-MS-12K2V-22S-IN",11,12000,7200]
[202053871,null,"G-AIR","HRCU-A-CB-O (Mini-Split Heat Pump, with Remote Outdoor Unit Air-Source, Free Delivery)","GS-36UW3SDKDK(O)","Mini-Splits (Non-Ducted)","GS-36UW3SDKDK(I)",9.6,33400,17500]
[202057118,null,"SAMSUNG","HMSV-A-CB (Multi-Split Heat Pump)","AM048NXMDCR","Non-Ducted Indoor Units","Multiple combinations, check manufacturer compatibility",10.7,54000,33000]
[202063358,null,"DAIZUKI","HRCU-A-CB-O (Mini-Split Heat Pump, with Remote Outdoor Unit Air-Source, Free Delivery)","DX18C426H-18","Mini-Splits (Non-Ducted)","DX18E426H-18",9,19800,11300]
[204629543,null,"Trane / Mitsubishi Electric","HRCU-A-CB (Mini-Split System: Heat Pump with Outdoor Unit-Air-Source, Ducted)","NTXSKS30A112A*","Mini-Splits (Ducted)","PEAD-A30AA7",12.6,30000,22400]
[204629548,null,"American Standard / Mitsubishi Electric","HRCU-A-CB (Mini-Split System: Heat Pump with Outdoor Unit-Air-Source, Ducted)","NAXSKS18A112A*","Mini-Splits (Ducted)","PEAD-A18AA7",12.9,21600,14000]
[204629549,null,"American Standard / Mitsubishi Electric","HRCU-A-CB (Mini-Split System: Heat Pump with Outdoor Unit-Air-Source, Ducted)","NAXSKS24A112A*","Mini-Splits (Ducted)","PEAD-A24AA7",11.2,25000,15000]
[204629554,null,"Mitsubishi Electric","HRCU-A-CB-O (Mini-Split Heat Pump, with Remote Outdoor Unit Air-Source, Free Delivery)","NTXSMT24A112A*","Mini-Splits (Non-Ducted)","MSZ-HM24NA***",10,26000,18500]
[204629574,null,"Mitsubishi Electric","HRCU-A-CB-O (Mini-Split Heat Pump, with Remote Outdoor Unit Air-Source, Free Delivery)","MUFZ-KJ15NAHZ***","Mini-Splits (Non-Ducted)","NAXFKS15A112A*",11.6,18000,12000]
[8578481,null,"YORK BY JOHNSON CONTROLS","HRCU-A-CB (Mini-Split System: Heat Pump with Outdoor Unit-Air-Source, Ducted)","DHR48CSB21S","Mini-Splits (Ducted)","DHR48NDB21S",9,54500,30600]
[8578482,null,"COLEMAN BY JOHNSON CONTROLS","HRCU-A-CB (Mini-Split System: Heat Pump with Outdoor Unit-Air-Source, Ducted)","DHR48CSB21S","Mini-Splits (Ducted)","DHR48NDB21S",9,54500,30600]
[8578487,null,"LUXAIRE BY JOHNSON CONTROLS","HRCU-A-CB-O (Mini-Split Heat Pump, with Remote Outdoor Unit Air-Source, Free Delivery)","DHR48CSB21S","Mini-Splits (Non-Ducted)","DHR48NKB21S",9,54500,27600]
[8106191,null,"GREE","HMSV-A-CB (Multi-Split Heat Pump)","GWHD(30)ND3EO","Ducted Indoor Units","Multiple combinations, check manufacturer compatibility",9.8000000000000007,32000,19800]
[8111358,null,"LG","HMSV-A-CB (Multi-Split Heat Pump)","LMU480HV","Non-Ducted Indoor Units","Multiple combinations, check manufacturer compatibility",10,54000,35000]
[8111359,null,"LG","HMSV-A-CB (Multi-Split Heat Pump)","LMU30CHV","Mixed Ducted and Non-Ducted Indoor Units","Multiple combinations, check manufacturer compatibility",9.85,32400,19300]
[8203116,null,"SAMSUNG","HRCU-A-CB-O (Mini-Split Heat Pump, with Remote Outdoor Unit Air-Source, Free Delivery)","AC036JXSCCH/AA","Mini-Splits (Non-Ducted)","AC036JN4DCH/AA",10.4,40000,25000]
[206422391,null,"KANIONco","HRCU-A-CB-O (Mini-Split Heat Pump, with Remote Outdoor Unit Air-Source, Free Delivery)","KWSM-09IR410AHS16","Mini-Splits (Non-Ducted)","KWSM-09IR410AHS16",9.4,12000,6500]
[206422396,null,"KANIONco","HRCU-A-CB-O (Mini-Split Heat Pump, with Remote Outdoor Unit Air-Source, Free Delivery)","KWSM-09IR410AHS16L","Mini-Splits (Non-Ducted)","KWSM-09IR410AHS16L",9.8000000000000007,9800,5500]
[206422397,null,"KANIONco","HRCU-A-CB-O (Mini-Split Heat Pump, with Remote Outdoor Unit Air-Source, Free Delivery)","KWSM-24IR410AHS16","Mini-Splits (Non-Ducted)","KWSM-24IR410AHS16",9.5,24000,14400]
[206422402,null,"Comfor Matic","HRCU-A-CB-O (Mini-Split Heat Pump, with Remote Outdoor Unit Air-Source, Free Delivery)","AWGTC12-H2","Mini-Splits (Non-Ducted)","AWGTE12-H2",9.1,13000,6800]
[206709454,null,"Trane / Mitsubishi Electric","HRCU-A-CB-O (Mini-Split Heat Pump, with Remote Outdoor Unit Air-Source, Free Delivery)","MUZ-FH18NAH2","Mini-Splits (Non-Ducted)","NTXWPH18A112A*",11,20200,13700]
[206709459,null,"American Standard / Mitsubishi Electric","HRCU-A-CB-O (Mini-Split Heat Pump, with Remote Outdoor Unit Air-Source, Free Delivery)","NAXSPH12A112A*","Mini-Splits (Non-Ducted)","NTXWPH12A112A*",12.5,13600,8100]
[206709460,null,"American Standard / Mitsubishi Electric","HRCU-A-CB-O (Mini-Split Heat Pump, with Remote Outdoor Unit Air-Source, Free Delivery)","NAXSPH15A112A*","Mini-Splits (Non-Ducted)","NTXWPH15A112A*",12,18000,11000]
[206709465,null,"Trane / Mitsubishi Electric","HRCU-A-CB-O (Mini-Split Heat Pump, with Remote Outdoor Unit Air-Source, Free Delivery)","NTXSPB15A112A*","Mini-Splits (Non-Ducted)","NAXWPH15A112A*",11,18000,11000]
[8323455,null,"BLUERIDGE","HRCU-A-CB-O (Mini-Split Heat Pump, with Remote Outdoor Unit Air-Source, Free Delivery)","BMKH18-D3DNC9K/O","Mini-Splits (Non-Ducted)","BMKH18-D3DNA2K/I",9,19000,11500]
[8331940,null,"VARIABLE SPEED DUCTLESS SPLITS","HRCU-A-CB-O (Mini-Split Heat Pump, with Remote Outdoor Unit Air-Source, Free Delivery)","DLCCHR12K1A","Mini-Splits (Non-Ducted)","DLFCHB12K1A",11,13000,7700]
[8342313,null,"MIRAGE","HRCU-A-CB-O (Mini-Split Heat Pump, with Remote Outdoor Unit Air-Source, Free Delivery)","CMC181J","Mini-Splits (Non-Ducted)","EMC181J",9,19000,12000]
[8578424,null,"GUARDIAN BY JOHNSON CONTROLS","HRCU-A-CB (Mini-Split System: Heat Pump with Outdoor Unit-Air-Source, Ducted)","DHR18CSB21S","Mini-Splits (Ducted)","DHR18NDB21S",9.5,18800,10900]
[204706308,null,"ACC","HMSV-A-CB (Multi-Split Heat Pump)","MST363E23MHAA","Mixed Ducted and Non-Ducted Indoor Units","Multiple combinations, check manufacturer compatibility",10.23,36200,24000]
[204707607,null,"Breeze33","HMSV-A-CB (Multi-Split Heat Pump)","BZ33-HP182Z2","Mixed Ducted and Non-Ducted Indoor Units","Multiple combinations, check manufacturer compatibility",9.9,18600,11600]
[204707608,null,"Breeze33","HMSV-A-CB (Multi-Split Heat Pump)","BZ33-HP485Z2","Mixed Ducted and Non-Ducted Indoor Units","Multiple combinations, check manufacturer compatibility",10.6,49000,32200]
[204707613,null,"CARRIER","HMSV-A-CB (Multi-Split Heat Pump)","38MGRQ24C--3","Ducted Indoor Units","Multiple combinations, check manufacturer compatibility",10,24000,17600]
[204711108,null,"PAYNE","HMSV-A-CB (Multi-Split Heat Pump)","38MGRQ24C--3","Non-Ducted Indoor Units","Multiple combinations, check manufacturer compatibility",10.3,24000,17200]
[8578441,null,"YORK BY JOHNSON CONTROLS","HRCU-A-CB-O (Mini-Split Heat Pump, with Remote Outdoor Unit Air-Source, Free Delivery)","DHR24CSB21S","Mini-Splits (Non-Ducted)","DHR24NCB21S",10,27200,15700]
[8578442,null,"COLEMAN BY JOHNSON CONTROLS","HRCU-A-CB-O (Mini-Split Heat Pump, with Remote Outdoor Unit Air-Source, Free Delivery)","DHR24CSB21S","Mini-Splits (Non-Ducted)","DHR24NCB21S",10,27200,15700]
[8578447,null,"LUXAIRE BY JOHNSON CONTROLS","HRCU-A-CB (Mini-Split System: Heat Pump with Outdoor Unit-Air-Source, Ducted)","DHR30CSB21S","Mini-Splits (Ducted)","DHR30NDB21S",9,31200,16700]
[8578452,null,"GUARDIAN BY JOHNSON CONTROLS","HRCU-A-CB-O (Mini-Split Heat Pump, with Remote Outdoor Unit Air-Source, Free Delivery)","DHR30CSB21S","Mini-Splits (Non-Ducted)","DHR30NKB21S",9,31200,16700]
[7953781,null,"CIAC","HRCU-A-CB-O (Mini-Split Heat Pump, with Remote Outdoor Unit Air-Source, Free Delivery)","CM43AX036-H3H1H","Mini-Splits (Non-Ducted)","CF43AX036-M3H1H",9,41000,23400]
[7953782,null,"CIAC","HRCU-A-CB (Mini-Split System: Heat Pump with Outdoor Unit-Air-Source, Ducted)","CM43AX042-H3H1H","Mini-Splits (Ducted)","CC43AX042-E3H1H",9,44000,24800]
[7953819,null,"CIAC","HRCU-A-CB-O (Mini-Split Heat Pump, with Remote Outdoor Unit Air-Source, Free Delivery)","CM43AX048-H3H1H","Mini-Splits (Non-Ducted)","CF43AX048-M3H1H",9,54500,28600]
[7984263,null,"LENNOX","HRCU-A-CB-O (Mini-Split Heat Pump, with Remote Outdoor Unit Air-Source, Free Delivery)","LI012HO-160P432","Mini-Splits (Non-Ducted)","LI012HI-160P432",9,13000,7700]
[206422456,null,"Mitsubishi Electric","HRCU-A-CB-O (Mini-Split Heat Pump, with Remote Outdoor Unit Air-Source, Free Delivery)","MUZ-GS30NAH-U1","Mini-Splits (Non-Ducted)","MSZ-GS30NA-U1",9.4,32600,21000]
[206422457,null,"Mitsubishi Electric","HRCU-A-CB-O (Mini-Split Heat Pump, with Remote Outdoor Unit Air-Source, Free Delivery)","MUZ-GS36NAH-U1","Mini-Splits (Non-Ducted)","MSZ-GS36NA-U1",9.8000000000000007,35200,22400]
[206425180,null,"Mitsubishi Electric","HRCU-A-CB-O (Mini-Split Heat Pump, with Remote Outdoor Unit Air-Source, Free Delivery)","MUZ-FS09NAH-U1","Mini-Splits (Non-Ducted)","MSZ-FH09NA-U1",12.5,10900,6700]
[206425187,null,"American Standard / Mitsubishi Electric","HRCU-A-CB-O (Mini-Split Heat Pump, with Remote Outdoor Unit Air-Source, Free Delivery)","NAXSPB06B112A*","Mini-Splits (Non-Ducted)","NAXWPH06A112AA",12.5,8700,5900]
[8234364,null,"MCQUAY","HRCU-A-CB-O (Mini-Split Heat Pump, with Remote Outdoor Unit Air-Source, Free Delivery)","MGIS-164018-HCU216A","Mini-Splits (Non-Ducted)","MGIS-164018-HWF216A",9,19000,12000]
[8234369,null,"MCQUAY","HRCU-A-CB-O (Mini-Split Heat Pump, with Remote Outdoor Unit Air-Source, Free Delivery)","MGIS-164024-HCU216A","Mini-Splits (Non-Ducted)","MGIS-164024-HWF216A",9,23000,13500]
[8235772,null,"C&H","HRCU-A-CB-O (Mini-Split Heat Pump, with Remote Outdoor Unit Air-Source, Free Delivery)","GWH09QC-D3DNA1D/O","Mini-Splits (Non-Ducted)","GWH09QC-D3DNA1D/I",10.5,11000,7300]
[8581968,null,"LUXAIRE BY JOHNSON CONTROLS","HMSV-A-CB (Multi-Split Heat Pump)","DHW30CMB21S","Non-Ducted Indoor Units","Multiple combinations, check manufacturer compatibility",10.199999999999999,31600,19400]
[204713926,null,"MDV","HMSV-A-CB (Multi-Split Heat Pump)","M4OH-36HFN1-MCA","Ducted Indoor Units","Multiple combinations, check manufacturer compatibility",11,37000,24600]
[204713932,null,"MDV","HMSV-A-CB (Multi-Split Heat Pump)","M4OF-36HFN1-MCA","Non-Ducted Indoor Units","Multiple combinations, check manufacturer compatibility",10,28000,17400]
[204717560,null,"MDV","HMSV-A-CB (Multi-Split Heat Pump)","M3OF-27HFN1-MCA","Mixed Ducted and Non-Ducted Indoor Units","Multiple combinations, check manufacturer compatibility",10.15,24000,17400]
[204722795,null,"CARRIER","HMSV-A-CB (Multi-Split Heat Pump)","38MGRQ18B--3","Mixed Ducted and Non-Ducted Indoor Units","Multiple combinations, check manufacturer compatibility",10.15,18700,11700]
[8578492,null,"GUARDIAN BY JOHNSON CONTROLS","HRCU-A-CB-O (Mini-Split Heat Pump, with Remote Outdoor Unit Air-Source, Free Delivery)","DHR48CSB21S","Mini-Splits (Non-Ducted)","DHR48NCB21S",9,54500,28600]
[8578501,null,"YORK BY JOHNSON CONTROLS","HMSV-A-CB (Multi-Split Heat Pump)","DHW36CMB21S","Non-Ducted Indoor Units","Multiple combinations, check manufacturer compatibility",10.199999999999999,42500,24800]
[8578506,null,"COLEMAN BY JOHNSON CONTROLS","HMSV-A-CB (Multi-Split Heat Pump)","DHW42CMB21S","Non-Ducted Indoor Units","Multiple combinations, check manufacturer compatibility",10.199999999999999,45000,29000]
[8578586,null,"COLEMAN BY JOHNSON CONTROLS","HRCU-A-CB-O (Mini-Split Heat Pump, with Remote Outdoor Unit Air-Source, Free Delivery)","DHZ09CSB21S","Mini-Splits (Non-Ducted)","DHZ09NWB21S",10.5,9000,5500]
[8578591,null,"LUXAIRE BY JOHNSON CONTROLS","HRCU-A-CB-O (Mini-Split Heat Pump, with Remote Outdoor Unit Air-Source, Free Delivery)","DHZ12CSB21S","Mini-Splits (Non-Ducted)","DHZ12NWB21S",10.5,13000,8500]
[8578592,null,"GUARDIAN BY JOHNSON CONTROLS","HRCU-A-CB-O (Mini-Split Heat Pump, with Remote Outdoor Unit Air-Source, Free Delivery)","DHZ12CSB21S","Mini-Splits (Non-Ducted)","DHZ12NWB21S",10.5,13000,8500]
[204344218,null,"TOSOT","HRCU-A-CB-O (Mini-Split Heat Pump, with Remote Outdoor Unit Air-Source, Free Delivery)","TM18H5O","Non-Ducted Indoor Units","Multiple combinations, check manufacturer compatibility",10.5,21000,17000]
[204400705,null,"DIAL","HRCU-A-CB-O (Mini-Split Heat Pump, with Remote Outdoor Unit Air-Source, Free Delivery)","18000Z-23S-230-I","Mini-Splits (Non-Ducted)","18000Z-23S-230-O",11.6,19000,11600]
[204279003,null,"Breeze33","HMSV-A-CB (Multi-Split Heat Pump)","BZ33-HP485Z2","Non-Ducted Indoor Units","Multiple combinations, check manufacturer compatibility",10.199999999999999,48000,29600]
[204281760,null,"Mitsubishi Electric","HRCU-A-CB (Mini-Split System: Heat Pump with Outdoor Unit-Air-Source, Ducted)","PUZ-HA24NHA","Mini-Splits (Ducted)","PVA-A24AA7",11,26000,17500]
[204325176,null,"GREE","HRCU-A-CB-O (Mini-Split Heat Pump, with Remote Outdoor Unit Air-Source, Free Delivery)","GWH09ACD-D3DNA1A/O","Mini-Splits (Non-Ducted)","GWH09AAD-D3DN***/I",15,9000,7300]
[204330673,null,"LENNOX","HMSV-A-CB (Multi-Split Heat Pump)","MLA036S4M-1P","Ducted Indoor Units","Multiple combinations, check manufacturer compatibility",11,37000,24600]
[204462415,null,"CONCORD","HMSV-A-CB (Multi-Split Heat Pump)","4DHP1S18M-2P","Ducted Indoor Units","Multiple combinations, check manufacturer compatibility",10,18500,11500]
[204462416,null,"DUCANE","HMSV-A-CB (Multi-Split Heat Pump)","4DHP1S18M-2P","Ducted Indoor Units","Multiple combinations, check manufacturer compatibility",10,18500,11500]
[204462421,null,"Armstrong Air","HMSV-A-CB (Multi-Split Heat Pump)","4DHP1S36M-1P","Ducted Indoor Units","Multiple combinations, check manufacturer compatibility",10,37000,23000]
[204462426,null,"AirEase","HRCU-A-CB-O (Mini-Split Heat Pump, with Remote Outdoor Unit Air-Source, Free Delivery)","4DHP1S12S-1L","Mini-Splits (Non-Ducted)","DWM112S4-1L",10.199999999999999,12000,7600]
[204462431,null,"AirEase","HRCU-A-CB (Mini-Split System: Heat Pump with Outdoor Unit-Air-Source, Ducted)","4DHP1S18S-1P","Mini-Splits (Ducted)","DMD218S4-1P",10.5,18000,12000]
[204520283,null,"COMFORT-AIRE","HRCU-A-CB-O (Mini-Split Heat Pump, with Remote Outdoor Unit Air-Source, Free Delivery)","A-DVH12SF-1","Mini-Splits (Non-Ducted)","B-DVH12SF-1",9,11800,6800]
[204543099,null,"CLASSIC","HRCU-A-CB-O (Mini-Split Heat Pump, with Remote Outdoor Unit Air-Source, Free Delivery)","MRHDRC09AS","Mini-Splits (Non-Ducted)","MWHDRC09S",10,9800,5800]
[204543105,null,"WABBAN","HRCU-A-CB (Mini-Split System: Heat Pump with Outdoor Unit-Air-Source, Ducted)","BBOCA3018HFN1MT0-W","Mini-Splits (Ducted)","BBMTIU18HWFN1-M",11,19000,13400]
[204543120,null,"PREMIUM LEVELLA","HRCU-A-CB-O (Mini-Split Heat Pump, with Remote Outdoor Unit Air-Source, Free Delivery)","PIAW91800B","Mini-Splits (Non-Ducted)","PIAW91790A",9.5,9000,6000]
[204543121,null,"PREMIUM LEVELLA","HRCU-A-CB-O (Mini-Split Heat Pump, with Remote Outdoor Unit Air-Source, Free Delivery)","PIAW121800B","Mini-Splits (Non-Ducted)","PIAW121790A",9.5,12000,6800]
[206350440,null,"KENMORE","HRCU-A-CB (Mini-Split System: Heat Pump with Outdoor Unit-Air-Source, Ducted)","DLCSRBH12AAK","Mini-Splits (Ducted)","DLFSDAH12XAK",11.5,12000,8300]
[206350445,null,"KENMORE","HRCU-A-CB-O (Mini-Split Heat Pump, with Remote Outdoor Unit Air-Source, Free Delivery)","DLCSRBH24AAK","Mini-Splits (Non-Ducted)","DLFSCAH24XAK",11.6,24000,14500]
[205767441,null,"REZNOR","HMSV-A-CB-O (Multi-Split Heat Pump, Free Delivery)","V5BV-24WMAK","Non-Ducted Indoor Units","Multiple combinations, check manufacturer compatibility",10,28000,16500]
[205767442,null,"MAMMOTH","HMSV-A-CB-O (Multi-Split Heat Pump, Free Delivery)","V5BV-24WMAK","Non-Ducted Indoor Units","Multiple combinations, check manufacturer compatibility",10,28000,16500]
[204101247,null,"FRIEDRICH","HRCU-A-CB-O (Mini-Split Heat Pump, with Remote Outdoor Unit Air-Source, Free Delivery)","FPHMR36A3A","Non-Ducted Indoor Units","Multiple combinations, check manufacturer compatibility",11,36000,23200]
[204101350,null,"BOREAL","HRCU-A-CB-O (Mini-Split Heat Pump, with Remote Outdoor Unit Air-Source, Free Delivery)","KON12HPL1OB","Mini-Splits (Non-Ducted)","KON12HPL1IB",9,13000,7500]
[205772845,null,"Weathermaker","HMSV-A-CB (Multi-Split Heat Pump)","38MGRQ18B--3","Non-Ducted Indoor Units","Multiple combinations, check manufacturer compatibility",10.3,19000,12000]
[205772846,null,"Weathermaker","HMSV-A-CB (Multi-Split Heat Pump)","38MGRQ18B--3","Ducted Indoor Units","Multiple combinations, check manufacturer compatibility",10,18500,11500]
[206350483,null,"AIRQUEST","HRCU-A-CB-O (Mini-Split Heat Pump, with Remote Outdoor Unit Air-Source, Free Delivery)","DLCSRBH12AAK","Mini-Splits (Non-Ducted)","DLFSCAH12XAK",10.6,12000,7900]
[206350488,null,"AIRQUEST","HRCU-A-CB-O (Mini-Split Heat Pump, with Remote Outdoor Unit Air-Source, Free Delivery)","DLCSRBH18AAK","Mini-Splits (Non-Ducted)","DLFSFAH18XAK",10.6,18000,12000]
[205782159,null,"LENNOX","HRCU-A-CB-O (Mini-Split Heat Pump, with Remote Outdoor Unit Air-Source, Free Delivery)","MPB048S4S-1P","Mini-Splits (Non-Ducted)","M33B048S4-2P",11,50000,35000]
[205782160,null,"LENNOX","HRCU-A-CB (Mini-Split System: Heat Pump with Outdoor Unit-Air-Source, Ducted)","MLB036S4S-1P","Mini-Splits (Ducted)","MMDB036S4-2P",11.5,40000,28000]
[205782165,null,"LENNOX","HRCU-A-CB-O (Mini-Split Heat Pump, with Remote Outdoor Unit Air-Source, Free Delivery)","MLB048S4S-1P","Mini-Splits (Non-Ducted)","M33B048S4-2P",10.7,51000,35000]
[204462401,null,"Armstrong Air","HMSV-A-CB (Multi-Split Heat Pump)","4DHP1S30M-1P","Non-Ducted Indoor Units","Multiple combinations, check manufacturer compatibility",10.3,28000,17200]
[204462406,null,"AirEase","HMSV-A-CB (Multi-Split Heat Pump)","4DHP1S36M-1P","Non-Ducted Indoor Units","Multiple combinations, check manufacturer compatibility",10.199999999999999,36000,24600]
[204462407,null,"Armstrong Air","HMSV-A-CB (Multi-Split Heat Pump)","4DHP1S48M-1P","Non-Ducted Indoor Units","Multiple combinations, check manufacturer compatibility",10.199999999999999,48000,29600]
[205788765,null,"LG","HRCU-A-CB-O (Mini-Split Heat Pump, with Remote Outdoor Unit Air-Source, Free Delivery)","LUU420HHV","Mini-Splits (Non-Ducted)","LCN429HV",11.6,48000,29200]
[205758353,null,"BOREAL","HRCU-A-CB-O (Mini-Split Heat Pump, with Remote Outdoor Unit Air-Source, Free Delivery)","BRS09HPJ1OA","Mini-Splits (Non-Ducted)","BRS09HPJ1IA",9,9500,5600]
[205758358,null,"BOREAL","HRCU-A-CB-O (Mini-Split Heat Pump, with Remote Outdoor Unit Air-Source, Free Delivery)","BRS36HPJ1OA","Mini-Splits (Non-Ducted)","BRS36HPJ1IA",10,34600,22600]
[205758359,null,"AIR MAX","HRCU-A-CB-O (Mini-Split Heat Pump, with Remote Outdoor Unit Air-Source, Free Delivery)","AWGYC12-C2","Mini-Splits (Non-Ducted)","AWGYE12-C2",14,12200,8100]
[205767338,null,"MIDEA","HRCU-A-CB-O (Mini-Split Heat Pump, with Remote Outdoor Unit Air-Source, Free Delivery)","MOE30U-36HFN1-M-[X]","Mini-Splits (Non-Ducted)","MCD-36HRFN1-M(C)",10.3,39000,25400]
[205767343,null,"COMFORTMAKER","HRCU-A-CB (Mini-Split System: Heat Pump with Outdoor Unit-Air-Source, Ducted)","DLCLRBH36AAK","Mini-Splits (Ducted)","DLFLAAH36XAK",10.4,39000,25000]
[204340475,null,"MRCOOL","HRCU-A-CB-O (Mini-Split Heat Pump, with Remote Outdoor Unit Air-Source, Free Delivery)","O-HH-24-HP-C-230","Mini-Splits (Non-Ducted)","CASSETTE24HP-230",11.5,24000,16200]
[204340534,null,"TRANE","HRCU-A-CB-O (Mini-Split Heat Pump, with Remote Outdoor Unit Air-Source, Free Delivery)","4TXM2318A12NU**","Non-Ducted Indoor Units","Multiple combinations, check manufacturer compatibility",10.5,21000,17000]
[205807088,null,"TK'S","HRCU-A-CB-O (Mini-Split Heat Pump, with Remote Outdoor Unit Air-Source, Free Delivery)","TWS-18HRDN1","Mini-Splits (Non-Ducted)","TWS-18HRDN1",10,18000,11000]
[205807093,null,"TK'S","HMSV-A-CB (Multi-Split Heat Pump)","T3C-30HFN1","Non-Ducted Indoor Units","Multiple combinations, check manufacturer compatibility",9.8000000000000007,28000,16800]
[204629179,null,"Mitsubishi Electric","HRCU-A-CB-O (Mini-Split Heat Pump, with Remote Outdoor Unit Air-Source, Free Delivery)","MUFZ-KJ15NAHZ***","Mini-Splits (Non-Ducted)","NTXFKS15A112A*",11.6,18000,12000]
[204629180,null,"Mitsubishi Electric","HRCU-A-CB-O (Mini-Split Heat Pump, with Remote Outdoor Unit Air-Source, Free Delivery)","MUFZ-KJ18NAHZ***","Mini-Splits (Non-Ducted)","NTXFKS18A112A*",11.3,21000,12800]
[204629185,null,"Mitsubishi Electric","HRCU-A-CB-O (Mini-Split Heat Pump, with Remote Outdoor Unit Air-Source, Free Delivery)","MUZ-GL24NA***","Mini-Splits (Non-Ducted)","NTXWST24A112A*",10,27600,16000]
[204629190,null,"Mitsubishi Electric","HRCU-A-CB-O (Mini-Split Heat Pump, with Remote Outdoor Unit Air-Source, Free Delivery)","MUZ-JP09WA***","Mini-Splits (Non-Ducted)","NTXWMT09A111A*",9,10900,6700]
[204462435,null,"AirEase","HRCU-A-CB-O (Mini-Split Heat Pump, with Remote Outdoor Unit Air-Source, Free Delivery)","4DHP1S18S-1P","Mini-Splits (Non-Ducted)","D22C118S4-1P",10.3,18000,12000]
[204462436,null,"AirEase","HRCU-A-CB-O (Mini-Split Heat Pump, with Remote Outdoor Unit Air-Source, Free Delivery)","4DHP1S24S-1P","Mini-Splits (Non-Ducted)","D33C124S4-1P",10.5,24400,15800]
[204462441,null,"Armstrong Air","HRCU-A-CB (Mini-Split System: Heat Pump with Outdoor Unit-Air-Source, Ducted)","4DHP1S12S-1P","Mini-Splits (Ducted)","DMD212S4-1P",11.5,12000,7200]
[204462446,null,"Armstrong Air","HRCU-A-CB-O (Mini-Split Heat Pump, with Remote Outdoor Unit Air-Source, Free Delivery)","4DHP1S18S-1P","Mini-Splits (Non-Ducted)","D22C118S4-1P",10.3,18000,12000]
[204543126,null,"PREMIUM LEVELLA","HRCU-A-CB-O (Mini-Split Heat Pump, with Remote Outdoor Unit Air-Source, Free Delivery)","PIA91700B","Mini-Splits (Non-Ducted)","PIA91690A",10,10000,6000]
[204543127,null,"PREMIUM LEVELLA","HRCU-A-CB-O (Mini-Split Heat Pump, with Remote Outdoor Unit Air-Source, Free Delivery)","PIA121700B","Mini-Splits (Non-Ducted)","PIA121690A",9.5,12000,7500]
[204543133,null,"PREMIUM LEVELLA","HRCU-A-CB-O (Mini-Split Heat Pump, with Remote Outdoor Unit Air-Source, Free Delivery)","PIA36180B","Mini-Splits (Non-Ducted)","PIA36179A",10,36000,21400]
[204581861,null,"GREE","HMSV-A-CB-O (Multi-Split Heat Pump, Free Delivery)","GMV-12WP/A-T(U)","Ducted Indoor Units","Multiple combinations, check manufacturer compatibility",9.5,12000,8500]
[205767447,null,"REZNOR","HMSV-A-CB (Multi-Split Heat Pump)","V5BV-28WMAK","Ducted Indoor Units","Multiple combinations, check manufacturer compatibility",9,32000,19400]
[205772804,null,"hOme","HRCU-A-CB-O (Mini-Split Heat Pump, with Remote Outdoor Unit Air-Source, Free Delivery)","HME030356-O","Mini-Splits (Non-Ducted)","HME030356-I",9.8000000000000007,9800,5500]
[205772808,null,"hOme","HRCU-A-CB-O (Mini-Split Heat Pump, with Remote Outdoor Unit Air-Source, Free Delivery)","HME030358-O","Mini-Splits (Non-Ducted)","HME030358-I",9.6999999999999993,18000,11000]
[205772813,null,"Weathermaker","HRCU-A-CB-O (Mini-Split Heat Pump, with Remote Outdoor Unit Air-Source, Free Delivery)","38MHRBQ18AA3","Mini-Splits (Non-Ducted)","40MHHQ18---3",10.6,18000,11400]
[204444391,null,"Trane / Mitsubishi Electric","HRCU-A-CB-O (Mini-Split Heat Pump, with Remote Outdoor Unit Air-Source, Free Delivery)","TRUZH0301HA50NA","Mini-Splits (Non-Ducted)","TPKA0A0301KA70A",9.5,32000,19000]
[204444392,null,"Trane / Mitsubishi Electric","HRCU-A-CB-O (Mini-Split Heat Pump, with Remote Outdoor Unit Air-Source, Free Delivery)","TRUZH0361HA50NA","Mini-Splits (Non-Ducted)","TPCA0A0361KA70A",10.3,38000,27000]
[204444397,null,"Trane / Mitsubishi Electric","HRCU-A-CB (Mini-Split System: Heat Pump with Outdoor Unit-Air-Source, Ducted)","TRUZH0421KA00NA","Mini-Splits (Ducted)","TPEADA0421AA70A",10.8,48000,43000]
[204462357,null,"MRCOOL","HMSV-A-CB (Multi-Split Heat Pump)","MULTI5-48HP230V1","Non-Ducted Indoor Units","Multiple combinations, check manufacturer compatibility",10.199999999999999,48000,29600]
[205772855,null,"Weathermaker","HMSV-A-CB (Multi-Split Heat Pump)","38MGRQ36D--3","Ducted Indoor Units","Multiple combinations, check manufacturer compatibility",11,37000,24600]
[205772856,null,"Weathermaker","HMSV-A-CB (Multi-Split Heat Pump)","38MGRQ36D--3","Mixed Ducted and Non-Ducted Indoor Units","Multiple combinations, check manufacturer compatibility",10.75,36400,23800]
[205776150,null,"DAIKIN","HRCU-A-CB (Mini-Split System: Heat Pump with Outdoor Unit-Air-Source, Ducted)","RX18RMVJU9*","Mini-Splits (Ducted)","FDMQ18RVJU",10.3,21600,13600]
[205778921,null,"CIAC","HRCU-A-CB-O (Mini-Split Heat Pump, with Remote Outdoor Unit Air-Source, Free Delivery)","CM43BX024-H3N1H","Mini-Splits (Non-Ducted)","CK43BX024-C3N1H",10.5,24400,15800]
[205782169,null,"ELIOS","HRCU-A-CB-O (Mini-Split Heat Pump, with Remote Outdoor Unit Air-Source, Free Delivery)","DE12HOS25230E3","Mini-Splits (Non-Ducted)","DM12HIFU230E5",10.5,12000,9600]
[205782170,null,"ELIOS","HRCU-A-CB-O (Mini-Split Heat Pump, with Remote Outdoor Unit Air-Source, Free Delivery)","DE12HOS23230E2","Mini-Splits (Non-Ducted)","DM12HIFU230E5",10,12000,7200]
[205782702,null,"ACD","HRCU-A-CB-O (Mini-Split Heat Pump, with Remote Outdoor Unit Air-Source, Free Delivery)","SED18KCH16S-O","Mini-Splits (Non-Ducted)","SED18KCH16S-I",9,18000,10300]
[205782848,null,"DAIKIN","HRCU-A-CB-O (Mini-Split Heat Pump, with Remote Outdoor Unit Air-Source, Free Delivery)","RX24AXVJU","Mini-Splits (Non-Ducted)","FTX24AXVJU",9,23600,15300]
[205788769,null,"LG","HRCU-A-CB (Mini-Split System: Heat Pump with Outdoor Unit-Air-Source, Ducted)","LUU360HHV","Mini-Splits (Ducted)","LHN368HV",10.199999999999999,40000,25000]
[205788770,null,"LG","HRCU-A-CB (Mini-Split System: Heat Pump with Outdoor Unit-Air-Source, Ducted)","LUU420HHV","Mini-Splits (Ducted)","LHN428HV",10.9,48000,28400]
[205788775,null,"LG","HRCU-A-CB (Mini-Split System: Heat Pump with Outdoor Unit-Air-Source, Ducted)","LUU240HHV","Mini-Splits (Ducted)","LVN241HV4",11,27000,18300]
[205788780,null,"AURORA","HRCU-A-CB-O (Mini-Split Heat Pump, with Remote Outdoor Unit Air-Source, Free Delivery)","AU-A09HR-2A-O","Mini-Splits (Non-Ducted)","AU-A09HR-2A-I",9.5,9000,6000]
[205788785,null,"AURORA","HRCU-A-CB-O (Mini-Split Heat Pump, with Remote Outdoor Unit Air-Source, Free Delivery)","AU-A36HR-2A-O","Mini-Splits (Non-Ducted)","AU-A36HR-2A-I",10,36000,21400]
[205788786,null,"MIRAGE","HRCU-A-CB-O (Mini-Split Heat Pump, with Remote Outdoor Unit Air-Source, Free Delivery)","OVXH121B","Mini-Splits (Non-Ducted)","IVXH121B",9.5,12000,6800]
[205767347,null,"DAY & NIGHT","HRCU-A-CB (Mini-Split System: Heat Pump with Outdoor Unit-Air-Source, Ducted)","DLCLRBH48AAK","Mini-Splits (Ducted)","DLFLAAH48XAK",9.5,55000,36000]
[205767352,null,"KEEPRITE","HRCU-A-CB (Mini-Split System: Heat Pump with Outdoor Unit-Air-Source, Ducted)","DLCLRBH36AAK","Mini-Splits (Ducted)","DLFLAAH36XAK",10.4,39000,25000]
[205767357,null,"KENMORE","HRCU-A-CB-O (Mini-Split Heat Pump, with Remote Outdoor Unit Air-Source, Free Delivery)","DLCERAH09AAK","Mini-Splits (Non-Ducted)","DLFEHAH06XAK",10,9800,5800]
[205767358,null,"MIDEA","HRCU-A-CB (Mini-Split System: Heat Pump with Outdoor Unit-Air-Source, Ducted)","DLCLRBH36AAK","Mini-Splits (Ducted)","DLFLAAH36XAK",10.4,39000,25000]
[204629197,null,"Mitsubishi Electric","HRCU-A-CB-O (Mini-Split Heat Pump, with Remote Outdoor Unit Air-Source, Free Delivery)","SUZ-KA12NA2","Mini-Splits (Non-Ducted)","NTXUKS12A112A*",12.1,15400,9900]
[204629202,null,"Mitsubishi Electric","HRCU-A-CB-O (Mini-Split Heat Pump, with Remote Outdoor Unit Air-Source, Free Delivery)","SUZ-KA18NA2","Mini-Splits (Non-Ducted)","NTXCKS18A112A*",11.6,19700,12900]
[205817138,null,"KINGHOME","HRCU-A-CB-O (Mini-Split Heat Pump, with Remote Outdoor Unit Air-Source, Free Delivery)","KU21-ODU36-3","Mini-Splits (Non-Ducted)","KU21-FCU36-3",9,41000,23400]
[205817139,null,"KINGHOME","HRCU-A-CB-O (Mini-Split Heat Pump, with Remote Outdoor Unit Air-Source, Free Delivery)","KU21-ODU42-3","Mini-Splits (Non-Ducted)","KU21-FCU42-3",9,44000,24800]
[205807098,null,"TK'S","HMSV-A-CB (Multi-Split Heat Pump)","T3C-36HFN1","Mixed Ducted and Non-Ducted Indoor Units","Multiple combinations, check manufacturer compatibility",10,29000,20200]
[205816491,null,"DIRECT AIR","HRCU-A-CB-O (Mini-Split Heat Pump, with Remote Outdoor Unit Air-Source, Free Delivery)","MOX430-17HFN1-MT0W","Mini-Splits (Non-Ducted)","CS11M-18HRFN1-MT0W",11,18000,10900]
[203401066,null,"ECO AIR","HRCU-A-CB-O (Mini-Split Heat Pump, with Remote Outdoor Unit Air-Source, Free Delivery)","MOCA30-24HFN1-MP0W","Mini-Splits (Non-Ducted)","MSAED-23HRFN1-MQ0W",9.6,24800,15300]
[10061698,null,"RUUD","HRCU-A-CB-O (Mini-Split Heat Pump, with Remote Outdoor Unit Air-Source, Free Delivery)","UOSH12AVSA","Mini-Splits (Non-Ducted)","UIWH12AVSA",9,14000,8400]
[10061704,null,"RHEEM","HRCU-A-CB-O (Mini-Split Heat Pump, with Remote Outdoor Unit Air-Source, Free Delivery)","ROSH18ASJ","Mini-Splits (Non-Ducted)","RIWH18ASJ",10.6,18000,11500]
[10061709,null,"RUUD","HRCU-A-CB-O (Mini-Split Heat Pump, with Remote Outdoor Unit Air-Source, Free Delivery)","UOSH30AXJ","Mini-Splits (Non-Ducted)","UIWH30AXJ",9,30000,20400]
[10061714,null,"RHEEM","HRCU-A-CB-O (Mini-Split Heat Pump, with Remote Outdoor Unit Air-Source, Free Delivery)","ROSH15AHWJ","Mini-Splits (Non-Ducted)","RIWH15AHWJ",13.4,18000,11200]
[10061716,null,"RHEEM","HRCU-A-CB-O (Mini-Split Heat Pump, with Remote Outdoor Unit Air-Source, Free Delivery)","ROSH09AHWJ","Mini-Splits (Non-Ducted)","RIWH09AHWJ",14.2,12000,7000]
[203376861,null,"AIRTEMP","HMSV-A-CB (Multi-Split Heat Pump)","GXH30(8.8)FMK4DH","Non-Ducted Indoor Units","Multiple combinations, check manufacturer compatibility",10.199999999999999,31600,19400]
[203376866,null,"REZNOR","HMSV-A-CB (Multi-Split Heat Pump)","GXH24(7.0)FMK4DH","Mixed Ducted and Non-Ducted Indoor Units","Multiple combinations, check manufacturer compatibility",9.6,29000,17800]
[203377564,null,"HISENSE","HRCU-A-CB-O (Mini-Split Heat Pump, with Remote Outdoor Unit Air-Source, Free Delivery)","AS-12UW1SXE00","Mini-Splits (Non-Ducted)","AS-12UW1SXE**00",10.5,13000,7500]
[203377565,null,"HISENSE","HRCU-A-CB-O (Mini-Split Heat Pump, with Remote Outdoor Unit Air-Source, Free Delivery)","AS-12UW1SXG00","Mini-Splits (Non-Ducted)","AS-12UW1SXG**00",10.5,13000,7500]
[10052879,null,"TOSHIBA CARRIER","HMSV-A-CB (Multi-Split Heat Pump)","MCY-MAP0487HS-UL","Non-Ducted Indoor Units","Multiple combinations, check manufacturer compatibility",11.5,54000,32000]
[10056169,null,"LENNOX","HRCU-A-CB-O (Mini-Split Heat Pump, with Remote Outdoor Unit Air-Source, Free Delivery)","MPB009S4S-1P","Mini-Splits (Non-Ducted)","MWMA009S4-1P",10.8,9800,5800]
[10056174,null,"LENNOX","HRCU-A-CB-O (Mini-Split Heat Pump, with Remote Outdoor Unit Air-Source, Free Delivery)","MPB018S4S-1P","Mini-Splits (Non-Ducted)","MWMA018S4-2P",10.4,18000,11400]
[10056175,null,"LENNOX","HRCU-A-CB-O (Mini-Split Heat Pump, with Remote Outdoor Unit Air-Source, Free Delivery)","MPB024S4S-1P","Mini-Splits (Non-Ducted)","MWMA024S4-1P",11.5,25000,15300]
[207613860,null,"MDV","HRCU-A-CB-O (Mini-Split Heat Pump, with Remote Outdoor Unit Air-Source, Free Delivery)","MOD30-18HFN1-MZ20W","Mini-Splits (Non-Ducted)","MSEPD-18HRFN1-MZ22W",13.7,20000,11000]
[10149913,null,"KLIMAIRE","HRCU-A-CB-O (Mini-Split Heat Pump, with Remote Outdoor Unit Air-Source, Free Delivery)","KSIR036-H215-O","Mini-Splits (Non-Ducted)","KSIR036-H215-IW",10,36000,21400]
[10190421,null,"PERFECTAIRE","HMSV-A-CB (Multi-Split Heat Pump)","2PAMSH18-MZO2","Mixed Ducted and Non-Ducted Indoor Units","Multiple combinations, check manufacturer compatibility",9.9,18600,11600]
[10190447,null,"TOSHIBA CARRIER","HMSV-A-CB (Multi-Split Heat Pump)","MCY-MAP0607HS-UL","Mixed Ducted and Non-Ducted Indoor Units","Multiple combinations, check manufacturer compatibility",11.25,66000,40000]
[10191427,null,"FRIEDRICH","HRCU-A-CB-O (Mini-Split Heat Pump, with Remote Outdoor Unit Air-Source, Free Delivery)","MRM36Y3J","Mini-Splits (Non-Ducted)","MWM36Y3J",9,34600,20200]
[207526938,null,"COMFORTSTAR","HMSV-A-CB (Multi-Split Heat Pump)","CSCMA-APH036-6AH","Mixed Ducted and Non-Ducted Indoor Units","Multiple combinations, check manufacturer compatibility",9.0500000000000007,40000,25000]
[207526944,null,"COMFORTSTAR","HMSV-A-CB (Multi-Split Heat Pump)","CSCMA-APH060-6AH","Mixed Ducted and Non-Ducted Indoor Units","Multiple combinations, check manufacturer compatibility",9.85,66000,42000]
[207526945,null,"NOVAIR","HRCU-A-CB-O (Mini-Split Heat Pump, with Remote Outdoor Unit Air-Source, Free Delivery)","LEA12SZ25SK-O","Mini-Splits (Non-Ducted)","LEA12UUSK-I",11,12000,8000]
[10221209,null,"PANASONIC","HMSV-A-CB (Multi-Split Heat Pump)","CU-3E19RBU-5","Ducted Indoor Units","Multiple combinations, check manufacturer compatibility",9,26000,16000]
[203343589,null,"LENNOX","HMSV-A-CB (Multi-Split Heat Pump)","MLA018S4M-2P","Mixed Ducted and Non-Ducted Indoor Units","Multiple combinations, check manufacturer compatibility",9.4,19000,12300]
[203362389,null,"MIRAGE","HMSV-A-CB (Multi-Split Heat Pump)","OVMH361A","Non-Ducted Indoor Units","Multiple combinations, check manufacturer compatibility",10.3,36000,25400]
[203362390,null,"MIRAGE","HRCU-A-CB-O (Mini-Split Heat Pump, with Remote Outdoor Unit Air-Source, Free Delivery)","OVXH181B","Mini-Splits (Non-Ducted)","IVXH181B",10,18000,11000]
[203363521,null,"CONTINENTAL","HRCU-A-CB-O (Mini-Split Heat Pump, with Remote Outdoor Unit Air-Source, Free Delivery)","CH25-18-O","Mini-Splits (Non-Ducted)","CH25-18-I",10.3,18000,10800]
[207591131,null,"MDV","HRCU-A-CB-O (Mini-Split Heat Pump, with Remote Outdoor Unit Air-Source, Free Delivery)","MOX230-12HFN1-BS8W","Mini-Splits (Non-Ducted)","MSABB-12HRFN1-BS9W",10.5,12000,7100]
[207591136,null,"MDV","HRCU-A-CB-O (Mini-Split Heat Pump, with Remote Outdoor Unit Air-Source, Free Delivery)","MOX230-12HFN1-BW0W","Mini-Splits (Non-Ducted)","MSABB-12HRFN1-BU5W",11.5,12000,7800]
[207591137,null,"MDV","HRCU-A-CB-O (Mini-Split Heat Pump, with Remote Outdoor Unit Air-Source, Free Delivery)","MOX430-18HFN1-MU0W","Mini-Splits (Non-Ducted)","MSABE-18HRFN1-MW5W",11,18000,11500]
[207591142,null,"MDV","HRCU-A-CB-O (Mini-Split Heat Pump, with Remote Outdoor Unit Air-Source, Free Delivery)","MOX430-12HFN1-MZ60W","Mini-Splits (Non-Ducted)","MSEPC-12HRFN1-MZ40W",14,12000,7300]
[203401067,null,"ECO AIR","HRCU-A-CB-O (Mini-Split Heat Pump, with Remote Outdoor Unit Air-Source, Free Delivery)","MOBA30-09HFN1-BS0W","Mini-Splits (Non-Ducted)","MSABA-09HRFN1-BS0W",10,10000,6000]
[203401072,null,"ECO AIR","HRCU-A-CB-O (Mini-Split Heat Pump, with Remote Outdoor Unit Air-Source, Free Delivery)","MOCA30-24HFN1-MQ0W","Mini-Splits (Non-Ducted)","MSABE-24HRFN1-MQ0W",9.5,24000,14400]
[203401073,null,"ECO AIR","HRCU-A-CB (Mini-Split System: Heat Pump with Outdoor Unit-Air-Source, Ducted)","MOD30U-36HFN1-M","Mini-Splits (Ducted)","MTI-36HWFN1-M",11.5,40000,27600]
[10268738,null,"HISENSE","HRCU-A-CB-O (Mini-Split Heat Pump, with Remote Outdoor Unit Air-Source, Free Delivery)","AS-24UR3SBB","Mini-Splits (Non-Ducted)","AS-24UR3SBBDC",9.8000000000000007,24400,13000]
[10268743,null,"HISENSE","HRCU-A-CB-O (Mini-Split Heat Pump, with Remote Outdoor Unit Air-Source, Free Delivery)","AS-24UR3SBB","Mini-Splits (Non-Ducted)","AS-24UR3SBBDK",9.8000000000000007,24400,13000]
[207571414,null,"MDV","HRCU-A-CB-O (Mini-Split Heat Pump, with Remote Outdoor Unit Air-Source, Free Delivery)","MDV-MOD30-30HFN1-MS0W","Mini-Splits (Non-Ducted)","MDV-MSAGF-30HRFN1-MT0W",10,30000,17100]
[207571415,null,"MDV","HRCU-A-CB-O (Mini-Split Heat Pump, with Remote Outdoor Unit Air-Source, Free Delivery)","MDV-MOD31-36HFN1-MP0W","Mini-Splits (Non-Ducted)","MDV-MSAGF-36HRFNX-MR0W",12,36000,20000]
[207571420,null,"SENVILLE","HRCU-A-CB-O (Mini-Split Heat Pump, with Remote Outdoor Unit Air-Source, Free Delivery)","SENA/18HF/OQ","Mini-Splits (Non-Ducted)","SENA/18HF/IQ12.5",13,18000,10800]
[207583107,null,"DIRECT AIR","HRCU-A-CB-O (Mini-Split Heat Pump, with Remote Outdoor Unit Air-Source, Free Delivery)","DIRH-12HP23-DKO","Mini-Splits (Non-Ducted)","DIRH-12HP23-DKI",10.5,13000,7500]
[10062564,null,"GOODMAN","HRCU-A-CB-O (Mini-Split Heat Pump, with Remote Outdoor Unit Air-Source, Free Delivery)","MSH183E21MCAA","Mini-Splits (Non-Ducted)","MST183E20ACAA",10.3,18000,12000]
[10064017,null,"TOSOT","HMSV-A-CB-O (Multi-Split Heat Pump, Free Delivery)","TM18H4O","Non-Ducted Indoor Units","Multiple combinations, check manufacturer compatibility",11,19000,12800]
[10069252,null,"HAIER","HRCU-A-CB-O (Mini-Split Heat Pump, with Remote Outdoor Unit Air-Source, Free Delivery)","1U12LC2VHA","Mini-Splits (Non-Ducted)","AW12LC2VH",9.5,13500,8800]
[10061718,null,"RHEEM","HMSV-A-CB (Multi-Split Heat Pump)","ROMH36AFXZJ","Non-Ducted Indoor Units","Multiple combinations, check manufacturer compatibility",9.4,36400,21400]
[10061723,null,"RUUD","HRCU-A-CB-O (Mini-Split Heat Pump, with Remote Outdoor Unit Air-Source, Free Delivery)","UOSH24AXFWJ","Mini-Splits (Non-Ducted)","UIWH24AVFJ",10.6,25200,18000]
[10061724,null,"RHEEM","HMSV-A-CB (Multi-Split Heat Pump)","ROMH45AFXZJ","Non-Ducted Indoor Units","Multiple combinations, check manufacturer compatibility",10.3,48000,28200]
[10062014,null,"LENNOX","HMSV-A-CB (Multi-Split Heat Pump)","MPB036S4M-1P","Non-Ducted Indoor Units","Multiple combinations, check manufacturer compatibility",10.199999999999999,36000,24600]
[202443314,null,"AIRTEMP","HRCU-A-CB-O (Mini-Split Heat Pump, with Remote Outdoor Unit Air-Source, Free Delivery)","GXH09(2.6)KSK4DH","Mini-Splits (Non-Ducted)","GHH09(2.6)KSK4DH",10.5,9000,5500]
[203381517,null,"LG","HRCU-A-CB-O (Mini-Split Heat Pump, with Remote Outdoor Unit Air-Source, Free Delivery)","LUU127HV","Mini-Splits (Non-Ducted)","LCN128HV4",10.4,14000,9100]
[203381526,null,"LG","HRCU-A-CB-O (Mini-Split Heat Pump, with Remote Outdoor Unit Air-Source, Free Delivery)","LUU097HV","Mini-Splits (Non-Ducted)","LCN098HV4",10.5,11000,7000]
[203383851,null,"Daizuki","HRCU-A-CB-O (Mini-Split Heat Pump, with Remote Outdoor Unit Air-Source, Free Delivery)","DX12C416H-19","Mini-Splits (Non-Ducted)","DX12E416H-19",9.5,12000,7500]
[203383856,null,"Everwell","HRCU-A-CB-O (Mini-Split Heat Pump, with Remote Outdoor Unit Air-Source, Free Delivery)","DX09C426H-19","Mini-Splits (Non-Ducted)","DX09E426H-19",9.5,9000,6000]
[10102140,null,"TOSOT","HRCU-A-CB-O (Mini-Split Heat Pump, with Remote Outdoor Unit Air-Source, Free Delivery)","TW30HQ2A3DO","Mini-Splits (Non-Ducted)","TW30HQ2A3DI",9,28400,19200]
[10102503,null,"TOSOT","HRCU-A-CB-O (Mini-Split Heat Pump, with Remote Outdoor Unit Air-Source, Free Delivery)","TW36HQ2A3DO","Mini-Splits (Non-Ducted)","TW36HQ2A3DI",9,34600,20200]
[10146781,null,"SAMSUNG","HRCU-A-CB (Mini-Split System: Heat Pump with Outdoor Unit-Air-Source, Ducted)","AC018JXADCH/AA","Mini-Splits (Ducted)","AC018MNHDCH/AA",10.6,20000,13000]
[10146794,null,"SAMSUNG","HRCU-A-CB (Mini-Split System: Heat Pump with Outdoor Unit-Air-Source, Ducted)","AC048JXADCH/AA","Mini-Splits (Ducted)","AC048MNHDCH/AA",9.8000000000000007,53000,32000]
[10445377,null,"LG","HMSV-A-CB (Multi-Split Heat Pump)","LMU300HHV","Ducted Indoor Units","Multiple combinations, check manufacturer compatibility",9.5,27000,17700]
[10445385,null,"MIDEA","HRCU-A-CB-O (Mini-Split Heat Pump, with Remote Outdoor Unit Air-Source, Free Delivery)","MOCA31-18HFN1-MT0W","Mini-Splits (Non-Ducted)","MUEU-18HRFN1-M(C)",10.5,18000,12000]
[10445882,null,"QUUL","HRCU-A-CB-O (Mini-Split Heat Pump, with Remote Outdoor Unit Air-Source, Free Delivery)","R.Q.AU18.OUT","Mini-Splits (Non-Ducted)","R.Q.AU18",10,18000,10400]
[202515335,null,"MAMMOTH","HMSV-A-CB (Multi-Split Heat Pump)","V5BV-48WSBK","Ducted Indoor Units","Multiple combinations, check manufacturer compatibility",10.199999999999999,54000,38000]
[202515341,null,"MAMMOTH","HMSV-A-CB (Multi-Split Heat Pump)","V5BV-48WSBK","Mixed Ducted and Non-Ducted Indoor Units","Multiple combinations, check manufacturer compatibility",10.6,54000,38000]
[202515342,null,"REZNOR","HMSV-A-CB (Multi-Split Heat Pump)","V5BV-48WSBK","Mixed Ducted and Non-Ducted Indoor Units","Multiple combinations, check manufacturer compatibility",10.6,54000,38000]
[203363529,null,"NAPOLEON","HMSV-A-CB (Multi-Split Heat Pump)","NMZO-36F-B","Non-Ducted Indoor Units","Multiple combinations, check manufacturer compatibility",10.3,36000,25400]
[202537551,null,"FUJITSU","HRCU-A-CB (Mini-Split System: Heat Pump with Outdoor Unit-Air-Source, Ducted)","AOU48RGLX","Mini-Splits (Ducted)","ARU48RGLX",10.3,53000,31000]
[202542740,null,"GREE","HRCU-A-CB-O (Mini-Split Heat Pump, with Remote Outdoor Unit Air-Source, Free Delivery)","GWH36QF-D3DNB2J/O","Mini-Splits (Non-Ducted)","GWH36QF-D3DN***/I",9,34600,20200]
[202542747,null,"AireForce","HRCU-A-CB-O (Mini-Split Heat Pump, with Remote Outdoor Unit Air-Source, Free Delivery)","GXH36(10.6)LSK4DL1","Mini-Splits (Non-Ducted)","GHH36(10.6)LSK4DH",9,34600,20200]
[10238925,null,"DIAMONDAIR","HRCU-A-CB-O (Mini-Split Heat Pump, with Remote Outdoor Unit Air-Source, Free Delivery)","D2018SHO","Mini-Splits (Non-Ducted)","DF2018HMSI",10.3,18000,10800]
[10255973,null,"C&H","HRCU-A-CB-O (Mini-Split Heat Pump, with Remote Outdoor Unit Air-Source, Free Delivery)","CH36VCT230VO","Mini-Splits (Non-Ducted)","CH36VCT230VI",9,34600,20200]
[10257474,null,"HAIER","HRCU-A-CB-O (Mini-Split Heat Pump, with Remote Outdoor Unit Air-Source, Free Delivery)","1U18LC2VHA","Mini-Splits (Non-Ducted)","AB18SC2VH*",9,16000,11000]
[10257475,null,"HAIER","HRCU-A-CB (Mini-Split System: Heat Pump with Outdoor Unit-Air-Source, Ducted)","1U18LC2VHA","Mini-Splits (Ducted)","AD18SL2VH*",9.5,17000,11000]
[10058829,null,"LENNOX","HRCU-A-CB-O (Mini-Split Heat Pump, with Remote Outdoor Unit Air-Source, Free Delivery)","MPB048S4S-1P","Mini-Splits (Non-Ducted)","MCFA048S4-1P",11,50000,35000]
[10058834,null,"LENNOX","HRCU-A-CB-O (Mini-Split Heat Pump, with Remote Outdoor Unit Air-Source, Free Delivery)","MPB018S4S-1P","Mini-Splits (Non-Ducted)","M22A018S4-1P",10.3,18000,12000]
[202575864,null,"COMFORTSTAR","HRCU-A-CB-O (Mini-Split Heat Pump, with Remote Outdoor Unit Air-Source, Free Delivery)","CXH012CD(O)","Mini-Splits (Non-Ducted)","TPA-12",10.6,12000,8700]
[202575865,null,"COMFORTSTAR","HRCU-A-CB-O (Mini-Split Heat Pump, with Remote Outdoor Unit Air-Source, Free Delivery)","CXH018CD(O)","Mini-Splits (Non-Ducted)","TPA-18",10.5,18000,12000]
[10087085,null,"BLUERIDGE","HMSV-A-CB (Multi-Split Heat Pump)","BMKH30M-NDG3","Non-Ducted Indoor Units","Multiple combinations, check manufacturer compatibility",11.5,30000,18000]
[10091685,null,"MIRAGE","HRCU-A-CB-O (Mini-Split Heat Pump, with Remote Outdoor Unit Air-Source, Free Delivery)","OAXH120A","Mini-Splits (Non-Ducted)","IAXH120A",9,13000,7600]
[10091690,null,"MIRAGE","HRCU-A-CB-O (Mini-Split Heat Pump, with Remote Outdoor Unit Air-Source, Free Delivery)","OAPH301A","Mini-Splits (Non-Ducted)","IAPH301A",9,28400,19200]
[202443315,null,"AIRTEMP","HRCU-A-CB-O (Mini-Split Heat Pump, with Remote Outdoor Unit Air-Source, Free Delivery)","GXH12(3.5)KSK4DH","Mini-Splits (Non-Ducted)","GHH12(3.5)KSK4DH",10.5,13000,8500]
[202443415,null,"TK'S","HRCU-A-CB-O (Mini-Split Heat Pump, with Remote Outdoor Unit Air-Source, Free Delivery)","YS17AB-36HRN1","Mini-Splits (Non-Ducted)","YS17AB-36HRN1",10,36000,21400]
[202443539,null,"Comfor Matic","HRCU-A-CB-O (Mini-Split Heat Pump, with Remote Outdoor Unit Air-Source, Free Delivery)","AWGSC18-H2","Mini-Splits (Non-Ducted)","AWGSE18-H2",9,19800,11300]
[202463634,null,"CARRIER","HRCU-A-CB-O (Mini-Split Heat Pump, with Remote Outdoor Unit Air-Source, Free Delivery)","38MPRAQ18AA3","Mini-Splits (Non-Ducted)","40MPHAQ18XA3",14,18000,12300]
[202463635,null,"CARRIER","HRCU-A-CB-O (Mini-Split Heat Pump, with Remote Outdoor Unit Air-Source, Free Delivery)","38MPRAQ24AA3","Mini-Splits (Non-Ducted)","40MPHAQ24XA3",12,24000,15400]
[10203162,null,"GREE","HRCU-A-CB-O (Mini-Split Heat Pump, with Remote Outdoor Unit Air-Source, Free Delivery)","SAP24HP230V1BO","Mini-Splits (Non-Ducted)","SAP24HP230V1BH",12,24000,15500]
[10203171,null,"MAXI AIR","HRCU-A-CB-O (Mini-Split Heat Pump, with Remote Outdoor Unit Air-Source, Free Delivery)","PLAT5-1217-B(O)","Mini-Splits (Non-Ducted)","PLAT5-1217-B(I)",9.8000000000000007,12000,7200]
[10207594,null,"MIDEA","HRCU-A-CB-O (Mini-Split Heat Pump, with Remote Outdoor Unit Air-Source, Free Delivery)","MOD30-24HFN1-MT0W","Mini-Splits (Non-Ducted)","MCDU-24HRFN1-M(C)",11.5,24000,16200]
[10207595,null,"MIDEA","HRCU-A-CB-O (Mini-Split Heat Pump, with Remote Outdoor Unit Air-Source, Free Delivery)","MOD30U-36HFN1-M","Mini-Splits (Non-Ducted)","MCD-36HRFN1-M(C)",10.5,38000,25200]
[10221210,null,"PANASONIC","HMSV-A-CB (Multi-Split Heat Pump)","CU-4E24RBU-5","Ducted Indoor Units","Multiple combinations, check manufacturer compatibility",9,37800,20800]
[205816500,null,"AC PRO.COM","HMSV-A-CB (Multi-Split Heat Pump)","A3OF-27HFN1-M","Mixed Ducted and Non-Ducted Indoor Units","Multiple combinations, check manufacturer compatibility",10.15,24000,17400]
[204462454,null,"Armstrong Air","HRCU-A-CB-O (Mini-Split Heat Pump, with Remote Outdoor Unit Air-Source, Free Delivery)","4DHP1S30S-1P","Mini-Splits (Non-Ducted)","DWM130S4-1P",9.4,30000,18500]
[205921365,null,"HAXXAIR","HRCU-A-CB-O (Mini-Split Heat Pump, with Remote Outdoor Unit Air-Source, Free Delivery)","HVHSC-12T2D","Mini-Splits (Non-Ducted)","HAHC-12T2D",11.5,12000,7000]
[205921372,null,"ARCOAIRE","HRCU-A-CB (Mini-Split System: Heat Pump with Outdoor Unit-Air-Source, Ducted)","DLCSRAH24AAK","Mini-Splits (Ducted)","DLFSAAH24XAK",10,29000,17500]
[205921377,null,"KENMORE","HRCU-A-CB (Mini-Split System: Heat Pump with Outdoor Unit-Air-Source, Ducted)","DLCSRAH24AAK","Mini-Splits (Ducted)","DLFSAAH24XAK",10,29000,17500]
[204627032,null,"Mitsubishi Electric","HRCU-A-CB-O (Mini-Split Heat Pump, with Remote Outdoor Unit Air-Source, Free Delivery)","SUZ-KA12NAHZ","Mini-Splits (Non-Ducted)","SLZ-KF12NA",10,13800,8300]
[204627033,null,"Mitsubishi Electric","HRCU-A-CB-O (Mini-Split Heat Pump, with Remote Outdoor Unit Air-Source, Free Delivery)","SUZ-KA15NAHZ","Mini-Splits (Non-Ducted)","SLZ-KF15NA",9,16400,9700]
[203404668,null,"FRIEDRICH","HRCU-A-CB-O (Mini-Split Heat Pump, with Remote Outdoor Unit Air-Source, Free Delivery)","FPHSR07A3A","Mini-Splits (Non-Ducted)","FPHFW07A3A",10.7,8500,5000]
[203425739,null,"WABBAN","HRCU-A-CB-O (Mini-Split Heat Pump, with Remote Outdoor Unit Air-Source, Free Delivery)","BBOD3036HFN1MP0-W","Mini-Splits (Non-Ducted)","BBSABF36HRFN1MP0-W",10,36000,21400]
[201754570,null,"Savaire","HRCU-A-CB-O (Mini-Split Heat Pump, with Remote Outdoor Unit Air-Source, Free Delivery)","VOC9H1","Mini-Splits (Non-Ducted)","VSC9H1",10.5,10000,5000]
[201754571,null,"Savaire","HRCU-A-CB-O (Mini-Split Heat Pump, with Remote Outdoor Unit Air-Source, Free Delivery)","VOC12H1","Mini-Splits (Non-Ducted)","VSC12H1",9.35,13200,7200]
[201754635,null,"Mitsubishi Electric","HMSV-A-CB-O (Multi-Split Heat Pump, Free Delivery)","MXZ-8C48NAHZ","Non-Ducted Indoor Units","Multiple combinations, check manufacturer compatibility",11,54000,40000]
[201754643,null,"Mitsubishi Electric","HMSV-A-CB (Multi-Split Heat Pump)","MXZ-2C20NA2","Ducted Indoor Units","Multiple combinations, check manufacturer compatibility",9.3000000000000007,22000,12500]
[201754904,null,"Mitsubishi Electric","HMSV-A-CB-O (Multi-Split Heat Pump, Free Delivery)","MXZ-3C24NAHZ2","Non-Ducted Indoor Units","Multiple combinations, check manufacturer compatibility",10,25000,14000]
[203490395,null,"DIRECT AIR","HRCU-A-CB-O (Mini-Split Heat Pump, with Remote Outdoor Unit Air-Source, Free Delivery)","DIR-12HP17DKO-230","Mini-Splits (Non-Ducted)","DIR-12HP17DKI-230",9,13000,7500]
[203493071,null,"KINGHOME","HRCU-A-CB-O (Mini-Split Heat Pump, with Remote Outdoor Unit Air-Source, Free Delivery)","KW18HQ3D6DO","Mini-Splits (Non-Ducted)","KW18HQ3D6DI",12,18000,14200]
[203514059,null,"EMI","HRCU-A-CB-O (Mini-Split Heat Pump, with Remote Outdoor Unit Air-Source, Free Delivery)","DHSZ124DA","Mini-Splits (Non-Ducted)","DHWAL24DA",11.5,24000,15400]
[203748625,null,"DIAL","HRCU-A-CB-O (Mini-Split Heat Pump, with Remote Outdoor Unit Air-Source, Free Delivery)","9000-16S-230-I","Mini-Splits (Non-Ducted)","9000-16S-230-O",9.1,10000,4500]
[205778924,null,"CIAC","HRCU-A-CB-O (Mini-Split Heat Pump, with Remote Outdoor Unit Air-Source, Free Delivery)","CM43BX012-H3N1H","Mini-Splits (Non-Ducted)","CF43BX012-M3N1H",10,12000,7200]
[205778929,null,"CIAC","HRCU-A-CB-O (Mini-Split Heat Pump, with Remote Outdoor Unit Air-Source, Free Delivery)","CM43BX060-H3N1H","Mini-Splits (Non-Ducted)","CF43BX060-M3N1H",10.5,60000,39000]
[205778934,null,"CIAC","HRCU-A-CB (Mini-Split System: Heat Pump with Outdoor Unit-Air-Source, Ducted)","CM43BX036-H3N1H","Mini-Splits (Ducted)","CC43BX036-E3N1H",11.5,40000,27600]
[205782157,null,"LENNOX","HRCU-A-CB-O (Mini-Split Heat Pump, with Remote Outdoor Unit Air-Source, Free Delivery)","MPB048S4S-1P","Mini-Splits (Non-Ducted)","MCFA048S4-2P",11,50000,35000]
[205782158,null,"LENNOX","HRCU-A-CB (Mini-Split System: Heat Pump with Outdoor Unit-Air-Source, Ducted)","MPB048S4S-1P","Mini-Splits (Ducted)","MMDB048S4-2P",10.3,49500,33400]
[205796428,null,"SENVILLE","HMSV-A-CB (Multi-Split Heat Pump)","SENA/18HF/MOZ","Mixed Ducted and Non-Ducted Indoor Units","Multiple combinations, check manufacturer compatibility",10.15,18700,11700]
[205801308,null,"DAIKIN","HRCU-A-CB-O (Mini-Split Heat Pump, with Remote Outdoor Unit Air-Source, Free Delivery)","RZQ18TAVJU*","Mini-Splits (Non-Ducted)","FHQ18PVJU",9.1,20000,12600]
[205801387,null,"MIDEA","HRCU-A-CB-O (Mini-Split Heat Pump, with Remote Outdoor Unit Air-Source, Free Delivery)","MOBA30-09HFN1-BS0W","Mini-Splits (Non-Ducted)","MSABA-09HRFN1-BS0W",10,10000,6000]
[205806145,null,"KINGHOME","HRCU-A-CB (Mini-Split System: Heat Pump with Outdoor Unit-Air-Source, Ducted)","KM36UH5O","Ducted Indoor Units","Multiple combinations, check manufacturer compatibility",9,36000,29200]
[205767366,null,"SMART COMFORT","HRCU-A-CB-O (Mini-Split Heat Pump, with Remote Outdoor Unit Air-Source, Free Delivery)","DLCERAH09AAK","Mini-Splits (Non-Ducted)","DLFEHAH06XAK",10,9800,5800]
[203966609,null,"AIRQUEST","HMSV-A-CB (Multi-Split Heat Pump)","DLCMRAH36DAK","Mixed Ducted and Non-Ducted Indoor Units","Multiple combinations, check manufacturer compatibility",10.1,36400,23300]
[203966616,null,"AIRQUEST","HRCU-A-CB-O (Mini-Split Heat Pump, with Remote Outdoor Unit Air-Source, Free Delivery)","DLCSRAH24AAK","Mini-Splits (Non-Ducted)","DLFSFAH24XAK",11.5,24000,17200]
[203966617,null,"AIRQUEST","HMSV-A-CB (Multi-Split Heat Pump)","DLCMRAH27CAK","Non-Ducted Indoor Units","Multiple combinations, check manufacturer compatibility",10.8,27000,17800]
[205772820,null,"Weathermaker","HRCU-A-CB (Mini-Split System: Heat Pump with Outdoor Unit-Air-Source, Ducted)","38MBRQ36A--3","Mini-Splits (Ducted)","40MBDQ36---3",11.5,40000,27600]
[205772825,null,"Weathermaker","HRCU-A-CB-O (Mini-Split Heat Pump, with Remote Outdoor Unit Air-Source, Free Delivery)","38MBRQ48A--3","Mini-Splits (Non-Ducted)","40MBFQ48---3",11,50000,35000]
[205772830,null,"Weathermaker","HRCU-A-CB-O (Mini-Split Heat Pump, with Remote Outdoor Unit Air-Source, Free Delivery)","38MAQB18R--3","Mini-Splits (Non-Ducted)","DHMSHAQ18XA3",10.3,18000,10800]
[205772831,null,"Weathermaker","HRCU-A-CB-O (Mini-Split Heat Pump, with Remote Outdoor Unit Air-Source, Free Delivery)","38MAQB24R--3","Mini-Splits (Non-Ducted)","DHMSHAQ24XA3",11.5,24000,15400]
[205816501,null,"AC PRO.COM","HMSV-A-CB (Multi-Split Heat Pump)","A4OF-36HFN1-M","Non-Ducted Indoor Units","Multiple combinations, check manufacturer compatibility",10.199999999999999,36000,24600]
[205816506,null,"AC PRO.COM","HMSV-A-CB (Multi-Split Heat Pump)","A5OF-48HFN1-M","Mixed Ducted and Non-Ducted Indoor Units","Multiple combinations, check manufacturer compatibility",10.85,49000,31800]
[205817131,null,"KINGHOME","HRCU-A-CB-O (Mini-Split Heat Pump, with Remote Outdoor Unit Air-Source, Free Delivery)","KU21-ODU24-3","Mini-Splits (Non-Ducted)","KU21-C4U24-3",10,27200,15700]
[205817132,null,"KINGHOME","HRCU-A-CB-O (Mini-Split Heat Pump, with Remote Outdoor Unit Air-Source, Free Delivery)","KU21-ODU30-3","Mini-Splits (Non-Ducted)","KU21-C4U30-3",9,31200,16700]
[205817137,null,"KINGHOME","HRCU-A-CB-O (Mini-Split Heat Pump, with Remote Outdoor Unit Air-Source, Free Delivery)","KU21-ODU30-3","Mini-Splits (Non-Ducted)","KU21-FCU30-3",9,31200,18000]
[204462361,null,"MRCOOL","HMSV-A-CB (Multi-Split Heat Pump)","MULTI5-48HP230V1","Ducted Indoor Units","Multiple combinations, check manufacturer compatibility",11.5,50000,34000]
[203994967,null,"YORK","HMSV-A-CB (Multi-Split Heat Pump)","YVAHP036B21S*","Non-Ducted Indoor Units","Multiple combinations, check manufacturer compatibility",12.8,40000,23800]
[203994968,null,"YORK","HMSV-A-CB (Multi-Split Heat Pump)","YVAHP048B21S*","Non-Ducted Indoor Units","Multiple combinations, check manufacturer compatibility",11.7,54000,32000]
[203994973,null,"YORK","HMSV-A-CB (Multi-Split Heat Pump)","YVAHP036B21S*","Ducted Indoor Units","Multiple combinations, check manufacturer compatibility",11,40000,23800]
[206349888,null,"AERIS","HRCU-A-CB-O (Mini-Split Heat Pump, with Remote Outdoor Unit Air-Source, Free Delivery)","MSO-24","Mini-Splits (Non-Ducted)","MSI-24",9.5,24000,14400]
[206350308,null,"MIDEA","HRCU-A-CB-O (Mini-Split Heat Pump, with Remote Outdoor Unit Air-Source, Free Delivery)","38MARBQ30AA3","Mini-Splits (Non-Ducted)","DHMAHBQ30XA3",9.6,30000,19000]
[206350309,null,"MIDEA","HRCU-A-CB-O (Mini-Split Heat Pump, with Remote Outdoor Unit Air-Source, Free Delivery)","38MARBQ36AA3","Mini-Splits (Non-Ducted)","DHMAHBQ36XA3",9,36000,22400]
[204005749,null,"MOOVAIR","HRCU-A-CB-O (Mini-Split Heat Pump, with Remote Outdoor Unit Air-Source, Free Delivery)","DM12HOS25230E3","Mini-Splits (Non-Ducted)","DM12HICU230X5",10.6,12000,8700]
[204005754,null,"MOOVAIR","HRCU-A-CB (Mini-Split System: Heat Pump with Outdoor Unit-Air-Source, Ducted)","DM48HOS18230E5","Mini-Splits (Ducted)","DM48HIDU230X5",10.3,49500,33400]
[205921384,null,"CARRIER","HRCU-A-CB (Mini-Split System: Heat Pump with Outdoor Unit-Air-Source, Ducted)","38MAQB24R--3","Mini-Splits (Ducted)","40MBAAQ24XA3",10,29000,17500]
[205921386,null,"PAYNE","HRCU-A-CB (Mini-Split System: Heat Pump with Outdoor Unit-Air-Source, Ducted)","38MAQB24R--3","Mini-Splits (Ducted)","40MBAAQ24XA3",10,29000,17500]
[205921393,null,"SENVILLE","HRCU-A-CB (Mini-Split System: Heat Pump with Outdoor Unit-Air-Source, Ducted)","SENA/24HF/OZ","Mini-Splits (Ducted)","SENA/24HF/ID",12.5,24000,17200]
[205921398,null,"AC PRO.COM","HRCU-A-CB-O (Mini-Split Heat Pump, with Remote Outdoor Unit Air-Source, Free Delivery)","AOD31-24HFN1-MT0W","Mini-Splits (Non-Ducted)","AS11M-23HRFN1-MTOW",11.5,25000,15300]
[203446795,null,"AIR-CON","HRCU-A-CB-O (Mini-Split Heat Pump, with Remote Outdoor Unit Air-Source, Free Delivery)","ABXCI4H4S12","Mini-Splits (Non-Ducted)","ABXEM4H4S12",10.5,13000,7500]
[203446796,null,"MANUFLOW","HRCU-A-CB-O (Mini-Split Heat Pump, with Remote Outdoor Unit Air-Source, Free Delivery)","AST-09UW3SVGDJ01(O)","Mini-Splits (Non-Ducted)","AST-09UW3SVGDJ01(I)",10.5,13000,7500]
[203446802,null,"ZEPHYR","HRCU-A-CB-O (Mini-Split Heat Pump, with Remote Outdoor Unit Air-Source, Free Delivery)","MA-18CA22SEXT","Mini-Splits (Non-Ducted)","MA-18CA22SINT",11.6,19000,11600]
[203449476,null,"MIDEA","HRCU-A-CB-O (Mini-Split Heat Pump, with Remote Outdoor Unit Air-Source, Free Delivery)","MOD01-36HFN1-MP0W","Mini-Splits (Non-Ducted)","MSMBE-36HRFN1-MP0W",10,36000,20600]
[203966559,null,"Allied","HRCU-A-CB (Mini-Split System: Heat Pump with Outdoor Unit-Air-Source, Ducted)","4DHP1S48S-1P","Mini-Splits (Ducted)","DMD248S4-1P",10.3,49500,33400]
[203966560,null,"Allied","HMSV-A-CB (Multi-Split Heat Pump)","4DHP1S18M-1P","Non-Ducted Indoor Units","Multiple combinations, check manufacturer compatibility",10.3,19000,12000]
[203966569,null,"AIRQUEST","HRCU-A-CB-O (Mini-Split Heat Pump, with Remote Outdoor Unit Air-Source, Free Delivery)","DLCPRAH12AAK","Mini-Splits (Non-Ducted)","DLFPHAH12XAK",13.6,12000,6800]
[203966574,null,"AIRQUEST","HRCU-A-CB-O (Mini-Split Heat Pump, with Remote Outdoor Unit Air-Source, Free Delivery)","DLCERAH12AAK","Mini-Splits (Non-Ducted)","DLFEHAH12XAK",9.6,12000,7300]
[203966576,null,"AIRQUEST","HRCU-A-CB-O (Mini-Split Heat Pump, with Remote Outdoor Unit Air-Source, Free Delivery)","DLCERAH24AAK","Mini-Splits (Non-Ducted)","DLFEHAH24XAK",9.6,24800,15300]
[205806146,null,"KINGHOME","HRCU-A-CB (Mini-Split System: Heat Pump with Outdoor Unit-Air-Source, Ducted)","KM42UH5O","Ducted Indoor Units","Multiple combinations, check manufacturer compatibility",9,42000,30800]
[204005792,null,"ELIOS","HMSV-A-CB (Multi-Split Heat Pump)","DE18HOM25230X3","Mixed Ducted and Non-Ducted Indoor Units","Multiple combinations, check manufacturer compatibility",9.4,19000,12300]
[204012239,null,"KLIMAIRE","HRCU-A-CB-O (Mini-Split Heat Pump, with Remote Outdoor Unit Air-Source, Free Delivery)","KSIE018-H220-O","Mini-Splits (Non-Ducted)","KUIR18-H2",10.5,18000,12000]
[204014465,null,"BOSCH","HRCU-A-CB-O (Mini-Split Heat Pump, with Remote Outdoor Unit Air-Source, Free Delivery)","BMS500-AAS012-1CSXHB","Mini-Splits (Non-Ducted)","BMS500-AAU012-1AHCXB",10.6,12000,8700]
[204014466,null,"BOSCH","HRCU-A-CB-O (Mini-Split Heat Pump, with Remote Outdoor Unit Air-Source, Free Delivery)","BMS500-AAS018-1CSXHB","Mini-Splits (Non-Ducted)","BMS500-AAU018-1AHCXB",10.5,18000,12000]
[205350625,null,"ACC AIR","HRCU-A-CB-O (Mini-Split Heat Pump, with Remote Outdoor Unit Air-Source, Free Delivery)","TACC19S-09K-11V","Mini-Splits (Non-Ducted)","TACC19S-09K-11V",10,10000,6300]
[205352244,null,"Classic America","HRCU-A-CB-O (Mini-Split Heat Pump, with Remote Outdoor Unit Air-Source, Free Delivery)","MSC-24HAC2-O","Mini-Splits (Non-Ducted)","MSC-24HAC2-I",10,24400,16200]
[205355551,null,"DUOHOME","HRCU-A-CB-O (Mini-Split Heat Pump, with Remote Outdoor Unit Air-Source, Free Delivery)","DOCA30-24HFN1-MQ0W","Mini-Splits (Non-Ducted)","DSABE-24HRFN1-MQ0W",9.5,24000,14400]
[205355552,null,"DUOHOME","HRCU-A-CB-O (Mini-Split Heat Pump, with Remote Outdoor Unit Air-Source, Free Delivery)","DOD30-36HFN1-MP0W","Mini-Splits (Non-Ducted)","DSABF-36HRFN1-MP0W",10,36000,21400]
[203978168,null,"HISENSE","HRCU-A-CB-O (Mini-Split Heat Pump, with Remote Outdoor Unit Air-Source, Free Delivery)","AMW4-36U3STA","Mixed Ducted and Non-Ducted Indoor Units","Multiple combinations, check manufacturer compatibility",10.9,36000,22600]
[203991087,null,"GOODMAN","HRCU-A-CB-O (Mini-Split Heat Pump, with Remote Outdoor Unit Air-Source, Free Delivery)","MSH123E19MCAA","Mini-Splits (Non-Ducted)","MSH123E19AXAA",9.5,12000,6800]
[203991092,null,"GOODMAN","HRCU-A-CB-O (Mini-Split Heat Pump, with Remote Outdoor Unit Air-Source, Free Delivery)","MSH183E23MCAA","Mini-Splits (Non-Ducted)","MSH183E23AXAA",11,18000,10900]
[203991093,null,"GOODMAN","HRCU-A-CB-O (Mini-Split Heat Pump, with Remote Outdoor Unit Air-Source, Free Delivery)","MSH243E23MCAA","Mini-Splits (Non-Ducted)","MSH243E23AXAA",12,26000,19400]
[203991154,null,"BOSCH","HRCU-A-CB-O (Mini-Split Heat Pump, with Remote Outdoor Unit Air-Source, Free Delivery)","BMS500-AAS018-1CSXHB","Mini-Splits (Non-Ducted)","BMS500-AAU018-1AHWXB",10.3,18000,10800]
[203991160,null,"BOSCH","HRCU-A-CB (Mini-Split System: Heat Pump with Outdoor Unit-Air-Source, Ducted)","BMS500-AAS012-1CSXRA","Mini-Splits (Ducted)","BMS500-AAU012-1AHDXB",11.5,12000,7200]
[203991165,null,"BOSCH","HRCU-A-CB (Mini-Split System: Heat Pump with Outdoor Unit-Air-Source, Ducted)","BMS500-AAS060-1CSXLB","Mini-Splits (Ducted)","BMS500-AAU060-1AHDXB",9,60000,37600]
[203991166,null,"BOSCH","HRCU-A-CB-O (Mini-Split Heat Pump, with Remote Outdoor Unit Air-Source, Free Delivery)","BMS500-AAS009-1CSXRA","Mini-Splits (Non-Ducted)","BMS500-AAU009-1AHCXB",10.5,10000,5800]
[203991171,null,"BOSCH","HRCU-A-CB-O (Mini-Split Heat Pump, with Remote Outdoor Unit Air-Source, Free Delivery)","BMS500-AAS048-1CSXLB","Mini-Splits (Non-Ducted)","BMS500-AAU048-1AHCXB",11,50000,35000]
[203994981,null,"Coleman","HMSV-A-CB (Multi-Split Heat Pump)","CVAHP060B21S*","Ducted Indoor Units","Multiple combinations, check manufacturer compatibility",11,64000,42000]
[203995171,null,"YORK","HMSV-A-CB (Multi-Split Heat Pump)","YVAHP060B21S*","Mixed Ducted and Non-Ducted Indoor Units","Multiple combinations, check manufacturer compatibility",11.55,64000,42000]
[203995172,null,"HITACHI","HMSV-A-CB (Multi-Split Heat Pump)","HVAHP060B21S*","Mixed Ducted and Non-Ducted Indoor Units","Multiple combinations, check manufacturer compatibility",11.55,64000,42000]
[203996860,null,"LG","HRCU-A-CB-O (Mini-Split Heat Pump, with Remote Outdoor Unit Air-Source, Free Delivery)","LSU120HXV2","Mini-Splits (Non-Ducted)","LSN120HXV2",9.5,12000,7300]
[204005757,null,"MOOVAIR","HRCU-A-CB-O (Mini-Split Heat Pump, with Remote Outdoor Unit Air-Source, Free Delivery)","DM36HOS18230E5","Mini-Splits (Non-Ducted)","DM36HICU230X5",10.5,38000,25200]
[204005762,null,"MOOVAIR","HMSV-A-CB (Multi-Split Heat Pump)","DM18HOM23230X2","Ducted Indoor Units","Multiple combinations, check manufacturer compatibility",10,18500,11500]
[204005763,null,"MOOVAIR","HMSV-A-CB (Multi-Split Heat Pump)","DM27HOM23230X2","Ducted Indoor Units","Multiple combinations, check manufacturer compatibility",10,28000,17600]
[10221212,null,"HAIER","HRCU-A-CB-O (Mini-Split Heat Pump, with Remote Outdoor Unit Air-Source, Free Delivery)","1U24LP2VHA","Mini-Splits (Non-Ducted)","AW24LP2VH*",10,27000,22000]
[10225937,null,"HAIER","HRCU-A-CB-O (Mini-Split Heat Pump, with Remote Outdoor Unit Air-Source, Free Delivery)","1U36LP2VHA","Mini-Splits (Non-Ducted)","AW36LP2VH*",10,37000,31600]
[10227625,null,"SAMSUNG","HRCU-A-CB-O (Mini-Split Heat Pump, with Remote Outdoor Unit Air-Source, Free Delivery)","AC024JXADCH/AA","Mini-Splits (Non-Ducted)","AC024MNADCH/AA",10.8,27000,16300]
[10227626,null,"SAMSUNG","HRCU-A-CB-O (Mini-Split Heat Pump, with Remote Outdoor Unit Air-Source, Free Delivery)","AC030JXADCH/AA","Mini-Splits (Non-Ducted)","AC030MNTDCH/AA",9.1999999999999993,32000,21000]
[10268746,null,"HISENSE","HRCU-A-CB-O (Mini-Split Heat Pump, with Remote Outdoor Unit Air-Source, Free Delivery)","AS-24UR3SDB","Mini-Splits (Non-Ducted)","AS-24UR3SDBTD",10.5,24200,15400]
[10268751,null,"HISENSE","HRCU-A-CB-O (Mini-Split Heat Pump, with Remote Outdoor Unit Air-Source, Free Delivery)","AS-09UR3SXE00","Mini-Splits (Non-Ducted)","AS-09UR3SXETG00",12.5,10500,6500]
[10268756,null,"HISENSE","HRCU-A-CB-O (Mini-Split Heat Pump, with Remote Outdoor Unit Air-Source, Free Delivery)","AS-12UR3SXA00","Mini-Splits (Non-Ducted)","AS-12UR3SXATG00",12,13000,8000]
[10268757,null,"HISENSE","HRCU-A-CB-O (Mini-Split Heat Pump, with Remote Outdoor Unit Air-Source, Free Delivery)","AS-12UR3SXA00","Mini-Splits (Non-Ducted)","AS-12UR3SXADK00",12,13000,8000]
[10268762,null,"HISENSE","HRCU-A-CB-O (Mini-Split Heat Pump, with Remote Outdoor Unit Air-Source, Free Delivery)","AS-18UR3SBB","Mini-Splits (Non-Ducted)","AS-18UR3SBBDK",11.6,19000,11600]
[202576819,null,"MDV","HRCU-A-CB-O (Mini-Split Heat Pump, with Remote Outdoor Unit Air-Source, Free Delivery)","MOB30-12HFN1-MS0W","Mini-Splits (Non-Ducted)","MSABB-12HRFN1-MS0W",9.5,12000,6800]
[202576825,null,"THERMAL ZONE","HRCU-A-CB-O (Mini-Split Heat Pump, with Remote Outdoor Unit Air-Source, Free Delivery)","12H49ZOMI","Mini-Splits (Non-Ducted)","12H49ZIMI",9.5,12000,6800]
[202576826,null,"SEA BREEZE","HRCU-A-CB-O (Mini-Split Heat Pump, with Remote Outdoor Unit Air-Source, Free Delivery)","12H49YOMI","Mini-Splits (Non-Ducted)","12H49YIMI",9.5,12000,7500]
[202576831,null,"THERMAL ZONE","HRCU-A-CB-O (Mini-Split Heat Pump, with Remote Outdoor Unit Air-Source, Free Delivery)","24H47ZOMI","Mini-Splits (Non-Ducted)","24H47ZIMI",9.5,24000,14400]
[202606680,null,"SENVILLE","HRCU-A-CB-O (Mini-Split Heat Pump, with Remote Outdoor Unit Air-Source, Free Delivery)","SENA/12HF/OZ","Mini-Splits (Non-Ducted)","SENA/12HF/IF",10.5,12000,9600]
[202606685,null,"SENVILLE","HRCU-A-CB-O (Mini-Split Heat Pump, with Remote Outdoor Unit Air-Source, Free Delivery)","SENL/18CD/OX","Mini-Splits (Non-Ducted)","SENL/18CD/IX",10,18000,11000]
[202606686,null,"SENVILLE","HRCU-A-CB-O (Mini-Split Heat Pump, with Remote Outdoor Unit Air-Source, Free Delivery)","SENL/24CD/OX","Mini-Splits (Non-Ducted)","SENL/24CD/IX",9.5,24000,14400]
[202632179,null,"INNOVAIR","HRCU-A-CB-O (Mini-Split Heat Pump, with Remote Outdoor Unit Air-Source, Free Delivery)","LIN13H14A17(O)","Mini-Splits (Non-Ducted)","LIN13H14A17(I)",9,12500,7500]
[10149872,null,"AIR-CON","HMSV-A-CB (Multi-Split Heat Pump)","AMTCM4H4R30","Mixed Ducted and Non-Ducted Indoor Units","Multiple combinations, check manufacturer compatibility",10,30000,17100]
[10149900,null,"GREE","HRCU-A-CB-O (Mini-Split Heat Pump, with Remote Outdoor Unit Air-Source, Free Delivery)","SAP09HP230V1AO","Mini-Splits (Non-Ducted)","SAP09HP230V1AH",15,9000,5600]
[10149903,null,"GREE","HRCU-A-CB-O (Mini-Split Heat Pump, with Remote Outdoor Unit Air-Source, Free Delivery)","SAP12HP230V1AO","Mini-Splits (Non-Ducted)","SAP12HP230V1AH",14,12200,8100]
[10258958,null,"HAXXAIR","HRCU-A-CB-O (Mini-Split Heat Pump, with Remote Outdoor Unit Air-Source, Free Delivery)","HVH-12B2D","Mini-Splits (Non-Ducted)","HAH-12B2D",9,13000,7500]
[10268703,null,"HISENSE","HRCU-A-CB-O (Mini-Split Heat Pump, with Remote Outdoor Unit Air-Source, Free Delivery)","AS-09UR3SVD","Mini-Splits (Non-Ducted)","AS-09UR3SVDDC",9.1,10000,4500]
[10268708,null,"HISENSE","HRCU-A-CB-O (Mini-Split Heat Pump, with Remote Outdoor Unit Air-Source, Free Delivery)","AS-09UR3SVE","Mini-Splits (Non-Ducted)","AS-09UR3SVETD",10.5,9500,5000]
[10268709,null,"HISENSE","HRCU-A-CB-O (Mini-Split Heat Pump, with Remote Outdoor Unit Air-Source, Free Delivery)","AS-09UR3SVE","Mini-Splits (Non-Ducted)","AS-09UR3SVETE",10.5,9500,5000]
[207590027,null,"RHEEM","HRCU-A-CB (Mini-Split System: Heat Pump with Outdoor Unit-Air-Source, Ducted)","ROSH18VGSN","Mini-Splits (Ducted)","RIDH18AXCJ",10.9,21000,12700]
[202703130,null,"MIRAGE","HRCU-A-CB-O (Mini-Split Heat Pump, with Remote Outdoor Unit Air-Source, Free Delivery)","OVXH120B","Mini-Splits (Non-Ducted)","OVXH120B",9.5,12000,7500]
[202732309,null,"Mitsubishi Electric","HMSV-A-CB-O (Multi-Split Heat Pump, Free Delivery)","MXZ-2C20NAHZ2","Specific (Non-Ducted)","MSZ-FH09NAMSZ-FH09NA",10.1,22000,13000]
[202732310,null,"Trane / Mitsubishi Electric","HMSV-A-CB-O (Multi-Split Heat Pump, Free Delivery)","NTXMPH20A122AA","Specific (Non-Ducted)","NTXWPH09A112AANTXWPH09A112AA",10.1,22000,13000]
[202575871,null,"COMFORTSTAR","HMSV-A-CB (Multi-Split Heat Pump)","CM2-18-2ZX","Non-Ducted Indoor Units","Multiple combinations, check manufacturer compatibility",9.8000000000000007,20000,12600]
[202575876,null,"COMFORTSTAR","HMSV-A-CB (Multi-Split Heat Pump)","CM2-18-2ZX","Ducted Indoor Units","Multiple combinations, check manufacturer compatibility",9.8000000000000007,19000,12600]
[202575888,null,"AireForce","HRCU-A-CB-O (Mini-Split Heat Pump, with Remote Outdoor Unit Air-Source, Free Delivery)","GXH24(7.0)FMK4DH","Non-Ducted Indoor Units","Multiple combinations, check manufacturer compatibility",10.199999999999999,29000,17800]
[202575889,null,"AireForce","HMSV-A-CB (Multi-Split Heat Pump)","GXH24(7.0)FMK4DH","Ducted Indoor Units","Multiple combinations, check manufacturer compatibility",9,29000,17800]
[202463639,null,"PAYNE","HRCU-A-CB-O (Mini-Split Heat Pump, with Remote Outdoor Unit Air-Source, Free Delivery)","38MPRAQ24AA3","Mini-Splits (Non-Ducted)","DHMPHAQ24XA3",12,24000,15400]
[202463644,null,"COMFORTMAKER","HRCU-A-CB-O (Mini-Split Heat Pump, with Remote Outdoor Unit Air-Source, Free Delivery)","DLCPRAH18AAK","Mini-Splits (Non-Ducted)","DLFPHAH18XAK",14,18000,12300]
[202463649,null,"HEIL","HRCU-A-CB-O (Mini-Split Heat Pump, with Remote Outdoor Unit Air-Source, Free Delivery)","DLCPRAH24AAK","Mini-Splits (Non-Ducted)","DLFPHAH24XAK",12,24000,15400]
[202463650,null,"KEEPRITE","HRCU-A-CB-O (Mini-Split Heat Pump, with Remote Outdoor Unit Air-Source, Free Delivery)","DLCPRAH18AAK","Mini-Splits (Non-Ducted)","DLFPHAH18XAK",14,18000,12300]
[202463655,null,"MIDEA","HRCU-A-CB-O (Mini-Split Heat Pump, with Remote Outdoor Unit Air-Source, Free Delivery)","DLCPRAH24AAK","Mini-Splits (Non-Ducted)","DLFPHAH24XAK",12,24000,15400]
[202519342,null,"GREE","HMSV-A-CB (Multi-Split Heat Pump)","GMV-Y60WL/A-T(U)","Ducted Indoor Units","Multiple combinations, check manufacturer compatibility",9,60000,35000]
[202533548,null,"AireForce","HRCU-A-CB-O (Mini-Split Heat Pump, with Remote Outdoor Unit Air-Source, Free Delivery)","GXH09(2.6)LSK4DL","Mini-Splits (Non-Ducted)","GHH09(2.6)LSK4DL",9,9500,5600]
[202533549,null,"AireForce","HRCU-A-CB-O (Mini-Split Heat Pump, with Remote Outdoor Unit Air-Source, Free Delivery)","GXH12(3.5)LSA4DL","Mini-Splits (Non-Ducted)","GHH12(3.5)LSA4DL",9,13000,7600]
[202542749,null,"GIBSON","HRCU-A-CB-O (Mini-Split Heat Pump, with Remote Outdoor Unit Air-Source, Free Delivery)","GXH36(10.6)LSK4DL1","Mini-Splits (Non-Ducted)","GHH36(10.6)LSK4DH",9,34600,20200]
[202544308,null,"LG","HRCU-A-CB-O (Mini-Split Heat Pump, with Remote Outdoor Unit Air-Source, Free Delivery)","LSU240HEV2","Mini-Splits (Non-Ducted)","LSN240HEV2",9.5,22000,13500]
[202557952,null,"ACD","HRCU-A-CB-O (Mini-Split Heat Pump, with Remote Outdoor Unit Air-Source, Free Delivery)","COND-36-02","Mini-Splits (Non-Ducted)","Multiple combinations, check manufacturer compatibility",9,34600,20200]
[202557953,null,"ACD","HRCU-A-CB-O (Mini-Split Heat Pump, with Remote Outdoor Unit Air-Source, Free Delivery)","COND-30-02","Mini-Splits (Non-Ducted)","Multiple combinations, check manufacturer compatibility",9,28400,19200]
[202557962,null,"GREE","HMSV-A-CB-O (Multi-Split Heat Pump, Free Delivery)","GWHD(36)ND3JO","Non-Ducted Indoor Units","Multiple combinations, check manufacturer compatibility",10,36000,29000]
[10227710,null,"MIRAGE","HRCU-A-CB-O (Mini-Split Heat Pump, with Remote Outdoor Unit Air-Source, Free Delivery)","OVEH121A","Mini-Splits (Non-Ducted)","IVEH121A",9.8000000000000007,12000,7200]
[10227716,null,"HISENSE","HRCU-A-CB-O (Mini-Split Heat Pump, with Remote Outdoor Unit Air-Source, Free Delivery)","AS-30UR3SDK","Mini-Splits (Non-Ducted)","AS-30UR3SDKDK",12.3,31000,16000]
[10227717,null,"HISENSE","HRCU-A-CB-O (Mini-Split Heat Pump, with Remote Outdoor Unit Air-Source, Free Delivery)","AS-30UR3SDK","Mini-Splits (Non-Ducted)","AS-30UR3SDKVT",12.3,31000,16000]
[10231853,null,"MRCOOL","HRCU-A-CB-O (Mini-Split Heat Pump, with Remote Outdoor Unit Air-Source, Free Delivery)","A-24-HP-C-230A","Mini-Splits (Non-Ducted)","A-24-HP-WMAH-230A",9,25000,14800]
[10268851,null,"HISENSE","HRCU-A-CB-O (Mini-Split Heat Pump, with Remote Outdoor Unit Air-Source, Free Delivery)","AS-09UR1SVD00","Mini-Splits (Non-Ducted)","AS-09UR1SVDDC00",10.5,10000,5000]
[10268856,null,"HISENSE","HRCU-A-CB-O (Mini-Split Heat Pump, with Remote Outdoor Unit Air-Source, Free Delivery)","AS-12UR1SVE00","Mini-Splits (Non-Ducted)","AS-12UR1SVEDB00",9.35,13200,7200]
[10268857,null,"HISENSE","HRCU-A-CB-O (Mini-Split Heat Pump, with Remote Outdoor Unit Air-Source, Free Delivery)","AS-12UR1SVE00","Mini-Splits (Non-Ducted)","AS-12UR1SVEDC00",9.35,13200,7200]
[10268862,null,"HISENSE","HRCU-A-CB-O (Mini-Split Heat Pump, with Remote Outdoor Unit Air-Source, Free Delivery)","AS-12UR1SVE00","Mini-Splits (Non-Ducted)","AS-12UR1SVEDK00",9.35,13200,7200]
[10096642,null,"GREE","HRCU-A-CB-O (Mini-Split Heat Pump, with Remote Outdoor Unit Air-Source, Free Delivery)","GWH36LB-D3DNA3G/O","Mini-Splits (Non-Ducted)","GWH36QF-D3D****/I",9,34600,20200]
[207237539,null,"WESTINGHOUSE","HRCU-A-CB-O (Mini-Split Heat Pump, with Remote Outdoor Unit Air-Source, Free Delivery)","WHU36SZA21S","Mini-Splits (Non-Ducted)","WHU36CTA21S",10.5,36000,27200]
[207237540,null,"WESTINGHOUSE","HRCU-A-CB (Mini-Split System: Heat Pump with Outdoor Unit-Air-Source, Ducted)","WHU09SZA21S","Mini-Splits (Ducted)","WHU09DHA21S",10,11000,6000]
[207251113,null,"LBG Products","HRCU-A-CB-O (Mini-Split Heat Pump, with Remote Outdoor Unit Air-Source, Free Delivery)","LBH30DTO","Mini-Splits (Non-Ducted)","LBH30DTI",9.5,30000,18500]
[10268713,null,"HISENSE","HRCU-A-CB-O (Mini-Split Heat Pump, with Remote Outdoor Unit Air-Source, Free Delivery)","AS-12UR3SVE","Mini-Splits (Non-Ducted)","AS-12UR3SVETE",9,13000,7500]
[10268722,null,"HISENSE","HRCU-A-CB-O (Mini-Split Heat Pump, with Remote Outdoor Unit Air-Source, Free Delivery)","AS-18UR3SBB","Mini-Splits (Non-Ducted)","AS-18UR3SBBDB",11.6,19000,11600]
[10268723,null,"HISENSE","HRCU-A-CB-O (Mini-Split Heat Pump, with Remote Outdoor Unit Air-Source, Free Delivery)","AS-18UR3SBB","Mini-Splits (Non-Ducted)","AS-18UR3SBBDC",11.6,19000,11600]
[207318103,null,"GREE","HRCU-A-CB-O (Mini-Split Heat Pump, with Remote Outdoor Unit Air-Source, Free Delivery)","GWH09AGC-D3DNA1B/O","Mini-Splits (Non-Ducted)","GWH09QC-D3DN***/I",11.2,11000,7300]
[207324060,null,"GREE","HRCU-A-CB-O (Mini-Split Heat Pump, with Remote Outdoor Unit Air-Source, Free Delivery)","GWH12QC-A3DNA6E/O","Mini-Splits (Non-Ducted)","GWH12AFC-A3DN***/I",9,13000,7600]
[10221179,null,"FRIEDRICH","HRCU-A-CB-O (Mini-Split Heat Pump, with Remote Outdoor Unit Air-Source, Free Delivery)","MRAD36Y3J","Mini-Splits (Non-Ducted)","MWAD36Y3J",9,34600,20200]
[10221184,null,"AURA SYSTEMS","HRCU-A-CB-O (Mini-Split Heat Pump, with Remote Outdoor Unit Air-Source, Free Delivery)","AU-018COQC","Mini-Splits (Non-Ducted)","AU-018WUQC",9.5,18000,11700]
[10221189,null,"AURA SYSTEMS","HRCU-A-CB-O (Mini-Split Heat Pump, with Remote Outdoor Unit Air-Source, Free Delivery)","AU-030CO18","Mini-Splits (Non-Ducted)","AU-030WU18",9.6,30000,19000]
[207338215,null,"MDV","HRCU-A-CB-O (Mini-Split Heat Pump, with Remote Outdoor Unit Air-Source, Free Delivery)","MOE30U-48HFN1-M-[X](GA)","Mini-Splits (Non-Ducted)","MUE-48HRFN1-M(C)",10.8,50000,35000]
[202576836,null,"PIONEER","HRCU-A-CB-O (Mini-Split Heat Pump, with Remote Outdoor Unit Air-Source, Free Delivery)","YN012GMFI19RPD","Mini-Splits (Non-Ducted)","WS012GMFI19HLD",9.5,12000,6800]
[202576837,null,"PIONEER","HRCU-A-CB-O (Mini-Split Heat Pump, with Remote Outdoor Unit Air-Source, Free Delivery)","YN012AMFI19RPD","Mini-Splits (Non-Ducted)","WS012AMFI19HLD",9.5,12000,7500]
[202576842,null,"COMFORTSTAR","HRCU-A-CB-O (Mini-Split Heat Pump, with Remote Outdoor Unit Air-Source, Free Delivery)","CPG009CD(O)-B","Mini-Splits (Non-Ducted)","CPG009CD(I)-B",9.5,9000,6000]
[202576848,null,"MRCOOL","HRCU-A-CB-O (Mini-Split Heat Pump, with Remote Outdoor Unit Air-Source, Free Delivery)","DIY-24-HP-C-230AE","Mini-Splits (Non-Ducted)","DIY-24-HP-WMAH-230AE",9,25000,15900]
[202575896,null,"AireForce","HMSV-A-CB (Multi-Split Heat Pump)","GXH42(12.3)FMK4DH","Ducted Indoor Units","Multiple combinations, check manufacturer compatibility",9.6,46500,28000]
[202575897,null,"AireForce","HRCU-A-CB (Mini-Split System: Heat Pump with Outdoor Unit-Air-Source, Ducted)","GXH18(5.3)USV4DH","Mini-Splits (Ducted)","GDU18(5.3)USV4DH",9.5,18800,10900]
[202575902,null,"AireForce","HRCU-A-CB-O (Mini-Split Heat Pump, with Remote Outdoor Unit Air-Source, Free Delivery)","GXH24(7.0)USV4DH","Mini-Splits (Non-Ducted)","GFU24(7.0)USV4DH",10,27200,15700]
[202575907,null,"AireForce","HRCU-A-CB-O (Mini-Split Heat Pump, with Remote Outdoor Unit Air-Source, Free Delivery)","GXH48(14.1)USV4DH","Mini-Splits (Non-Ducted)","GKU36(10.6)USV4DH",9,41000,23400]
[202463657,null,"TEMPSTAR","HRCU-A-CB-O (Mini-Split Heat Pump, with Remote Outdoor Unit Air-Source, Free Delivery)","DLCPRAH24AAK","Mini-Splits (Non-Ducted)","DLFPHAH24XAK",12,24000,15400]
[202463658,null,"SMART COMFORT","HRCU-A-CB-O (Mini-Split Heat Pump, with Remote Outdoor Unit Air-Source, Free Delivery)","DLCPRAH18AAK","Mini-Splits (Non-Ducted)","DLFPHAH18XAK",14,18000,12300]
[202490340,null,"Mitsubishi Electric","HRCU-A-CB-O (Mini-Split Heat Pump, with Remote Outdoor Unit Air-Source, Free Delivery)","MUZ-GL24NA-U2","Mini-Splits (Non-Ducted)","MSZ-GL24NA-U1",10,27600,16000]
[207342459,null,"Mitsubishi Electric","HMSV-A-CB (Multi-Split Heat Pump)","MXZ-2C20NA3","Non-Ducted Indoor Units","Multiple combinations, check manufacturer compatibility",10,22000,13500]
[207342464,null,"Mitsubishi Electric","HMSV-A-CB (Multi-Split Heat Pump)","MXZ-3C24NA3","Ducted Indoor Units","Multiple combinations, check manufacturer compatibility",9,24600,14000]
[207342465,null,"Mitsubishi Electric","HMSV-A-CB (Multi-Split Heat Pump)","MXZ-3C24NAHZ3","Non-Ducted Indoor Units","Multiple combinations, check manufacturer compatibility",10,25000,14000]
[202833120,null,"MITS AIR","HRCU-A-CB-O (Mini-Split Heat Pump, with Remote Outdoor Unit Air-Source, Free Delivery)","MOD30-30HFN1-MR0W","Mini-Splits (Non-Ducted)","MSABF-30HRFN1-MR0W",9.6,30000,19000]
[202839658,null,"MIRAGE","HRCU-A-CB-O (Mini-Split Heat Pump, with Remote Outdoor Unit Air-Source, Free Delivery)","OVXH120B","Mini-Splits (Non-Ducted)","IVXH120B",10,10000,6000]
[202839666,null,"MIRAGE","HRCU-A-CB-O (Mini-Split Heat Pump, with Remote Outdoor Unit Air-Source, Free Delivery)","OVXH120A","Mini-Splits (Non-Ducted)","IVXH120A",9,12000,7500]
[202839667,null,"MIRAGE","HRCU-A-CB-O (Mini-Split Heat Pump, with Remote Outdoor Unit Air-Source, Free Delivery)","OVXH361A","Mini-Splits (Non-Ducted)","IVXH361A",10,36000,21400]
[202632183,null,"INNOVAIR","HRCU-A-CB-O (Mini-Split Heat Pump, with Remote Outdoor Unit Air-Source, Free Delivery)","LIN13H23A23(O)","Mini-Splits (Non-Ducted)","LIN13H23A23(I)",11,12000,7200]
[205150438,null,"COMFORTSTAR","HRCU-A-CB (Mini-Split System: Heat Pump with Outdoor Unit-Air-Source, Ducted)","CPP048CD(O)-DUB","Mini-Splits (Ducted)","AHU48",9.5,55000,36000]
[205169447,null,"Mitsubishi Electric","HMSV-A-CB-O (Multi-Split Heat Pump, Free Delivery)","PUMY-P36NKMU1","Non-Ducted Indoor Units","Multiple combinations, check manufacturer compatibility",11.5,42000,26400]
[202098116,null,"SAMSUNG","HMSV-A-CB (Multi-Split Heat Pump)","AM036NXMDCR","Non-Ducted Indoor Units","Multiple combinations, check manufacturer compatibility",10,42000,26000]
[202110464,null,"CONCORD","HRCU-A-CB (Mini-Split System: Heat Pump with Outdoor Unit-Air-Source, Ducted)","4DHP1S18S-1P","Mini-Splits (Ducted)","DMD218S4-1P",10.5,18000,12000]
[202110469,null,"DUCANE","HRCU-A-CB (Mini-Split System: Heat Pump with Outdoor Unit-Air-Source, Ducted)","4DHP1S36S-1P","Mini-Splits (Ducted)","DMD236S4-1P",11.5,40000,27600]
[202110474,null,"CONCORD","HMSV-A-CB (Multi-Split Heat Pump)","4DHP1S30M-1P","Ducted Indoor Units","Multiple combinations, check manufacturer compatibility",10,28000,17600]
[202110475,null,"DUCANE","HMSV-A-CB (Multi-Split Heat Pump)","4DHP1S30M-1P","Ducted Indoor Units","Multiple combinations, check manufacturer compatibility",10,28000,17600]
[8929889,null,"KLIMAIRE","HRCU-A-CB-O (Mini-Split Heat Pump, with Remote Outdoor Unit Air-Source, Free Delivery)","KSIE009-H221-O","Mini-Splits (Non-Ducted)","KSIE009-H221-I",10.5,9800,6400]
[8929896,null,"KLIMAIRE","HRCU-A-CB-O (Mini-Split Heat Pump, with Remote Outdoor Unit Air-Source, Free Delivery)","KSIR012-H217-O","Mini-Splits (Non-Ducted)","KSIR012-H217-I",9,11800,6800]
[8930725,null,"YORK","HMSV-A-CB (Multi-Split Heat Pump)","YVAHP036B21S","Non-Ducted Indoor Units","Multiple combinations, check manufacturer compatibility",12.8,40000,23800]
[8930726,null,"YORK","HMSV-A-CB (Multi-Split Heat Pump)","YVAHP036B21S","Ducted Indoor Units","Multiple combinations, check manufacturer compatibility",11,40000,23800]
[205123805,null,"FRIEDRICH","HRCU-A-CB-O (Mini-Split Heat Pump, with Remote Outdoor Unit Air-Source, Free Delivery)","FPHFR24A3A","Mini-Splits (Non-Ducted)","FPHFC24A3B",10,24000,19600]
[205123810,null,"FUJITSU","HRCU-A-CB (Mini-Split System: Heat Pump with Outdoor Unit-Air-Source, Ducted)","AOUG48LMAS1","Mini-Splits (Ducted)","AMUG48LMAS",10.199999999999999,53000,39500]
[202209107,null,"ACD","HRCU-A-CB-O (Mini-Split Heat Pump, with Remote Outdoor Unit Air-Source, Free Delivery)","LPD24KCH18S-O","Mini-Splits (Non-Ducted)","LPD24KCH18S-I",10,24000,16000]
[202242130,null,"GREE","HMSV-A-CB (Multi-Split Heat Pump)","GMV-24WL/C-T(U)","Ducted Indoor Units","Multiple combinations, check manufacturer compatibility",10,28000,16500]
[202245032,null,"RHEEM","HRCU-A-CB-O (Mini-Split Heat Pump, with Remote Outdoor Unit Air-Source, Free Delivery)","ROSH30VGSN","Mini-Splits (Non-Ducted)","RICH30AXCJ",11.5,32000,20200]
[202196475,null,"BLUERIDGE","HRCU-A-CB-O (Mini-Split Heat Pump, with Remote Outdoor Unit Air-Source, Free Delivery)","BM24DIY16C","Mini-Splits (Non-Ducted)","BM24DIY16WM",9,25000,15900]
[202196600,null,"GOODMAN","HRCU-A-CB (Mini-Split System: Heat Pump with Outdoor Unit-Air-Source, Ducted)","MSH123E21MCAA","Mini-Splits (Ducted)","MST123E21ADAA",11.5,12000,7200]
[202196601,null,"GOODMAN","HRCU-A-CB (Mini-Split System: Heat Pump with Outdoor Unit-Air-Source, Ducted)","MSH183E21MCAA","Mini-Splits (Ducted)","MST183E21ADAA",10.5,18000,12000]
[202196606,null,"GOODMAN","HMSV-A-CB (Multi-Split Heat Pump)","MST483E21MCAA","Ducted Indoor Units","Multiple combinations, check manufacturer compatibility",11.5,50000,34000]
[9000990,null,"GIBSON","HRCU-A-CB-O (Mini-Split Heat Pump, with Remote Outdoor Unit Air-Source, Free Delivery)","GXH30(8.8)LSK4DH","Mini-Splits (Non-Ducted)","GHH30(8.8)LUK4DH",9,28400,19200]
[9000998,null,"GIBSON","HRCU-A-CB-O (Mini-Split Heat Pump, with Remote Outdoor Unit Air-Source, Free Delivery)","GXH12(3.5)LSK4DH","Mini-Splits (Non-Ducted)","GHH12(3.5)LUK4DH",11,13000,7700]
[9000999,null,"GIBSON","HRCU-A-CB-O (Mini-Split Heat Pump, with Remote Outdoor Unit Air-Source, Free Delivery)","GXH18(5.3)LSK4DH","Mini-Splits (Non-Ducted)","GHH18(5.3)LUK4DH",10.5,19800,12400]
[202345968,null,"CARRIER","HMSV-A-CB (Multi-Split Heat Pump)","38MGRQ36D--3","Ducted Indoor Units","Multiple combinations, check manufacturer compatibility",11,37000,24600]
[8993380,null,"EMI","HMSV-A-CB (Multi-Split Heat Pump)","MZ5H45DAA","Non-Ducted Indoor Units","Multiple combinations, check manufacturer compatibility",10.4,48000,30800]
[8993537,null,"THERMOCORE SYSTEMS","HMSV-A-CB (Multi-Split Heat Pump)","T322D-H236-C","Specific (Ducted)","T3-OS209-EWT3-OS209-EWT3-OS209-EW",9.8000000000000007,28000,16800]
[8993986,null,"LENNOX","HRCU-A-CB-O (Mini-Split Heat Pump, with Remote Outdoor Unit Air-Source, Free Delivery)","LISH024000P431-C","Mini-Splits (Non-Ducted)","LIUH024180P431-C",11,24000,15000]
[8993994,null,"LENNOX","HRCU-A-CB-O (Mini-Split Heat Pump, with Remote Outdoor Unit Air-Source, Free Delivery)","LISH048000P431-C","Mini-Splits (Non-Ducted)","LIUH048180P431-C",11,50000,35000]
[202140576,null,"KARDA","HRCU-A-CB-O (Mini-Split Heat Pump, with Remote Outdoor Unit Air-Source, Free Delivery)","2PAMSHH18-SZO-20","Mini-Splits (Non-Ducted)","2PAMSHH18-SZW-20",10.3,18000,10800]
[202140581,null,"PERFECTAIRE","HMSV-A-CB (Multi-Split Heat Pump)","2PAMSH27-MZO3","Mixed Ducted and Non-Ducted Indoor Units","Multiple combinations, check manufacturer compatibility",9.77,27600,17000]
[202140582,null,"PERFECTAIRE","HMSV-A-CB (Multi-Split Heat Pump)","2PAMSH36-MZO4","Mixed Ducted and Non-Ducted Indoor Units","Multiple combinations, check manufacturer compatibility",9.9700000000000006,36200,23400]
[206709474,null,"American Standard / Mitsubishi Electric","HRCU-A-CB-O (Mini-Split Heat Pump, with Remote Outdoor Unit Air-Source, Free Delivery)","NAXSPB12A112A*","Mini-Splits (Non-Ducted)","MSZ-FH12NA",11.5,13600,8100]
[202208605,8669070,"SMARTFLEX","HMSV-A-CB (Multi-Split Heat Pump)","DHW30CMB21S","Non-Ducted Indoor Units","Multiple combinations, check manufacturer compatibility",10.199999999999999,31600,19400]
[202208613,8657797,"SMARTFLEX","HRCU-A-CB-O (Mini-Split Heat Pump, with Remote Outdoor Unit Air-Source, Free Delivery)","DHP09CSB21S","Mini-Splits (Non-Ducted)","DHP09NWB21S",9,9500,5600]
[202208614,8657799,"SMARTFLEX","HRCU-A-CB-O (Mini-Split Heat Pump, with Remote Outdoor Unit Air-Source, Free Delivery)","DHP12CSB21S","Mini-Splits (Non-Ducted)","DHP12NWB21S",9,13000,7700]
[202208619,8669031,"SMARTFLEX","HRCU-A-CB-O (Mini-Split Heat Pump, with Remote Outdoor Unit Air-Source, Free Delivery)","DHR18CSB21S","Mini-Splits (Non-Ducted)","DHR18NCB21S",9.5,19100,10900]
[9084531,null,"PREMIUM","HRCU-A-CB-O (Mini-Split Heat Pump, with Remote Outdoor Unit Air-Source, Free Delivery)","PIAW18180B","Mini-Splits (Non-Ducted)","PIAW18179A",9.8000000000000007,18000,12200]
[9085352,null,"WINDAIR","HRCU-A-CB-O (Mini-Split Heat Pump, with Remote Outdoor Unit Air-Source, Free Delivery)","EWH18AC2K/O","Mini-Splits (Non-Ducted)","EWH18AC2K/I",9,19000,11500]
[9085358,null,"GREE","HRCU-A-CB-O (Mini-Split Heat Pump, with Remote Outdoor Unit Air-Source, Free Delivery)","GWH24MD-D3DNA3C/O","Mini-Splits (Non-Ducted)","GWH24MD-D3DN***/I",10,23000,14000]
[9088693,null,"QUARTZ","HRCU-A-CB-O (Mini-Split Heat Pump, with Remote Outdoor Unit Air-Source, Free Delivery)","QIN1129H2V31","Mini-Splits (Non-Ducted)","QIN1129H2V31",10,25000,15300]
[202392023,null,"Mitsubishi Electric","HRCU-A-CB-O (Mini-Split Heat Pump, with Remote Outdoor Unit Air-Source, Free Delivery)","SUZ-KA18NA2","Mini-Splits (Non-Ducted)","SLZ-KF18NA",11.6,19700,12900]
[206709511,null,"Trane / Mitsubishi Electric","HRCU-A-CB-O (Mini-Split Heat Pump, with Remote Outdoor Unit Air-Source, Free Delivery)","NTXSPH06A112A*","Mini-Splits (Non-Ducted)","NAXWPH06A112A*",13.5,8700,5900]
[206709512,null,"Trane / Mitsubishi Electric","HRCU-A-CB-O (Mini-Split Heat Pump, with Remote Outdoor Unit Air-Source, Free Delivery)","NTXSPH09A112A*","Mini-Splits (Non-Ducted)","NAXWPH09A112A*",13.5,10900,6700]
[206709517,null,"Trane / Mitsubishi Electric","HRCU-A-CB-O (Mini-Split Heat Pump, with Remote Outdoor Unit Air-Source, Free Delivery)","NTXSPH06A112A*","Mini-Splits (Non-Ducted)","MSZ-FH06NA",13.5,8700,5900]
[205169449,null,"Mitsubishi Electric","HMSV-A-CB-O (Multi-Split Heat Pump, Free Delivery)","PUMY-P60NKMU1","Non-Ducted Indoor Units","Multiple combinations, check manufacturer compatibility",11.4,65000,41500]
[205234622,null,"CLASSIC","HRCU-A-CB-O (Mini-Split Heat Pump, with Remote Outdoor Unit Air-Source, Free Delivery)","GRHARC09ASA","Mini-Splits (Non-Ducted)","GWHARC09SA",9,9500,5400]
[206717000,null,"LG","HMSV-A-CB (Multi-Split Heat Pump)","LMU541HV","Non-Ducted Indoor Units","Multiple combinations, check manufacturer compatibility",10,58000,37200]
[206717005,null,"LG","HMSV-A-CB (Multi-Split Heat Pump)","LMU541HV","Ducted Indoor Units","Multiple combinations, check manufacturer compatibility",10,58000,37200]
[206717010,null,"LG","HMSV-A-CB (Multi-Split Heat Pump)","LMU481HV","Mixed Ducted and Non-Ducted Indoor Units","Multiple combinations, check manufacturer compatibility",10.5,54000,33800]
[202208444,null,"FUJITSU","HRCU-A-CB-O (Mini-Split Heat Pump, with Remote Outdoor Unit Air-Source, Free Delivery)","AOU24RGLX","Mini-Splits (Non-Ducted)","AUU24RGLX",10.8,27000,16400]
[202208594,8657785,"SMARTFLEX","HRCU-A-CB-O (Mini-Split Heat Pump, with Remote Outdoor Unit Air-Source, Free Delivery)","DHY09CSB21S","Mini-Splits (Non-Ducted)","DHY09NWB21S",10,9800,5800]
[202245129,null,"RUUD","HRCU-A-CB-O (Mini-Split Heat Pump, with Remote Outdoor Unit Air-Source, Free Delivery)","UOSH30VGSN","Mini-Splits (Non-Ducted)","RICH30AXCJ",11.5,32000,20200]
[202265559,null,"YMGI","HMSV-A-CB (Multi-Split Heat Pump)","WMMS-30CH-V2B(59)4","Non-Ducted Indoor Units","Multiple combinations, check manufacturer compatibility",11,19000,12800]
[202265567,null,"YMGI","HMSV-A-CB (Multi-Split Heat Pump)","WMMS-42CH-V2B(59)4","Mixed Ducted and Non-Ducted Indoor Units","Multiple combinations, check manufacturer compatibility",10,30000,17100]
[202265568,null,"YMGI","HMSV-A-CB (Multi-Split Heat Pump)","WMMS-48CH-V2B(59)4","Non-Ducted Indoor Units","Multiple combinations, check manufacturer compatibility",11.5,42500,20000]
[206709478,null,"American Standard / Mitsubishi Electric","HRCU-A-CB-O (Mini-Split Heat Pump, with Remote Outdoor Unit Air-Source, Free Delivery)","NAXSPB18A112A*","Mini-Splits (Non-Ducted)","NTXWPH18A112A*",11,20200,13700]
[206709483,null,"American Standard / Mitsubishi Electric","HRCU-A-CB-O (Mini-Split Heat Pump, with Remote Outdoor Unit Air-Source, Free Delivery)","NAXSPF18A112A*","Mini-Splits (Non-Ducted)","MFZ-KJ18NA***",11.3,21000,12800]
[206709488,null,"Trane / Mitsubishi Electric","HRCU-A-CB-O (Mini-Split Heat Pump, with Remote Outdoor Unit Air-Source, Free Delivery)","NTXSPF09A112A*","Mini-Splits (Non-Ducted)","MFZ-KJ09NA***",13,11000,7500]
[206709489,null,"Trane / Mitsubishi Electric","HRCU-A-CB-O (Mini-Split Heat Pump, with Remote Outdoor Unit Air-Source, Free Delivery)","NTXSPF12A112A*","Mini-Splits (Non-Ducted)","MFZ-KJ12NA***",12,13000,8800]
[202208624,8669040,"SMARTFLEX","HRCU-A-CB (Mini-Split System: Heat Pump with Outdoor Unit-Air-Source, Ducted)","DHR30CSB21S","Mini-Splits (Ducted)","DHR30NDB21S",9,31200,16700]
[202208629,8669046,"SMARTFLEX","HRCU-A-CB (Mini-Split System: Heat Pump with Outdoor Unit-Air-Source, Ducted)","DHR36CSB21S","Mini-Splits (Ducted)","DHR36NDB21S",9,41000,24600]
[202208634,8669056,"SMARTFLEX","HRCU-A-CB-O (Mini-Split Heat Pump, with Remote Outdoor Unit Air-Source, Free Delivery)","DHR42CSB21S","Mini-Splits (Non-Ducted)","DHR42NCB21S",9,44000,24800]
[202208635,8669060,"SMARTFLEX","HRCU-A-CB-O (Mini-Split Heat Pump, with Remote Outdoor Unit Air-Source, Free Delivery)","DHR48CSB21S","Mini-Splits (Non-Ducted)","DHR48NKB21S",9,54500,27600]
[202208640,8657795,"SMARTFLEX","HRCU-A-CB-O (Mini-Split Heat Pump, with Remote Outdoor Unit Air-Source, Free Delivery)","DHP12CSB11S","Mini-Splits (Non-Ducted)","DHP12NWB11S",9,13000,7600]
[202349829,null,"Airlux","HMSV-A-CB (Multi-Split Heat Pump)","AM2M18O","Non-Ducted Indoor Units","Multiple combinations, check manufacturer compatibility",10,18000,11800]
[202353106,null,"THERMOCORE SYSTEMS","HRCU-A-CB-O (Mini-Split Heat Pump, with Remote Outdoor Unit Air-Source, Free Delivery)","T4HH23S-H212-C","Mini-Splits (Non-Ducted)","T4HH23S-H212-E",12,12000,7800]
[202353107,null,"THERMOCORE SYSTEMS","HRCU-A-CB-O (Mini-Split Heat Pump, with Remote Outdoor Unit Air-Source, Free Delivery)","T4HH20S-H218-C","Mini-Splits (Non-Ducted)","T4HH20S-H218-E",10.3,18000,10800]
[202354888,null,"American Standard / Mitsubishi Electric","HMSV-A-CB (Multi-Split Heat Pump)","NAXMMX30A132A*","Ducted Indoor Units","Multiple combinations, check manufacturer compatibility",9.6,27600,15100]
[9038984,null,"ECOX","HRCU-A-CB-O (Mini-Split Heat Pump, with Remote Outdoor Unit Air-Source, Free Delivery)","EDEM018H18B","Mini-Splits (Non-Ducted)","EDEM018H18B",9.8000000000000007,18000,12200]
[9038995,null,"ECOX","HRCU-A-CB-O (Mini-Split Heat Pump, with Remote Outdoor Unit Air-Source, Free Delivery)","EDEM012H22B","Mini-Splits (Non-Ducted)","EDEM012H22B",9.8000000000000007,12000,7200]
[9038996,null,"ECOX","HRCU-A-CB-O (Mini-Split Heat Pump, with Remote Outdoor Unit Air-Source, Free Delivery)","EDEM018H22B","Mini-Splits (Non-Ducted)","EDEM018H22B",10,18000,10400]
[9045932,null,"TRANE","HMSV-A-CB-O (Multi-Split Heat Pump, Free Delivery)","4TXM2218A12N0**","Non-Ducted Indoor Units","Multiple combinations, check manufacturer compatibility",10,19000,12800]
[206717012,null,"LG","HMSV-A-CB (Multi-Split Heat Pump)","LMU361HHV","Mixed Ducted and Non-Ducted Indoor Units","Multiple combinations, check manufacturer compatibility",11,45000,29600]
[206717629,null,"GREE","HRCU-A-CB-O (Mini-Split Heat Pump, with Remote Outdoor Unit Air-Source, Free Delivery)","GWH09AGC-A3DNA1A/O","Mini-Splits (Non-Ducted)","GWH09AGC-A3DN***/I",11.2,10000,7000]
[206717630,null,"GREE","HRCU-A-CB-O (Mini-Split Heat Pump, with Remote Outdoor Unit Air-Source, Free Delivery)","GWH12AGC-A3DNA1A/O","Mini-Splits (Non-Ducted)","GWH12AGC-A3DN***/I",11.5,12100,7700]
[206717832,null,"Trane / Mitsubishi Electric","HRCU-A-CB (Mini-Split System: Heat Pump with Outdoor Unit-Air-Source, Ducted)","PUZ-HA24NHA","Mini-Splits (Ducted)","TPVA0A0241AA70A",11,26000,17500]
[206709493,null,"Trane / Mitsubishi Electric","HRCU-A-CB-O (Mini-Split Heat Pump, with Remote Outdoor Unit Air-Source, Free Delivery)","NTXSPH15A112A*","Mini-Splits (Non-Ducted)","MSZ-FH15NA",12,18000,11000]
[206709498,null,"Trane / Mitsubishi Electric","HRCU-A-CB-O (Mini-Split Heat Pump, with Remote Outdoor Unit Air-Source, Free Delivery)","MUZ-FH06NAH","Mini-Splits (Non-Ducted)","NTXWPH06A112A*",12.5,8700,5900]
[206709499,null,"American Standard / Mitsubishi Electric","HRCU-A-CB-O (Mini-Split Heat Pump, with Remote Outdoor Unit Air-Source, Free Delivery)","MUZ-FH09NA","Mini-Splits (Non-Ducted)","NAXWPH09A112A*",13.5,10900,6700]
[206709504,null,"American Standard / Mitsubishi Electric","HRCU-A-CB-O (Mini-Split Heat Pump, with Remote Outdoor Unit Air-Source, Free Delivery)","NAXSPB09A112A*","Mini-Splits (Non-Ducted)","MSZ-FH09NA",12.5,10900,6700]
[202208641,8657817,"SMARTFLEX","HRCU-A-CB-O (Mini-Split Heat Pump, with Remote Outdoor Unit Air-Source, Free Delivery)","DHX18CSB21S","Mini-Splits (Non-Ducted)","DHX18NWB21S",10.5,19800,12400]
[202208651,8669076,"SMARTFLEX","HMSV-A-CB (Multi-Split Heat Pump)","DHW36CMB21S","Ducted Indoor Units","Multiple combinations, check manufacturer compatibility",9.9,43500,25000]
[202208652,8669072,"SMARTFLEX","HMSV-A-CB (Multi-Split Heat Pump)","DHW30CMB21S","Ducted Indoor Units","Multiple combinations, check manufacturer compatibility",9.8000000000000007,32000,19800]
[8578596,null,"GUARDIAN BY JOHNSON CONTROLS","HRCU-A-CB-O (Mini-Split Heat Pump, with Remote Outdoor Unit Air-Source, Free Delivery)","DHZ18CSB21S","Mini-Splits (Non-Ducted)","DHZ18NWB21S",10.5,19000,12700]
[201863406,null,"MIDEA","HMSV-A-CB (Multi-Split Heat Pump)","M5OF-48HFN1-M","Ducted Indoor Units","Multiple combinations, check manufacturer compatibility",11.5,50000,34000]
[201863411,null,"KOOLKING","HRCU-A-CB (Mini-Split System: Heat Pump with Outdoor Unit-Air-Source, Ducted)","MOB30-12HFN1-MV0W","Mini-Splits (Ducted)","MEHSU-12CHD2",11,12000,8500]
[201863412,null,"KOOLKING","HRCU-A-CB (Mini-Split System: Heat Pump with Outdoor Unit-Air-Source, Ducted)","MOCA30-18HFN1-MT0W","Mini-Splits (Ducted)","MEU-18MPH2",11,19000,13400]
[201810368,null,"ECO AIR","HMSV-A-CB (Multi-Split Heat Pump)","M2OF-18HFN1-M","Ducted Indoor Units","Multiple combinations, check manufacturer compatibility",10,18500,11500]
[201810386,null,"TGM","HRCU-A-CB-O (Mini-Split Heat Pump, with Remote Outdoor Unit Air-Source, Free Delivery)","HRHDBT18AS","Mini-Splits (Non-Ducted)","HWHDBT18S",11.6,19000,11600]
[8578542,null,"COLEMAN BY JOHNSON CONTROLS","HRCU-A-CB-O (Mini-Split Heat Pump, with Remote Outdoor Unit Air-Source, Free Delivery)","DHP12CSB21S","Mini-Splits (Non-Ducted)","DHP12NWB21S",9,13000,7700]
[8578543,null,"LUXAIRE BY JOHNSON CONTROLS","HRCU-A-CB-O (Mini-Split Heat Pump, with Remote Outdoor Unit Air-Source, Free Delivery)","DHP12CSB21S","Mini-Splits (Non-Ducted)","DHP12NWB21S",9,13000,7700]
[8578548,null,"GUARDIAN BY JOHNSON CONTROLS","HRCU-A-CB-O (Mini-Split Heat Pump, with Remote Outdoor Unit Air-Source, Free Delivery)","DHP18CSB21S","Mini-Splits (Non-Ducted)","DHP18NWB21S",9,19000,12000]
[8578553,null,"YORK BY JOHNSON CONTROLS","HRCU-A-CB-O (Mini-Split Heat Pump, with Remote Outdoor Unit Air-Source, Free Delivery)","DHP30CSB21S","Mini-Splits (Non-Ducted)","DHP30NWB21S",9,28400,19200]
[202065042,null,"CENTURY","HRCU-A-CB-O (Mini-Split Heat Pump, with Remote Outdoor Unit Air-Source, Free Delivery)","A-VLU36SA-1","Mini-Splits (Non-Ducted)","B-VLU36CA-1",10.5,38000,25200]
[202065059,null,"COMFORT-AIRE","HRCU-A-CB-O (Mini-Split Heat Pump, with Remote Outdoor Unit Air-Source, Free Delivery)","A-VLU48CA-1","Mini-Splits (Non-Ducted)","B-VLU48CA-1",11,50000,35000]
[202068353,null,"YORK BY JOHNSON CONTROLS","HRCU-A-CB-O (Mini-Split Heat Pump, with Remote Outdoor Unit Air-Source, Free Delivery)","YHKE18YJ6AMAO-X","Mini-Splits (Non-Ducted)","YHKE18XJ6AMC-RX.",10,18000,10400]
[202083773,null,"SAMSUNG","HMSV-A-CB (Multi-Split Heat Pump)","AM048NXMDCR","Ducted Indoor Units","Multiple combinations, check manufacturer compatibility",10.4,54000,35000]
[8578429,null,"YORK BY JOHNSON CONTROLS","HRCU-A-CB-O (Mini-Split Heat Pump, with Remote Outdoor Unit Air-Source, Free Delivery)","DHR18CSB21S","Mini-Splits (Non-Ducted)","DHR18NCB21S",9.5,19100,10900]
[8578430,null,"COLEMAN BY JOHNSON CONTROLS","HRCU-A-CB-O (Mini-Split Heat Pump, with Remote Outdoor Unit Air-Source, Free Delivery)","DHR18CSB21S","Mini-Splits (Non-Ducted)","DHR18NCB21S",9.5,19100,10900]
[8578435,null,"LUXAIRE BY JOHNSON CONTROLS","HRCU-A-CB (Mini-Split System: Heat Pump with Outdoor Unit-Air-Source, Ducted)","DHR24CSB21S","Mini-Splits (Ducted)","DHR24NDB21S",10,27200,16700]
[201835555,null,"COMFORTMAKER","HRCU-A-CB-O (Mini-Split Heat Pump, with Remote Outdoor Unit Air-Source, Free Delivery)","DLCPRAH12AAK","Mini-Splits (Non-Ducted)","DLFPHAH12XAK",13.6,12000,6800]
[201835560,null,"COMFORTMAKER","HRCU-A-CB-O (Mini-Split Heat Pump, with Remote Outdoor Unit Air-Source, Free Delivery)","DLCERAH24AAK","Mini-Splits (Non-Ducted)","DLFEHAH24XAK",9.6,24800,15300]
[201835562,null,"COMFORTMAKER","HRCU-A-CB-O (Mini-Split Heat Pump, with Remote Outdoor Unit Air-Source, Free Delivery)","DLCSRAH12AAJ","Mini-Splits (Non-Ducted)","DLFSHAH12XAJ",11,11800,7100]
[204711117,null,"MDV","HRCU-A-CB-O (Mini-Split Heat Pump, with Remote Outdoor Unit Air-Source, Free Delivery)","MOCA30-18HFN1-MT0Q1W","Mini-Splits (Non-Ducted)","MSABE-18HRFN1-MT0Q1W",10,18000,11300]
[204711126,null,"Breeze33","HRCU-A-CB-O (Mini-Split Heat Pump, with Remote Outdoor Unit Air-Source, Free Delivery)","BZ33-HYP30HPOUT2","Mini-Splits (Non-Ducted)","BZ33-HYP30WALL2",9.4,30000,18500]
[8578456,null,"GUARDIAN BY JOHNSON CONTROLS","HRCU-A-CB-O (Mini-Split Heat Pump, with Remote Outdoor Unit Air-Source, Free Delivery)","DHR30CSB21S","Mini-Splits (Non-Ducted)","DHR30NCB21S",9,31200,18000]
[8578457,null,"YORK BY JOHNSON CONTROLS","HRCU-A-CB (Mini-Split System: Heat Pump with Outdoor Unit-Air-Source, Ducted)","DHR36CSB21S","Mini-Splits (Ducted)","DHR36NDB21S",9,41000,24600]
[8578462,null,"COLEMAN BY JOHNSON CONTROLS","HRCU-A-CB-O (Mini-Split Heat Pump, with Remote Outdoor Unit Air-Source, Free Delivery)","DHR36CSB21S","Mini-Splits (Non-Ducted)","DHR36NKB21S",9,41000,23400]
[8578467,null,"LUXAIRE BY JOHNSON CONTROLS","HRCU-A-CB-O (Mini-Split Heat Pump, with Remote Outdoor Unit Air-Source, Free Delivery)","DHR36CSB21S","Mini-Splits (Non-Ducted)","DHR36NCB21S",9,41000,23400]
[8578472,null,"GUARDIAN BY JOHNSON CONTROLS","HRCU-A-CB (Mini-Split System: Heat Pump with Outdoor Unit-Air-Source, Ducted)","DHR42CSB21S","Mini-Splits (Ducted)","DHR42NDB21S",9,44000,24800]
[8578473,null,"YORK BY JOHNSON CONTROLS","HRCU-A-CB-O (Mini-Split Heat Pump, with Remote Outdoor Unit Air-Source, Free Delivery)","DHR42CSB21S","Mini-Splits (Non-Ducted)","DHR42NKB21S",9,44000,24400]
[8581973,null,"GUARDIAN BY JOHNSON CONTROLS","HMSV-A-CB (Multi-Split Heat Pump)","DHW30CMB21S","Ducted Indoor Units","Multiple combinations, check manufacturer compatibility",9.8000000000000007,32000,19800]
[8581978,null,"YORK BY JOHNSON CONTROLS","HMSV-A-CB (Multi-Split Heat Pump)","DHW42CMB21S","Ducted Indoor Units","Multiple combinations, check manufacturer compatibility",9.6,46500,28000]
[8584526,null,"LG","HRCU-A-CB-O (Mini-Split Heat Pump, with Remote Outdoor Unit Air-Source, Free Delivery)","LAU240HYV1","Mini-Splits (Non-Ducted)","LAN240HYV1",12,27000,17200]
[8638967,null,"PANASONIC","HRCU-A-CB-O (Mini-Split Heat Pump, with Remote Outdoor Unit Air-Source, Free Delivery)","U-26PE1U6","Mini-Splits (Non-Ducted)","S-26PK2U6",10.1,27600,15800]
[7993244,null,"FUJITSU","HRCU-A-CB-O (Mini-Split Heat Pump, with Remote Outdoor Unit Air-Source, Free Delivery)","AOU12RLS3H","Mini-Splits (Non-Ducted)","ASU12RLS3",13.8,16000,9600]
[8004699,null,"FUJITSU","HRCU-A-CB-O (Mini-Split Heat Pump, with Remote Outdoor Unit Air-Source, Free Delivery)","AOU9RLS3","Mini-Splits (Non-Ducted)","ASU9RLS3",14.2,12000,7000]
[8033585,null,"FUJITSU","HMSV-A-CB (Multi-Split Heat Pump)","AOU18RLXFZH","Ducted Indoor Units","Multiple combinations, check manufacturer compatibility",9,22000,14200]
[8033586,null,"FUJITSU","HMSV-A-CB (Multi-Split Heat Pump)","AOU24RLXFZH","Non-Ducted Indoor Units","Multiple combinations, check manufacturer compatibility",10.3,25000,15400]
[206425191,null,"American Standard / Mitsubishi Electric","HRCU-A-CB-O (Mini-Split Heat Pump, with Remote Outdoor Unit Air-Source, Free Delivery)","NAXSPH12B112A*","Mini-Splits (Non-Ducted)","NAXWPH12A112AA",12.5,13600,8100]
[206425196,null,"Trane / Mitsubishi Electric","HRCU-A-CB-O (Mini-Split Heat Pump, with Remote Outdoor Unit Air-Source, Free Delivery)","NTXSPH06B112A*","Mini-Splits (Non-Ducted)","NTXWPH06A112AA",13.5,8700,5900]
[206425201,null,"American Standard / Mitsubishi Electric","HRCU-A-CB-O (Mini-Split Heat Pump, with Remote Outdoor Unit Air-Source, Free Delivery)","NAXSPB09B112A*","Mini-Splits (Non-Ducted)","NAXWPH09A112AA",12.5,10900,6700]
[206425202,null,"American Standard / Mitsubishi Electric","HRCU-A-CB-O (Mini-Split Heat Pump, with Remote Outdoor Unit Air-Source, Free Delivery)","NAXSPB12B112A*","Mini-Splits (Non-Ducted)","NAXWPH12A112AA",11.5,13600,8100]
[204722798,null,"CARRIER","HMSV-A-CB (Multi-Split Heat Pump)","38MGRQ36D--3","Mixed Ducted and Non-Ducted Indoor Units","Multiple combinations, check manufacturer compatibility",10.75,36400,23800]
[204722803,null,"PAYNE","HMSV-A-CB (Multi-Split Heat Pump)","38MGRQ36D--3","Mixed Ducted and Non-Ducted Indoor Units","Multiple combinations, check manufacturer compatibility",10.75,36400,23800]
[204722808,null,"MIDEA","HMSV-A-CB (Multi-Split Heat Pump)","38MGRQ36D--3","Mixed Ducted and Non-Ducted Indoor Units","Multiple combinations, check manufacturer compatibility",10.75,36400,23800]
[204722809,null,"MIDEA","HMSV-A-CB (Multi-Split Heat Pump)","38MGRQ48E--3","Mixed Ducted and Non-Ducted Indoor Units","Multiple combinations, check manufacturer compatibility",10.85,49000,31800]
[201835698,null,"HEIL","HMSV-A-CB (Multi-Split Heat Pump)","DLCMRAH27CAK","Ducted Indoor Units","Multiple combinations, check manufacturer compatibility",10,28000,17600]
[8578563,null,"LUXAIRE BY JOHNSON CONTROLS","HRCU-A-CB-O (Mini-Split Heat Pump, with Remote Outdoor Unit Air-Source, Free Delivery)","DHX09CSB11S","Mini-Splits (Non-Ducted)","DHX09NWB11S",10.5,9900,6900]
[8578568,null,"GUARDIAN BY JOHNSON CONTROLS","HRCU-A-CB-O (Mini-Split Heat Pump, with Remote Outdoor Unit Air-Source, Free Delivery)","DHX12CSB11S","Mini-Splits (Non-Ducted)","DHX12NWB11S",10.199999999999999,12200,6800]
[8578569,null,"YORK BY JOHNSON CONTROLS","HRCU-A-CB-O (Mini-Split Heat Pump, with Remote Outdoor Unit Air-Source, Free Delivery)","DHX09CSB21S","Mini-Splits (Non-Ducted)","DHX09NWB21S",10.5,11000,7300]
[8578574,null,"COLEMAN BY JOHNSON CONTROLS","HRCU-A-CB-O (Mini-Split Heat Pump, with Remote Outdoor Unit Air-Source, Free Delivery)","DHX12CSB21S","Mini-Splits (Non-Ducted)","DHX12NWB21S",11,13000,7700]
[8581781,null,"YORK BY JOHNSON CONTROLS","HRCU-A-CB-O (Mini-Split Heat Pump, with Remote Outdoor Unit Air-Source, Free Delivery)","DHW18CMB21S","Non-Ducted Indoor Units","Multiple combinations, check manufacturer compatibility",9,19000,12300]
[8581786,null,"COLEMAN BY JOHNSON CONTROLS","HMSV-A-CB (Multi-Split Heat Pump)","DHW18CMB21S","Ducted Indoor Units","Multiple combinations, check manufacturer compatibility",9,19000,12300]
[8581787,null,"LUXAIRE BY JOHNSON CONTROLS","HMSV-A-CB (Multi-Split Heat Pump)","DHW18CMB21S","Ducted Indoor Units","Multiple combinations, check manufacturer compatibility",9,19000,12300]
[201835507,null,"ARCOAIRE","HRCU-A-CB-O (Mini-Split Heat Pump, with Remote Outdoor Unit Air-Source, Free Delivery)","DLCPRAH12AAK","Mini-Splits (Non-Ducted)","DLFPHAH12XAK",13.6,12000,6800]
[201835512,null,"ARCOAIRE","HRCU-A-CB-O (Mini-Split Heat Pump, with Remote Outdoor Unit Air-Source, Free Delivery)","DLCERAH24AAK","Mini-Splits (Non-Ducted)","DLFEHAH24XAK",9.6,24800,15300]
[201835518,null,"ARCOAIRE","HRCU-A-CB-O (Mini-Split Heat Pump, with Remote Outdoor Unit Air-Source, Free Delivery)","DLCSRAH24AAK","Mini-Splits (Non-Ducted)","DLFSHAH24XAK",10,25000,15000]
[201835519,null,"ARCOAIRE","HRCU-A-CB-O (Mini-Split Heat Pump, with Remote Outdoor Unit Air-Source, Free Delivery)","DLCSRAH30AAK","Mini-Splits (Non-Ducted)","DLFSHAH30XAK",9.8000000000000007,30000,18000]
[201835563,null,"COMFORTMAKER","HRCU-A-CB-O (Mini-Split Heat Pump, with Remote Outdoor Unit Air-Source, Free Delivery)","DLCSRAH09AAK","Mini-Splits (Non-Ducted)","DLFSHAH09XAK",10.5,12000,7500]
[201835569,null,"COMFORTMAKER","HRCU-A-CB (Mini-Split System: Heat Pump with Outdoor Unit-Air-Source, Ducted)","DLCLRAH36AAK","Mini-Splits (Ducted)","DLFLDAH36XAK",11.5,40000,27600]
[201835574,null,"COMFORTMAKER","HMSV-A-CB (Multi-Split Heat Pump)","DLCMRAH36DAK","Non-Ducted Indoor Units","Multiple combinations, check manufacturer compatibility",10.199999999999999,36000,23600]
[201835575,null,"COMFORTMAKER","HMSV-A-CB (Multi-Split Heat Pump)","DLCMRAH48EAK","Non-Ducted Indoor Units","Multiple combinations, check manufacturer compatibility",10.199999999999999,48000,30400]
[201835580,null,"COMFORTMAKER","HRCU-A-CB (Mini-Split System: Heat Pump with Outdoor Unit-Air-Source, Ducted)","DLCSRAH09AAK","Mini-Splits (Ducted)","DLFSDAH09XAK",11.5,10000,6800]
[201835604,null,"DAY & NIGHT","HRCU-A-CB-O (Mini-Split Heat Pump, with Remote Outdoor Unit Air-Source, Free Delivery)","DLCERAH12AAJ","Mini-Splits (Non-Ducted)","DLFEHAH12XAJ",10.3,12000,7200]
[201835610,null,"DAY & NIGHT","HRCU-A-CB-O (Mini-Split Heat Pump, with Remote Outdoor Unit Air-Source, Free Delivery)","DLCSRAH12AAJ","Mini-Splits (Non-Ducted)","DLFSHAH12XAJ",11,11800,7100]
[201835611,null,"DAY & NIGHT","HRCU-A-CB-O (Mini-Split Heat Pump, with Remote Outdoor Unit Air-Source, Free Delivery)","DLCSRAH09AAK","Mini-Splits (Non-Ducted)","DLFSHAH09XAK",10.5,12000,7500]
[201835616,null,"DAY & NIGHT","HRCU-A-CB-O (Mini-Split Heat Pump, with Remote Outdoor Unit Air-Source, Free Delivery)","DLCSRAH36AAK","Mini-Splits (Non-Ducted)","DLFSHAH36XAK",10,36000,20600]
[8578476,null,"GUARDIAN BY JOHNSON CONTROLS","HRCU-A-CB-O (Mini-Split Heat Pump, with Remote Outdoor Unit Air-Source, Free Delivery)","DHR42CSB21S","Mini-Splits (Non-Ducted)","DHR42NKB21S",9,44000,24400]
[201835749,null,"KENMORE","HRCU-A-CB-O (Mini-Split Heat Pump, with Remote Outdoor Unit Air-Source, Free Delivery)","DLCPRAH09AAK","Mini-Splits (Non-Ducted)","DLFPHAH09XAK",14.5,10000,7200]
[201835750,null,"TEMPSTAR","HRCU-A-CB-O (Mini-Split Heat Pump, with Remote Outdoor Unit Air-Source, Free Delivery)","DLCPRAH12AAK","Mini-Splits (Non-Ducted)","DLFPHAH12XAK",13.6,12000,6800]
[201835755,null,"TEMPSTAR","HRCU-A-CB-O (Mini-Split Heat Pump, with Remote Outdoor Unit Air-Source, Free Delivery)","DLCERAH09AAK","Mini-Splits (Non-Ducted)","DLFEHAH09XAK",10,9800,5800]
[8639875,null,"DAIKIN","HRCU-A-CB-O (Mini-Split Heat Pump, with Remote Outdoor Unit Air-Source, Free Delivery)","RXS09TL216","Mini-Splits (Non-Ducted)","FTXS09TL216",10.5,11000,7300]
[8639881,null,"DAIKIN","HRCU-A-CB-O (Mini-Split Heat Pump, with Remote Outdoor Unit Air-Source, Free Delivery)","RXS12EL216","Mini-Splits (Non-Ducted)","FTXS12EL216",9,13000,7700]
[8639882,null,"DAIKIN","HRCU-A-CB-O (Mini-Split Heat Pump, with Remote Outdoor Unit Air-Source, Free Delivery)","RXS18EL216","Mini-Splits (Non-Ducted)","FTXS18EL216",9,19000,12000]
[8641303,null,"DAIKIN","HRCU-A-CB-O (Mini-Split Heat Pump, with Remote Outdoor Unit Air-Source, Free Delivery)","RXS12TL216","Mini-Splits (Non-Ducted)","FTXS12TL216-3",11,13000,7700]
[8641309,null,"DAIKIN","HRCU-A-CB-O (Mini-Split Heat Pump, with Remote Outdoor Unit Air-Source, Free Delivery)","RXS24EL216","Mini-Splits (Non-Ducted)","FTXS24EL216-3",9,23000,13500]
[8064266,null,"DAIKIN","HRCU-A-CB-O (Mini-Split Heat Pump, with Remote Outdoor Unit Air-Source, Free Delivery)","RX12NMVJU","Mini-Splits (Non-Ducted)","FTX12NMVJU",9,13500,8100]
[8064267,null,"DAIKIN","HRCU-A-CB-O (Mini-Split Heat Pump, with Remote Outdoor Unit Air-Source, Free Delivery)","RX18NMVJU","Mini-Splits (Non-Ducted)","FTX18NMVJU",9,21600,13000]
[201835799,null,"KENMORE","HMSV-A-CB (Multi-Split Heat Pump)","DLCMRAH48EAK","Ducted Indoor Units","Multiple combinations, check manufacturer compatibility",11.5,50000,34000]
[201835804,null,"TEMPSTAR","HRCU-A-CB-O (Mini-Split Heat Pump, with Remote Outdoor Unit Air-Source, Free Delivery)","DLCSRAH12AAK","Mini-Splits (Non-Ducted)","DLFSCAH12XAK",10.199999999999999,12000,8200]
[8578513,null,"YORK BY JOHNSON CONTROLS","HRCU-A-CB-O (Mini-Split Heat Pump, with Remote Outdoor Unit Air-Source, Free Delivery)","DHY09CSB21S","Mini-Splits (Non-Ducted)","DHY09NWB21S",10,9800,5800]
[8578514,null,"COLEMAN BY JOHNSON CONTROLS","HRCU-A-CB-O (Mini-Split Heat Pump, with Remote Outdoor Unit Air-Source, Free Delivery)","DHY09CSB21S","Mini-Splits (Non-Ducted)","DHY09NWB21S",10,9800,5800]
[8578531,null,"LUXAIRE BY JOHNSON CONTROLS","HRCU-A-CB-O (Mini-Split Heat Pump, with Remote Outdoor Unit Air-Source, Free Delivery)","DHP09CSB11S","Mini-Splits (Non-Ducted)","DHP09NWB11S",9,9600,5400]
[8578536,null,"GUARDIAN BY JOHNSON CONTROLS","HRCU-A-CB-O (Mini-Split Heat Pump, with Remote Outdoor Unit Air-Source, Free Delivery)","DHP12CSB11S","Mini-Splits (Non-Ducted)","DHP12NWB11S",9,13000,7600]
[206361864,null,"MDV","HRCU-A-CB-O (Mini-Split Heat Pump, with Remote Outdoor Unit Air-Source, Free Delivery)","MOX230-12HFN1-BW0W","Mini-Splits (Non-Ducted)","MSAG11B-12HRFN1-BU5W",11.5,12000,8200]
[201835652,null,"KEEPRITE","HRCU-A-CB-O (Mini-Split Heat Pump, with Remote Outdoor Unit Air-Source, Free Delivery)","DLCPRAH09AAK","Mini-Splits (Non-Ducted)","DLFPHAH09XAK",14.5,10000,7200]
[206720347,null,"Trane / Mitsubishi Electric","HRCU-A-CB (Mini-Split System: Heat Pump with Outdoor Unit-Air-Source, Ducted)","TRUZA0421KA70**","Mini-Splits (Ducted)","PVA-A42AA****",9.3000000000000007,46000,28400]
[202140588,null,"Coleman","HMSV-A-CB (Multi-Split Heat Pump)","CVAHP060B21S","Non-Ducted Indoor Units","Multiple combinations, check manufacturer compatibility",12.1,64000,42000]
[202140593,null,"Coleman","HMSV-A-CB (Multi-Split Heat Pump)","CVAHP060B21S","Mixed Ducted and Non-Ducted Indoor Units","Multiple combinations, check manufacturer compatibility",11.35,64000,42000]
[202146837,null,"YMGI","HRCU-A-CB-O (Mini-Split Heat Pump, with Remote Outdoor Unit Air-Source, Free Delivery)","WMMS-09C-V2B(78)1","Mini-Splits (Non-Ducted)","WMMS-09E-V2B(78)1",10.5,9500,5000]
[202146842,null,"YMGI","HRCU-A-CB-O (Mini-Split Heat Pump, with Remote Outdoor Unit Air-Source, Free Delivery)","WMMS-18C-V2B(77)1","Mini-Splits (Non-Ducted)","WMMS-18E-V2B(77)1",10.1,20000,11600]
[202146849,null,"SUNCHILLERS","HRCU-A-CB-O (Mini-Split Heat Pump, with Remote Outdoor Unit Air-Source, Free Delivery)","S18ODU-ACDC","Mini-Splits (Non-Ducted)","S18IDU-ACDC",10.4,18000,11400]
[202110484,null,"ACD","HRCU-A-CB-O (Mini-Split Heat Pump, with Remote Outdoor Unit Air-Source, Free Delivery)","UHD12KCH31S-O","Mini-Splits (Non-Ducted)","UHD12KCH31S-I",14,12200,8300]
[202110485,null,"ACD","HRCU-A-CB-O (Mini-Split Heat Pump, with Remote Outdoor Unit Air-Source, Free Delivery)","UHD18KCH25S-O","Mini-Splits (Non-Ducted)","UHD18KCH25S-I",12,18000,14200]
[202110496,null,"ACD","HMSV-A-CB (Multi-Split Heat Pump)","MPD18KCH22S-O","Mixed Ducted and Non-Ducted Indoor Units","Multiple combinations, check manufacturer compatibility",9.75,19000,12100]
[206717856,null,"Trane / Mitsubishi Electric","HRCU-A-CB-O (Mini-Split Heat Pump, with Remote Outdoor Unit Air-Source, Free Delivery)","PUZ-HA42NKA","Mini-Splits (Non-Ducted)","TPCA0A0421KA70A",10.4,48000,44000]
[206717861,null,"Trane / Mitsubishi Electric","HRCU-A-CB (Mini-Split System: Heat Pump with Outdoor Unit-Air-Source, Ducted)","PUZ-HA42NKA1","Mini-Splits (Ducted)","TPEADA0421AA70A",9.8000000000000007,48000,39000]
[206717862,null,"Trane / Mitsubishi Electric","HRCU-A-CB-O (Mini-Split Heat Pump, with Remote Outdoor Unit Air-Source, Free Delivery)","PUZ-HA42NKA1","Mini-Splits (Non-Ducted)","TPLA0A0421EA70A",9.8000000000000007,48000,40500]
[206717867,null,"Trane / Mitsubishi Electric","HRCU-A-CB-O (Mini-Split Heat Pump, with Remote Outdoor Unit Air-Source, Free Delivery)","TRUZH0301HA50**","Mini-Splits (Non-Ducted)","PKA-A30KA****",9.5,32000,19000]
[202354891,null,"American Standard / Mitsubishi Electric","HMSV-A-CB-O (Multi-Split Heat Pump, Free Delivery)","NAXMMX36A142A*","Non-Ducted Indoor Units","Multiple combinations, check manufacturer compatibility",11,36000,22200]
[202354896,null,"American Standard / Mitsubishi Electric","HMSV-A-CB (Multi-Split Heat Pump)","NAXMPH36A142A*","Ducted Indoor Units","Multiple combinations, check manufacturer compatibility",10.1,45000,36000]
[202354897,null,"American Standard / Mitsubishi Electric","HMSV-A-CB-O (Multi-Split Heat Pump, Free Delivery)","NAXMPH36A142A*","Non-Ducted Indoor Units","Multiple combinations, check manufacturer compatibility",11.3,45000,34000]
[202354902,null,"Trane / Mitsubishi Electric","HMSV-A-CB (Multi-Split Heat Pump)","NTXMMX36A142A*","Ducted Indoor Units","Multiple combinations, check manufacturer compatibility",9.8000000000000007,34400,20200]
[202354907,null,"Trane / Mitsubishi Electric","HMSV-A-CB-O (Multi-Split Heat Pump, Free Delivery)","NTXMPH30A132A*","Non-Ducted Indoor Units","Multiple combinations, check manufacturer compatibility",11,28600,18000]
[206720307,null,"Trane / Mitsubishi Electric","HRCU-A-CB (Mini-Split System: Heat Pump with Outdoor Unit-Air-Source, Ducted)","PUZ-A18NKA7***","Mini-Splits (Ducted)","TPEADA0181AA70*",10.199999999999999,19000,11000]
[206720308,null,"Trane / Mitsubishi Electric","HRCU-A-CB-O (Mini-Split Heat Pump, with Remote Outdoor Unit Air-Source, Free Delivery)","PUZ-A18NKA7***","Mini-Splits (Non-Ducted)","TPLA0A0181EA70*",11,19000,11000]
[206720313,null,"Trane / Mitsubishi Electric","HRCU-A-CB (Mini-Split System: Heat Pump with Outdoor Unit-Air-Source, Ducted)","PUZ-A24NHA7***","Mini-Splits (Ducted)","TPVA0A0241AA70*",9.3000000000000007,26000,15000]
[206720318,null,"Trane / Mitsubishi Electric","HRCU-A-CB-O (Mini-Split Heat Pump, with Remote Outdoor Unit Air-Source, Free Delivery)","PUZ-A36NKA7***","Mini-Splits (Non-Ducted)","TPCA0A0361KA70*",10.199999999999999,38000,21000]
[206714976,null,"MDV","HMSV-A-CB (Multi-Split Heat Pump)","M3OI-28HFN1-M","Non-Ducted Indoor Units","Multiple combinations, check manufacturer compatibility",11.3,28000,17500]
[206714977,null,"MDV","HMSV-A-CB (Multi-Split Heat Pump)","M4OG-36HFN1-M","Non-Ducted Indoor Units","Multiple combinations, check manufacturer compatibility",11.3,37000,23000]
[206714982,null,"MDV","HMSV-A-CB (Multi-Split Heat Pump)","M3OI-28HFN1-M","Ducted Indoor Units","Multiple combinations, check manufacturer compatibility",10.1,28000,16500]
[206716978,null,"Mitsubishi Electric","HRCU-A-CB-O (Mini-Split Heat Pump, with Remote Outdoor Unit Air-Source, Free Delivery)","PUZ-A12NKA7***","Mini-Splits (Non-Ducted)","PKA-A12LA",10.199999999999999,14000,10600]
[9046374,null,"THERMOCORE SYSTEMS","HRCU-A-CB-O (Mini-Split Heat Pump, with Remote Outdoor Unit Air-Source, Free Delivery)","T3C18S-H236-C","Mini-Splits (Non-Ducted)","T3C16S-H236-ED",10,38000,25400]
[9046375,null,"THERMOCORE SYSTEMS","HRCU-A-CB-O (Mini-Split Heat Pump, with Remote Outdoor Unit Air-Source, Free Delivery)","T3C18S-H248-C","Mini-Splits (Non-Ducted)","T3C17S-H248-EC",11,50000,35000]
[9057063,null,"GREE","HMSV-A-CB-O (Multi-Split Heat Pump, Free Delivery)","GWHD(36)ND3FO","Non-Ducted Indoor Units","Multiple combinations, check manufacturer compatibility",10.5,42000,27000]
[9060036,null,"SLIMAIR TECHNOLOGIES","HRCU-A-CB-O (Mini-Split Heat Pump, with Remote Outdoor Unit Air-Source, Free Delivery)","SHC12VA-2H","Mini-Splits (Non-Ducted)","SHM12VA-2DH",9,13000,7500]
[9060041,null,"SLIMAIR TECHNOLOGIES","HRCU-A-CB-O (Mini-Split Heat Pump, with Remote Outdoor Unit Air-Source, Free Delivery)","SHC18VA-2H","Mini-Splits (Non-Ducted)","SHM18VA-2DH",10.1,20000,11600]
[206720352,null,"Trane / Mitsubishi Electric","HRCU-A-CB-O (Mini-Split Heat Pump, with Remote Outdoor Unit Air-Source, Free Delivery)","TRUZH0361KA00**","Mini-Splits (Non-Ducted)","PCA-A36KA****",10.3,38000,25400]
[206720357,null,"Trane / Mitsubishi Electric","HRCU-A-CB-O (Mini-Split Heat Pump, with Remote Outdoor Unit Air-Source, Free Delivery)","PUZ-A18NKA7***","Mini-Splits (Non-Ducted)","TPKA0A0181HA70*",10.199999999999999,19000,11300]
[206720362,null,"Trane / Mitsubishi Electric","HRCU-A-CB-O (Mini-Split Heat Pump, with Remote Outdoor Unit Air-Source, Free Delivery)","PUZ-HA30NHA5","Mini-Splits (Non-Ducted)","TPKA0A0301KA70*",9.5,32000,19000]
[206720367,null,"Trane / Mitsubishi Electric","HRCU-A-CB (Mini-Split System: Heat Pump with Outdoor Unit-Air-Source, Ducted)","TRUZH0241HA00**","Mini-Splits (Ducted)","PEAD-A24AA****",11,25000,18000]
[206720368,null,"Trane / Mitsubishi Electric","HRCU-A-CB (Mini-Split System: Heat Pump with Outdoor Unit-Air-Source, Ducted)","TRUZH0241HA10**","Mini-Splits (Ducted)","PEAD-A24AA****",10.4,25000,18000]
[206717841,null,"Trane / Mitsubishi Electric","HRCU-A-CB (Mini-Split System: Heat Pump with Outdoor Unit-Air-Source, Ducted)","PUZ-HA30NHA5","Mini-Splits (Ducted)","TPVA0A0301AA70A",9.6999999999999993,32000,22600]
[206717846,null,"Trane / Mitsubishi Electric","HRCU-A-CB (Mini-Split System: Heat Pump with Outdoor Unit-Air-Source, Ducted)","PUZ-HA30NKA","Mini-Splits (Ducted)","TPVA0A0301AA70A",9.8000000000000007,32000,21000]
[206720389,null,"FOREST AIR","HMSV-A-CB (Multi-Split Heat Pump)","FGH-36ES/MZ","Mixed Ducted and Non-Ducted Indoor Units","Multiple combinations, check manufacturer compatibility",10,42500,15000]
[206720390,null,"FOREST AIR","HMSV-A-CB-O (Multi-Split Heat Pump, Free Delivery)","FGH-42ES/MZ","Non-Ducted Indoor Units","Multiple combinations, check manufacturer compatibility",10.199999999999999,45000,29000]
[206726754,null,"LBG Products","HRCU-A-CB-O (Mini-Split Heat Pump, with Remote Outdoor Unit Air-Source, Free Delivery)","LMUH18DWO","Non-Ducted Indoor Units","Multiple combinations, check manufacturer compatibility",10.5,21000,17000]
[206726759,null,"LBG Products","HMSV-A-CB-O (Multi-Split Heat Pump, Free Delivery)","LMUH36DWO","Non-Ducted Indoor Units","Multiple combinations, check manufacturer compatibility",10,36000,29000]
[206726764,null,"LBG Products","HRCU-A-CB (Mini-Split System: Heat Pump with Outdoor Unit-Air-Source, Ducted)","LMUH42DWO","Mixed Ducted and Non-Ducted Indoor Units","Multiple combinations, check manufacturer compatibility",9.5,42000,30400]
[206733680,null,"GENERALLUX STAR","HRCU-A-CB-O (Mini-Split Heat Pump, with Remote Outdoor Unit Air-Source, Free Delivery)","AST-18UW3SBBTU00(O)","Mini-Splits (Non-Ducted)","AST-18UW3SBBTU00(I)",11.6,19000,11600]
[206717874,null,"Trane / Mitsubishi Electric","HRCU-A-CB (Mini-Split System: Heat Pump with Outdoor Unit-Air-Source, Ducted)","TRUZH0301HA50**","Mini-Splits (Ducted)","PEAD-A30AA****",9.5,32000,19000]
[206717879,null,"Trane / Mitsubishi Electric","HRCU-A-CB-O (Mini-Split Heat Pump, with Remote Outdoor Unit Air-Source, Free Delivery)","TRUZH0241HA00**","Mini-Splits (Non-Ducted)","PLA-A24EA****",12,26000,17300]
[206717884,null,"Trane / Mitsubishi Electric","HRCU-A-CB-O (Mini-Split Heat Pump, with Remote Outdoor Unit Air-Source, Free Delivery)","TRUZH0421KA10**","Mini-Splits (Non-Ducted)","PLA-A42EA****",9.8000000000000007,48000,40500]
[206717885,null,"Trane / Mitsubishi Electric","HRCU-A-CB (Mini-Split System: Heat Pump with Outdoor Unit-Air-Source, Ducted)","TRUZH0241HA00**","Mini-Splits (Ducted)","PVA-A24AA****",11,26000,17500]
[202288824,null,"Innovair","HRCU-A-CB-O (Mini-Split Heat Pump, with Remote Outdoor Unit Air-Source, Free Delivery)","WIN09H1V51(O)","Mini-Splits (Non-Ducted)","WIN09H1V51(I)",10.5,10000,5000]
[202324587,null,"LENNOX VRF","HMSV-A-CB (Multi-Split Heat Pump)","VPA036H4*2P","Mixed Ducted and Non-Ducted Indoor Units","Multiple combinations, check manufacturer compatibility",9.0500000000000007,40000,25000]
[202327552,null,"TRANE","HMSV-A-CB (Multi-Split Heat Pump)","4TVH0036C1000CA","Mixed Ducted and Non-Ducted Indoor Units","Multiple combinations, check manufacturer compatibility",9.0500000000000007,40000,25000]
[202327553,null,"TRANE","HMSV-A-CB (Multi-Split Heat Pump)","4TVH0048C1000CA","Mixed Ducted and Non-Ducted Indoor Units","Multiple combinations, check manufacturer compatibility",9.3000000000000007,52500,34000]
[206720320,null,"Trane / Mitsubishi Electric","HRCU-A-CB-O (Mini-Split Heat Pump, with Remote Outdoor Unit Air-Source, Free Delivery)","PUZ-A36NKA7***","Mini-Splits (Non-Ducted)","TPLA0A0361EA70*",10.4,38000,22000]
[206720325,null,"Trane / Mitsubishi Electric","HRCU-A-CB-O (Mini-Split Heat Pump, with Remote Outdoor Unit Air-Source, Free Delivery)","TRUZA0121KA70**","Mini-Splits (Non-Ducted)","PLA-A12EA****",12.8,14000,10100]
[206720330,null,"Trane / Mitsubishi Electric","HRCU-A-CB-O (Mini-Split Heat Pump, with Remote Outdoor Unit Air-Source, Free Delivery)","TRUZA0241HA70**","Mini-Splits (Non-Ducted)","PCA-A24KA****",10.8,26000,15400]
[206720331,null,"Trane / Mitsubishi Electric","HRCU-A-CB-O (Mini-Split Heat Pump, with Remote Outdoor Unit Air-Source, Free Delivery)","TRUZA0241HA70**","Mini-Splits (Non-Ducted)","PKA-A24KA****",11,26000,15700]
[206720336,null,"Trane / Mitsubishi Electric","HRCU-A-CB-O (Mini-Split Heat Pump, with Remote Outdoor Unit Air-Source, Free Delivery)","TRUZA0301HA70**","Mini-Splits (Non-Ducted)","PKA-A30KA****",9.9,32000,18300]
[202360989,null,"GREE","HRCU-A-CB-O (Mini-Split Heat Pump, with Remote Outdoor Unit Air-Source, Free Delivery)","GWH09ACD-D3DNA1A/O","Mini-Splits (Non-Ducted)","GWH09QD-D3DN***/I",15,9000,7300]
[204760842,null,"KANIONco","HRCU-A-CB-O (Mini-Split Heat Pump, with Remote Outdoor Unit Air-Source, Free Delivery)","KWSM-24IR410AHS21","Mini-Splits (Non-Ducted)","KWSM-24IR410AHS21",10,25000,15300]
[204760843,null,"KANIONco","HMSV-A-CB (Multi-Split Heat Pump)","KWSMO-48R410AIH","Non-Ducted Indoor Units","Multiple combinations, check manufacturer compatibility",10.4,48000,30800]
[204760848,null,"KANIONco","HRCU-A-CB (Mini-Split System: Heat Pump with Outdoor Unit-Air-Source, Ducted)","KD-36R410AH","Mini-Splits (Ducted)","KD-36R410AH",11.5,40000,27600]
[9060044,null,"SLIMAIR TECHNOLOGIES","HRCU-A-CB-O (Mini-Split Heat Pump, with Remote Outdoor Unit Air-Source, Free Delivery)","SHC30VA-2H","Mini-Splits (Non-Ducted)","SHM30VA-2VT",12.3,31000,16000]
[204793340,null,"Trane / Mitsubishi Electric","HRCU-A-CB (Mini-Split System: Heat Pump with Outdoor Unit-Air-Source, Ducted)","NTXSKH09A112AA","Mini-Splits (Ducted)","TPEADA0091AA70A",10.8,12000,6800]
[204793341,null,"Trane / Mitsubishi Electric","HRCU-A-CB-O (Mini-Split Heat Pump, with Remote Outdoor Unit Air-Source, Free Delivery)","NTXSKH09A112AA","Mini-Splits (Non-Ducted)","NTXUKS09A112AA",11,12000,6600]
[204793346,null,"Trane / Mitsubishi Electric","HRCU-A-CB-O (Mini-Split Heat Pump, with Remote Outdoor Unit Air-Source, Free Delivery)","NTXSKH12A112AA","Mini-Splits (Non-Ducted)","NTXUKS12A112AA",10.199999999999999,15000,9100]
[206720373,null,"FOREST AIR","HRCU-A-CB-O (Mini-Split Heat Pump, with Remote Outdoor Unit Air-Source, Free Delivery)","FGH-09ES/E23-O","Mini-Splits (Non-Ducted)","FGH-09ES/E23-I",10.5,11000,7300]
[206720378,null,"FOREST AIR","HMSV-A-CB-O (Multi-Split Heat Pump, Free Delivery)","FGH-18ES/MZ","Non-Ducted Indoor Units","Multiple combinations, check manufacturer compatibility",11,19000,12800]
[206720380,null,"FOREST AIR","HMSV-A-CB (Multi-Split Heat Pump)","FGH-18ES/MZ","Mixed Ducted and Non-Ducted Indoor Units","Multiple combinations, check manufacturer compatibility",9.75,19000,12100]
[206720387,null,"FOREST AIR","HMSV-A-CB-O (Multi-Split Heat Pump, Free Delivery)","FGH-36ES/MZ","Non-Ducted Indoor Units","Multiple combinations, check manufacturer compatibility",11.5,42500,20000]
[206724945,null,"GREE","HRCU-A-CB-O (Mini-Split Heat Pump, with Remote Outdoor Unit Air-Source, Free Delivery)","GWH12AGC-A3DNA1A/O","Mini-Splits (Non-Ducted)","GWH12QC-A3DN***/I",11,12100,7700]
[206724955,null,"Cloud Comfort","HRCU-A-CB-O (Mini-Split Heat Pump, with Remote Outdoor Unit Air-Source, Free Delivery)","CCG2H2-2421W","Mini-Splits (Non-Ducted)","CCG2H2-2421W",10,24000,15000]
[206724956,null,"Cloud Comfort","HRCU-A-CB-O (Mini-Split Heat Pump, with Remote Outdoor Unit Air-Source, Free Delivery)","CCG2H1-1217W","Mini-Splits (Non-Ducted)","CCG2H1-1217W",9,13000,7500]
[206726724,null,"LBG Products","HRCU-A-CB-O (Mini-Split Heat Pump, with Remote Outdoor Unit Air-Source, Free Delivery)","LBH09DSO","Mini-Splits (Non-Ducted)","LBH09DSI",9,9500,5800]
[206717889,null,"Trane / Mitsubishi Electric","HRCU-A-CB (Mini-Split System: Heat Pump with Outdoor Unit-Air-Source, Ducted)","TRUZH0421KA00**","Mini-Splits (Ducted)","PVA-A42AA****",11,48000,42000]
[204795684,null,"Trane / Mitsubishi Electric","HRCU-A-CB-O (Mini-Split Heat Pump, with Remote Outdoor Unit Air-Source, Free Delivery)","TRUZA0241HA70B*","Mini-Splits (Non-Ducted)","TPKA0A0241KA70A",11,26000,15700]
[204795685,null,"Trane / Mitsubishi Electric","HRCU-A-CB-O (Mini-Split Heat Pump, with Remote Outdoor Unit Air-Source, Free Delivery)","TRUZA0241HA70N*","Mini-Splits (Non-Ducted)","TPKA0A0241KA70A",11,26000,15700]
[204795690,null,"Trane / Mitsubishi Electric","HRCU-A-CB-O (Mini-Split Heat Pump, with Remote Outdoor Unit Air-Source, Free Delivery)","TRUZA0301HA70B*","Mini-Splits (Non-Ducted)","TPLA0A0301EA70A",11.6,32000,18100]
[204795695,null,"Trane / Mitsubishi Electric","HRCU-A-CB (Mini-Split System: Heat Pump with Outdoor Unit-Air-Source, Ducted)","TRUZA0181KA70N*","Mini-Splits (Ducted)","TPVA0A0181AA70A",10.4,19000,12000]
[206720341,null,"Trane / Mitsubishi Electric","HRCU-A-CB-O (Mini-Split Heat Pump, with Remote Outdoor Unit Air-Source, Free Delivery)","TRUZA0361KA70**","Mini-Splits (Non-Ducted)","PKA-A36KA****",9.1999999999999993,38000,22400]
[204813291,null,"American Standard / Mitsubishi Electric","HRCU-A-CB (Mini-Split System: Heat Pump with Outdoor Unit-Air-Source, Ducted)","ASUZA0121KA70N*","Mini-Splits (Ducted)","APEADA0121AA70A",10.199999999999999,14000,8700]
[204813299,null,"American Standard / Mitsubishi Electric","HRCU-A-CB-O (Mini-Split Heat Pump, with Remote Outdoor Unit Air-Source, Free Delivery)","ASUZA0181KA70N*","Mini-Splits (Non-Ducted)","APLA0A0181EA70A",11,19000,11000]
[201835656,null,"HEIL","HRCU-A-CB-O (Mini-Split Heat Pump, with Remote Outdoor Unit Air-Source, Free Delivery)","DLCERAH12AAJ","Mini-Splits (Non-Ducted)","DLFEHAH12XAJ",10.3,12000,7200]
[201835661,null,"KEEPRITE","HRCU-A-CB-O (Mini-Split Heat Pump, with Remote Outdoor Unit Air-Source, Free Delivery)","DLCERAH12AAK","Mini-Splits (Non-Ducted)","DLFEHAH12XAK",9.6,12000,7300]
[201835662,null,"HEIL","HRCU-A-CB-O (Mini-Split Heat Pump, with Remote Outdoor Unit Air-Source, Free Delivery)","DLCERAH18AAK","Mini-Splits (Non-Ducted)","DLFEHAH18XAK",10.1,18000,11400]
[201835669,null,"KEEPRITE","HRCU-A-CB-O (Mini-Split Heat Pump, with Remote Outdoor Unit Air-Source, Free Delivery)","DLCSRAH12AAJ","Mini-Splits (Non-Ducted)","DLFSHAH12XAJ",11,11800,7100]
[201835702,null,"HEIL","HMSV-A-CB (Multi-Split Heat Pump)","DLCMRAH48EAK","Ducted Indoor Units","Multiple combinations, check manufacturer compatibility",11.5,50000,34000]
[201835707,null,"KEEPRITE","HRCU-A-CB-O (Mini-Split Heat Pump, with Remote Outdoor Unit Air-Source, Free Delivery)","DLCSRAH09AAK","Mini-Splits (Non-Ducted)","DLFSCAH09XAK",10.199999999999999,10000,6700]
[201835708,null,"HEIL","HRCU-A-CB-O (Mini-Split Heat Pump, with Remote Outdoor Unit Air-Source, Free Delivery)","DLCSRAH12AAK","Mini-Splits (Non-Ducted)","DLFSCAH12XAK",10.199999999999999,12000,8200]
[201835713,null,"KEEPRITE","HRCU-A-CB (Mini-Split System: Heat Pump with Outdoor Unit-Air-Source, Ducted)","DLCSRAH12AAK","Mini-Splits (Ducted)","DLFSDAH12XAK",11,12500,8100]
[201835581,null,"COMFORTMAKER","HRCU-A-CB-O (Mini-Split Heat Pump, with Remote Outdoor Unit Air-Source, Free Delivery)","DLCSRAH09AAK","Mini-Splits (Non-Ducted)","DLFSCAH09XAK",10.199999999999999,10000,6700]
[201835586,null,"COMFORTMAKER","HRCU-A-CB-O (Mini-Split Heat Pump, with Remote Outdoor Unit Air-Source, Free Delivery)","DLCSRAH18AAK","Mini-Splits (Non-Ducted)","DLFSCAH18XAK",10.5,18000,12000]
[201835587,null,"COMFORTMAKER","HRCU-A-CB (Mini-Split System: Heat Pump with Outdoor Unit-Air-Source, Ducted)","DLCSRAH24AAK","Mini-Splits (Ducted)","DLFSDAH24XAK",12,24000,17400]
[201835592,null,"COMFORTMAKER","HRCU-A-CB (Mini-Split System: Heat Pump with Outdoor Unit-Air-Source, Ducted)","DLCSRAH18AAK","Mini-Splits (Ducted)","DLFSDAH18XAK",10.8,19000,12400]
[201835597,null,"COMFORTMAKER","HMSV-A-CB (Multi-Split Heat Pump)","DLCMRAH27CAK","Mixed Ducted and Non-Ducted Indoor Units","Multiple combinations, check manufacturer compatibility",10.4,27400,17700]
[8581793,null,"YORK BY JOHNSON CONTROLS","HRCU-A-CB-O (Mini-Split Heat Pump, with Remote Outdoor Unit Air-Source, Free Delivery)","DHW24CMB21S","Non-Ducted Indoor Units","Multiple combinations, check manufacturer compatibility",10.199999999999999,29000,17800]
[8581794,null,"GUARDIAN BY JOHNSON CONTROLS","HRCU-A-CB-O (Mini-Split Heat Pump, with Remote Outdoor Unit Air-Source, Free Delivery)","DHW24CMB21S","Non-Ducted Indoor Units","Multiple combinations, check manufacturer compatibility",10.199999999999999,29000,17800]
[206369533,null,"Durastar","HMSV-A-CB (Multi-Split Heat Pump)","DRA3U28M1A","Non-Ducted Indoor Units","Multiple combinations, check manufacturer compatibility",9.8000000000000007,28000,16800]
[206369538,null,"Durastar","HMSV-A-CB (Multi-Split Heat Pump)","DRA4U36M1A","Mixed Ducted and Non-Ducted Indoor Units","Multiple combinations, check manufacturer compatibility",10,29000,20200]
[206374558,null,"American Standard / Mitsubishi Electric","HRCU-A-CB (Mini-Split System: Heat Pump with Outdoor Unit-Air-Source, Ducted)","NAXSKH30A112AA","Mini-Splits (Ducted)","TPEADA0301AA70A",9,32000,21000]
[206374559,null,"Trane / Mitsubishi Electric","HRCU-A-CB (Mini-Split System: Heat Pump with Outdoor Unit-Air-Source, Ducted)","NTXSKH30A112AA","Mini-Splits (Ducted)","APEADA0301AA70A",9,32000,21000]
[206377755,null,"ELIOS","HRCU-A-CB-O (Mini-Split Heat Pump, with Remote Outdoor Unit Air-Source, Free Delivery)","DE09HOS42230E4","Mini-Splits (Non-Ducted)","DE09HIW42230E4",15,10000,7200]
[206377760,null,"DIRECT AIR","HRCU-A-CB (Mini-Split System: Heat Pump with Outdoor Unit-Air-Source, Ducted)","MOX430-17HFN1-MT0W","Mini-Splits (Ducted)","MTIU-18HWFN1-M",11,19000,12700]
[206382704,null,"MDV","HRCU-A-CB-O (Mini-Split Heat Pump, with Remote Outdoor Unit Air-Source, Free Delivery)","MOX230-09HFN1-MT0W","Mini-Splits (Non-Ducted)","MSAEA-09HRDN1-MQ0W-ICP",10,10000,5800]
[201835524,null,"ARCOAIRE","HMSV-A-CB (Multi-Split Heat Pump)","DLCMRAH18BAK","Non-Ducted Indoor Units","Multiple combinations, check manufacturer compatibility",9.6999999999999993,18000,11600]
[201835529,null,"ARCOAIRE","HMSV-A-CB (Multi-Split Heat Pump)","DLCMRAH36DAK","Ducted Indoor Units","Multiple combinations, check manufacturer compatibility",10,37000,23000]
[201835534,null,"ARCOAIRE","HRCU-A-CB-O (Mini-Split Heat Pump, with Remote Outdoor Unit Air-Source, Free Delivery)","DLCSRAH12AAK","Mini-Splits (Non-Ducted)","DLFSFAH12XAK",10.5,12000,9600]
[201835539,null,"ARCOAIRE","HRCU-A-CB-O (Mini-Split Heat Pump, with Remote Outdoor Unit Air-Source, Free Delivery)","DLCSRAH24AAK","Mini-Splits (Non-Ducted)","DLFSFAH24XAK",11.5,24000,17200]
[201835540,null,"ARCOAIRE","HRCU-A-CB-O (Mini-Split Heat Pump, with Remote Outdoor Unit Air-Source, Free Delivery)","DLCSRAH24AAK","Mini-Splits (Non-Ducted)","DLFSCAH24XAK",11.5,24000,16200]
[201835622,null,"DAY & NIGHT","HMSV-A-CB (Multi-Split Heat Pump)","DLCMRAH36DAK","Non-Ducted Indoor Units","Multiple combinations, check manufacturer compatibility",10.199999999999999,36000,23600]
[201835627,null,"DAY & NIGHT","HMSV-A-CB (Multi-Split Heat Pump)","DLCMRAH48EAK","Ducted Indoor Units","Multiple combinations, check manufacturer compatibility",11.5,50000,34000]
[201835632,null,"DAY & NIGHT","HRCU-A-CB (Mini-Split System: Heat Pump with Outdoor Unit-Air-Source, Ducted)","DLCSRAH12AAK","Mini-Splits (Ducted)","DLFSDAH12XAK",11,12500,8100]
[201835633,null,"DAY & NIGHT","HRCU-A-CB-O (Mini-Split Heat Pump, with Remote Outdoor Unit Air-Source, Free Delivery)","DLCSRAH18AAK","Mini-Splits (Non-Ducted)","DLFSFAH18XAK",10.199999999999999,18000,12900]
[8578579,null,"LUXAIRE BY JOHNSON CONTROLS","HRCU-A-CB-O (Mini-Split Heat Pump, with Remote Outdoor Unit Air-Source, Free Delivery)","DHX18CSB21S","Mini-Splits (Non-Ducted)","DHX18NWB21S",10.5,19800,12400]
[206384475,null,"ARCOAIRE","HRCU-A-CB-O (Mini-Split Heat Pump, with Remote Outdoor Unit Air-Source, Free Delivery)","DLCERBH12AAJ","Mini-Splits (Non-Ducted)","DLFEHAH12XAJ",10.8,12000,7000]
[206384480,null,"COMFORTMAKER","HRCU-A-CB-O (Mini-Split Heat Pump, with Remote Outdoor Unit Air-Source, Free Delivery)","DLCERBH12AAJ","Mini-Splits (Non-Ducted)","DLFEHAH12XAJ",10.8,12000,7000]
[206384482,null,"COMFORTMAKER","HRCU-A-CB-O (Mini-Split Heat Pump, with Remote Outdoor Unit Air-Source, Free Delivery)","DLCERBH12AAK","Mini-Splits (Non-Ducted)","DLFEHAH12XAK",10,12000,7000]
[201835808,null,"TEMPSTAR","HRCU-A-CB (Mini-Split System: Heat Pump with Outdoor Unit-Air-Source, Ducted)","DLCSRAH12AAK","Mini-Splits (Ducted)","DLFSDAH12XAK",11,12500,8100]
[201835813,null,"KENMORE","HRCU-A-CB-O (Mini-Split Heat Pump, with Remote Outdoor Unit Air-Source, Free Delivery)","DLCSRAH18AAK","Mini-Splits (Non-Ducted)","DLFSCAH18XAK",10.5,18000,12000]
[201835818,null,"TEMPSTAR","HRCU-A-CB-O (Mini-Split Heat Pump, with Remote Outdoor Unit Air-Source, Free Delivery)","DLCSRAH24AAK","Mini-Splits (Non-Ducted)","DLFSCAH24XAK",11.5,24000,16200]
[201835819,null,"KENMORE","HRCU-A-CB-O (Mini-Split Heat Pump, with Remote Outdoor Unit Air-Source, Free Delivery)","DLCSRAH24AAK","Mini-Splits (Non-Ducted)","DLFSCAH24XAK",11.5,24000,16200]
[201835824,null,"TEMPSTAR","HRCU-A-CB (Mini-Split System: Heat Pump with Outdoor Unit-Air-Source, Ducted)","DLCSRAH18AAK","Mini-Splits (Ducted)","DLFSDAH18XAK",10.8,19000,12400]
[201835675,null,"KEEPRITE","HRCU-A-CB-O (Mini-Split Heat Pump, with Remote Outdoor Unit Air-Source, Free Delivery)","DLCSRAH18AAK","Mini-Splits (Non-Ducted)","DLFSHAH18XAK",10.5,18000,11900]
[201835680,null,"HEIL","HRCU-A-CB-O (Mini-Split Heat Pump, with Remote Outdoor Unit Air-Source, Free Delivery)","DLCSRAH36AAK","Mini-Splits (Non-Ducted)","DLFSHAH36XAK",10,36000,20600]
[201835681,null,"KEEPRITE","HRCU-A-CB-O (Mini-Split Heat Pump, with Remote Outdoor Unit Air-Source, Free Delivery)","DLCSRAH36AAK","Mini-Splits (Non-Ducted)","DLFSHAH36XAK",10,36000,20600]
[201835686,null,"HEIL","HRCU-A-CB (Mini-Split System: Heat Pump with Outdoor Unit-Air-Source, Ducted)","DLCLRAH58AAK","Mini-Splits (Ducted)","DLFLDAH58XAK",9,60000,37600]
[206361907,null,"TEMPSTAR","HRCU-A-CB-O (Mini-Split Heat Pump, with Remote Outdoor Unit Air-Source, Free Delivery)","DLCSRBH24AAK","Mini-Splits (Non-Ducted)","DLFSHBH24XAK",11.5,26000,17000]
[206361912,null,"SMART COMFORT","HRCU-A-CB-O (Mini-Split Heat Pump, with Remote Outdoor Unit Air-Source, Free Delivery)","DLCSRBH24AAK","Mini-Splits (Non-Ducted)","DLFSHBH24XAK",11.5,26000,17000]
[206361913,null,"AIRQUEST","HRCU-A-CB-O (Mini-Split Heat Pump, with Remote Outdoor Unit Air-Source, Free Delivery)","DLCSRBH12AAJ","Mini-Splits (Non-Ducted)","DLFSHBH12XAJ",11.5,12000,8200]
[206362049,null,"Airlux","HMSV-A-CB (Multi-Split Heat Pump)","AM3M27O","Non-Ducted Indoor Units","Multiple combinations, check manufacturer compatibility",9.8000000000000007,28000,16800]
[206369333,null,"DANBY","HRCU-A-CB-O (Mini-Split Heat Pump, with Remote Outdoor Unit Air-Source, Free Delivery)","DAS220GAHWDB-O","Mini-Splits (Non-Ducted)","DAS220GAHWDB-I",11,23000,17200]
[206382715,null,"CARRIER","HRCU-A-CB-O (Mini-Split Heat Pump, with Remote Outdoor Unit Air-Source, Free Delivery)","38MHRCQ09AA3","Mini-Splits (Non-Ducted)","40MHHQ09---3",10,10000,5800]
[206382716,null,"CARRIER","HRCU-A-CB-O (Mini-Split Heat Pump, with Remote Outdoor Unit Air-Source, Free Delivery)","38MHRCQ12AA3","Mini-Splits (Non-Ducted)","40MHHQ12---3",10,12000,7000]
[206382721,null,"BRYANT","HRCU-A-CB-O (Mini-Split Heat Pump, with Remote Outdoor Unit Air-Source, Free Delivery)","38MHRCQ12AA3","Mini-Splits (Non-Ducted)","40MHHQ12---3",10,12000,7000]
[206382726,null,"Weathermaker","HRCU-A-CB-O (Mini-Split Heat Pump, with Remote Outdoor Unit Air-Source, Free Delivery)","38MHRCQ12AA3","Mini-Splits (Non-Ducted)","40MHHQ12---3",10,12000,7000]
[201835720,null,"HEIL","HRCU-A-CB-O (Mini-Split Heat Pump, with Remote Outdoor Unit Air-Source, Free Delivery)","DLCSRAH24AAK","Mini-Splits (Non-Ducted)","DLFSFAH24XAK",11.5,24000,17200]
[201835721,null,"KEEPRITE","HRCU-A-CB-O (Mini-Split Heat Pump, with Remote Outdoor Unit Air-Source, Free Delivery)","DLCSRAH24AAK","Mini-Splits (Non-Ducted)","DLFSFAH24XAK",11.5,24000,17200]
[201835726,null,"HEIL","HRCU-A-CB-O (Mini-Split Heat Pump, with Remote Outdoor Unit Air-Source, Free Delivery)","DLCLRAH36AAK","Mini-Splits (Non-Ducted)","DLFLCAH36XAK",10.5,38000,25200]
[201835731,null,"KEEPRITE","HRCU-A-CB-O (Mini-Split Heat Pump, with Remote Outdoor Unit Air-Source, Free Delivery)","DLCLRAH48AAK","Mini-Splits (Non-Ducted)","DLFLFAH48XAK",11,50000,35000]
[201835542,null,"ARCOAIRE","HRCU-A-CB-O (Mini-Split Heat Pump, with Remote Outdoor Unit Air-Source, Free Delivery)","DLCLRAH36AAK","Mini-Splits (Non-Ducted)","DLFLCAH36XAK",10.5,38000,25200]
[201835543,null,"ARCOAIRE","HRCU-A-CB (Mini-Split System: Heat Pump with Outdoor Unit-Air-Source, Ducted)","DLCSRAH18AAK","Mini-Splits (Ducted)","DLFSDAH18XAK",10.8,19000,12400]
[201835548,null,"ARCOAIRE","HMSV-A-CB (Multi-Split Heat Pump)","DLCMRAH36DAK","Mixed Ducted and Non-Ducted Indoor Units","Multiple combinations, check manufacturer compatibility",10,37000,23000]
[206384521,null,"AIRQUEST","HRCU-A-CB-O (Mini-Split Heat Pump, with Remote Outdoor Unit Air-Source, Free Delivery)","DLCERBH09AAK","Mini-Splits (Non-Ducted)","DLFEHAH09XAK",10,10000,5800]
[206389354,null,"HAIER","HRCU-A-CB (Mini-Split System: Heat Pump with Outdoor Unit-Air-Source, Ducted)","1U12EH2VHE*","Mini-Splits (Ducted)","USYM12UCDSA*",10.5,14500,9300]
[206389355,null,"HAIER","HRCU-A-CB-O (Mini-Split Heat Pump, with Remote Outdoor Unit Air-Source, Free Delivery)","1U12EH2VHE*","Mini-Splits (Non-Ducted)","USYF12UCDWA*",10,12500,8500]
[206369562,null,"MDV","HRCU-A-CB-O (Mini-Split Heat Pump, with Remote Outdoor Unit Air-Source, Free Delivery)","MOD30-30HFN1-MS0W","Mini-Splits (Non-Ducted)","MSABF-30HRFN1-MR0W",9.5,30000,18500]
[206374537,null,"Mitsubishi Electric","HRCU-A-CB (Mini-Split System: Heat Pump with Outdoor Unit-Air-Source, Ducted)","SUZ-KA12NAHZ","Mini-Splits (Ducted)","TPEADA0121AA70A",11,15000,9000]
[206374542,null,"Mitsubishi Electric","HRCU-A-CB (Mini-Split System: Heat Pump with Outdoor Unit-Air-Source, Ducted)","SUZ-KA24NAHZ","Mini-Splits (Ducted)","APEADA0241AA70A",9,25000,18000]
[206374543,null,"Mitsubishi Electric","HRCU-A-CB (Mini-Split System: Heat Pump with Outdoor Unit-Air-Source, Ducted)","SUZ-KA24NAHZ","Mini-Splits (Ducted)","TPEADA0241AA70A",9,25000,18000]
[201835829,null,"KENMORE","HRCU-A-CB-O (Mini-Split Heat Pump, with Remote Outdoor Unit Air-Source, Free Delivery)","DLCLRAH48AAK","Mini-Splits (Non-Ducted)","DLFLCAH48XAK",11,50000,35000]
[201835834,null,"TEMPSTAR","HMSV-A-CB (Multi-Split Heat Pump)","DLCMRAH27CAK","Mixed Ducted and Non-Ducted Indoor Units","Multiple combinations, check manufacturer compatibility",10.4,27400,17700]
[201835839,null,"KENMORE","HMSV-A-CB (Multi-Split Heat Pump)","DLCMRAH48EAK","Mixed Ducted and Non-Ducted Indoor Units","Multiple combinations, check manufacturer compatibility",10.85,49000,32200]
[206361865,null,"MDV","HRCU-A-CB-O (Mini-Split Heat Pump, with Remote Outdoor Unit Air-Source, Free Delivery)","MOX230-09HFN1-MW5W","Mini-Splits (Non-Ducted)","MSAG11B-09HRFN1-MV8W(GA)",12.7,10000,6100]
[206361867,null,"MDV","HRCU-A-CB-O (Mini-Split Heat Pump, with Remote Outdoor Unit Air-Source, Free Delivery)","MOD33-24HFN1-MT0W","Mini-Splits (Non-Ducted)","MSAG11D-23HRFN1-MU0W",10,26000,16800]
[206361872,null,"ARCOAIRE","HRCU-A-CB-O (Mini-Split Heat Pump, with Remote Outdoor Unit Air-Source, Free Delivery)","DLCSRBH24AAK","Mini-Splits (Non-Ducted)","DLFSHBH24XAK",11.5,26000,17000]
[206361877,null,"COMFORTMAKER","HRCU-A-CB-O (Mini-Split Heat Pump, with Remote Outdoor Unit Air-Source, Free Delivery)","DLCSRBH24AAK","Mini-Splits (Non-Ducted)","DLFSHBH24XAK",11.5,26000,17000]
[206361878,null,"DAY & NIGHT","HRCU-A-CB-O (Mini-Split Heat Pump, with Remote Outdoor Unit Air-Source, Free Delivery)","DLCSRBH12AAJ","Mini-Splits (Non-Ducted)","DLFSHBH12XAJ",11.5,12000,8200]
[201835690,null,"HEIL","HMSV-A-CB (Multi-Split Heat Pump)","DLCMRAH27CAK","Non-Ducted Indoor Units","Multiple combinations, check manufacturer compatibility",10.8,27000,17800]
[201835695,null,"KEEPRITE","HMSV-A-CB (Multi-Split Heat Pump)","DLCMRAH48EAK","Non-Ducted Indoor Units","Multiple combinations, check manufacturer compatibility",10.199999999999999,48000,30400]
[206396086,null,"DAY & NIGHT","HRCU-A-CB-O (Mini-Split Heat Pump, with Remote Outdoor Unit Air-Source, Free Delivery)","DLCSRBH09AAK","Mini-Splits (Non-Ducted)","DLFSHAH09XAK",9.5,12000,7000]
[206396087,null,"DAY & NIGHT","HRCU-A-CB-O (Mini-Split Heat Pump, with Remote Outdoor Unit Air-Source, Free Delivery)","DLCSRAH09AAK","Mini-Splits (Non-Ducted)","DLFSHBH09XAK",9.5,12000,7000]
[206396092,null,"DAY & NIGHT","HRCU-A-CB-O (Mini-Split Heat Pump, with Remote Outdoor Unit Air-Source, Free Delivery)","DLCSRAH24AAK","Mini-Splits (Non-Ducted)","DLFSHBH24XAK",10,25000,15000]
[206369507,null,"MDV","HRCU-A-CB-O (Mini-Split Heat Pump, with Remote Outdoor Unit Air-Source, Free Delivery)","MOX330-18HFN1-MS0W","Mini-Splits (Non-Ducted)","MSAEC-18HRDN1-MP0W",11,18000,11900]
[206369512,null,"MDV","HRCU-A-CB-O (Mini-Split Heat Pump, with Remote Outdoor Unit Air-Source, Free Delivery)","MOX230-12HFN1-MS8W","Mini-Splits (Non-Ducted)","MSAG11B-12HRFN1-MS0W",10.7,12000,7000]
[206369513,null,"MDV","HRCU-A-CB-O (Mini-Split Heat Pump, with Remote Outdoor Unit Air-Source, Free Delivery)","MOX330-18HFN1-MS0W","Mini-Splits (Non-Ducted)","MSAG11C-18HRDN1-MS0W",10,18800,11400]
[206369518,null,"Durastar","HRCU-A-CB-O (Mini-Split Heat Pump, with Remote Outdoor Unit Air-Source, Free Delivery)","DRA1U24S1A","Mini-Splits (Non-Ducted)","DRAW24F1A",10,25000,15300]
[206382730,null,"MIDEA","HRCU-A-CB-O (Mini-Split Heat Pump, with Remote Outdoor Unit Air-Source, Free Delivery)","38MHRCQ09AA3","Mini-Splits (Non-Ducted)","40MHHQ09---3",10,10000,5800]
[206382735,null,"PAYNE","HRCU-A-CB-O (Mini-Split Heat Pump, with Remote Outdoor Unit Air-Source, Free Delivery)","38MHRCQ09AA3","Mini-Splits (Non-Ducted)","40MHHQ09---3",10,10000,5800]
[206382736,null,"PAYNE","HRCU-A-CB-O (Mini-Split Heat Pump, with Remote Outdoor Unit Air-Source, Free Delivery)","38MHRCQ12AA3","Mini-Splits (Non-Ducted)","40MHHQ12---3",10,12000,7000]
[205959994,null,"GREE","HRCU-A-CB (Mini-Split System: Heat Pump with Outdoor Unit-Air-Source, Ducted)","GWHD(36)ND3LO","Ducted Indoor Units","Multiple combinations, check manufacturer compatibility",9,36000,29200]
[205962774,null,"NORTON AIR CONDITIONERS","HMSV-A-CB (Multi-Split Heat Pump)","OHP14-48-52-23","Non-Ducted Indoor Units","Multiple combinations, check manufacturer compatibility",10.199999999999999,48000,29600]
[204005767,null,"MOOVAIR","HMSV-A-CB (Multi-Split Heat Pump)","DM27HOM25230X3","Mixed Ducted and Non-Ducted Indoor Units","Multiple combinations, check manufacturer compatibility",9.98,28600,17300]
[204005768,null,"MOOVAIR","HMSV-A-CB (Multi-Split Heat Pump)","DM18HOM23230X2","Mixed Ducted and Non-Ducted Indoor Units","Multiple combinations, check manufacturer compatibility",9.85,18200,11550]
[205967990,null,"AIRQUEST","HRCU-A-CB-O (Mini-Split Heat Pump, with Remote Outdoor Unit Air-Source, Free Delivery)","DLCVRAH09AAJ","Mini-Splits (Non-Ducted)","DLFVHAH09XAJ",9.8000000000000007,9800,5500]
[205967995,null,"AIRQUEST","HRCU-A-CB-O (Mini-Split Heat Pump, with Remote Outdoor Unit Air-Source, Free Delivery)","DLCVRAH24AAK","Mini-Splits (Non-Ducted)","DLFVHAH24XAK",9.5,24000,14400]
[205968001,null,"KEEPRITE","HRCU-A-CB-O (Mini-Split Heat Pump, with Remote Outdoor Unit Air-Source, Free Delivery)","DLCVRAH18AAK","Mini-Splits (Non-Ducted)","DLFVHAH18XAK",9.6999999999999993,18000,11000]
[205968002,null,"KEEPRITE","HRCU-A-CB-O (Mini-Split Heat Pump, with Remote Outdoor Unit Air-Source, Free Delivery)","DLCVRAH24AAK","Mini-Splits (Non-Ducted)","DLFVHAH24XAK",9.5,24000,14400]
[205968007,null,"KENMORE","HRCU-A-CB-O (Mini-Split Heat Pump, with Remote Outdoor Unit Air-Source, Free Delivery)","DLCVRAH18AAK","Mini-Splits (Non-Ducted)","DLFVHAH18XAK",9.6999999999999993,18000,11000]
[205921404,null,"KARDA","HRCU-A-CB (Mini-Split System: Heat Pump with Outdoor Unit-Air-Source, Ducted)","1PAMSHH12-SZO-22.5","Mini-Splits (Ducted)","2KARDA12UVD",11,12000,8500]
[205958318,null,"GREE","HRCU-A-CB-O (Mini-Split Heat Pump, with Remote Outdoor Unit Air-Source, Free Delivery)","GWH18AFD-D3DNA1A/O","Mini-Splits (Non-Ducted)","GWH18ACD-D3DN***/I",9.8000000000000007,18000,10600]
[205958319,null,"GREE","HRCU-A-CB-O (Mini-Split Heat Pump, with Remote Outdoor Unit Air-Source, Free Delivery)","GWH24AFE-D3DNA1A/O","Mini-Splits (Non-Ducted)","GWH24ACE-D3DN***/I",10,24000,15000]
[205417839,null,"WESTINGHOUSE","HRCU-A-CB-O (Mini-Split Heat Pump, with Remote Outdoor Unit Air-Source, Free Delivery)","WHS30SZA21S","Mini-Splits (Non-Ducted)","WHS30WMA21S",12.3,31000,16000]
[203449487,null,"YONAN","HRCU-A-CB-O (Mini-Split Heat Pump, with Remote Outdoor Unit Air-Source, Free Delivery)","YS19AB-09HRN1","Mini-Splits (Non-Ducted)","YS19AB-09HRN1",9.5,9000,6000]
[203456305,null,"THERMOCORE","HRCU-A-CB-O (Mini-Split Heat Pump, with Remote Outdoor Unit Air-Source, Free Delivery)","T425S-H109-C","Mini-Splits (Non-Ducted)","T425S-H109-E",10.5,10000,5800]
[203456306,null,"C&H","HRCU-A-CB-O (Mini-Split Heat Pump, with Remote Outdoor Unit Air-Source, Free Delivery)","CH-SR09SPH-115VO","Mini-Splits (Non-Ducted)","CH-SR09SPH-115VI",10.5,10000,5800]
[203490393,null,"DIRECT AIR","HRCU-A-CB-O (Mini-Split Heat Pump, with Remote Outdoor Unit Air-Source, Free Delivery)","DIR-12HP22DKO-ES","Mini-Splits (Non-Ducted)","DIR-12HP22DKI-ES",10.5,13000,7500]
[205355556,null,"AC PRO.COM","HRCU-A-CB (Mini-Split System: Heat Pump with Outdoor Unit-Air-Source, Ducted)","AOD31-24HFN1-MT0W","Mini-Splits (Ducted)","ATIU-24HWFN1-M",11,24400,16000]
[205355561,null,"AC PRO.COM","HRCU-A-CB-O (Mini-Split Heat Pump, with Remote Outdoor Unit Air-Source, Free Delivery)","AOCA31-18HFN1-MT0W","Mini-Splits (Non-Ducted)","ACCA3U-18HRFN1-M",10.3,18000,12000]
[205355563,null,"AC PRO.COM","HRCU-A-CB-O (Mini-Split Heat Pump, with Remote Outdoor Unit Air-Source, Free Delivery)","AOD30U-36HFN1-M","Mini-Splits (Non-Ducted)","ACDU-36HRFN1-M",10.5,38000,25200]
[205355568,null,"AC PRO.COM","HRCU-A-CB-O (Mini-Split Heat Pump, with Remote Outdoor Unit Air-Source, Free Delivery)","AOD30U-36HFN1-M","Mini-Splits (Non-Ducted)","AUE-36HRFN1-M(C)",10,38000,25400]
[205355573,null,"AC PRO.COM","HRCU-A-CB-O (Mini-Split Heat Pump, with Remote Outdoor Unit Air-Source, Free Delivery)","AOB30-12HFN1-MS0W","Mini-Splits (Non-Ducted)","ASABB-12HRFN1-MS0W",9.5,12000,6800]
[205823024,null,"MDV","HRCU-A-CB-O (Mini-Split Heat Pump, with Remote Outdoor Unit Air-Source, Free Delivery)","MOE30U-32HFN1-M-[X]","Mini-Splits (Non-Ducted)","MCD-32HRFN1-M(D)",11.5,35000,23000]
[205823025,null,"MDV","HRCU-A-CB-O (Mini-Split Heat Pump, with Remote Outdoor Unit Air-Source, Free Delivery)","MOE30U-32HFN1-M-[X]","Mini-Splits (Non-Ducted)","MUE-32HRFN1-M(C)",11,38000,23000]
[205823030,null,"KARDA","HMSV-A-CB (Multi-Split Heat Pump)","2KARDA36MZ4","Non-Ducted Indoor Units","Multiple combinations, check manufacturer compatibility",10.199999999999999,36000,24600]
[205823035,null,"KARDA","HMSV-A-CB (Multi-Split Heat Pump)","2KARDA18MZ2","Mixed Ducted and Non-Ducted Indoor Units","Multiple combinations, check manufacturer compatibility",10.15,18700,11700]
[203966584,null,"AIRQUEST","HRCU-A-CB-O (Mini-Split Heat Pump, with Remote Outdoor Unit Air-Source, Free Delivery)","DLCSRAH36AAK","Mini-Splits (Non-Ducted)","DLFSHAH36XAK",10,36000,20600]
[203966585,null,"AIRQUEST","HRCU-A-CB-O (Mini-Split Heat Pump, with Remote Outdoor Unit Air-Source, Free Delivery)","DLCSRAH09AAK","Mini-Splits (Non-Ducted)","DLFSCAH09XAK",10.199999999999999,10000,6700]
[203966590,null,"AIRQUEST","HRCU-A-CB-O (Mini-Split Heat Pump, with Remote Outdoor Unit Air-Source, Free Delivery)","DLCSRAH12AAK","Mini-Splits (Non-Ducted)","DLFSFAH12XAK",10.5,12000,9600]
[203966595,null,"AIRQUEST","HRCU-A-CB (Mini-Split System: Heat Pump with Outdoor Unit-Air-Source, Ducted)","DLCSRAH09AAK","Mini-Splits (Ducted)","DLFSDAH09XAK",11.5,10000,6800]
[203991099,null,"ACC","HRCU-A-CB-O (Mini-Split Heat Pump, with Remote Outdoor Unit Air-Source, Free Delivery)","MSH123E19MCAA","Mini-Splits (Non-Ducted)","MSH123E19AXAA",9.5,12000,6800]
[203991100,null,"ACC","HRCU-A-CB-O (Mini-Split Heat Pump, with Remote Outdoor Unit Air-Source, Free Delivery)","MSH183E19MCAA","Mini-Splits (Non-Ducted)","MSH183E19AXAA",10,18000,11000]
[203991105,null,"ACC","HRCU-A-CB-O (Mini-Split Heat Pump, with Remote Outdoor Unit Air-Source, Free Delivery)","MSH243E23MCAA","Mini-Splits (Non-Ducted)","MSH243E23AXAA",11.5,24000,15400]
[203991147,null,"BOSCH","HRCU-A-CB-O (Mini-Split Heat Pump, with Remote Outdoor Unit Air-Source, Free Delivery)","BMS500-AAS012-0CSXRB","Mini-Splits (Non-Ducted)","BMS500-AAS012-0AHWXB",10.199999999999999,12000,7600]
[203991152,null,"BOSCH","HRCU-A-CB-O (Mini-Split Heat Pump, with Remote Outdoor Unit Air-Source, Free Delivery)","BMS500-AAS009-1CSXHB","Mini-Splits (Non-Ducted)","BMS500-AAU009-1AHWXB",11.2,10900,6900]
[203999080,null,"FRIEDRICH","HRCU-A-CB-O (Mini-Split Heat Pump, with Remote Outdoor Unit Air-Source, Free Delivery)","FPHMR36A3A","Mixed Ducted and Non-Ducted Indoor Units","Multiple combinations, check manufacturer compatibility",10.9,36000,22600]
[204005733,null,"MOOVAIR","HRCU-A-CB-O (Mini-Split Heat Pump, with Remote Outdoor Unit Air-Source, Free Delivery)","DM12HOS25230E3","Mini-Splits (Non-Ducted)","DM12HIW23230E3",12,12000,7800]
[204005738,null,"MOOVAIR","HRCU-A-CB (Mini-Split System: Heat Pump with Outdoor Unit-Air-Source, Ducted)","DM18HOS23230E2","Mini-Splits (Ducted)","DM18HIDU230X5",10.5,18000,12000]
[204005743,null,"MOOVAIR","HRCU-A-CB (Mini-Split System: Heat Pump with Outdoor Unit-Air-Source, Ducted)","DM24HOS25230E3","Mini-Splits (Ducted)","DM24HIDU230X5",12.5,24000,17200]
[204005744,null,"MOOVAIR","HRCU-A-CB-O (Mini-Split Heat Pump, with Remote Outdoor Unit Air-Source, Free Delivery)","DM09HOS23230E2","Mini-Splits (Non-Ducted)","DM09HICU230X5",10.5,10000,5800]
[203991175,null,"BOSCH","HMSV-A-CB (Multi-Split Heat Pump)","BMS500-AAM027-1CSXRA","Ducted Indoor Units","Multiple combinations, check manufacturer compatibility",10,28000,17600]
[203991180,null,"BOSCH","HMSV-A-CB (Multi-Split Heat Pump)","BMS500-AAM018-1CSXHB","Non-Ducted Indoor Units","Multiple combinations, check manufacturer compatibility",9.8000000000000007,20000,12600]
[203991185,null,"BOSCH","HMSV-A-CB (Multi-Split Heat Pump)","BMS500-AAM027-1CSXHB","Mixed Ducted and Non-Ducted Indoor Units","Multiple combinations, check manufacturer compatibility",9.98,28600,17300]
[203991186,null,"BOSCH","HMSV-A-CB (Multi-Split Heat Pump)","BMS500-AAM036-1CSXHB","Non-Ducted Indoor Units","Multiple combinations, check manufacturer compatibility",10.5,36000,23200]
[204014469,null,"BOSCH","HRCU-A-CB (Mini-Split System: Heat Pump with Outdoor Unit-Air-Source, Ducted)","BMS500-AAS018-1CSXHB","Mini-Splits (Ducted)","BMS500-AAU018-1AHDXB",11,19000,13400]
[204014474,null,"BOSCH","HRCU-A-CB-O (Mini-Split Heat Pump, with Remote Outdoor Unit Air-Source, Free Delivery)","BMS500-AAS024-1CSXXA","Mini-Splits (Non-Ducted)","BMS500-AAU024-1AHWXB",11.5,25000,15300]
[204014489,null,"LENNOX","HRCU-A-CB-O (Mini-Split Heat Pump, with Remote Outdoor Unit Air-Source, Free Delivery)","MHA012S4S-1L","Mini-Splits (Non-Ducted)","MWHA012S4-1L",9.5,12000,7500]
[204014490,null,"LENNOX","HRCU-A-CB-O (Mini-Split Heat Pump, with Remote Outdoor Unit Air-Source, Free Delivery)","MHA009S4S-1P","Mini-Splits (Non-Ducted)","MWHA009S4-1P",9.5,9000,6000]
[204030296,null,"Breeze33","HRCU-A-CB-O (Mini-Split Heat Pump, with Remote Outdoor Unit Air-Source, Free Delivery)","BZ33-HYP09HPOUT2","Mini-Splits (Non-Ducted)","BZ33-HYP09WALL2",11.2,10900,6900]
[204005777,null,"ELIOS","HRCU-A-CB-O (Mini-Split Heat Pump, with Remote Outdoor Unit Air-Source, Free Delivery)","DE24HOS25230E3","Mini-Splits (Non-Ducted)","DE24HIW23230E3",11.5,24000,15400]
[204005782,null,"ELIOS","HRCU-A-CB-O (Mini-Split Heat Pump, with Remote Outdoor Unit Air-Source, Free Delivery)","DE09HOS25230E3","Mini-Splits (Non-Ducted)","DE09HICU230X5",10.8,10000,6700]
[204005783,null,"ELIOS","HRCU-A-CB-O (Mini-Split Heat Pump, with Remote Outdoor Unit Air-Source, Free Delivery)","DE12HOS25230E3","Mini-Splits (Non-Ducted)","DE12HICU230X5",10.6,12000,8700]
[204005788,null,"ELIOS","HMSV-A-CB (Multi-Split Heat Pump)","DE27HOM25230X3","Non-Ducted Indoor Units","Multiple combinations, check manufacturer compatibility",10.4,31400,18000]
[205373897,null,"Mirage","HRCU-A-CB-O (Mini-Split Heat Pump, with Remote Outdoor Unit Air-Source, Free Delivery)","OVKH181A","Mini-Splits (Non-Ducted)","IVKH181A",10,19000,11600]
[205415920,null,"EVERWELL","HRCU-A-CB-O (Mini-Split Heat Pump, with Remote Outdoor Unit Air-Source, Free Delivery)","MGTH0923C-20","Mini-Splits (Non-Ducted)","MGTH0923E-20",10,10000,6300]
[205415926,null,"EVERWELL","HRCU-A-CB-O (Mini-Split Heat Pump, with Remote Outdoor Unit Air-Source, Free Delivery)","MGTH1213C-20","Mini-Splits (Non-Ducted)","MGTH1213E-20",10,12000,7000]
[205415970,null,"DAIZUKI","HRCU-A-CB-O (Mini-Split Heat Pump, with Remote Outdoor Unit Air-Source, Free Delivery)","DXTC09C416-20","Mini-Splits (Non-Ducted)","DXTC09E416-20",10.5,9500,5900]
[205355578,null,"AC PRO.COM","HRCU-A-CB (Mini-Split System: Heat Pump with Outdoor Unit-Air-Source, Ducted)","AOE30U-48HFN1-MP0","Mini-Splits (Ducted)","AVB-48HWFN1-M",9.5,55000,36000]
[205745315,null,"EMERSON QUIET KOOL","HRCU-A-CB-O (Mini-Split Heat Pump, with Remote Outdoor Unit Air-Source, Free Delivery)","19S-EACH12R2C","Mini-Splits (Non-Ducted)","19S-EACH12R2W",9.5,12500,7000]
[205745316,null,"EMERSON QUIET KOOL","HRCU-A-CB-O (Mini-Split Heat Pump, with Remote Outdoor Unit Air-Source, Free Delivery)","19S-EACH18R2C","Mini-Splits (Non-Ducted)","19S-EACH18R2W",10,19000,11600]
[205746737,null,"KANIONco","HRCU-A-CB-O (Mini-Split Heat Pump, with Remote Outdoor Unit Air-Source, Free Delivery)","KWSM-12IR410AHS25","Mini-Splits (Non-Ducted)","KWSM-12IR410AHS25",12,12000,7800]
[205417846,null,"AZUR","HRCU-A-CB-O (Mini-Split Heat Pump, with Remote Outdoor Unit Air-Source, Free Delivery)","AZ-18CA17EXT","Mini-Splits (Non-Ducted)","AZ-18CA17INT",10.1,20000,11600]
[205421171,null,"C&H","HRCU-A-CB-O (Mini-Split Heat Pump, with Remote Outdoor Unit Air-Source, Free Delivery)","CH-09SPH-230VO","Mini-Splits (Non-Ducted)","CH-09MSPHWM-230VI",10.5,9800,6400]
[205421174,null,"HISENSE","HRCU-A-CB (Mini-Split System: Heat Pump with Outdoor Unit-Air-Source, Ducted)","AUWR-60U3SP1","Mini-Splits (Ducted)","AUH-60UX3SEH1",10,56000,32400]
[205465203,null,"AIR O MATIC","HRCU-A-CB-O (Mini-Split Heat Pump, with Remote Outdoor Unit Air-Source, Free Delivery)","AOMC12HPDJA22","Mini-Splits (Non-Ducted)","AOME12HPDJA22",11,12000,7200]
[205470429,null,"Breeze33","HRCU-A-CB (Mini-Split System: Heat Pump with Outdoor Unit-Air-Source, Ducted)","BZ33-HYP09HPOUT2-P","Mini-Splits (Ducted)","BZ33-DIDU9-P",12,10000,7200]
[205470434,null,"Breeze33","HMSV-A-CB (Multi-Split Heat Pump)","BZ33-HP182Z2-P","Non-Ducted Indoor Units","Multiple combinations, check manufacturer compatibility",10.3,19000,12000]
[205470435,null,"Breeze33","HMSV-A-CB (Multi-Split Heat Pump)","BZ33-HP182Z2-P","Ducted Indoor Units","Multiple combinations, check manufacturer compatibility",10,18500,11500]
[205470440,null,"Breeze33","HMSV-A-CB (Multi-Split Heat Pump)","BZ33-HP364Z2-P","Non-Ducted Indoor Units","Multiple combinations, check manufacturer compatibility",10.199999999999999,36000,24600]
[205823038,null,"KARDA","HMSV-A-CB (Multi-Split Heat Pump)","2KARDA48MZ5","Mixed Ducted and Non-Ducted Indoor Units","Multiple combinations, check manufacturer compatibility",10.85,49000,31800]
[205823043,null,"ARCTIC KING","HRCU-A-CB-O (Mini-Split Heat Pump, with Remote Outdoor Unit Air-Source, Free Delivery)","MOD01-36HFN1-MP0W","Mini-Splits (Non-Ducted)","MSMBE-36HRFN1-MP0W",10,36000,20600]
[205823044,null,"ARCTIC KING","HRCU-A-CB-O (Mini-Split Heat Pump, with Remote Outdoor Unit Air-Source, Free Delivery)","MOD30U-36HFN1-M","Mini-Splits (Non-Ducted)","MCD-36HRFN1-M(C)",10.5,38000,25200]
[205881785,null,"DAIKIN","HMSV-A-CB (Multi-Split Heat Pump)","RXSQ60T*VJU*","Mixed Ducted and Non-Ducted Indoor Units","Multiple combinations, check manufacturer compatibility",10.5,57000,35400]
[205887063,null,"QUUL","HRCU-A-CB-O (Mini-Split Heat Pump, with Remote Outdoor Unit Air-Source, Free Delivery)","R.Q.OS12.OUT","Mini-Splits (Non-Ducted)","R.Q.OS12",11,12000,7700]
[203966604,null,"AIRQUEST","HMSV-A-CB (Multi-Split Heat Pump)","DLCMRAH18BAK","Mixed Ducted and Non-Ducted Indoor Units","Multiple combinations, check manufacturer compatibility",9.85,18200,11550]
[203966605,null,"AIRQUEST","HMSV-A-CB (Multi-Split Heat Pump)","DLCMRAH27CAK","Ducted Indoor Units","Multiple combinations, check manufacturer compatibility",10,28000,17600]
[3208522,null,"DAIKIN","HRCU-A-CB-O (Mini-Split Heat Pump, with Remote Outdoor Unit Air-Source, Free Delivery)","RXG12HVJU","Mini-Splits (Non-Ducted)","FTXG12HVJU",10.55,16000,10400]
[203994965,null,"HITACHI","HMSV-A-CB (Multi-Split Heat Pump)","HVAHP060B21S*","Non-Ducted Indoor Units","Multiple combinations, check manufacturer compatibility",12.1,64000,42000]
[10528572,null,"LENNOX","HRCU-A-CB (Mini-Split System: Heat Pump with Outdoor Unit-Air-Source, Ducted)","MLA024S4S-1P","Mini-Splits (Ducted)","MMDB024S4-2P",12.5,24000,17200]
[10531401,null,"BLUERIDGE","HMSV-A-CB (Multi-Split Heat Pump)","BMKH24M-NDG3","Non-Ducted Indoor Units","Multiple combinations, check manufacturer compatibility",11,26000,16600]
[10531406,null,"AC PRO.COM","HRCU-A-CB-O (Mini-Split Heat Pump, with Remote Outdoor Unit Air-Source, Free Delivery)","AWH12QC-D3DNA1D/O","Mini-Splits (Non-Ducted)","AWH12QC-D3DNA3D/I",11,13000,7700]
[205554605,null,"COMFORT-AIRE","HRCU-A-CB-O (Mini-Split Heat Pump, with Remote Outdoor Unit Air-Source, Free Delivery)","A-SVH09SB-1","Mini-Splits (Non-Ducted)","B-SVH09SB-1",9.4,10000,6100]
[205572562,null,"MIRAGE","HMSV-A-CB (Multi-Split Heat Pump)","OVMH361A","Non-Ducted Indoor Units","Multiple combinations, check manufacturer compatibility",10.3,36000,25400]
[205572563,null,"MIRAGE","HMSV-A-CB (Multi-Split Heat Pump)","OVMH361A","Ducted Indoor Units","Multiple combinations, check manufacturer compatibility",10,30000,23000]
[205572568,null,"KANIONco","HRCU-A-CB-O (Mini-Split Heat Pump, with Remote Outdoor Unit Air-Source, Free Delivery)","KWSM-12IR410AHS25","Mini-Splits (Non-Ducted)","KWSM-12IR410AHS25",12,12000,7800]
[205645146,null,"KANIONco","HMSV-A-CB (Multi-Split Heat Pump)","KWSMO-36R410AIH","Non-Ducted Indoor Units","Multiple combinations, check manufacturer compatibility",10.199999999999999,36000,24600]
[205653641,null,"Perfect Aire","HRCU-A-CB-O (Mini-Split Heat Pump, with Remote Outdoor Unit Air-Source, Free Delivery)","3PAMSHQCO09","Mini-Splits (Non-Ducted)","3PAMSHQCW09",10,9500,5000]
[205653642,null,"Perfect Aire","HRCU-A-CB-O (Mini-Split Heat Pump, with Remote Outdoor Unit Air-Source, Free Delivery)","3PAMSHQCO12","Mini-Splits (Non-Ducted)","3PAMSHQCW12",10.5,13000,7500]
[202635368,null,"KMB","HRCU-A-CB-O (Mini-Split Heat Pump, with Remote Outdoor Unit Air-Source, Free Delivery)","KAC-12CHA/ILP-O","Mini-Splits (Non-Ducted)","KAC-12CHA/ILP-I",9.5,12000,7500]
[202635790,null,"ELIOS","HRCU-A-CB-O (Mini-Split Heat Pump, with Remote Outdoor Unit Air-Source, Free Delivery)","DE18HOS19230S1","Mini-Splits (Non-Ducted)","DE18HIW19230S1",10,18000,11000]
[202635792,null,"ELIOS","HRCU-A-CB (Mini-Split System: Heat Pump with Outdoor Unit-Air-Source, Ducted)","DE60HOS18230E5","Mini-Splits (Ducted)","DE60HIDU230X5",9,60000,37600]
[202635808,null,"ELIOS","HRCU-A-CB-O (Mini-Split Heat Pump, with Remote Outdoor Unit Air-Source, Free Delivery)","DE36HOS19230S1","Mini-Splits (Non-Ducted)","DE36HIW19230S1",10,36000,21400]
[202638701,null,"DAIKIN","HMSV-A-CB (Multi-Split Heat Pump)","5MXS48TVJU","Non-Ducted Indoor Units","Multiple combinations, check manufacturer compatibility",11.1,48500,31000]
[202680585,null,"KLIMAIRE","HRCU-A-CB-O (Mini-Split Heat Pump, with Remote Outdoor Unit Air-Source, Free Delivery)","KSIV012-H119-O","Mini-Splits (Non-Ducted)","KSIV012-H119-IW",9.5,12000,7500]
[202680594,null,"Mitsubishi Electric","HRCU-A-CB-O (Mini-Split Heat Pump, with Remote Outdoor Unit Air-Source, Free Delivery)","MUZ-GL09NA***","Mini-Splits (Non-Ducted)","MSZ-GL09NA***",12.8,10900,6700]
[202533556,null,"AireForce","HRCU-A-CB-O (Mini-Split Heat Pump, with Remote Outdoor Unit Air-Source, Free Delivery)","GXH36(10.6)LSK4DH","Mini-Splits (Non-Ducted)","GHH36(10.6)LUK4DH",9,34600,20200]
[202534239,null,"AireForce","HRCU-A-CB-O (Mini-Split Heat Pump, with Remote Outdoor Unit Air-Source, Free Delivery)","GXH12(3.5)LSK4DH","Mini-Splits (Non-Ducted)","GHH12(3.5)LUK4DH",11,13000,7700]
[202534924,null,"C&H","HRCU-A-CB-O (Mini-Split Heat Pump, with Remote Outdoor Unit Air-Source, Free Delivery)","CH-36LCU/O","Mini-Splits (Non-Ducted)","CH-36MSPHCT-230VI",10.5,38000,25200]
[207348694,null,"Mitsubishi Electric","HMSV-A-CB (Multi-Split Heat Pump)","MXZ-3C24NAHZ3","Mixed Ducted and Non-Ducted Indoor Units","Multiple combinations, check manufacturer compatibility",9.5,24800,14000]
[202557965,null,"GREE","HMSV-A-CB-O (Multi-Split Heat Pump, Free Delivery)","GWHD(18)ND3JO","Non-Ducted Indoor Units","Multiple combinations, check manufacturer compatibility",10.5,21000,17000]
[202575850,null,"COMFORTSTAR","HRCU-A-CB-O (Mini-Split Heat Pump, with Remote Outdoor Unit Air-Source, Free Delivery)","CXH024CD(O)","Mini-Splits (Non-Ducted)","CXH024CD(I)-WIFI",11.5,24000,15400]
[202575855,null,"COMFORTSTAR","HRCU-A-CB-O (Mini-Split Heat Pump, with Remote Outdoor Unit Air-Source, Free Delivery)","CPP018CD(O)","Mini-Splits (Non-Ducted)","CXH018CD(I)-WIFI",10.4,18000,11400]
[202575860,null,"COMFORTSTAR","HRCU-A-CB-O (Mini-Split Heat Pump, with Remote Outdoor Unit Air-Source, Free Delivery)","CPP012CD(O)","Mini-Splits (Non-Ducted)","CXH012CD(I)",11,12000,7700]
[207430429,null,"KARDA","HRCU-A-CB-O (Mini-Split Heat Pump, with Remote Outdoor Unit Air-Source, Free Delivery)","3KARDA09SZO","Mini-Splits (Non-Ducted)","3KARDA09UVW",12.5,12000,7400]
[207203474,null,"TESLA","HRCU-A-CB-O (Mini-Split Heat Pump, with Remote Outdoor Unit Air-Source, Free Delivery)","TTAX71-09410IWPC","Mini-Splits (Non-Ducted)","TTAX71-09410IWPC-I",10,10000,6300]
[207203479,null,"TESLA","HRCU-A-CB-O (Mini-Split Heat Pump, with Remote Outdoor Unit Air-Source, Free Delivery)","TTAX71-18410IW","Mini-Splits (Non-Ducted)","TTAX71-18410IW-I",10,19000,11600]
[207251118,null,"LBG Products","HRCU-A-CB-O (Mini-Split Heat Pump, with Remote Outdoor Unit Air-Source, Free Delivery)","LBH18DTO","Mini-Splits (Non-Ducted)","LBH18DTI",10,18800,11400]
[207251119,null,"LBG Products","HRCU-A-CB-O (Mini-Split Heat Pump, with Remote Outdoor Unit Air-Source, Free Delivery)","LBH36DTO","Mini-Splits (Non-Ducted)","LBH36DTI",12,36600,24000]
[207251816,null,"TEMPBLUE","HRCU-A-CB-O (Mini-Split Heat Pump, with Remote Outdoor Unit Air-Source, Free Delivery)","UTG43BX018PH3B1H","Mini-Splits (Non-Ducted)","UTH43BX018-H3B1H",9,18400,10000]
[207252576,null,"MITS AIR","HRCU-A-CB (Mini-Split System: Heat Pump with Outdoor Unit-Air-Source, Ducted)","MOD30U-36HFN1-MR0","Mini-Splits (Ducted)","MVC-36HWFN1-M",9.1,36000,18400]
[202583713,null,"HAIER","HRCU-A-CB-O (Mini-Split Heat Pump, with Remote Outdoor Unit Air-Source, Free Delivery)","1U24AP2VHA","Mini-Splits (Non-Ducted)","AW24ES2VHB",10.5,27600,19000]
[202585744,null,"GREE","HRCU-A-CB-O (Mini-Split Heat Pump, with Remote Outdoor Unit Air-Source, Free Delivery)","GWH30LB-D3DNA8K/O","Mini-Splits (Non-Ducted)","GWH30LB-D3DN***/I",9,28400,19200]
[202588311,null,"GE Appliances","HRCU-A-CB-O (Mini-Split Heat Pump, with Remote Outdoor Unit Air-Source, Free Delivery)","ASH112PRDWA","Mini-Splits (Non-Ducted)","ASYW12PRDWB",11,13000,10700]
[207465463,null,"SAMSUNG","HRCU-A-CB-O (Mini-Split Heat Pump, with Remote Outdoor Unit Air-Source, Free Delivery)","AC036BXADCH","Mini-Splits (Non-Ducted)","AC036BNTDCH",10.1,40000,25800]
[207342469,null,"Mitsubishi Electric","HMSV-A-CB (Multi-Split Heat Pump)","MXZ-3C30NAHZ3","Non-Ducted Indoor Units","Multiple combinations, check manufacturer compatibility",11,28600,18000]
[207342470,null,"Mitsubishi Electric","HMSV-A-CB (Multi-Split Heat Pump)","MXZ-3C30NAHZ3","Ducted Indoor Units","Multiple combinations, check manufacturer compatibility",10,27600,16500]
[207342928,null,"Trane / Mitsubishi Electric","HMSV-A-CB (Multi-Split Heat Pump)","NTXMMX20A122**","Ducted Indoor Units","Multiple combinations, check manufacturer compatibility",9,22000,12500]
[207342933,null,"Trane / Mitsubishi Electric","HMSV-A-CB (Multi-Split Heat Pump)","NTXMMX30A132**","Ducted Indoor Units","Multiple combinations, check manufacturer compatibility",10,27600,15100]
[202635798,null,"ELIOS","HMSV-A-CB (Multi-Split Heat Pump)","DE48HOM23230X2","Ducted Indoor Units","Multiple combinations, check manufacturer compatibility",11.5,50000,34000]
[202635799,null,"MOOVAIR","HRCU-A-CB-O (Mini-Split Heat Pump, with Remote Outdoor Unit Air-Source, Free Delivery)","DM09HOS19115S1","Mini-Splits (Non-Ducted)","DM09HIW19115S1",10,10000,6000]
[202635804,null,"MOOVAIR","HMSV-A-CB (Multi-Split Heat Pump)","DM27HOM23230X2","Non-Ducted Indoor Units","Multiple combinations, check manufacturer compatibility",10.3,28000,17200]
[205234625,null,"TGM","HRCU-A-CB-O (Mini-Split Heat Pump, with Remote Outdoor Unit Air-Source, Free Delivery)","GRHART12ASA","Mini-Splits (Non-Ducted)","GWHART12SA",9,13000,7500]
[202839669,null,"MIRAGE","HRCU-A-CB-O (Mini-Split Heat Pump, with Remote Outdoor Unit Air-Source, Free Delivery)","OVXH121A","Mini-Splits (Non-Ducted)","IVXH121A",9,11800,6800]
[202850705,null,"Trane / Mitsubishi Electric","HMSV-A-CB (Multi-Split Heat Pump)","TUMYP0361AK42**","Ducted Indoor Units","Multiple combinations, check manufacturer compatibility",11.2,42000,26600]
[202850710,null,"Trane / Mitsubishi Electric","HMSV-A-CB-O (Multi-Split Heat Pump, Free Delivery)","TUMYP0481AK42**","Non-Ducted Indoor Units","Multiple combinations, check manufacturer compatibility",12,54000,31400]
[205262848,null,"MDV","HRCU-A-CB-O (Mini-Split Heat Pump, with Remote Outdoor Unit Air-Source, Free Delivery)","MOX130-09HFN1-BP0W","Mini-Splits (Non-Ducted)","MSAFA-09HRDN1-BP0W",9.8000000000000007,9800,5500]
[205262852,null,"MDV","HRCU-A-CB-O (Mini-Split Heat Pump, with Remote Outdoor Unit Air-Source, Free Delivery)","MOX430-24HFN1-MQ0W","Mini-Splits (Non-Ducted)","MSAFD-24HRDN1-MQ0W",9.5,24000,14400]
[202680595,null,"Mitsubishi Electric","HRCU-A-CB-O (Mini-Split Heat Pump, with Remote Outdoor Unit Air-Source, Free Delivery)","MUZ-GL12NA***","Mini-Splits (Non-Ducted)","MSZ-GL12NA***",12.5,14400,9200]
[202680600,null,"Mitsubishi Electric","HRCU-A-CB-O (Mini-Split Heat Pump, with Remote Outdoor Unit Air-Source, Free Delivery)","MUZ-HM09NA***","Mini-Splits (Non-Ducted)","MSZ-HM09NA***",10,10900,6700]
[202680605,null,"Mitsubishi Electric","HRCU-A-CB-O (Mini-Split Heat Pump, with Remote Outdoor Unit Air-Source, Free Delivery)","MUZ-HM12NAH***","Mini-Splits (Non-Ducted)","MSZ-HM12NA***",9,12200,7600]
[202682021,null,"DAIKIN","HRCU-A-CB (Mini-Split System: Heat Pump with Outdoor Unit-Air-Source, Ducted)","RX12RMVJU9","Mini-Splits (Ducted)","FDMQ12RVJU",10.6,13600,8500]
[202682023,null,"DAIKIN","HRCU-A-CB-O (Mini-Split Heat Pump, with Remote Outdoor Unit Air-Source, Free Delivery)","RX09RMVJU9","Mini-Splits (Non-Ducted)","FFQ09Q2VJU",11.7,10000,6000]
[207338221,null,"MDV","HRCU-A-CB-O (Mini-Split Heat Pump, with Remote Outdoor Unit Air-Source, Free Delivery)","MOX430-18HFN1-MT2Q1W","Mini-Splits (Non-Ducted)","MSABE-18HRFN1-MT2Q1W",11.5,18000,11500]
[207339163,null,"MRCOOL","HRCU-A-CB-O (Mini-Split Heat Pump, with Remote Outdoor Unit Air-Source, Free Delivery)","O-HH-18-HP-C-230A","Mini-Splits (Non-Ducted)","O-18-HP-WMAH-230B",13,18000,10800]
[207339168,null,"AURORA","HRCU-A-CB-O (Mini-Split Heat Pump, with Remote Outdoor Unit Air-Source, Free Delivery)","AU-A12HR-2B-O","Mini-Splits (Non-Ducted)","AU-A12HR-2B-I",10.7,12000,7000]
[207339169,null,"AURORA","HRCU-A-CB-O (Mini-Split Heat Pump, with Remote Outdoor Unit Air-Source, Free Delivery)","AU-A18HR-2B-O","Mini-Splits (Non-Ducted)","AU-A18HR-2B-I",10,18800,11400]
[10238756,null,"HISENSE","HRCU-A-CB-O (Mini-Split Heat Pump, with Remote Outdoor Unit Air-Source, Free Delivery)","AU242","Mini-Splits (Non-Ducted)","AU242TG",9.8000000000000007,24400,13000]
[205263894,null,"C&H","HMSV-A-CB (Multi-Split Heat Pump)","CH-HYP19MSPH-230VO","Non-Ducted Indoor Units","Multiple combinations, check manufacturer compatibility",9.8000000000000007,20000,12600]
[205263899,null,"C&H","HMSV-A-CB (Multi-Split Heat Pump)","CH-HYP36MSPH-230VO","Non-Ducted Indoor Units","Multiple combinations, check manufacturer compatibility",10.5,36000,23200]
[205263900,null,"C&H","HMSV-A-CB (Multi-Split Heat Pump)","CH-HYP36MSPH-230VO","Ducted Indoor Units","Multiple combinations, check manufacturer compatibility",11,37000,24600]
[207430431,null,"KARDA","HRCU-A-CB-O (Mini-Split Heat Pump, with Remote Outdoor Unit Air-Source, Free Delivery)","3KARDA24SZO","Mini-Splits (Non-Ducted)","3KARDA24UVW",11.5,26000,17000]
[207455759,null,"AUX","HRCU-A-CB-O (Mini-Split Heat Pump, with Remote Outdoor Unit Air-Source, Free Delivery)","ASW-H12C5C2/*R1DI-B8","Mini-Splits (Non-Ducted)","ASW-H12C5C2/*R1DI-B8",9.5,12000,6700]
[207462389,null,"SAMSUNG","HRCU-A-CB-O (Mini-Split Heat Pump, with Remote Outdoor Unit Air-Source, Free Delivery)","AC024BXADCH","Mini-Splits (Non-Ducted)","AC024BN4DCH",10.4,27000,17900]
[207462390,null,"SAMSUNG","HRCU-A-CB-O (Mini-Split Heat Pump, with Remote Outdoor Unit Air-Source, Free Delivery)","AC036BXADCH","Mini-Splits (Non-Ducted)","AC036BN4DCH",10.6,40000,25200]
[207252578,null,"MITS AIR","HRCU-A-CB (Mini-Split System: Heat Pump with Outdoor Unit-Air-Source, Ducted)","MOE30U-60HFN1-MR0","Mini-Splits (Ducted)","MVC-60HWFN1-M",9.1999999999999993,60000,33800]
[207252583,null,"DIYCOOL","HRCU-A-CB-O (Mini-Split Heat Pump, with Remote Outdoor Unit Air-Source, Free Delivery)","ACIQ-18Z-EZ230","Mini-Splits (Non-Ducted)","ACIQ-18W-EZ230",10,18000,11300]
[207252590,null,"ACIQ","HRCU-A-CB-O (Mini-Split Heat Pump, with Remote Outdoor Unit Air-Source, Free Delivery)","ACIQ-12Z-EZ115","Mini-Splits (Non-Ducted)","ACIQ-12W-EZ115",10,12000,7200]
[207252591,null,"ACIQ","HRCU-A-CB-O (Mini-Split Heat Pump, with Remote Outdoor Unit Air-Source, Free Delivery)","ACIQ-18Z-EZ230","Mini-Splits (Non-Ducted)","ACIQ-18W-EZ230",10,18000,11300]
[207342936,null,"Trane / Mitsubishi Electric","HMSV-A-CB (Multi-Split Heat Pump)","NTXMPH20A122**","Ducted Indoor Units","Multiple combinations, check manufacturer compatibility",10,22000,13700]
[207342941,null,"Trane / Mitsubishi Electric","HMSV-A-CB (Multi-Split Heat Pump)","NTXMPH30A132**","Non-Ducted Indoor Units","Multiple combinations, check manufacturer compatibility",11,28600,18000]
[207348503,null,"LG","HRCU-A-CB-O (Mini-Split Heat Pump, with Remote Outdoor Unit Air-Source, Free Delivery)","LSU181HSV5","Mini-Splits (Non-Ducted)","LSN181HSV5",10.199999999999999,21600,13000]
[207348504,null,"LG","HRCU-A-CB-O (Mini-Split Heat Pump, with Remote Outdoor Unit Air-Source, Free Delivery)","LGU181HSV5","Mini-Splits (Non-Ducted)","LGN181HSV5",10.199999999999999,21600,13000]
[205291854,null,"SAMSUNG","HMSV-A-CB (Multi-Split Heat Pump)","AJ024TXJ3CH","Non-Ducted Indoor Units","Multiple combinations, check manufacturer compatibility",10,25000,13500]
[205263854,null,"C&H","HRCU-A-CB (Mini-Split System: Heat Pump with Outdoor Unit-Air-Source, Ducted)","CH-12SPH-230VO","Mini-Splits (Ducted)","CH-M12DTUI",11.5,12000,7200]
[205263859,null,"C&H","HRCU-A-CB (Mini-Split System: Heat Pump with Outdoor Unit-Air-Source, Ducted)","CH-24SPH-230VO","Mini-Splits (Ducted)","CH-M24DTUI",11,24400,16000]
[205263860,null,"C&H","HRCU-A-CB-O (Mini-Split Heat Pump, with Remote Outdoor Unit Air-Source, Free Delivery)","CH-HYP48LCUO","Mini-Splits (Non-Ducted)","CH-48LCCT-230VI",10.7,51000,35000]
[205263865,null,"C&H","HRCU-A-CB-O (Mini-Split Heat Pump, with Remote Outdoor Unit Air-Source, Free Delivery)","CH-HYP48LCUO","Mini-Splits (Non-Ducted)","CH-48LCFC/I",10.8,50000,35000]
[205234631,null,"TGM","HRCU-A-CB-O (Mini-Split Heat Pump, with Remote Outdoor Unit Air-Source, Free Delivery)","GRHARC18AS","Mini-Splits (Non-Ducted)","GWHARC18S",9.8000000000000007,18000,10600]
[205234688,null,"Manuflow","HRCU-A-CB-O (Mini-Split Heat Pump, with Remote Outdoor Unit Air-Source, Free Delivery)","TSC-24HA2/I2XI18","Mini-Splits (Non-Ducted)","TSC-24HA2/I2XI18-I",10,24400,16200]
[205236961,null,"SAMSUNG","HMSV-A-CB (Multi-Split Heat Pump)","AJ020TXJ2CH","Ducted Indoor Units","Multiple combinations, check manufacturer compatibility",9.5,22000,11500]
[205236966,null,"SAMSUNG","HMSV-A-CB (Multi-Split Heat Pump)","AJ030TXS4CH","Ducted Indoor Units","Multiple combinations, check manufacturer compatibility",9.8000000000000007,28600,16800]
[205261885,null,"COMFORTSTAR","HRCU-A-CB-O (Mini-Split Heat Pump, with Remote Outdoor Unit Air-Source, Free Delivery)","CXH048CD(O)-DU","Mini-Splits (Non-Ducted)","TPA-48DU",10.7,51000,35000]
[207348700,null,"Trane / Mitsubishi Electric","HMSV-A-CB (Multi-Split Heat Pump)","NTXMMX24A132**","Mixed Ducted and Non-Ducted Indoor Units","Multiple combinations, check manufacturer compatibility",9.5,24800,14000]
[207348701,null,"Trane / Mitsubishi Electric","HMSV-A-CB (Multi-Split Heat Pump)","NTXMMX30A132**","Mixed Ducted and Non-Ducted Indoor Units","Multiple combinations, check manufacturer compatibility",10.5,28000,15500]
[207348706,null,"Trane / Mitsubishi Electric","HMSV-A-CB (Multi-Split Heat Pump)","NTXMPH30A132**","Mixed Ducted and Non-Ducted Indoor Units","Multiple combinations, check manufacturer compatibility",10.5,28000,17200]
[207349356,null,"SAMSUNG","HRCU-A-CB-O (Mini-Split Heat Pump, with Remote Outdoor Unit Air-Source, Free Delivery)","AR24BSFCMWKX","Mini-Splits (Non-Ducted)","AR24BSFCMWKN",9,24000,13500]
[207497719,null,"AIRBYRD","HRCU-A-CB-O (Mini-Split Heat Pump, with Remote Outdoor Unit Air-Source, Free Delivery)","AB1223OD","Mini-Splits (Non-Ducted)","AB1223ID",11,13000,7700]
[207505671,null,"A/H Eden","HRCU-A-CB-O (Mini-Split Heat Pump, with Remote Outdoor Unit Air-Source, Free Delivery)","CSDH-09C","Mini-Splits (Non-Ducted)","CSDH-09C",9,9000,5100]
[207505676,null,"Breeze33","HRCU-A-CB-O (Mini-Split Heat Pump, with Remote Outdoor Unit Air-Source, Free Delivery)","BZ33-HYP12HPOUT2","Mini-Splits (Non-Ducted)","BZ33-ICM12-G2-P",10.5,12000,9600]
[204631566,null,"MIDEA","HMSV-A-CB (Multi-Split Heat Pump)","MV1-48DMN1-(C)","Mixed Ducted and Non-Ducted Indoor Units","Multiple combinations, check manufacturer compatibility",10.75,52500,34000]
[204631571,null,"LENNOX","HMSV-A-CB (Multi-Split Heat Pump)","VPB048H4M-3P","Ducted Indoor Units","Multiple combinations, check manufacturer compatibility",10.5,52500,34000]
[204631572,null,"LENNOX","HMSV-A-CB (Multi-Split Heat Pump)","VPB048H4M-3P","Non-Ducted Indoor Units","Multiple combinations, check manufacturer compatibility",11,52500,34000]
[204631577,null,"LENNOX","HMSV-A-CB (Multi-Split Heat Pump)","VPB060H4M-3P","Mixed Ducted and Non-Ducted Indoor Units","Multiple combinations, check manufacturer compatibility",10.55,66000,42000]
[204664396,null,"GREE","HRCU-A-CB (Mini-Split System: Heat Pump with Outdoor Unit-Air-Source, Ducted)","MULTIU24HP230V1DO","Mixed Ducted and Non-Ducted Indoor Units","Multiple combinations, check manufacturer compatibility",9.75,26000,18400]
[204667289,null,"Kreeg","HRCU-A-CB-O (Mini-Split Heat Pump, with Remote Outdoor Unit Air-Source, Free Delivery)","CKR 18-20","Mini-Splits (Non-Ducted)","CKR 18-20",10,18000,10400]
[205967962,null,"Weathermaker","HRCU-A-CB-O (Mini-Split Heat Pump, with Remote Outdoor Unit Air-Source, Free Delivery)","38MVRAQ09AA3","Mini-Splits (Non-Ducted)","DHMVHAQ09XA3",9.4,10000,6100]
[205967967,null,"ARCOAIRE","HRCU-A-CB-O (Mini-Split Heat Pump, with Remote Outdoor Unit Air-Source, Free Delivery)","DLCVRAH12AAJ","Mini-Splits (Non-Ducted)","DLFVHAH12XAJ",9.4,12000,6500]
[201835760,null,"KENMORE","HRCU-A-CB-O (Mini-Split Heat Pump, with Remote Outdoor Unit Air-Source, Free Delivery)","DLCERAH24AAK","Mini-Splits (Non-Ducted)","DLFEHAH24XAK",9.6,24800,15300]
[201835767,null,"TEMPSTAR","HRCU-A-CB-O (Mini-Split Heat Pump, with Remote Outdoor Unit Air-Source, Free Delivery)","DLCSRAH09AAK","Mini-Splits (Non-Ducted)","DLFSHAH09XAK",10.5,12000,7500]
[201835768,null,"KENMORE","HRCU-A-CB-O (Mini-Split Heat Pump, with Remote Outdoor Unit Air-Source, Free Delivery)","DLCSRAH12AAK","Mini-Splits (Non-Ducted)","DLFSHAH12XAK",11,12000,7600]
[201835773,null,"TEMPSTAR","HRCU-A-CB-O (Mini-Split Heat Pump, with Remote Outdoor Unit Air-Source, Free Delivery)","DLCSRAH24AAK","Mini-Splits (Non-Ducted)","DLFSHAH24XAK",10,25000,15000]
[201835778,null,"KENMORE","HRCU-A-CB (Mini-Split System: Heat Pump with Outdoor Unit-Air-Source, Ducted)","DLCLRAH36AAK","Mini-Splits (Ducted)","DLFLDAH36XAK",11.5,40000,27600]
[201810390,null,"TGM","HRCU-A-CB-O (Mini-Split Heat Pump, with Remote Outdoor Unit Air-Source, Free Delivery)","HRDKT36AS","Mini-Splits (Non-Ducted)","HRDKT36AS",9.6,33400,17500]
[201810391,null,"CLASSIC","HRCU-A-CB-O (Mini-Split Heat Pump, with Remote Outdoor Unit Air-Source, Free Delivery)","HRDKT36AS","Mini-Splits (Non-Ducted)","HRDKT36AS",9.6,33400,17500]
[201810885,null,"Mitsubishi Electric","HRCU-A-CB (Mini-Split System: Heat Pump with Outdoor Unit-Air-Source, Ducted)","SUZ-KA15NA","Mini-Splits (Ducted)","PEAD-A15AA*",12.1,21000,13800]
[201825405,null,"MIDEA","HMSV-A-CB (Multi-Split Heat Pump)","DLCMRAH18BAK","Mixed Ducted and Non-Ducted Indoor Units","Multiple combinations, check manufacturer compatibility",9.85,18200,11550]
[206369523,null,"Durastar","HRCU-A-CB-O (Mini-Split Heat Pump, with Remote Outdoor Unit Air-Source, Free Delivery)","DRA1U12S1A","Mini-Splits (Non-Ducted)","DRAS12F1A",10,12000,7200]
[206369524,null,"Durastar","HRCU-A-CB-O (Mini-Split Heat Pump, with Remote Outdoor Unit Air-Source, Free Delivery)","DRA1U18S1A","Mini-Splits (Non-Ducted)","DRAC18F1A",10.3,18000,12000]
[206369529,null,"Durastar","HRCU-A-CB-O (Mini-Split Heat Pump, with Remote Outdoor Unit Air-Source, Free Delivery)","DRA1U24S1A","Mini-Splits (Non-Ducted)","DRAF24F1A",11,24000,15000]
[205968012,null,"MIDEA","HRCU-A-CB-O (Mini-Split Heat Pump, with Remote Outdoor Unit Air-Source, Free Delivery)","DLCVRAH12AAK","Mini-Splits (Non-Ducted)","DLFVHAH12XAK",9.4,12000,6500]
[205968017,null,"TEMPSTAR","HRCU-A-CB-O (Mini-Split Heat Pump, with Remote Outdoor Unit Air-Source, Free Delivery)","DLCVRAH09AAK","Mini-Splits (Non-Ducted)","DLFVHAH09XAK",9.4,10000,6100]
[201835736,null,"HEIL","HMSV-A-CB (Multi-Split Heat Pump)","DLCMRAH18BAK","Mixed Ducted and Non-Ducted Indoor Units","Multiple combinations, check manufacturer compatibility",9.85,18200,11550]
[201835741,null,"KEEPRITE","HMSV-A-CB (Multi-Split Heat Pump)","DLCMRAH36DAK","Mixed Ducted and Non-Ducted Indoor Units","Multiple combinations, check manufacturer compatibility",10,37000,23000]
[205975732,null,"Mitsubishi Electric","HRCU-A-CB-O (Mini-Split Heat Pump, with Remote Outdoor Unit Air-Source, Free Delivery)","MUZ-FS09NA-U1","Mini-Splits (Non-Ducted)","MSZ-FS09NA-U1",13.5,9600,5900]
[205975737,null,"Mitsubishi Electric","HRCU-A-CB-O (Mini-Split Heat Pump, with Remote Outdoor Unit Air-Source, Free Delivery)","MUZ-FS09NAH-U1","Mini-Splits (Non-Ducted)","MSZ-FS09NA-U1",12.5,9600,5900]
[205975738,null,"Mitsubishi Electric","HRCU-A-CB-O (Mini-Split Heat Pump, with Remote Outdoor Unit Air-Source, Free Delivery)","MUZ-FS12NAH-U1","Mini-Splits (Non-Ducted)","MSZ-FS12NA-U1",12,12300,8400]
[201835641,null,"DAY & NIGHT","HRCU-A-CB-O (Mini-Split Heat Pump, with Remote Outdoor Unit Air-Source, Free Delivery)","DLCLRAH48AAK","Mini-Splits (Non-Ducted)","DLFLFAH48XAK",11,50000,35000]
[201835645,null,"DAY & NIGHT","HMSV-A-CB (Multi-Split Heat Pump)","DLCMRAH27CAK","Mixed Ducted and Non-Ducted Indoor Units","Multiple combinations, check manufacturer compatibility",10.4,27400,17700]
[206061618,null,"EMERSON QUIET KOOL","HRCU-A-CB-O (Mini-Split Heat Pump, with Remote Outdoor Unit Air-Source, Free Delivery)","17S-EACH9R2C","Mini-Splits (Non-Ducted)","17S-EACH9R2W",9.1,10000,4500]
[206061619,null,"EMERSON QUIET KOOL","HRCU-A-CB-O (Mini-Split Heat Pump, with Remote Outdoor Unit Air-Source, Free Delivery)","21S-EACH9R2C","Mini-Splits (Non-Ducted)","21S-EACH9R2W",10.7,9500,5000]
[206374548,null,"American Standard / Mitsubishi Electric","HRCU-A-CB (Mini-Split System: Heat Pump with Outdoor Unit-Air-Source, Ducted)","NAXSKH09A112AA","Mini-Splits (Ducted)","TPEADA0091AA70A",10.8,12000,6800]
[206374553,null,"Trane / Mitsubishi Electric","HRCU-A-CB (Mini-Split System: Heat Pump with Outdoor Unit-Air-Source, Ducted)","NTXSKH15A112AA","Mini-Splits (Ducted)","APEADA0151AA70A",9.9,18000,11700]
[206188254,null,"BRYANT","HRCU-A-CB-O (Mini-Split Heat Pump, with Remote Outdoor Unit Air-Source, Free Delivery)","38MBRBQ36AA3","Mini-Splits (Non-Ducted)","40MBFQ36---3",10,38000,22000]
[206188255,null,"BRYANT","HRCU-A-CB-O (Mini-Split Heat Pump, with Remote Outdoor Unit Air-Source, Free Delivery)","38MBRBQ36AA3","Mini-Splits (Non-Ducted)","40MBCQ36---3",10.6,38000,22000]
[206395102,null,"DANBY","HRCU-A-CB-O (Mini-Split Heat Pump, with Remote Outdoor Unit Air-Source, Free Delivery)","DAS120EAQHWDB-O","Mini-Splits (Non-Ducted)","DAS120EAQHWDB-I",10,12000,7000]
[206396008,null,"GREE","HRCU-A-CB-O (Mini-Split Heat Pump, with Remote Outdoor Unit Air-Source, Free Delivery)","GWH18QD-D3DNA1G/O","Mini-Splits (Non-Ducted)","GWH18AFD-D3DN***/I",10.5,19800,12400]
[206396015,null,"MDV","HRCU-A-CB-O (Mini-Split Heat Pump, with Remote Outdoor Unit Air-Source, Free Delivery)","MOX330-09HFN1-MY5W","Mini-Splits (Non-Ducted)","MSMBB-09HRFN1-MW0W",9.5,12000,7000]
[206396016,null,"MDV","HRCU-A-CB-O (Mini-Split Heat Pump, with Remote Outdoor Unit Air-Source, Free Delivery)","MOX330-12HFN1-MW5W","Mini-Splits (Non-Ducted)","MSMBB-12HRFN1-MU0W",10,12000,7500]
[206384487,null,"DAY & NIGHT","HRCU-A-CB-O (Mini-Split Heat Pump, with Remote Outdoor Unit Air-Source, Free Delivery)","DLCERBH12AAK","Mini-Splits (Non-Ducted)","DLFEHAH12XAK",10,12000,7000]
[206384492,null,"HEIL","HRCU-A-CB-O (Mini-Split Heat Pump, with Remote Outdoor Unit Air-Source, Free Delivery)","DLCERBH12AAK","Mini-Splits (Non-Ducted)","DLFEHAH12XAK",10,12000,7000]
[206384497,null,"KEEPRITE","HRCU-A-CB-O (Mini-Split Heat Pump, with Remote Outdoor Unit Air-Source, Free Delivery)","DLCERBH12AAK","Mini-Splits (Non-Ducted)","DLFEHAH12XAK",10,12000,7000]
[206384498,null,"KEEPRITE","HRCU-A-CB-O (Mini-Split Heat Pump, with Remote Outdoor Unit Air-Source, Free Delivery)","DLCERBH18AAK","Mini-Splits (Non-Ducted)","DLFEHAH18XAK",11,18000,11900]
[206384503,null,"KENMORE","HRCU-A-CB-O (Mini-Split Heat Pump, with Remote Outdoor Unit Air-Source, Free Delivery)","DLCERBH18AAK","Mini-Splits (Non-Ducted)","DLFEHAH18XAK",11,18000,11900]
[206396046,null,"PAYNE","HRCU-A-CB-O (Mini-Split Heat Pump, with Remote Outdoor Unit Air-Source, Free Delivery)","38MAQB18R--3","Mini-Splits (Non-Ducted)","DHMAHBQ18XA3",10,18000,11000]
[206396052,null,"MIDEA","HRCU-A-CB-O (Mini-Split Heat Pump, with Remote Outdoor Unit Air-Source, Free Delivery)","38MAQB12R--3","Mini-Splits (Non-Ducted)","DHMAHBQ12XA3",10.5,12000,7500]
[206396053,null,"MIDEA","HRCU-A-CB-O (Mini-Split Heat Pump, with Remote Outdoor Unit Air-Source, Free Delivery)","38MAQB18R--3","Mini-Splits (Non-Ducted)","DHMAHBQ18XA3",10,18000,11000]
[206396059,null,"Weathermaker","HRCU-A-CB-O (Mini-Split Heat Pump, with Remote Outdoor Unit Air-Source, Free Delivery)","38MAQB12R--3","Mini-Splits (Non-Ducted)","DHMAHBQ12XA3",10.5,12000,7500]
[205967235,null,"LG","HMSR-A-CB (Multi-Split Heat Recovery Heat Pump)","ARUM048GSS5","Non-Ducted Indoor Units","Multiple combinations, check manufacturer compatibility",12,54000,35000]
[205967240,null,"LG","HMSR-A-CB (Multi-Split Heat Recovery Heat Pump)","ARUM036GSS5","Mixed Ducted and Non-Ducted Indoor Units","Multiple combinations, check manufacturer compatibility",11.7,42000,27000]
[205967935,null,"KARDA","HMSV-A-CB (Multi-Split Heat Pump)","2KARDA27MZ3","Ducted Indoor Units","Multiple combinations, check manufacturer compatibility",10,24000,17600]
[205967940,null,"MIDEA","HRCU-A-CB-O (Mini-Split Heat Pump, with Remote Outdoor Unit Air-Source, Free Delivery)","38MVRAQ18AA3","Mini-Splits (Non-Ducted)","DHMVHAQ18XA3",9.6999999999999993,18000,11000]
[206396096,null,"HEIL","HRCU-A-CB-O (Mini-Split Heat Pump, with Remote Outdoor Unit Air-Source, Free Delivery)","DLCSRBH09AAK","Mini-Splits (Non-Ducted)","DLFSHAH09XAK",9.5,12000,7000]
[206396101,null,"HEIL","HRCU-A-CB-O (Mini-Split Heat Pump, with Remote Outdoor Unit Air-Source, Free Delivery)","DLCSRAH18AAK","Mini-Splits (Non-Ducted)","DLFSHBH18XAK",9.5,19000,12000]
[206396102,null,"HEIL","HRCU-A-CB-O (Mini-Split Heat Pump, with Remote Outdoor Unit Air-Source, Free Delivery)","DLCSRAH24AAK","Mini-Splits (Non-Ducted)","DLFSHBH24XAK",10,25000,15000]
[206396107,null,"KEEPRITE","HRCU-A-CB-O (Mini-Split Heat Pump, with Remote Outdoor Unit Air-Source, Free Delivery)","DLCSRAH09AAK","Mini-Splits (Non-Ducted)","DLFSHBH09XAK",9.5,12000,7000]
[205975739,null,"Mitsubishi Electric","HRCU-A-CB-O (Mini-Split Heat Pump, with Remote Outdoor Unit Air-Source, Free Delivery)","MUZ-FS15NAH-U1","Mini-Splits (Non-Ducted)","MSZ-FS15NA-U1",12,16000,10000]
[205976845,null,"TOSOT","HRCU-A-CB (Mini-Split System: Heat Pump with Outdoor Unit-Air-Source, Ducted)","TM48H5O","Mixed Ducted and Non-Ducted Indoor Units","Multiple combinations, check manufacturer compatibility",10,54000,37400]
[205976848,null,"TGM","HRCU-A-CB-O (Mini-Split Heat Pump, with Remote Outdoor Unit Air-Source, Free Delivery)","GRHINT12AS","Mini-Splits (Non-Ducted)","GWHINT12S",9,13000,7500]
[205982979,null,"MAX-R","HRCU-A-CB-O (Mini-Split Heat Pump, with Remote Outdoor Unit Air-Source, Free Delivery)","MAX-R 12K35 GR38 (OUT)","Mini-Splits (Non-Ducted)","MAX-R 12K35 GR38 (INT)",14,12200,8300]
[205992983,null,"THERMOCORE SYSTEMS","HRCU-A-CB (Mini-Split System: Heat Pump with Outdoor Unit-Air-Source, Ducted)","T321S-H224-C","Mini-Splits (Ducted)","T3C21S-H224-EDT",11,24400,16000]
[206188261,null,"PAYNE","HRCU-A-CB-O (Mini-Split Heat Pump, with Remote Outdoor Unit Air-Source, Free Delivery)","38MBRBQ36AA3","Mini-Splits (Non-Ducted)","40MBFQ36---3",10,38000,22000]
[206188262,null,"PAYNE","HRCU-A-CB-O (Mini-Split Heat Pump, with Remote Outdoor Unit Air-Source, Free Delivery)","38MBRBQ36AA3","Mini-Splits (Non-Ducted)","40MBCQ36---3",10.6,38000,22000]
[206188267,null,"PAYNE","HRCU-A-CB (Mini-Split System: Heat Pump with Outdoor Unit-Air-Source, Ducted)","38MARBQ24AA3","Mini-Splits (Ducted)","40MBAAQ24XA3",11.6,27000,16500]
[206188270,null,"Weathermaker","HRCU-A-CB (Mini-Split System: Heat Pump with Outdoor Unit-Air-Source, Ducted)","38MBRBQ36AA3","Mini-Splits (Ducted)","40MBDQ36---3",11.5,40000,27000]
[201835782,null,"TEMPSTAR","HRCU-A-CB (Mini-Split System: Heat Pump with Outdoor Unit-Air-Source, Ducted)","DLCLRAH58AAK","Mini-Splits (Ducted)","DLFLDAH58XAK",9,60000,37600]
[201835783,null,"KENMORE","HRCU-A-CB (Mini-Split System: Heat Pump with Outdoor Unit-Air-Source, Ducted)","DLCLRAH58AAK","Mini-Splits (Ducted)","DLFLDAH58XAK",9,60000,37600]
[201835788,null,"KENMORE","HMSV-A-CB (Multi-Split Heat Pump)","DLCMRAH36DAK","Non-Ducted Indoor Units","Multiple combinations, check manufacturer compatibility",10.199999999999999,36000,23600]
[201835793,null,"KENMORE","HMSV-A-CB (Multi-Split Heat Pump)","DLCMRAH18BAK","Ducted Indoor Units","Multiple combinations, check manufacturer compatibility",10,18500,11500]
[206061622,null,"KARDA","HRCU-A-CB-O (Mini-Split Heat Pump, with Remote Outdoor Unit Air-Source, Free Delivery)","1PAMSHH24-SZO-20.5","Mini-Splits (Non-Ducted)","1KARDA24UVW",11.5,24000,15400]
[206061623,null,"KARDA","HRCU-A-CB-O (Mini-Split Heat Pump, with Remote Outdoor Unit Air-Source, Free Delivery)","1KARDA24SZO20.5","Mini-Splits (Non-Ducted)","1KARDA24UVW",11.5,24000,15400]
[206143039,null,"Hitachi","HRCU-A-CB-O (Mini-Split Heat Pump, with Remote Outdoor Unit Air-Source, Free Delivery)","RAC-EH18WHLAE","Mini-Splits (Non-Ducted)","RAS-EH18RHLAE",10,19000,11700]
[206143046,null,"MDV","HRCU-A-CB-O (Mini-Split Heat Pump, with Remote Outdoor Unit Air-Source, Free Delivery)","MOD30U-36HFN1-MP0","Mini-Splits (Non-Ducted)","MCD-36HRFN1-M(C)",10.6,38000,22000]
[206143051,null,"MDV","HRCU-A-CB (Mini-Split System: Heat Pump with Outdoor Unit-Air-Source, Ducted)","MOD30-24HFN1-MU0W","Mini-Splits (Ducted)","MVB-24HWFN1-M",11.6,27000,16500]
[206186275,null,"Hitachi","HRCU-A-CB-O (Mini-Split Heat Pump, with Remote Outdoor Unit Air-Source, Free Delivery)","RAM-S18U2HLAE","Non-Ducted Indoor Units","Multiple combinations, check manufacturer compatibility",10.3,22000,14900]
[206396025,null,"MDV","HRCU-A-CB-O (Mini-Split Heat Pump, with Remote Outdoor Unit Air-Source, Free Delivery)","MOD30-30HFN1-MR0W","Mini-Splits (Non-Ducted)","MSEPD-30HRFN1-MS8W",9,30000,19300]
[206396031,null,"CARRIER","HRCU-A-CB-O (Mini-Split Heat Pump, with Remote Outdoor Unit Air-Source, Free Delivery)","38MAQB12R--3","Mini-Splits (Non-Ducted)","40MAHBQ12XA3",10.5,12000,7500]
[206396037,null,"BRYANT","HRCU-A-CB-O (Mini-Split Heat Pump, with Remote Outdoor Unit Air-Source, Free Delivery)","38MAQB09R--3","Mini-Splits (Non-Ducted)","619AHBQ09XA3",10,12000,7000]
[206396038,null,"BRYANT","HRCU-A-CB-O (Mini-Split Heat Pump, with Remote Outdoor Unit Air-Source, Free Delivery)","38MAQB12R--3","Mini-Splits (Non-Ducted)","619AHBQ12XA3",10.5,12000,7500]
[206396065,null,"ARCOAIRE","HRCU-A-CB-O (Mini-Split Heat Pump, with Remote Outdoor Unit Air-Source, Free Delivery)","DLCSRAH12AAJ","Mini-Splits (Non-Ducted)","DLFSHBH12XAJ",10.3,12400,6900]
[206396070,null,"ARCOAIRE","HRCU-A-CB-O (Mini-Split Heat Pump, with Remote Outdoor Unit Air-Source, Free Delivery)","DLCSRBH18AAK","Mini-Splits (Non-Ducted)","DLFSHAH18XAK",9.5,19000,12000]
[206396075,null,"COMFORTMAKER","HRCU-A-CB-O (Mini-Split Heat Pump, with Remote Outdoor Unit Air-Source, Free Delivery)","DLCSRAH12AAJ","Mini-Splits (Non-Ducted)","DLFSHBH12XAJ",10.3,12400,6900]
[206396076,null,"COMFORTMAKER","HRCU-A-CB-O (Mini-Split Heat Pump, with Remote Outdoor Unit Air-Source, Free Delivery)","DLCSRBH09AAK","Mini-Splits (Non-Ducted)","DLFSHAH09XAK",9.5,12000,7000]
[205968021,null,"SMART COMFORT","HRCU-A-CB-O (Mini-Split Heat Pump, with Remote Outdoor Unit Air-Source, Free Delivery)","DLCVRAH09AAJ","Mini-Splits (Non-Ducted)","DLFVHAH09XAJ",9.8000000000000007,9800,5500]
[205968026,null,"SMART COMFORT","HRCU-A-CB-O (Mini-Split Heat Pump, with Remote Outdoor Unit Air-Source, Free Delivery)","DLCVRAH24AAK","Mini-Splits (Non-Ducted)","DLFVHAH24XAK",9.5,24000,14400]
[205970204,null,"DAIKIN","HRCU-A-CB-O (Mini-Split Heat Pump, with Remote Outdoor Unit Air-Source, Free Delivery)","RXS09PL216B","Mini-Splits (Non-Ducted)","FTXS09PL216B",9,9500,5600]
[205970205,null,"DAIKIN","HRCU-A-CB-O (Mini-Split Heat Pump, with Remote Outdoor Unit Air-Source, Free Delivery)","RXS12PL216B","Mini-Splits (Non-Ducted)","FTXS12PL216B",9,13000,7400]
[205967944,null,"CARRIER","HRCU-A-CB-O (Mini-Split Heat Pump, with Remote Outdoor Unit Air-Source, Free Delivery)","38MVRAQ09AA3","Mini-Splits (Non-Ducted)","DHMVHAQ09XA3",9.4,10000,6100]
[205653645,null,"Perfect Aire","HRCU-A-CB-O (Mini-Split Heat Pump, with Remote Outdoor Unit Air-Source, Free Delivery)","3PAMSHQCO36","Mini-Splits (Non-Ducted)","3PAMSHQCW36",9.6,33400,17500]
[205663344,null,"DAIKIN","HRCU-A-CB-O (Mini-Split Heat Pump, with Remote Outdoor Unit Air-Source, Free Delivery)","RXL24UMVJU*","Mini-Splits (Non-Ducted)","FTX24UVJU",10.3,24000,15800]
[205663345,null,"DAIKIN","HRCU-A-CB (Mini-Split System: Heat Pump with Outdoor Unit-Air-Source, Ducted)","RXL24UMVJU*","Mini-Splits (Ducted)","FDMQ24RVJU",10,24000,16000]
[205415977,null,"DAIZUKI","HRCU-A-CB-O (Mini-Split Heat Pump, with Remote Outdoor Unit Air-Source, Free Delivery)","DXTH24C426-20","Mini-Splits (Non-Ducted)","DXTH24E426-20",10,24400,16200]
[205416005,null,"TOSOT","HRCU-A-CB (Mini-Split System: Heat Pump with Outdoor Unit-Air-Source, Ducted)","TUHD24ND3F1O","Mini-Splits (Ducted)","TFH24D3F3I",9,27200,16500]
[205417817,null,"MDV","HRCU-A-CB-O (Mini-Split Heat Pump, with Remote Outdoor Unit Air-Source, Free Delivery)","MOBA30-09HFN1-MT0W","Mini-Splits (Non-Ducted)","MSABB-09HRFN1-MT0W",10.5,9800,6400]
[205706998,null,"DAIKIN","HRCU-A-CB-O (Mini-Split Heat Pump, with Remote Outdoor Unit Air-Source, Free Delivery)","RZQ24TAVJU*","Mini-Splits (Non-Ducted)","FHQ24PVJU",9.3000000000000007,27000,18600]
[205707006,null,"DAIKIN","HRCU-A-CB (Mini-Split System: Heat Pump with Outdoor Unit-Air-Source, Ducted)","RZQ30TAVJU*","Mini-Splits (Ducted)","FBQ30PVJU",9.1999999999999993,34000,23400]
[205708866,null,"DAIKIN","HMSV-A-CB (Multi-Split Heat Pump)","RXTQ36TAVJ9*","Ducted Indoor Units","Multiple combinations, check manufacturer compatibility",9,37000,22000]
[205747588,null,"LENNOX","HMSV-A-CB (Multi-Split Heat Pump)","MLB048S4M-1P","Non-Ducted Indoor Units","Multiple combinations, check manufacturer compatibility",10.3,49000,30000]
[205747589,null,"LENNOX","HMSV-A-CB (Multi-Split Heat Pump)","MLB048S4M-1P","Ducted Indoor Units","Multiple combinations, check manufacturer compatibility",10.5,50000,28000]
[205747608,null,"TOSOT","HRCU-A-CB-O (Mini-Split Heat Pump, with Remote Outdoor Unit Air-Source, Free Delivery)","TW30HQ2B2DO","Mini-Splits (Non-Ducted)","TW30HQ2B2DI",9,30000,16000]
[205754949,null,"DAIKIN","HRCU-A-CB (Mini-Split System: Heat Pump with Outdoor Unit-Air-Source, Ducted)","RZQ30TAVJU*","Mini-Splits (Ducted)","FTQ30TAVJU*A*",10.4,34000,24000]
[205887065,null,"QUUL","HRCU-A-CB-O (Mini-Split Heat Pump, with Remote Outdoor Unit Air-Source, Free Delivery)","R.Q.OS24.OUT","Mini-Splits (Non-Ducted)","R.Q.OS24",11.5,25000,15300]
[205901586,null,"C&H","HRCU-A-CB (Mini-Split System: Heat Pump with Outdoor Unit-Air-Source, Ducted)","CH-HYP36LCUO","Mini-Splits (Ducted)","CH-36LCDTU/I",11.5,40000,28000]
[10569063,null,"AC PRO.COM","HMSV-A-CB (Multi-Split Heat Pump)","AWHD(42)ND3EO","Ducted Indoor Units","Multiple combinations, check manufacturer compatibility",9.6,46500,28000]
[203748695,null,"C&H","HRCU-A-CB-O (Mini-Split Heat Pump, with Remote Outdoor Unit Air-Source, Free Delivery)","CH-24MIA230VO","Mini-Splits (Non-Ducted)","CH-24MIA230VI",9,25000,14800]
[203913326,null,"CanAir","HRCU-A-CB-O (Mini-Split Heat Pump, with Remote Outdoor Unit Air-Source, Free Delivery)","C19SCH09H11","Mini-Splits (Non-Ducted)","C19SEH09H11",10,10000,6000]
[203913327,null,"CanAir","HRCU-A-CB-O (Mini-Split Heat Pump, with Remote Outdoor Unit Air-Source, Free Delivery)","C19SCH12H11","Mini-Splits (Non-Ducted)","C19SEH12H11",9.5,12000,7500]
[203928932,null,"GREE","HRCU-A-CB-O (Mini-Split Heat Pump, with Remote Outdoor Unit Air-Source, Free Delivery)","GWH12AFC-D3DNA1A/O","Mini-Splits (Non-Ducted)","GWH12AFC-D3DN***/I",9.1,13000,6800]
[203966546,null,"Allied","HRCU-A-CB-O (Mini-Split Heat Pump, with Remote Outdoor Unit Air-Source, Free Delivery)","4DHP1S12S-1P","Mini-Splits (Non-Ducted)","DWM112S4-1P",11,12000,7700]
[203966551,null,"Allied","HRCU-A-CB (Mini-Split System: Heat Pump with Outdoor Unit-Air-Source, Ducted)","4DHP1S18S-1P","Mini-Splits (Ducted)","DMD218S4-1P",10.5,18000,12000]
[203966552,null,"Allied","HRCU-A-CB-O (Mini-Split Heat Pump, with Remote Outdoor Unit Air-Source, Free Delivery)","4DHP1S24S-1P","Mini-Splits (Non-Ducted)","DWM124S4-1P",11.5,25000,15300]
[203966557,null,"Allied","HRCU-A-CB (Mini-Split System: Heat Pump with Outdoor Unit-Air-Source, Ducted)","4DHP1S36S-1P","Mini-Splits (Ducted)","DMD236S4-1P",11.5,40000,27600]
[10594385,null,"GREE","HRCU-A-CB-O (Mini-Split Heat Pump, with Remote Outdoor Unit Air-Source, Free Delivery)","GWH18QD-D3DNC6L/O","Mini-Splits (Non-Ducted)","GWH18QD-D3DN***/I",9.1999999999999993,20000,11600]
[205470398,null,"TOSOT","HRCU-A-CB-O (Mini-Split Heat Pump, with Remote Outdoor Unit Air-Source, Free Delivery)","TW09HQ3C2AO","Mini-Splits (Non-Ducted)","TW09HQ3C2AI",9,9500,5400]
[205470399,null,"TOSOT","HRCU-A-CB-O (Mini-Split Heat Pump, with Remote Outdoor Unit Air-Source, Free Delivery)","TW09HQ4C2DO","Mini-Splits (Non-Ducted)","TW09HQ4C2DI",9,9500,5600]
[205470409,null,"WESTINGHOUSE","HRCU-A-CB-O (Mini-Split Heat Pump, with Remote Outdoor Unit Air-Source, Free Delivery)","WHP24M3A21S","Non-Ducted Indoor Units","Multiple combinations, check manufacturer compatibility",11,24000,15400]
[205470416,null,"Breeze33","HRCU-A-CB-O (Mini-Split Heat Pump, with Remote Outdoor Unit Air-Source, Free Delivery)","BZ33-HP09OUT1-C","Mini-Splits (Non-Ducted)","BZ33-HP09WALL1-C",10,10000,6000]
[3638304,null,"TOSHIBA CARRIER","HRCU-A-CB-O (Mini-Split Heat Pump, with Remote Outdoor Unit Air-Source, Free Delivery)","RAV-SP180AT2-UL","Mini-Splits (Non-Ducted)","RAV-SP180UT-UL",11.5,18800,11300]
[3638305,null,"TOSHIBA CARRIER","HRCU-A-CB-O (Mini-Split Heat Pump, with Remote Outdoor Unit Air-Source, Free Delivery)","RAV-SP180AT2-UL","Mini-Splits (Non-Ducted)","RAV-SP180CT-UL",10.8,19000,11900]
[3638311,null,"TOSHIBA CARRIER","HRCU-A-CB-O (Mini-Split Heat Pump, with Remote Outdoor Unit Air-Source, Free Delivery)","RAV-SP360AT2-UL","Mini-Splits (Non-Ducted)","RAV-SP360UT-UL",11.9,36000,23200]
[4397406,null,"FUJITSU","HMSV-A-CB (Multi-Split Heat Pump)","AOU24RLXFZ","Ducted Indoor Units","Multiple combinations, check manufacturer compatibility",9,24000,14100]
[10544536,null,"AC PRO.COM","HRCU-A-CB-O (Mini-Split Heat Pump, with Remote Outdoor Unit Air-Source, Free Delivery)","AWH36LB-D3DNA3G/O","Mini-Splits (Non-Ducted)","AWH36LB-D3DNA3G/I",9,34600,20200]
[10544537,null,"TOSOT","HRCU-A-CB (Mini-Split System: Heat Pump with Outdoor Unit-Air-Source, Ducted)","TU18H3O","Mini-Splits (Ducted)","TU18HFI",9.5,18800,10900]
[10567392,null,"LG","HRCU-A-CB-O (Mini-Split Heat Pump, with Remote Outdoor Unit Air-Source, Free Delivery)","LGU181HSV3","Mini-Splits (Non-Ducted)","LGN181HSV3",10.199999999999999,21600,13000]
[10567794,null,"MIDEA","HMSV-A-CB (Multi-Split Heat Pump)","MCH3U-27PHH2","Mixed Ducted and Non-Ducted Indoor Units","Multiple combinations, check manufacturer compatibility",9.77,27600,17000]
[205417818,null,"Allied","HMSV-A-CB (Multi-Split Heat Pump)","4DHP1S36M-1P","Non-Ducted Indoor Units","Multiple combinations, check manufacturer compatibility",10.199999999999999,36000,24600]
[205417831,null,"WESTINGHOUSE","HRCU-A-CB-O (Mini-Split Heat Pump, with Remote Outdoor Unit Air-Source, Free Delivery)","WHS09SZA21S","Mini-Splits (Non-Ducted)","WHS09WMA21S",9.1,10000,4500]
[205417836,null,"WESTINGHOUSE","HRCU-A-CB-O (Mini-Split Heat Pump, with Remote Outdoor Unit Air-Source, Free Delivery)","WHP18SZA21S","Mini-Splits (Non-Ducted)","WHP18WMA21S",11.6,19000,11600]
[10595420,null,"RHEEM","HMSV-A-CB (Multi-Split Heat Pump)","ROMH18FXZHJ","Ducted Indoor Units","Multiple combinations, check manufacturer compatibility",9,22000,14200]
[204030298,null,"Breeze33","HRCU-A-CB-O (Mini-Split Heat Pump, with Remote Outdoor Unit Air-Source, Free Delivery)","BZ33-HYP18HPOUT2","Mini-Splits (Non-Ducted)","BZ33-HYP18WALL2",10.3,18000,10800]
[204030299,null,"Breeze33","HRCU-A-CB-O (Mini-Split Heat Pump, with Remote Outdoor Unit Air-Source, Free Delivery)","BZ33-HYP24HPOUT2","Mini-Splits (Non-Ducted)","BZ33-HYP24WALL2",11.5,24000,15400]
[204030304,null,"Breeze33","HRCU-A-CB (Mini-Split System: Heat Pump with Outdoor Unit-Air-Source, Ducted)","BZ33-HYP12HPOUT2","Mini-Splits (Ducted)","BZ33-DIDU12",11,12000,8500]
[10595501,null,"COMFORTSTAR","HRCU-A-CB (Mini-Split System: Heat Pump with Outdoor Unit-Air-Source, Ducted)","CPP060CD(O)-DU","Mini-Splits (Ducted)","CPA-60DU",9,60000,37600]
[10595506,null,"COMFORTSTAR","HRCU-A-CB (Mini-Split System: Heat Pump with Outdoor Unit-Air-Source, Ducted)","CPP024CD(O)","Mini-Splits (Ducted)","CPA-24B",11,24400,16000]
[205470445,null,"Breeze33","HMSV-A-CB (Multi-Split Heat Pump)","BZ33-HP485Z2-P","Mixed Ducted and Non-Ducted Indoor Units","Multiple combinations, check manufacturer compatibility",10.85,49000,31800]
[205470451,null,"Breeze33","HMSV-A-CB (Multi-Split Heat Pump)","BZ33-HYP27HP3Z2-P","Mixed Ducted and Non-Ducted Indoor Units","Multiple combinations, check manufacturer compatibility",9.98,28600,17300]
[205470456,null,"Breeze33","HMSV-A-CB (Multi-Split Heat Pump)","BZ33-HYP48HP5Z2-P","Ducted Indoor Units","Multiple combinations, check manufacturer compatibility",10.5,50000,28000]
[205497613,null,"VALIEV","HRCU-A-CB-O (Mini-Split Heat Pump, with Remote Outdoor Unit Air-Source, Free Delivery)","VWSM-12IR410AHS21","Mini-Splits (Non-Ducted)","VWSM-12IR410AHS21",9.8000000000000007,12000,7200]
[205708869,null,"DAIKIN","HMSV-A-CB-O (Multi-Split Heat Pump, Free Delivery)","RXTQ60TAVJU*","Non-Ducted Indoor Units","Multiple combinations, check manufacturer compatibility",10.5,57000,37000]
[205724745,null,"MAXI AIR ULTRA","HRCU-A-CB-O (Mini-Split Heat Pump, with Remote Outdoor Unit Air-Source, Free Delivery)","LSAB-24HRDN1","Mini-Splits (Non-Ducted)","LSAB-24HRDN1",9.5,24000,14400]
[205724750,null,"KARDA","HMSV-A-CB (Multi-Split Heat Pump)","2KARDA27MZ3","Non-Ducted Indoor Units","Multiple combinations, check manufacturer compatibility",10.3,28000,17200]
[205724755,null,"DAIKIN","HMSV-A-CB-O (Multi-Split Heat Pump, Free Delivery)","RXSQ48T*VJU*","Non-Ducted Indoor Units","Multiple combinations, check manufacturer compatibility",10,49500,32200]
[205724756,null,"DAIKIN","HMSV-A-CB-O (Multi-Split Heat Pump, Free Delivery)","RXSQ60T*VJU*","Non-Ducted Indoor Units","Multiple combinations, check manufacturer compatibility",10.5,57000,37000]
[10569079,null,"AC PRO.COM","HRCU-A-CB-O (Mini-Split Heat Pump, with Remote Outdoor Unit Air-Source, Free Delivery)","AWH18QD-D3DNA5K/O","Mini-Splits (Non-Ducted)","AWH18QD-D3DN**K/I",9,19800,11300]
[10570125,null,"GREE","HRCU-A-CB-O (Mini-Split Heat Pump, with Remote Outdoor Unit Air-Source, Free Delivery)","GWH09QB-D3DNC6L/O","Mini-Splits (Non-Ducted)","GWH09QB-D3DN***/I",10.199999999999999,10000,5800]
[10578901,null,"DAIKIN","HRCU-A-CB-O (Mini-Split Heat Pump, with Remote Outdoor Unit Air-Source, Free Delivery)","RXB09AXVJU","Mini-Splits (Non-Ducted)","FTXB09AXVJU",9,9400,5800]
[10579143,null,"COMFORTSTAR","HRCU-A-CB-O (Mini-Split Heat Pump, with Remote Outdoor Unit Air-Source, Free Delivery)","CII36CD(O)","Mini-Splits (Non-Ducted)","CII36CD(I)",10,36000,21400]
[205756423,null,"C&H","HRCU-A-CB-O (Mini-Split Heat Pump, with Remote Outdoor Unit Air-Source, Free Delivery)","CH-NG09MIA230VO","Mini-Splits (Non-Ducted)","CH-NG09MIA230VI",9.5,9000,6000]
[205756428,null,"KARDA","HRCU-A-CB-O (Mini-Split Heat Pump, with Remote Outdoor Unit Air-Source, Free Delivery)","2KARDA18SZO20","Mini-Splits (Non-Ducted)","2KARDA18UVW",10.3,18000,10800]
[205756433,null,"KARDA","HRCU-A-CB-O (Mini-Split Heat Pump, with Remote Outdoor Unit Air-Source, Free Delivery)","1PAMSHH24-SZO-20.5","Mini-Splits (Non-Ducted)","2KARDA24UVW",11.5,24000,15400]
[205756434,null,"KARDA","HRCU-A-CB-O (Mini-Split Heat Pump, with Remote Outdoor Unit Air-Source, Free Delivery)","1KARDA09SZO25","Mini-Splits (Non-Ducted)","1PAMSHH09-SZW-25",11.2,10900,6900]
[205470420,null,"Breeze33","HRCU-A-CB-O (Mini-Split Heat Pump, with Remote Outdoor Unit Air-Source, Free Delivery)","BZ33-HP36OUT2-C","Mini-Splits (Non-Ducted)","BZ33-HP36WALL2-C",10,36000,21400]
[200059068,9082513,"SLIMAIR","HRCU-A-CB-O (Mini-Split Heat Pump, with Remote Outdoor Unit Air-Source, Free Delivery)","SHC18VH2","Mini-Splits (Non-Ducted)","SHM18VH2O",10.3,18000,10800]
[200059075,9082517,"SLIMAIR TECHNOLOGIES","HMSV-A-CB (Multi-Split Heat Pump)","SHC3Z27-VB2","Non-Ducted Indoor Units","Multiple combinations, check manufacturer compatibility",9.8000000000000007,28000,16800]
[4397409,null,"FUJITSU","HMSV-A-CB (Multi-Split Heat Pump)","AOU18RLXFZ","Ducted Indoor Units","Multiple combinations, check manufacturer compatibility",9,22000,13900]
[5039479,null,"DAIKIN","HRCU-A-CB-O (Mini-Split Heat Pump, with Remote Outdoor Unit Air-Source, Free Delivery)","RZQ36PVJU9","Mini-Splits (Non-Ducted)","FBQ36PVJU",9.1,40000,21000]
[5052318,null,"PANASONIC","HRCU-A-CB-O (Mini-Split Heat Pump, with Remote Outdoor Unit Air-Source, Free Delivery)","CU-KE36NKU","Mini-Splits (Non-Ducted)","CS-KE36NKU",9,36000,21200]
[10569057,null,"AC PRO.COM","HMSV-A-CB (Multi-Split Heat Pump)","AWHD(36)ND3GO","Non-Ducted Indoor Units","Multiple combinations, check manufacturer compatibility",11.5,42500,20000]
[10569060,null,"LENNOX","HMSV-A-CB (Multi-Split Heat Pump)","LIZ042HO-210P432","Non-Ducted Indoor Units","Multiple combinations, check manufacturer compatibility",10.199999999999999,45000,29000]
[10595424,null,"RHEEM","HMSV-A-CB (Multi-Split Heat Pump)","ROMH24FXZHJ","Non-Ducted Indoor Units","Multiple combinations, check manufacturer compatibility",10.3,25000,15400]
[10595429,null,"RUUD","HMSV-A-CB (Multi-Split Heat Pump)","UOMH24FXZHJ","Mixed Ducted and Non-Ducted Indoor Units","Multiple combinations, check manufacturer compatibility",9.65,25000,15400]
[10595434,null,"RHEEM","HMSV-A-CB (Multi-Split Heat Pump)","ROMH36FXZHJ","Mixed Ducted and Non-Ducted Indoor Units","Multiple combinations, check manufacturer compatibility",9.8000000000000007,36400,21400]
[10595435,null,"RUUD","HMSV-A-CB (Multi-Split Heat Pump)","UOMH36FXZHJ","Mixed Ducted and Non-Ducted Indoor Units","Multiple combinations, check manufacturer compatibility",9.8000000000000007,36400,21400]
[10595440,null,"RHEEM","HMSV-A-CB (Multi-Split Heat Pump)","ROMH24AFXZJ","Ducted Indoor Units","Multiple combinations, check manufacturer compatibility",9,24000,14100]
[205572688,null,"FUJIECO","HRCU-A-CB-O (Mini-Split Heat Pump, with Remote Outdoor Unit Air-Source, Free Delivery)","FES-12H1HP(O)","Mini-Splits (Non-Ducted)","FES-12H1HP(I)",9.35,13200,7200]
[205599568,null,"AIR-CON","HRCU-A-CB (Mini-Split System: Heat Pump with Outdoor Unit-Air-Source, Ducted)","ASDCI4H4S60","Mini-Splits (Ducted)","ASDEM4H4S60",10,56000,32400]
[205622509,null,"PIONEER","HRCU-A-CB (Mini-Split System: Heat Pump with Outdoor Unit-Air-Source, Ducted)","YH024GHFI18RT2","Mini-Splits (Ducted)","DR024GHFE18HT2",10,24000,15300]
[202703123,null,"AMERICAN STANDARD","HRCU-A-CB-O (Mini-Split Heat Pump, with Remote Outdoor Unit Air-Source, Free Delivery)","4TXK2312A10N0**","Mini-Splits (Non-Ducted)","4MXW2312A10N0**",11,13000,7100]
[202703128,null,"MIRAGE","HRCU-A-CB-O (Mini-Split Heat Pump, with Remote Outdoor Unit Air-Source, Free Delivery)","OVXH241B","Mini-Splits (Non-Ducted)","OVXH241B",9.5,24000,14400]
[205300184,null,"ELIOS","HRCU-A-CB-O (Mini-Split Heat Pump, with Remote Outdoor Unit Air-Source, Free Delivery)","DE12HOS25230E3","Mini-Splits (Non-Ducted)","DM12HICU230X5",10.6,12000,8700]
[205300185,null,"ELIOS","HRCU-A-CB-O (Mini-Split Heat Pump, with Remote Outdoor Unit Air-Source, Free Delivery)","DE18HOS25230E3","Mini-Splits (Non-Ducted)","DM18HICU230X5",10.5,18000,12000]
[205281376,null,"NOVAIR PLUS","HRCU-A-CB-O (Mini-Split Heat Pump, with Remote Outdoor Unit Air-Source, Free Delivery)","18EVANVO","Mini-Splits (Non-Ducted)","18EVANVI",10,18000,10400]
[205281382,null,"NOVAIR PLUS","HRCU-A-CB-O (Mini-Split Heat Pump, with Remote Outdoor Unit Air-Source, Free Delivery)","18EVONVO","Mini-Splits (Non-Ducted)","18EVCNVI",10.5,18000,12000]
[205281387,null,"NOVAIR PLUS","HRCU-A-CB (Mini-Split System: Heat Pump with Outdoor Unit-Air-Source, Ducted)","09EVANVO","Mini-Splits (Ducted)","09EVDNVI",11.5,10000,6800]
[205281388,null,"NOVAIR PLUS","HRCU-A-CB (Mini-Split System: Heat Pump with Outdoor Unit-Air-Source, Ducted)","12EVONVO","Mini-Splits (Ducted)","12EVDNVI",11,12000,8500]
[205281393,null,"NOVAIR PLUS","HRCU-A-CB (Mini-Split System: Heat Pump with Outdoor Unit-Air-Source, Ducted)","24EVANVO","Mini-Splits (Ducted)","24EVDNVI",11,24400,16000]
[207213938,null,"Trane","HRCU-A-CB (Mini-Split System: Heat Pump with Outdoor Unit-Air-Source, Ducted)","4TXK6524GF00HAA","Mini-Splits (Ducted)","4MXC6524GF00HAA",9,23600,10300]
[207215956,null,"MDV","HRCU-A-CB-O (Mini-Split Heat Pump, with Remote Outdoor Unit Air-Source, Free Delivery)","MOX230-09HFN1-MW5W","Mini-Splits (Non-Ducted)","MSAG11B-09HRFN1-MX7W(GA)",12.7,10000,6100]
[207216088,null,"DAIKIN","HMSV-A-CB-O (Multi-Split Heat Pump, Free Delivery)","2MX18AXVJU","Non-Ducted Indoor Units","Multiple combinations, check manufacturer compatibility",9,17000,10700]
[207339172,null,"AURORA","HRCU-A-CB-O (Mini-Split Heat Pump, with Remote Outdoor Unit Air-Source, Free Delivery)","AU-A36HR-2B-O","Mini-Splits (Non-Ducted)","AU-A36HR-2B-I",12,36600,24000]
[207339177,null,"BLUERIDGE","HRCU-A-CB-O (Mini-Split Heat Pump, with Remote Outdoor Unit Air-Source, Free Delivery)","BMY3020C","Mini-Splits (Non-Ducted)","BMY3020WM",10,30000,17100]
[207339182,null,"BLUERIDGE","HRCU-A-CB-O (Mini-Split Heat Pump, with Remote Outdoor Unit Air-Source, Free Delivery)","BMY36DIY18C","Mini-Splits (Non-Ducted)","BMY36DIY18WM",12,36000,21000]
[207339183,null,"BLUERIDGE","HRCU-A-CB-O (Mini-Split Heat Pump, with Remote Outdoor Unit Air-Source, Free Delivery)","BMY9HH28C","Mini-Splits (Non-Ducted)","BMY9HH28WM",13,11800,7500]
[207339188,null,"MRCOOL","HRCU-A-CB-O (Mini-Split Heat Pump, with Remote Outdoor Unit Air-Source, Free Delivery)","DIY-18-HP-C-230C","Mini-Splits (Non-Ducted)","DIY-18-HP-WMAH-230C25",11.5,18000,11500]
[207465440,null,"SAMSUNG","HRCU-A-CB (Mini-Split System: Heat Pump with Outdoor Unit-Air-Source, Ducted)","AC009BXADCH","Mini-Splits (Ducted)","AC009BNLDCH",11.3,12000,7500]
[207465445,null,"SAMSUNG","HRCU-A-CB-O (Mini-Split Heat Pump, with Remote Outdoor Unit Air-Source, Free Delivery)","AC018BXADCH","Mini-Splits (Non-Ducted)","AC018BN1DCH",9.6999999999999993,20000,12900]
[207465446,null,"SAMSUNG","HRCU-A-CB-O (Mini-Split Heat Pump, with Remote Outdoor Unit Air-Source, Free Delivery)","AC018BXADCH","Mini-Splits (Non-Ducted)","AC018BN6DCH",10,20000,11700]
[207465453,null,"SAMSUNG","HRCU-A-CB-O (Mini-Split Heat Pump, with Remote Outdoor Unit Air-Source, Free Delivery)","AC024BXADCH","Mini-Splits (Non-Ducted)","AC024BN6DCH",10.8,27000,17800]
[205282595,null,"CARRIER","HMSV-A-CB (Multi-Split Heat Pump)","38VMB036HDS3-1","Non-Ducted Indoor Units","Multiple combinations, check manufacturer compatibility",11,40000,25000]
[205282600,null,"CARRIER","HMSV-A-CB (Multi-Split Heat Pump)","38VMB048HDS3-1","Mixed Ducted and Non-Ducted Indoor Units","Multiple combinations, check manufacturer compatibility",10.5,52500,34000]
[205282601,null,"CARRIER","HMSV-A-CB (Multi-Split Heat Pump)","38VMB060HDS3-1","Non-Ducted Indoor Units","Multiple combinations, check manufacturer compatibility",10.199999999999999,66000,42000]
[205282606,null,"BRYANT","HMSV-A-CB (Multi-Split Heat Pump)","38VMB036HDS3-1","Mixed Ducted and Non-Ducted Indoor Units","Multiple combinations, check manufacturer compatibility",10.65,40000,25000]
[205291858,null,"SAMSUNG","HMSV-A-CB (Multi-Split Heat Pump)","AJ030TXS4CH","Non-Ducted Indoor Units","Multiple combinations, check manufacturer compatibility",11,28600,14500]
[205291895,null,"ACC AIR","HRCU-A-CB-O (Mini-Split Heat Pump, with Remote Outdoor Unit Air-Source, Free Delivery)","TSC-12HA2/I2*I19","Mini-Splits (Non-Ducted)","TSC-12HA2/I2*I19",9.5,12500,7000]
[205291896,null,"ACC AIR","HRCU-A-CB-O (Mini-Split Heat Pump, with Remote Outdoor Unit Air-Source, Free Delivery)","TSC-18HA2/I2*I19","Mini-Splits (Non-Ducted)","TSC-18HA2/I2*I19",10,19000,11600]
[205291989,null,"GE Appliances","HRCU-A-CB-O (Mini-Split Heat Pump, with Remote Outdoor Unit Air-Source, Free Delivery)","ASH112URDSD*","Mini-Splits (Non-Ducted)","ASYW12URDWD*",13,14500,9300]
[205261886,null,"COMFORTSTAR","HRCU-A-CB (Mini-Split System: Heat Pump with Outdoor Unit-Air-Source, Ducted)","CXH048CD(O)-DU","Mini-Splits (Ducted)","CPA-48DUB",11.1,48000,33000]
[205261891,null,"ICP COMMERCIAL","HMSV-A-CB (Multi-Split Heat Pump)","38VMA048HDS3-1","Non-Ducted Indoor Units","Multiple combinations, check manufacturer compatibility",10.5,52500,34000]
[205261892,null,"ICP COMMERCIAL","HMSV-A-CB (Multi-Split Heat Pump)","38VMA048HDS3-1","Ducted Indoor Units","Multiple combinations, check manufacturer compatibility",10.5,52500,34000]
[205261897,null,"ICP COMMERCIAL","HMSV-A-CB (Multi-Split Heat Pump)","38VMB036HDS3-1","Non-Ducted Indoor Units","Multiple combinations, check manufacturer compatibility",11,40000,25000]
[205261902,null,"ICP COMMERCIAL","HMSV-A-CB (Multi-Split Heat Pump)","38VMB048HDS3-1","Mixed Ducted and Non-Ducted Indoor Units","Multiple combinations, check manufacturer compatibility",10.5,52500,34000]
[205263872,null,"C&H","HRCU-A-CB-O (Mini-Split Heat Pump, with Remote Outdoor Unit Air-Source, Free Delivery)","CH-36SPH-230VO","Mini-Splits (Non-Ducted)","CH-36SPHWM-230VI",10,36000,21400]
[205263873,null,"C&H","HRCU-A-CB-O (Mini-Split Heat Pump, with Remote Outdoor Unit Air-Source, Free Delivery)","CH-HYP09SPH230VO","Mini-Splits (Non-Ducted)","CH-D09MSPHWM-230VI",11.2,10900,6900]
[205263878,null,"C&H","HRCU-A-CB-O (Mini-Split Heat Pump, with Remote Outdoor Unit Air-Source, Free Delivery)","CH-12SPH-230VO","Mini-Splits (Non-Ducted)","CH-D12MSPHWM-230VI",11,12000,7700]
[205263884,null,"C&H","HMSV-A-CB (Multi-Split Heat Pump)","CH18MSPH230VO","Ducted Indoor Units","Multiple combinations, check manufacturer compatibility",10,18500,11500]
[207506891,null,"WESTINGHOUSE","HRCU-A-CB (Mini-Split System: Heat Pump with Outdoor Unit-Air-Source, Ducted)","WHM48SZA21S","Mini-Splits (Ducted)","WHM48DMA21S",10,48000,29200]
[207506896,null,"Olimpia Splendid","HRCU-A-CB-O (Mini-Split Heat Pump, with Remote Outdoor Unit Air-Source, Free Delivery)","OS-CENIH30EI","Mini-Splits (Non-Ducted)","OS-SENIH30EI",9.5,30000,18500]
[207506897,null,"Olimpia Splendid","HRCU-A-CB-O (Mini-Split Heat Pump, with Remote Outdoor Unit Air-Source, Free Delivery)","OS-CENIH36EI","Mini-Splits (Non-Ducted)","OS-SENIH36EI",12,36600,24000]
[207506898,null,"ECO-AIR","HRCU-A-CB (Mini-Split System: Heat Pump with Outdoor Unit-Air-Source, Ducted)","MOX330U-18HFN1-MR0","Mini-Splits (Ducted)","MVC-18HWFN1-M",10.8,18000,11500]
[207506899,null,"ECO-AIR","HRCU-A-CB (Mini-Split System: Heat Pump with Outdoor Unit-Air-Source, Ducted)","MOX430U-24HFN1-MR0","Mini-Splits (Ducted)","MVC-24HWFN1-M",11.3,26000,17000]
[207506900,null,"ECO-AIR","HRCU-A-CB (Mini-Split System: Heat Pump with Outdoor Unit-Air-Source, Ducted)","MOD30U-30HFN1-MR0","Mini-Splits (Ducted)","MVC-30HWFN1-M",10.3,31000,19000]
[207506901,null,"ECO-AIR","HRCU-A-CB (Mini-Split System: Heat Pump with Outdoor Unit-Air-Source, Ducted)","MOD30U-36HFN1-MR0","Mini-Splits (Ducted)","MVC-36HWFN1-M",9.1,36000,18400]
[207506902,null,"ECO-AIR","HRCU-A-CB (Mini-Split System: Heat Pump with Outdoor Unit-Air-Source, Ducted)","MOE30U-48HFN1-MR0","Mini-Splits (Ducted)","MVC-48HWFN1-M",10,55000,33000]
[207506903,null,"ECO-AIR","HRCU-A-CB (Mini-Split System: Heat Pump with Outdoor Unit-Air-Source, Ducted)","MOE30U-60HFN1-MR0","Mini-Splits (Ducted)","MVC-60HWFN1-M",9.1999999999999993,60000,33800]
[207517150,null,"Mitsubishi Electric","HMSV-A-CB-O (Multi-Split Heat Pump, Free Delivery)","MXZ-SM36NAM","Non-Ducted Indoor Units","Multiple combinations, check manufacturer compatibility",12.5,42000,26400]
[207517151,null,"Mitsubishi Electric","HMSV-A-CB (Multi-Split Heat Pump)","MXZ-SM36NAM","Ducted Indoor Units","Multiple combinations, check manufacturer compatibility",11.2,42000,26600]
[207517152,null,"Mitsubishi Electric","HMSV-A-CB-O (Multi-Split Heat Pump, Free Delivery)","MXZ-SM36NAMHZ","Non-Ducted Indoor Units","Multiple combinations, check manufacturer compatibility",12.5,42000,33000]
[207349374,null,"SAMSUNG","HMSV-A-CB (Multi-Split Heat Pump)","AJ048BXJ5CH","Non-Ducted Indoor Units","Multiple combinations, check manufacturer compatibility",10.3,48500,28400]
[207349914,null,"SAMSUNG","HMSV-A-CB (Multi-Split Heat Pump)","AJ020BXJ2CH","Non-Ducted Indoor Units","Multiple combinations, check manufacturer compatibility",10,22000,11500]
[207349915,null,"SAMSUNG","HMSV-A-CB (Multi-Split Heat Pump)","AJ024BXJ3CH","Non-Ducted Indoor Units","Multiple combinations, check manufacturer compatibility",10,25000,13500]
[207349916,null,"SAMSUNG","HMSV-A-CB (Multi-Split Heat Pump)","AJ036BXJ4CH","Non-Ducted Indoor Units","Multiple combinations, check manufacturer compatibility",10,36000,21000]
[207349917,null,"SAMSUNG","HMSV-A-CB (Multi-Split Heat Pump)","AJ020BXS3CH","Non-Ducted Indoor Units","Multiple combinations, check manufacturer compatibility",10,22000,10500]
[207349918,null,"SAMSUNG","HMSV-A-CB (Multi-Split Heat Pump)","AJ024BXS4CH","Non-Ducted Indoor Units","Multiple combinations, check manufacturer compatibility",10,25000,14600]
[207349919,null,"SAMSUNG","HMSV-A-CB (Multi-Split Heat Pump)","AJ030BXS4CH","Non-Ducted Indoor Units","Multiple combinations, check manufacturer compatibility",11,28600,14500]
[207349920,null,"SAMSUNG","HMSV-A-CB (Multi-Split Heat Pump)","AJ036BXS4CH","Non-Ducted Indoor Units","Multiple combinations, check manufacturer compatibility",10.5,36600,19500]
[207350069,null,"SAMSUNG","HMSV-A-CB (Multi-Split Heat Pump)","AJ020BXJ2CH","Ducted Indoor Units","Multiple combinations, check manufacturer compatibility",9.5,22000,12800]
[207350071,null,"SAMSUNG","HMSV-A-CB (Multi-Split Heat Pump)","AJ024BXJ3CH","Ducted Indoor Units","Multiple combinations, check manufacturer compatibility",9,25000,14600]
[207350072,null,"SAMSUNG","HMSV-A-CB (Multi-Split Heat Pump)","AJ036BXJ4CH","Ducted Indoor Units","Multiple combinations, check manufacturer compatibility",9,36000,21400]
[207350077,null,"SAMSUNG","HMSV-A-CB (Multi-Split Heat Pump)","AJ048BXJ5CH","Ducted Indoor Units","Multiple combinations, check manufacturer compatibility",9.1999999999999993,46500,28400]
[207350079,null,"SAMSUNG","HMSV-A-CB (Multi-Split Heat Pump)","AJ020BXS3CH","Ducted Indoor Units","Multiple combinations, check manufacturer compatibility",9.5,22000,13000]
[207350081,null,"SAMSUNG","HMSV-A-CB (Multi-Split Heat Pump)","AJ024BXS4CH","Ducted Indoor Units","Multiple combinations, check manufacturer compatibility",9.5,25000,15000]
[207350083,null,"SAMSUNG","HMSV-A-CB (Multi-Split Heat Pump)","AJ030BXS4CH","Ducted Indoor Units","Multiple combinations, check manufacturer compatibility",9.8000000000000007,28600,16800]
[207350085,null,"SAMSUNG","HMSV-A-CB (Multi-Split Heat Pump)","AJ036BXS4CH","Ducted Indoor Units","Multiple combinations, check manufacturer compatibility",9.1,34600,19500]
[207350087,null,"SAMSUNG","HMSV-A-CB (Multi-Split Heat Pump)","AJ020BXJ2CH","Mixed Ducted and Non-Ducted Indoor Units","Multiple combinations, check manufacturer compatibility",9.75,22000,12100]
[207334301,null,"FUJITSU","HRCU-A-CB (Mini-Split System: Heat Pump with Outdoor Unit-Air-Source, Ducted)","AOUH12LUAS1","Mini-Splits (Ducted)","ARUH12LUAS",11.7,16000,10500]
[207334304,null,"WHYNTER","HRCU-A-CB-O (Mini-Split Heat Pump, with Remote Outdoor Unit Air-Source, Free Delivery)","MSO-036H23016-01NEF","Mini-Splits (Non-Ducted)","MSI-036H23016-01NEF",10,36000,21400]
[207334305,null,"WHYNTER","HRCU-A-CB-O (Mini-Split Heat Pump, with Remote Outdoor Unit Air-Source, Free Delivery)","MSO-012H11517-01NEF","Mini-Splits (Non-Ducted)","MSI-012H11517-01NEF",9,12000,7500]
[207334306,null,"WHYNTER","HRCU-A-CB-O (Mini-Split Heat Pump, with Remote Outdoor Unit Air-Source, Free Delivery)","MSO-009H11519-01NEF","Mini-Splits (Non-Ducted)","MSI-009H11519-01NEF",10,10000,6000]
[207334307,null,"WHYNTER","HRCU-A-CB-O (Mini-Split Heat Pump, with Remote Outdoor Unit Air-Source, Free Delivery)","MSO-024H23019-01NEF","Mini-Splits (Non-Ducted)","MSI-024H23019-01NEF",9.5,24000,14400]
[207334308,null,"AIRDACH","HRCU-A-CB (Mini-Split System: Heat Pump with Outdoor Unit-Air-Source, Ducted)","ACSH3618VM1XD","Mini-Splits (Ducted)","AIDH3600VM1XD",9.1,36000,18400]
[207334309,null,"AIRDACH","HRCU-A-CB (Mini-Split System: Heat Pump with Outdoor Unit-Air-Source, Ducted)","ACSH1819VM1XD","Mini-Splits (Ducted)","AIDH1800VM1XD",10.8,18000,11500]
[207334310,null,"AIRDACH","HRCU-A-CB (Mini-Split System: Heat Pump with Outdoor Unit-Air-Source, Ducted)","ACSH2419VM1XD","Mini-Splits (Ducted)","AIDH2400VM1XD",11.3,26000,17000]
[207334311,null,"AIRDACH","HRCU-A-CB (Mini-Split System: Heat Pump with Outdoor Unit-Air-Source, Ducted)","ACSH3019VM1XD","Mini-Splits (Ducted)","AIDH3000VM1XD",10.3,31000,19000]
[207334312,null,"AIRDACH","HRCU-A-CB (Mini-Split System: Heat Pump with Outdoor Unit-Air-Source, Ducted)","ACSH6018VM1XD","Mini-Splits (Ducted)","AIDH6000VM1XD",9.1999999999999993,60000,33800]
[207334313,null,"AIRDACH","HRCU-A-CB (Mini-Split System: Heat Pump with Outdoor Unit-Air-Source, Ducted)","ACSH4818VM1XD","Mini-Splits (Ducted)","AIDH4800VM1XD",10,55000,33000]
[207337194,null,"WESTINGHOUSE","HRCU-A-CB-O (Mini-Split Heat Pump, with Remote Outdoor Unit Air-Source, Free Delivery)","WHZ09SZA21S","Mini-Splits (Non-Ducted)","WHZ09WMA21S",12.5,10500,6500]
[207337195,null,"WESTINGHOUSE","HRCU-A-CB-O (Mini-Split Heat Pump, with Remote Outdoor Unit Air-Source, Free Delivery)","WHZ12SZA21S","Mini-Splits (Non-Ducted)","WHZ12WMA21S",12,13000,8000]
[207338159,null,"PERFECTAIRE","HRCU-A-CB-O (Mini-Split Heat Pump, with Remote Outdoor Unit Air-Source, Free Delivery)","3PAMSHH18-SZO-20.5","Mini-Splits (Non-Ducted)","2PAMSHH18-SZW-20",11,18000,10900]
[207338160,null,"DELTA","HRCU-A-CB-O (Mini-Split Heat Pump, with Remote Outdoor Unit Air-Source, Free Delivery)","37HM018J24(3C)","Mini-Splits (Non-Ducted)","27WM018J24",9.6999999999999993,18000,11000]
[207338161,null,"DELTA","HRCU-A-CB-O (Mini-Split Heat Pump, with Remote Outdoor Unit Air-Source, Free Delivery)","37HM012J24(3C)","Mini-Splits (Non-Ducted)","27WM012J24",9.4,12000,6500]
[207338162,null,"DELTA","HRCU-A-CB-O (Mini-Split Heat Pump, with Remote Outdoor Unit Air-Source, Free Delivery)","37HM024J24(3C)","Mini-Splits (Non-Ducted)","27WM024J24",9.5,24000,14400]
[207236342,null,"PURE","HRCU-A-CB-O (Mini-Split Heat Pump, with Remote Outdoor Unit Air-Source, Free Delivery)","PIN12H1V51(O)","Mini-Splits (Non-Ducted)","PIN12H1V51(I)",10,12000,7000]
[207236343,null,"PURE","HRCU-A-CB-O (Mini-Split Heat Pump, with Remote Outdoor Unit Air-Source, Free Delivery)","PIN12H2V51(O)","Mini-Splits (Non-Ducted)","PIN12H2V51(I)",9.5,12500,7000]
[207236345,null,"PURE","HRCU-A-CB-O (Mini-Split Heat Pump, with Remote Outdoor Unit Air-Source, Free Delivery)","PIN24H2V51(O)","Mini-Splits (Non-Ducted)","PIN24H2V51(I)",10,24400,16200]
[207237535,null,"WESTINGHOUSE","HRCU-A-CB-O (Mini-Split Heat Pump, with Remote Outdoor Unit Air-Source, Free Delivery)","WHU09SZA21S","Mini-Splits (Non-Ducted)","WHU09CTA21S",10,10000,6000]
[207237536,null,"WESTINGHOUSE","HRCU-A-CB-O (Mini-Split Heat Pump, with Remote Outdoor Unit Air-Source, Free Delivery)","WHU12SZA21S","Mini-Splits (Non-Ducted)","WHU12CTA21S",11.5,12000,7000]
[207237537,null,"WESTINGHOUSE","HRCU-A-CB-O (Mini-Split Heat Pump, with Remote Outdoor Unit Air-Source, Free Delivery)","WHU18SZA21S","Mini-Splits (Non-Ducted)","WHU18CTA21S",11,19000,11000]
[207237538,null,"WESTINGHOUSE","HRCU-A-CB-O (Mini-Split Heat Pump, with Remote Outdoor Unit Air-Source, Free Delivery)","WHU24SZA21S","Mini-Splits (Non-Ducted)","WHU24CTA21S",10,24000,19600]
[205301884,null,"COMFORTSTAR","HMSV-A-CB (Multi-Split Heat Pump)","CSCMA-APH060-6AB","Mixed Ducted and Non-Ducted Indoor Units","Multiple combinations, check manufacturer compatibility",9.85,66000,42000]
[205304085,null,"FRIEDRICH","HRCU-A-CB-O (Mini-Split Heat Pump, with Remote Outdoor Unit Air-Source, Free Delivery)","FSHSR09A1A","Mini-Splits (Non-Ducted)","FSHSW09A1A",9,9500,5400]
[205304086,null,"FRIEDRICH","HRCU-A-CB-O (Mini-Split Heat Pump, with Remote Outdoor Unit Air-Source, Free Delivery)","FSHSR12A1A","Mini-Splits (Non-Ducted)","FSHSW12A1A",9,13000,7500]
[205304087,null,"FRIEDRICH","HRCU-A-CB-O (Mini-Split Heat Pump, with Remote Outdoor Unit Air-Source, Free Delivery)","FSHSR18A3A","Mini-Splits (Non-Ducted)","FSHSW18A3A",9,19800,11300]
[205304088,null,"FRIEDRICH","HRCU-A-CB-O (Mini-Split Heat Pump, with Remote Outdoor Unit Air-Source, Free Delivery)","FSHSR24A3A","Mini-Splits (Non-Ducted)","FSHSW24A3A",10,24000,16000]
[205304089,null,"FRIEDRICH","HRCU-A-CB-O (Mini-Split Heat Pump, with Remote Outdoor Unit Air-Source, Free Delivery)","FSHSR36A3A","Mini-Splits (Non-Ducted)","FSHSW36A3A",9,34600,20200]
[205306851,null,"ZEPHYR","HRCU-A-CB (Mini-Split System: Heat Pump with Outdoor Unit-Air-Source, Ducted)","ZE-24HPA","Mini-Splits (Ducted)","AH-24",10,24000,15300]
[205306852,null,"ZEPHYR","HRCU-A-CB (Mini-Split System: Heat Pump with Outdoor Unit-Air-Source, Ducted)","ZE-36HPA","Mini-Splits (Ducted)","AH-36",11,36000,25000]
[205306853,null,"HAXXAIR","HRCU-A-CB (Mini-Split System: Heat Pump with Outdoor Unit-Air-Source, Ducted)","HVHD-24E2D","Mini-Splits (Ducted)","HAHD-24E2D",10,24000,15300]
[205299940,null,"GOODMAN","HRCU-A-CB-O (Mini-Split Heat Pump, with Remote Outdoor Unit Air-Source, Free Delivery)","MSH123E17MCAA*","Mini-Splits (Non-Ducted)","MSH123E17AXAA*",9.5,12000,6800]
[205299941,null,"GOODMAN","HRCU-A-CB-O (Mini-Split Heat Pump, with Remote Outdoor Unit Air-Source, Free Delivery)","MSH183E17MCAA*","Mini-Splits (Non-Ducted)","MSH183E17AXAA*",10,18000,11000]
[205299942,null,"GOODMAN","HRCU-A-CB-O (Mini-Split Heat Pump, with Remote Outdoor Unit Air-Source, Free Delivery)","MSH243E17MCAA*","Mini-Splits (Non-Ducted)","MSH243E17AXAA*",9.5,24000,14400]
[205299946,null,"MITS AIR","HRCU-A-CB (Mini-Split System: Heat Pump with Outdoor Unit-Air-Source, Ducted)","MOD31-24HFN1-MT0W","Mini-Splits (Ducted)","MVB-24HWFN1-M",10.4,26000,17000]
[205299947,null,"MITS AIR","HRCU-A-CB (Mini-Split System: Heat Pump with Outdoor Unit-Air-Source, Ducted)","MOD30U-36HFN1-M-[X]","Mini-Splits (Ducted)","MVB-36HWFN1-M",10.4,39000,25000]
[205299948,null,"MITS AIR","HRCU-A-CB (Mini-Split System: Heat Pump with Outdoor Unit-Air-Source, Ducted)","MOE30U-48HFN1-M-[X]","Mini-Splits (Ducted)","MVB-48HWFN1-M",9.5,55000,36000]
[205300162,null,"DENALI AIRE","HRCU-A-CB-O (Mini-Split Heat Pump, with Remote Outdoor Unit Air-Source, Free Delivery)","DNMSHQCO12A","Mini-Splits (Non-Ducted)","DNMSHQCW12A",10.5,13000,7500]
[205300163,null,"DENALI AIRE","HRCU-A-CB-O (Mini-Split Heat Pump, with Remote Outdoor Unit Air-Source, Free Delivery)","DNMSHQCO9A","Mini-Splits (Non-Ducted)","DNMSHQCW9A",10,9500,5000]
[205300164,null,"DENALI AIRE","HRCU-A-CB-O (Mini-Split Heat Pump, with Remote Outdoor Unit Air-Source, Free Delivery)","DNMSHQCO18","Mini-Splits (Non-Ducted)","DNMSHQCW18",11.6,19000,11600]
[205300165,null,"DENALI AIRE","HRCU-A-CB-O (Mini-Split Heat Pump, with Remote Outdoor Unit Air-Source, Free Delivery)","DNMSHQCO24","Mini-Splits (Non-Ducted)","DNMSHQCW24",10.5,26000,14500]
[205300166,null,"ELIOS","HRCU-A-CB (Mini-Split System: Heat Pump with Outdoor Unit-Air-Source, Ducted)","DE09HOS23230E2","Mini-Splits (Ducted)","DM09HIDU230X5",11.5,10000,6800]
[205300167,null,"ELIOS","HRCU-A-CB (Mini-Split System: Heat Pump with Outdoor Unit-Air-Source, Ducted)","DE12HOS23230E2","Mini-Splits (Ducted)","DM12HIDU230X5",11.5,12000,7200]
[205300168,null,"ELIOS","HRCU-A-CB (Mini-Split System: Heat Pump with Outdoor Unit-Air-Source, Ducted)","DE18HOS23230E2","Mini-Splits (Ducted)","DM18HIDU230X5",10.5,18000,12000]
[205300169,null,"ELIOS","HRCU-A-CB (Mini-Split System: Heat Pump with Outdoor Unit-Air-Source, Ducted)","DE24HOS23230E2","Mini-Splits (Ducted)","DM24HIDU230X5",11,24400,16000]
[205300170,null,"ELIOS","HRCU-A-CB (Mini-Split System: Heat Pump with Outdoor Unit-Air-Source, Ducted)","DE36HOS18230E5","Mini-Splits (Ducted)","DM36HIDU230X5",11.5,40000,27600]
[205300171,null,"ELIOS","HRCU-A-CB (Mini-Split System: Heat Pump with Outdoor Unit-Air-Source, Ducted)","DE48HOS18230E5","Mini-Splits (Ducted)","DM48HIDU230X5",10.3,49500,33400]
[205300172,null,"ELIOS","HRCU-A-CB (Mini-Split System: Heat Pump with Outdoor Unit-Air-Source, Ducted)","DE60HOS18230E5","Mini-Splits (Ducted)","DM60HIDU230X5",9,60000,37600]
[205300173,null,"ELIOS","HRCU-A-CB (Mini-Split System: Heat Pump with Outdoor Unit-Air-Source, Ducted)","DE09HOS25230E3","Mini-Splits (Ducted)","DM09HIDU230X5",12,10000,7200]
[205281394,null,"NOVAIR PLUS","HMSV-A-CB (Multi-Split Heat Pump)","36EVONVMO","Non-Ducted Indoor Units","Multiple combinations, check manufacturer compatibility",10.3,24000,17200]
[205281395,null,"NOVAIR PLUS","HMSV-A-CB (Multi-Split Heat Pump)","36EVONVMO","Ducted Indoor Units","Multiple combinations, check manufacturer compatibility",10,24000,17600]
[205281396,null,"NOVAIR PLUS","HMSV-A-CB (Multi-Split Heat Pump)","36EVONVMO","Mixed Ducted and Non-Ducted Indoor Units","Multiple combinations, check manufacturer compatibility",10.15,24000,17400]
[205281397,null,"NOVAIR PLUS","HMSV-A-CB (Multi-Split Heat Pump)","27EVANVMO","Non-Ducted Indoor Units","Multiple combinations, check manufacturer compatibility",10.3,24000,17200]
[205281398,null,"NOVAIR PLUS","HMSV-A-CB (Multi-Split Heat Pump)","27EVANVMO","Ducted Indoor Units","Multiple combinations, check manufacturer compatibility",10,24000,17600]
[205281399,null,"NOVAIR PLUS","HMSV-A-CB (Multi-Split Heat Pump)","27EVANVMO","Mixed Ducted and Non-Ducted Indoor Units","Multiple combinations, check manufacturer compatibility",10.15,24000,17400]
[205281400,null,"NOVAIR PLUS","HMSV-A-CB (Multi-Split Heat Pump)","36EVANVMO","Non-Ducted Indoor Units","Multiple combinations, check manufacturer compatibility",10,28000,17400]
[205281401,null,"NOVAIR PLUS","HMSV-A-CB (Multi-Split Heat Pump)","36EVANVMO","Ducted Indoor Units","Multiple combinations, check manufacturer compatibility",10,30000,23000]
[205281402,null,"NOVAIR PLUS","HMSV-A-CB (Multi-Split Heat Pump)","36EVANVMO","Mixed Ducted and Non-Ducted Indoor Units","Multiple combinations, check manufacturer compatibility",10,29000,20200]
[205281403,null,"NOVAIR PLUS","HMSV-A-CB (Multi-Split Heat Pump)","48EVANVMO","Non-Ducted Indoor Units","Multiple combinations, check manufacturer compatibility",10.199999999999999,48000,29600]
[205281404,null,"NOVAIR PLUS","HMSV-A-CB (Multi-Split Heat Pump)","48EVANVMO","Ducted Indoor Units","Multiple combinations, check manufacturer compatibility",11.5,50000,34000]
[205281405,null,"NOVAIR PLUS","HMSV-A-CB (Multi-Split Heat Pump)","48EVANVMO","Mixed Ducted and Non-Ducted Indoor Units","Multiple combinations, check manufacturer compatibility",10.85,49000,31800]
[205281495,null,"COMFORT-AIRE","HRCU-A-CB-O (Mini-Split Heat Pump, with Remote Outdoor Unit Air-Source, Free Delivery)","A-SVH09SB-0","Mini-Splits (Non-Ducted)","B-SVH09SB-0",9.8000000000000007,9800,5500]
[205281496,null,"COMFORT-AIRE","HRCU-A-CB-O (Mini-Split Heat Pump, with Remote Outdoor Unit Air-Source, Free Delivery)","A-SVH12SB-0","Mini-Splits (Non-Ducted)","B-SVH12SB-0",9.4,12000,6500]
[205281497,null,"COMFORT-AIRE","HRCU-A-CB-O (Mini-Split Heat Pump, with Remote Outdoor Unit Air-Source, Free Delivery)","A-SVH12SB-1","Mini-Splits (Non-Ducted)","B-SVH12SB-1",9.4,12000,6500]
[205309432,null,"PERFECTAIRE","HMSV-A-CB (Multi-Split Heat Pump)","2PAMSH48-MZO5","Non-Ducted Indoor Units","Multiple combinations, check manufacturer compatibility",10.199999999999999,48000,29600]
[205309433,null,"PERFECTAIRE","HMSV-A-CB (Multi-Split Heat Pump)","2PAMSH48-MZO5","Ducted Indoor Units","Multiple combinations, check manufacturer compatibility",11.5,50000,34000]
[205309434,null,"PERFECTAIRE","HMSV-A-CB (Multi-Split Heat Pump)","2PAMSH48-MZO5","Mixed Ducted and Non-Ducted Indoor Units","Multiple combinations, check manufacturer compatibility",10.85,49000,31800]
[205282609,null,"BRYANT","HMSV-A-CB (Multi-Split Heat Pump)","38VMB048HDS3-1","Mixed Ducted and Non-Ducted Indoor Units","Multiple combinations, check manufacturer compatibility",10.5,52500,34000]
[205282610,null,"BRYANT","HMSV-A-CB (Multi-Split Heat Pump)","38VMB060HDS3-1","Non-Ducted Indoor Units","Multiple combinations, check manufacturer compatibility",10.199999999999999,66000,42000]
[205282611,null,"BRYANT","HMSV-A-CB (Multi-Split Heat Pump)","38VMB060HDS3-1","Ducted Indoor Units","Multiple combinations, check manufacturer compatibility",10.1,66000,42000]
[205282612,null,"BRYANT","HMSV-A-CB (Multi-Split Heat Pump)","38VMB060HDS3-1","Mixed Ducted and Non-Ducted Indoor Units","Multiple combinations, check manufacturer compatibility",10.15,66000,42000]
[205282613,null,"C&H","HRCU-A-CB-O (Mini-Split Heat Pump, with Remote Outdoor Unit Air-Source, Free Delivery)","CH-36LCU/O","Mini-Splits (Non-Ducted)","CH-36LCFCI",10,38000,25400]
[205282614,null,"C&H","HRCU-A-CB-O (Mini-Split Heat Pump, with Remote Outdoor Unit Air-Source, Free Delivery)","CH-60LCU/O","Mini-Splits (Non-Ducted)","CH-60LCFCI",10.5,60000,39000]
[205282615,null,"C&H","HRCU-A-CB-O (Mini-Split Heat Pump, with Remote Outdoor Unit Air-Source, Free Delivery)","CH-HYP48LCUO","Mini-Splits (Non-Ducted)","CH-48LCFCI",10.8,50000,35000]
[205282616,null,"C&H","HRCU-A-CB-O (Mini-Split Heat Pump, with Remote Outdoor Unit Air-Source, Free Delivery)","CH-48LCU/O","Mini-Splits (Non-Ducted)","CH-48LCFCI",11,50000,35000]
[205282617,null,"C&H","HMSV-A-CB (Multi-Split Heat Pump)","CH48MSPH230VO","Non-Ducted Indoor Units","Multiple combinations, check manufacturer compatibility",10.199999999999999,48000,29600]
[205283018,null,"HISENSE","HRCU-A-CB (Mini-Split System: Heat Pump with Outdoor Unit-Air-Source, Ducted)","AUWR-36U3SA1","Mini-Splits (Ducted)","AUH-36UX3SDH1",11,36000,25000]
[205287344,null,"C&H","HRCU-A-CB-O (Mini-Split Heat Pump, with Remote Outdoor Unit Air-Source, Free Delivery)","CH-60LCU/O","Mini-Splits (Non-Ducted)","CH-60LCFC/I",10.5,60000,39000]
[205287347,null,"CLASSIC","HRCU-A-CB-O (Mini-Split Heat Pump, with Remote Outdoor Unit Air-Source, Free Delivery)","HRHDBC09AS","Mini-Splits (Non-Ducted)","HWHDBC09S",10.7,9500,5000]
[205287348,null,"CLASSIC","HRCU-A-CB-O (Mini-Split Heat Pump, with Remote Outdoor Unit Air-Source, Free Delivery)","HRHDBC12AS2","Mini-Splits (Non-Ducted)","HWHDBC12S2",10.5,13000,7500]
[205287349,null,"CLASSIC","HRCU-A-CB-O (Mini-Split Heat Pump, with Remote Outdoor Unit Air-Source, Free Delivery)","HRHDBC18AS2","Mini-Splits (Non-Ducted)","HWHDBC18S2",11.6,19000,11600]
[205287350,null,"CLASSIC","HRCU-A-CB-O (Mini-Split Heat Pump, with Remote Outdoor Unit Air-Source, Free Delivery)","HRHDBC24AS2","Mini-Splits (Non-Ducted)","HWHDBC24S2",10.5,26000,14500]
[205287353,null,"CLASSIC","HRCU-A-CB-O (Mini-Split Heat Pump, with Remote Outdoor Unit Air-Source, Free Delivery)","HRHDBC09SA","Mini-Splits (Non-Ducted)","HWHDBC09SA",10,9500,5000]
[205261904,null,"ICP COMMERCIAL","HMSV-A-CB (Multi-Split Heat Pump)","38VMB060HDS3-1","Ducted Indoor Units","Multiple combinations, check manufacturer compatibility",10.1,66000,42000]
[205261905,null,"ICP COMMERCIAL","HMSV-A-CB (Multi-Split Heat Pump)","38VMB060HDS3-1","Mixed Ducted and Non-Ducted Indoor Units","Multiple combinations, check manufacturer compatibility",10.15,66000,42000]
[9102073,null,"GREE","HRCU-A-CB-O (Mini-Split Heat Pump, with Remote Outdoor Unit Air-Source, Free Delivery)","GWH18YE-D3DNA1A/O","Mini-Splits (Non-Ducted)","GWH18YE-D3DN***/I",12,18000,14200]
[9102074,null,"GREE","HRCU-A-CB-O (Mini-Split Heat Pump, with Remote Outdoor Unit Air-Source, Free Delivery)","GWH18YE-D3DNA1A/O","Mini-Splits (Non-Ducted)","GWH18QE-D3DN***/I",12,18000,14200]
[9102364,null,"FOREST AIR","HRCU-A-CB-O (Mini-Split Heat Pump, with Remote Outdoor Unit Air-Source, Free Delivery)","FMSH18A2K/O","Mini-Splits (Non-Ducted)","FMSH18A2K/I",9,19000,11500]
[9102793,null,"GREE","HRCU-A-CB-O (Mini-Split Heat Pump, with Remote Outdoor Unit Air-Source, Free Delivery)","GWH24YE-D3DNA1A/O","Mini-Splits (Non-Ducted)","GWH24YE-D3DN***/I",12,24000,15500]
[9102794,null,"GREE","HRCU-A-CB-O (Mini-Split Heat Pump, with Remote Outdoor Unit Air-Source, Free Delivery)","GWH24YE-D3DNA1A/O","Mini-Splits (Non-Ducted)","GWH24QE-D3DN***/I",12,24000,15500]
[9103807,null,"BOREAL","HRCU-A-CB-O (Mini-Split Heat Pump, with Remote Outdoor Unit Air-Source, Free Delivery)","LOT30HPJ2OC","Mini-Splits (Non-Ducted)","LOT30HPJ2IC",9.6,30000,19000]
[9103808,null,"BOREAL","HRCU-A-CB-O (Mini-Split Heat Pump, with Remote Outdoor Unit Air-Source, Free Delivery)","LOT36HPJ2OC","Mini-Splits (Non-Ducted)","LOT36HPJ2IC",10,36000,21400]
[9104550,null,"DIRECT AIR","HRCU-A-CB-O (Mini-Split Heat Pump, with Remote Outdoor Unit Air-Source, Free Delivery)","MOD31-24HFN1-MT0W","Mini-Splits (Non-Ducted)","MSAED-23HRFN1-MT0W",10,25000,16000]
[9104551,null,"DIRECT AIR","HRCU-A-CB-O (Mini-Split Heat Pump, with Remote Outdoor Unit Air-Source, Free Delivery)","MOCA31-18HFN1-MT0W","Mini-Splits (Non-Ducted)","MSAED-18HRFN1-MT0W",10,18000,11100]
[9105287,null,"CIAC","HRCU-A-CB-O (Mini-Split Heat Pump, with Remote Outdoor Unit Air-Source, Free Delivery)","CG43JX009PH3N1H","Mini-Splits (Non-Ducted)","CH43JX009-H3N1H",10.5,9800,6400]
[9105288,null,"CIAC","HRCU-A-CB-O (Mini-Split Heat Pump, with Remote Outdoor Unit Air-Source, Free Delivery)","CG43JX012PH3N1H","Mini-Splits (Non-Ducted)","CH43JX012-H3N1H",9.8000000000000007,12000,7200]
[9105289,null,"CIAC","HRCU-A-CB-O (Mini-Split Heat Pump, with Remote Outdoor Unit Air-Source, Free Delivery)","CG43JX018PH3N1H","Mini-Splits (Non-Ducted)","CH43JX018-H3N1H",10,18000,10400]
[9105290,null,"CIAC","HRCU-A-CB-O (Mini-Split Heat Pump, with Remote Outdoor Unit Air-Source, Free Delivery)","CG43JX024PH3N1H","Mini-Splits (Non-Ducted)","CH43JX024-H3N1H",10,25000,15300]
[9108743,null,"TOSOT","HRCU-A-CB-O (Mini-Split Heat Pump, with Remote Outdoor Unit Air-Source, Free Delivery)","TW09HQ2C2AO","Mini-Splits (Non-Ducted)","TW09HQ2C2AI",10.5,9900,6100]
[9108744,null,"TOSOT","HRCU-A-CB-O (Mini-Split Heat Pump, with Remote Outdoor Unit Air-Source, Free Delivery)","TW12HQ2C2AO","Mini-Splits (Non-Ducted)","TW12HQ2C2AI",10.199999999999999,12200,6800]
[207465454,null,"SAMSUNG","HRCU-A-CB-O (Mini-Split Heat Pump, with Remote Outdoor Unit Air-Source, Free Delivery)","AC024BXADCH","Mini-Splits (Non-Ducted)","AC024BNADCH",10.8,27000,18300]
[207465455,null,"SAMSUNG","HRCU-A-CB (Mini-Split System: Heat Pump with Outdoor Unit-Air-Source, Ducted)","AC024BXADCH","Mini-Splits (Ducted)","AC024BNHDCH",11,27000,18800]
[207465456,null,"SAMSUNG","HRCU-A-CB (Mini-Split System: Heat Pump with Outdoor Unit-Air-Source, Ducted)","AC024BXADCH","Mini-Splits (Ducted)","AC024BNZDCH",9.6,27000,16300]
[207465457,null,"SAMSUNG","HRCU-A-CB-O (Mini-Split Heat Pump, with Remote Outdoor Unit Air-Source, Free Delivery)","AC030BXADCH","Mini-Splits (Non-Ducted)","AC030BN6DCH",10.199999999999999,32000,18300]
[207465458,null,"SAMSUNG","HRCU-A-CB (Mini-Split System: Heat Pump with Outdoor Unit-Air-Source, Ducted)","AC030BXADCH","Mini-Splits (Ducted)","AC030BNHDCH",11,32000,20600]
[207465459,null,"SAMSUNG","HRCU-A-CB-O (Mini-Split Heat Pump, with Remote Outdoor Unit Air-Source, Free Delivery)","AC030BXADCH","Mini-Splits (Non-Ducted)","AC030BNTDCH",9.6999999999999993,32000,22400]
[9118478,null,"BRYANT","HMSV-A-CB (Multi-Split Heat Pump)","38MGRQ48E--3","Non-Ducted Indoor Units","Multiple combinations, check manufacturer compatibility",10.199999999999999,48000,29600]
[9119139,null,"C&H","HRCU-A-CB-O (Mini-Split Heat Pump, with Remote Outdoor Unit Air-Source, Free Delivery)","CH09VCT230VO","Mini-Splits (Non-Ducted)","CH09VCT230VI",10.5,11000,7300]
[9119140,null,"C&H","HRCU-A-CB-O (Mini-Split Heat Pump, with Remote Outdoor Unit Air-Source, Free Delivery)","CH12VCT230VO","Mini-Splits (Non-Ducted)","CH12VCT230VI",11,13000,7700]
[9119141,null,"C&H","HRCU-A-CB-O (Mini-Split Heat Pump, with Remote Outdoor Unit Air-Source, Free Delivery)","CH18VCT230VO","Mini-Splits (Non-Ducted)","CH18VCT230VI",10.5,19800,12400]
[9119142,null,"C&H","HRCU-A-CB-O (Mini-Split Heat Pump, with Remote Outdoor Unit Air-Source, Free Delivery)","CH24VCT230VO","Mini-Splits (Non-Ducted)","CH24VCT230VI",10,23000,14600]
[9119143,null,"C&H","HRCU-A-CB-O (Mini-Split Heat Pump, with Remote Outdoor Unit Air-Source, Free Delivery)","CH09VCT115VO","Mini-Splits (Non-Ducted)","CH09VCT115VI",10.5,9900,6900]
[9119145,null,"C&H","HRCU-A-CB-O (Mini-Split Heat Pump, with Remote Outdoor Unit Air-Source, Free Delivery)","CH12VCT115VO","Mini-Splits (Non-Ducted)","CH12VCT115VI",10.199999999999999,12200,6800]
[9119149,null,"C&H","HRCU-A-CB-O (Mini-Split Heat Pump, with Remote Outdoor Unit Air-Source, Free Delivery)","CH30VCT230VO","Mini-Splits (Non-Ducted)","CH30VCT230VI",9,28400,19200]
[9119159,null,"C&H","HMSV-A-CB (Multi-Split Heat Pump)","CH18MVCT230VO","Ducted Indoor Units","Multiple combinations, check manufacturer compatibility",9,19000,12300]
[9119163,null,"C&H","HMSV-A-CB (Multi-Split Heat Pump)","CH18MVCT230VO","Mixed Ducted and Non-Ducted Indoor Units","Multiple combinations, check manufacturer compatibility",9,19000,12300]
[9119165,null,"C&H","HRCU-A-CB-O (Mini-Split Heat Pump, with Remote Outdoor Unit Air-Source, Free Delivery)","CH18MVCT230VO","Non-Ducted Indoor Units","Multiple combinations, check manufacturer compatibility",9,19000,12300]
[9119166,null,"C&H","HMSV-A-CB (Multi-Split Heat Pump)","CH24MVCT230VO","Ducted Indoor Units","Multiple combinations, check manufacturer compatibility",9,29000,17800]
[205300190,null,"NORTON AIR CONDITIONERS","HRCU-A-CB-O (Mini-Split Heat Pump, with Remote Outdoor Unit Air-Source, Free Delivery)","OHP14-24-12-22","Mini-Splits (Non-Ducted)","DWHP14-24-12-25",11.5,25000,15300]
[205300191,null,"NORTON AIR CONDITIONERS","HRCU-A-CB-O (Mini-Split Heat Pump, with Remote Outdoor Unit Air-Source, Free Delivery)","OHP14-09-12-25","Mini-Splits (Non-Ducted)","DWHP14-09-12-25",11.2,10900,6900]
[205300192,null,"NORTON AIR CONDITIONERS","HRCU-A-CB-O (Mini-Split Heat Pump, with Remote Outdoor Unit Air-Source, Free Delivery)","OHP14-12-12-25","Mini-Splits (Non-Ducted)","DWHP14-12-12-25",12,12000,7800]
[205300193,null,"NORTON AIR CONDITIONERS","HRCU-A-CB-O (Mini-Split Heat Pump, with Remote Outdoor Unit Air-Source, Free Delivery)","OHP14-18-12-25","Mini-Splits (Non-Ducted)","DWHP14-18-12-25",10.3,18000,10800]
[205300194,null,"NORTON AIR CONDITIONERS","HRCU-A-CB-O (Mini-Split Heat Pump, with Remote Outdoor Unit Air-Source, Free Delivery)","OHP14-24-12-25","Mini-Splits (Non-Ducted)","DWHP14-24-12-25",11.5,24000,15400]
[205300195,null,"NORTON AIR CONDITIONERS","HRCU-A-CB (Mini-Split System: Heat Pump with Outdoor Unit-Air-Source, Ducted)","OHP14-09-12-22","Mini-Splits (Ducted)","DHP14-09-12-U",11.5,10000,6800]
[205300196,null,"NORTON AIR CONDITIONERS","HRCU-A-CB (Mini-Split System: Heat Pump with Outdoor Unit-Air-Source, Ducted)","OHP14-12-12-22","Mini-Splits (Ducted)","DHP14-12-12-U",11.5,12000,7200]
[205300197,null,"NORTON AIR CONDITIONERS","HRCU-A-CB (Mini-Split System: Heat Pump with Outdoor Unit-Air-Source, Ducted)","OHP14-18-12-22","Mini-Splits (Ducted)","DHP14-18-12-U",10.5,18000,12000]
[205300198,null,"NORTON AIR CONDITIONERS","HRCU-A-CB (Mini-Split System: Heat Pump with Outdoor Unit-Air-Source, Ducted)","OHP14-24-12-22","Mini-Splits (Ducted)","DHP14-24-12-U",11,24400,16000]
[205300199,null,"NORTON AIR CONDITIONERS","HRCU-A-CB (Mini-Split System: Heat Pump with Outdoor Unit-Air-Source, Ducted)","OHP14-09-12-25","Mini-Splits (Ducted)","DHP14-09-12-U",12,10000,7200]
[205300200,null,"NORTON AIR CONDITIONERS","HRCU-A-CB (Mini-Split System: Heat Pump with Outdoor Unit-Air-Source, Ducted)","OHP14-12-12-25","Mini-Splits (Ducted)","DHP14-12-12-U",11,12000,8500]
[205300201,null,"NORTON AIR CONDITIONERS","HRCU-A-CB (Mini-Split System: Heat Pump with Outdoor Unit-Air-Source, Ducted)","OHP14-18-12-25","Mini-Splits (Ducted)","DHP14-18-12-U",11,19000,13400]
[205300202,null,"NORTON AIR CONDITIONERS","HRCU-A-CB (Mini-Split System: Heat Pump with Outdoor Unit-Air-Source, Ducted)","OHP14-24-12-25","Mini-Splits (Ducted)","DHP14-24-12-U",12.5,24000,17200]
[205300203,null,"NORTON AIR CONDITIONERS","HMSV-A-CB (Multi-Split Heat Pump)","OHP14-18-22-23","Non-Ducted Indoor Units","Multiple combinations, check manufacturer compatibility",10.3,19000,12000]
[205300204,null,"NORTON AIR CONDITIONERS","HMSV-A-CB (Multi-Split Heat Pump)","OHP14-18-22-23","Ducted Indoor Units","Multiple combinations, check manufacturer compatibility",10,18500,11500]
[205300205,null,"NORTON AIR CONDITIONERS","HMSV-A-CB (Multi-Split Heat Pump)","OHP14-18-22-23","Mixed Ducted and Non-Ducted Indoor Units","Multiple combinations, check manufacturer compatibility",10.15,18700,11700]
[205300206,null,"NORTON AIR CONDITIONERS","HMSV-A-CB (Multi-Split Heat Pump)","OHP14-27-32-23","Non-Ducted Indoor Units","Multiple combinations, check manufacturer compatibility",10.3,24000,17200]
[205300207,null,"NORTON AIR CONDITIONERS","HMSV-A-CB (Multi-Split Heat Pump)","OHP14-27-32-23","Ducted Indoor Units","Multiple combinations, check manufacturer compatibility",10,24000,17600]
[207517153,null,"Mitsubishi Electric","HMSV-A-CB (Multi-Split Heat Pump)","MXZ-SM36NAMHZ","Ducted Indoor Units","Multiple combinations, check manufacturer compatibility",11.7,42000,32000]
[207517154,null,"Mitsubishi Electric","HMSV-A-CB-O (Multi-Split Heat Pump, Free Delivery)","MXZ-SM42NAMHZ","Non-Ducted Indoor Units","Multiple combinations, check manufacturer compatibility",12,48000,32000]
[207517155,null,"Mitsubishi Electric","HMSV-A-CB (Multi-Split Heat Pump)","MXZ-SM42NAMHZ","Ducted Indoor Units","Multiple combinations, check manufacturer compatibility",11,48000,32000]
[9122535,null,"YORK BY JOHNSON CONTROLS","HRCU-A-CB-O (Mini-Split Heat Pump, with Remote Outdoor Unit Air-Source, Free Delivery)","YHKE12YT6AMHO-X","Mini-Splits (Non-Ducted)","YHKE12XT6AMH-RX",9,11800,6800]
[9122536,null,"YORK BY JOHNSON CONTROLS","HRCU-A-CB-O (Mini-Split Heat Pump, with Remote Outdoor Unit Air-Source, Free Delivery)","YHKE18YT6AMHO-X","Mini-Splits (Non-Ducted)","YHKE18XT6AMH-RX",9.8000000000000007,18000,12200]
[9122537,null,"YORK BY JOHNSON CONTROLS","HRCU-A-CB-O (Mini-Split Heat Pump, with Remote Outdoor Unit Air-Source, Free Delivery)","YHKE24YT6AMHO-X","Mini-Splits (Non-Ducted)","YHKE24XT6AMH-RX",9,25000,14800]
[9122538,null,"YORK BY JOHNSON CONTROLS","HRCU-A-CB-O (Mini-Split Heat Pump, with Remote Outdoor Unit Air-Source, Free Delivery)","YUJE18BYJ6AMO-X","Mini-Splits (Non-Ducted)","YFJE18BXJ6AM-RX",10.5,18000,12000]
[9122539,null,"YORK BY JOHNSON CONTROLS","HRCU-A-CB-O (Mini-Split Heat Pump, with Remote Outdoor Unit Air-Source, Free Delivery)","YUJE18BYJ6AMO-X","Mini-Splits (Non-Ducted)","YTJE18BXJ6AM-RX",10.3,18000,12000]
[9122541,null,"YORK BY JOHNSON CONTROLS","HRCU-A-CB-O (Mini-Split Heat Pump, with Remote Outdoor Unit Air-Source, Free Delivery)","YUJE24BYJ6AMO-X","Mini-Splits (Non-Ducted)","YFJE24BXJ6AM-RX",11,24000,15000]
[9122542,null,"YORK BY JOHNSON CONTROLS","HRCU-A-CB-O (Mini-Split Heat Pump, with Remote Outdoor Unit Air-Source, Free Delivery)","YUJE24BYJ6AMO-X","Mini-Splits (Non-Ducted)","YKJE24BXJ6AM-RX",10.5,24400,15800]
[9122544,null,"YORK BY JOHNSON CONTROLS","HRCU-A-CB-O (Mini-Split Heat Pump, with Remote Outdoor Unit Air-Source, Free Delivery)","YUJE12BYJ6AMO-X","Mini-Splits (Non-Ducted)","YTJE12BXJ6AM-RX",10.5,12000,7500]
[9122546,null,"YORK BY JOHNSON CONTROLS","HRCU-A-CB-O (Mini-Split Heat Pump, with Remote Outdoor Unit Air-Source, Free Delivery)","YUJE36BYJ6AMO-X","Mini-Splits (Non-Ducted)","YFJE36BXJ6AM-RX",10,38000,25400]
[9122547,null,"YORK BY JOHNSON CONTROLS","HRCU-A-CB-O (Mini-Split Heat Pump, with Remote Outdoor Unit Air-Source, Free Delivery)","YUJE36BYJ6AMO-X","Mini-Splits (Non-Ducted)","YKJE36BXJ6AM-RX",10.5,38000,25200]
[9122549,null,"YORK BY JOHNSON CONTROLS","HRCU-A-CB-O (Mini-Split Heat Pump, with Remote Outdoor Unit Air-Source, Free Delivery)","YUJE48BYJ6AMO-X","Mini-Splits (Non-Ducted)","YFJE48BXJ6AM-RX",11,50000,35000]
[9122550,null,"YORK BY JOHNSON CONTROLS","HRCU-A-CB-O (Mini-Split Heat Pump, with Remote Outdoor Unit Air-Source, Free Delivery)","YUJE48BYJ6AMO-X","Mini-Splits (Non-Ducted)","YKJE48BXJ6AM-RX",11,50000,35000]
[9122552,null,"LG","HRCU-A-CB-O (Mini-Split Heat Pump, with Remote Outdoor Unit Air-Source, Free Delivery)","LSU243HLV","Mini-Splits (Non-Ducted)","LSN243HLV",11,27000,17900]
[204813304,null,"American Standard / Mitsubishi Electric","HRCU-A-CB-O (Mini-Split Heat Pump, with Remote Outdoor Unit Air-Source, Free Delivery)","ASUZA0361KA70B*","Mini-Splits (Non-Ducted)","APLA0A0361EA70A",10.4,38000,22000]
[204813306,null,"American Standard / Mitsubishi Electric","HRCU-A-CB-O (Mini-Split Heat Pump, with Remote Outdoor Unit Air-Source, Free Delivery)","ASUZA0361KA70N*","Mini-Splits (Non-Ducted)","APLA0A0361EA70A",10.4,38000,22000]
[204782634,null,"TOSOT","HRCU-A-CB-O (Mini-Split Heat Pump, with Remote Outdoor Unit Air-Source, Free Delivery)","TW36HQ3B2DO","Mini-Splits (Non-Ducted)","TW36HQ3B2DI",10.5,34600,34600]
[204783911,null,"MRCOOL","HRCU-A-CB-O (Mini-Split Heat Pump, with Remote Outdoor Unit Air-Source, Free Delivery)","O-ES-09-HP-C-230","Mini-Splits (Non-Ducted)","O-09-HP-WMAH-230A",10.8,9800,5800]
[204783912,null,"MRCOOL","HRCU-A-CB-O (Mini-Split Heat Pump, with Remote Outdoor Unit Air-Source, Free Delivery)","O-ES-12-HP-C-230","Mini-Splits (Non-Ducted)","O-12-HP-WMAH-230A",11,12000,7700]
[204783913,null,"MRCOOL","HRCU-A-CB-O (Mini-Split Heat Pump, with Remote Outdoor Unit Air-Source, Free Delivery)","O-ES-18-HP-C-230","Mini-Splits (Non-Ducted)","O-18-HP-WMAH-230A",10.4,18000,11400]
[204783914,null,"MRCOOL","HRCU-A-CB-O (Mini-Split Heat Pump, with Remote Outdoor Unit Air-Source, Free Delivery)","O-ES-24-HP-C-230","Mini-Splits (Non-Ducted)","O-24-HP-WMAH-230A",11.5,25000,15300]
[204783915,null,"MRCOOL","HRCU-A-CB-O (Mini-Split Heat Pump, with Remote Outdoor Unit Air-Source, Free Delivery)","O-HH-09-HP-C-230","Mini-Splits (Non-Ducted)","O-09-HP-WMAH-230A",11.2,10900,6900]
[204783916,null,"MRCOOL","HRCU-A-CB-O (Mini-Split Heat Pump, with Remote Outdoor Unit Air-Source, Free Delivery)","O-HH-12-HP-C-230","Mini-Splits (Non-Ducted)","O-12-HP-WMAH-230A",12,12000,7800]
[204783917,null,"MRCOOL","HRCU-A-CB-O (Mini-Split Heat Pump, with Remote Outdoor Unit Air-Source, Free Delivery)","O-HH-18-HP-C-230","Mini-Splits (Non-Ducted)","O-18-HP-WMAH-230A",10.3,18000,10800]
[204783918,null,"MRCOOL","HRCU-A-CB-O (Mini-Split Heat Pump, with Remote Outdoor Unit Air-Source, Free Delivery)","O-HH-24-HP-C-230","Mini-Splits (Non-Ducted)","O-24-HP-WMAH-230A",11.5,24000,15400]
[204793304,null,"DIAL","HRCU-A-CB-O (Mini-Split Heat Pump, with Remote Outdoor Unit Air-Source, Free Delivery)","24000Z-03-O","Ducted Indoor Units","Multiple combinations, check manufacturer compatibility",10,24000,15400]
[204793305,null,"DIAL","HMSR-A-CB-O (Multi-Split Heat Recovery Heat Pump, Free Delivery)","36000Z-04-O","Ducted Indoor Units","Multiple combinations, check manufacturer compatibility",10.8,36000,22000]
[204793306,null,"DIAL","HRCU-A-CB-O (Mini-Split Heat Pump, with Remote Outdoor Unit Air-Source, Free Delivery)","24000Z-03-O","Non-Ducted Indoor Units","Multiple combinations, check manufacturer compatibility",11,24000,15400]
[204793307,null,"DIAL","HRCU-A-CB-O (Mini-Split Heat Pump, with Remote Outdoor Unit Air-Source, Free Delivery)","36000Z-04-O","Non-Ducted Indoor Units","Multiple combinations, check manufacturer compatibility",11,36000,23200]
[204793308,null,"DIAL","HRCU-A-CB-O (Mini-Split Heat Pump, with Remote Outdoor Unit Air-Source, Free Delivery)","24000Z-03-O","Mixed Ducted and Non-Ducted Indoor Units","Multiple combinations, check manufacturer compatibility",10.5,24000,15400]
[204793309,null,"DIAL","HRCU-A-CB-O (Mini-Split Heat Pump, with Remote Outdoor Unit Air-Source, Free Delivery)","36000Z-04-O","Mixed Ducted and Non-Ducted Indoor Units","Multiple combinations, check manufacturer compatibility",10.9,36000,22600]
[204793321,null,"American Standard / Mitsubishi Electric","HRCU-A-CB (Mini-Split System: Heat Pump with Outdoor Unit-Air-Source, Ducted)","NAXSKH09A112AA","Mini-Splits (Ducted)","NAXDKS09A112AA",9.8000000000000007,12500,8700]
[204793322,null,"American Standard / Mitsubishi Electric","HRCU-A-CB-O (Mini-Split Heat Pump, with Remote Outdoor Unit Air-Source, Free Delivery)","NAXSKH09A112AA","Mini-Splits (Non-Ducted)","NAXCKS09A112AA",10,11000,6300]
[204793323,null,"American Standard / Mitsubishi Electric","HRCU-A-CB (Mini-Split System: Heat Pump with Outdoor Unit-Air-Source, Ducted)","NAXSKH09A112AA","Mini-Splits (Ducted)","APEADA0091AA70A",10.8,12000,6800]
[204793351,null,"Trane / Mitsubishi Electric","HRCU-A-CB-O (Mini-Split Heat Pump, with Remote Outdoor Unit Air-Source, Free Delivery)","NTXSKH18A112AA","Mini-Splits (Non-Ducted)","NTXCKS18A112AA",9.4,18800,12100]
[204793352,null,"Trane / Mitsubishi Electric","HRCU-A-CB (Mini-Split System: Heat Pump with Outdoor Unit-Air-Source, Ducted)","NTXSKH18A112AA","Mini-Splits (Ducted)","TPEADA0181AA70A",10.8,21600,14200]
[204793353,null,"Trane / Mitsubishi Electric","HRCU-A-CB (Mini-Split System: Heat Pump with Outdoor Unit-Air-Source, Ducted)","NTXSKH18A112AA","Mini-Splits (Ducted)","NTXAMT18A112AA",10.4,21600,14300]
[204793354,null,"Trane / Mitsubishi Electric","HRCU-A-CB-O (Mini-Split Heat Pump, with Remote Outdoor Unit Air-Source, Free Delivery)","NTXSKH18A112AA","Mini-Splits (Non-Ducted)","NTXUKS18A112AA",10,18600,11800]
[204795620,null,"American Standard / Mitsubishi Electric","HRCU-A-CB-O (Mini-Split Heat Pump, with Remote Outdoor Unit Air-Source, Free Delivery)","ASUZA0241HA70B*","Mini-Splits (Non-Ducted)","APCA0A0241KA70A",10.8,26000,15400]
[204795621,null,"American Standard / Mitsubishi Electric","HRCU-A-CB-O (Mini-Split Heat Pump, with Remote Outdoor Unit Air-Source, Free Delivery)","ASUZA0241HA70N*","Mini-Splits (Non-Ducted)","APCA0A0241KA70A",10.8,26000,15400]
[204795622,null,"American Standard / Mitsubishi Electric","HRCU-A-CB-O (Mini-Split Heat Pump, with Remote Outdoor Unit Air-Source, Free Delivery)","ASUZA0301HA70B*","Mini-Splits (Non-Ducted)","APCA0A0301KA70A",10,32000,18800]
[204795623,null,"American Standard / Mitsubishi Electric","HRCU-A-CB-O (Mini-Split Heat Pump, with Remote Outdoor Unit Air-Source, Free Delivery)","ASUZA0301HA70N*","Mini-Splits (Non-Ducted)","APCA0A0301KA70A",10,32000,18800]
[204795624,null,"American Standard / Mitsubishi Electric","HRCU-A-CB-O (Mini-Split Heat Pump, with Remote Outdoor Unit Air-Source, Free Delivery)","ASUZA0361KA70B*","Mini-Splits (Non-Ducted)","APCA0A0361KA70A",10.199999999999999,38000,21000]
[204795625,null,"American Standard / Mitsubishi Electric","HRCU-A-CB-O (Mini-Split Heat Pump, with Remote Outdoor Unit Air-Source, Free Delivery)","ASUZA0361KA70N*","Mini-Splits (Non-Ducted)","APCA0A0361KA70A",10.199999999999999,38000,21000]
[204795626,null,"American Standard / Mitsubishi Electric","HRCU-A-CB-O (Mini-Split Heat Pump, with Remote Outdoor Unit Air-Source, Free Delivery)","ASUZA0421KA70B*","Mini-Splits (Non-Ducted)","APCA0A0421KA70A",10.199999999999999,45000,31800]
[204795627,null,"American Standard / Mitsubishi Electric","HRCU-A-CB-O (Mini-Split Heat Pump, with Remote Outdoor Unit Air-Source, Free Delivery)","ASUZA0421KA70N*","Mini-Splits (Non-Ducted)","APCA0A0421KA70A",10.199999999999999,45000,31800]
[204795628,null,"American Standard / Mitsubishi Electric","HRCU-A-CB (Mini-Split System: Heat Pump with Outdoor Unit-Air-Source, Ducted)","ASUZA0181KA70B*","Mini-Splits (Ducted)","APEADA0181AA70A",10.199999999999999,19000,11000]
[204795629,null,"American Standard / Mitsubishi Electric","HRCU-A-CB (Mini-Split System: Heat Pump with Outdoor Unit-Air-Source, Ducted)","ASUZA0181KA70N*","Mini-Splits (Ducted)","APEADA0181AA70A",10.199999999999999,19000,11000]
[204795630,null,"American Standard / Mitsubishi Electric","HRCU-A-CB (Mini-Split System: Heat Pump with Outdoor Unit-Air-Source, Ducted)","ASUZA0241HA70B*","Mini-Splits (Ducted)","APEADA0241AA70A",10.8,26000,14800]
[204795631,null,"American Standard / Mitsubishi Electric","HRCU-A-CB (Mini-Split System: Heat Pump with Outdoor Unit-Air-Source, Ducted)","ASUZA0241HA70N*","Mini-Splits (Ducted)","APEADA0241AA70A",10.8,26000,14800]
[204795632,null,"American Standard / Mitsubishi Electric","HRCU-A-CB (Mini-Split System: Heat Pump with Outdoor Unit-Air-Source, Ducted)","ASUZA0301HA70B*","Mini-Splits (Ducted)","APEADA0301AA70A",10.8,32000,18500]
[8994003,null,"MDV","HRCU-A-CB-O (Mini-Split Heat Pump, with Remote Outdoor Unit Air-Source, Free Delivery)","MOCA31-23HDN1-MQ0Q1W","Mini-Splits (Non-Ducted)","MSABE-23HRFN1-MP0Q1W",9,25000,15900]
[8994004,null,"MDV","HRCU-A-CB-O (Mini-Split Heat Pump, with Remote Outdoor Unit Air-Source, Free Delivery)","MOD31-36HFN1-MP0Q1W","Mini-Splits (Non-Ducted)","MSABF-36HRFN1-MP0Q1W(B)",9,36000,21200]
[204825177,null,"LG","HRCU-A-CB-O (Mini-Split Heat Pump, with Remote Outdoor Unit Air-Source, Free Delivery)","LAU090HYV3","Mini-Splits (Non-Ducted)","LAN090HYV3",13.5,11000,6700]
[204825178,null,"LG","HRCU-A-CB-O (Mini-Split Heat Pump, with Remote Outdoor Unit Air-Source, Free Delivery)","LAU120HYV3","Mini-Splits (Non-Ducted)","LAN120HYV3",12.5,13600,8300]
[204825179,null,"LG","HRCU-A-CB-O (Mini-Split Heat Pump, with Remote Outdoor Unit Air-Source, Free Delivery)","LAU150HYV3","Mini-Splits (Non-Ducted)","LAN150HYV3",13.5,18000,10900]
[204825180,null,"LG","HRCU-A-CB-O (Mini-Split Heat Pump, with Remote Outdoor Unit Air-Source, Free Delivery)","LAU180HYV3","Mini-Splits (Non-Ducted)","LAN180HYV3",13,21600,13100]
[204825181,null,"LG","HRCU-A-CB-O (Mini-Split Heat Pump, with Remote Outdoor Unit Air-Source, Free Delivery)","LAU240HYV3","Mini-Splits (Non-Ducted)","LAN240HYV3",12.5,26000,15800]
[204825182,null,"LG","HRCU-A-CB-O (Mini-Split Heat Pump, with Remote Outdoor Unit Air-Source, Free Delivery)","LSU243HLV3","Mini-Splits (Non-Ducted)","LSN243HLV3",12,26000,15800]
[204825183,null,"LG","HRCU-A-CB-O (Mini-Split Heat Pump, with Remote Outdoor Unit Air-Source, Free Delivery)","LSU303HLV3","Mini-Splits (Non-Ducted)","LSN303HLV3",11.5,32400,19700]
[204825184,null,"LG","HRCU-A-CB-O (Mini-Split Heat Pump, with Remote Outdoor Unit Air-Source, Free Delivery)","LSU363HLV3","Mini-Splits (Non-Ducted)","LSN363HLV3",11,35200,21400]
[204829817,null,"MDV","HRCU-A-CB-O (Mini-Split Heat Pump, with Remote Outdoor Unit Air-Source, Free Delivery)","MOE30U-48HFN1-M-[X]","Mini-Splits (Non-Ducted)","MCD-48HRFN1-M(D)",10.7,51000,35000]
[204829818,null,"MDV","HRCU-A-CB-O (Mini-Split Heat Pump, with Remote Outdoor Unit Air-Source, Free Delivery)","MOE30U-48HFN1-M-[X]","Mini-Splits (Non-Ducted)","MUE-48HRFN1-M(C)",10.8,50000,35000]
[204829821,null,"MDV","HRCU-A-CB (Mini-Split System: Heat Pump with Outdoor Unit-Air-Source, Ducted)","MOE30U-48HFN1-M-[X]","Mini-Splits (Ducted)","MTI-48HWFN1-M",11.1,48000,33000]
[204834215,null,"Mitsubishi Electric","HMSV-A-CB (Multi-Split Heat Pump)","PUMY-P48NKMU3","Ducted Indoor Units","Multiple combinations, check manufacturer compatibility",11,54000,35000]
[204834216,null,"Mitsubishi Electric","HMSV-A-CB (Multi-Split Heat Pump)","PUMY-HP48NKMU1","Ducted Indoor Units","Multiple combinations, check manufacturer compatibility",11,54000,42000]
[204834217,null,"Mitsubishi Electric","HMSV-A-CB (Multi-Split Heat Pump)","PUMY-P60NKMU3","Ducted Indoor Units","Multiple combinations, check manufacturer compatibility",10.7,66000,40500]
[204834218,null,"Trane / Mitsubishi Electric","HMSV-A-CB (Multi-Split Heat Pump)","TUMYP0481AK43**","Ducted Indoor Units","Multiple combinations, check manufacturer compatibility",11,54000,35000]
[204834278,null,"Trane / Mitsubishi Electric","HMSV-A-CB (Multi-Split Heat Pump)","TUMYP0361AK43**","Ducted Indoor Units","Multiple combinations, check manufacturer compatibility",11.2,42000,26600]
[204834279,null,"Trane / Mitsubishi Electric","HMSV-A-CB-O (Multi-Split Heat Pump, Free Delivery)","TUMYH0361AK41**","Non-Ducted Indoor Units","Multiple combinations, check manufacturer compatibility",12,42000,33000]
[204834280,null,"Trane / Mitsubishi Electric","HMSV-A-CB (Multi-Split Heat Pump)","TUMYH0361AK41**","Ducted Indoor Units","Multiple combinations, check manufacturer compatibility",11.7,42000,32000]
[204834281,null,"Trane / Mitsubishi Electric","HMSV-A-CB-O (Multi-Split Heat Pump, Free Delivery)","TUMYP0481AK43**","Non-Ducted Indoor Units","Multiple combinations, check manufacturer compatibility",12,54000,31400]
[204834282,null,"Trane / Mitsubishi Electric","HMSV-A-CB-O (Multi-Split Heat Pump, Free Delivery)","TUMYH0481AK41**","Non-Ducted Indoor Units","Multiple combinations, check manufacturer compatibility",12,54000,39000]
[204834283,null,"Trane / Mitsubishi Electric","HMSV-A-CB-O (Multi-Split Heat Pump, Free Delivery)","TUMYP0601AK43**","Non-Ducted Indoor Units","Multiple combinations, check manufacturer compatibility",12,66000,41500]
[204834284,null,"Trane / Mitsubishi Electric","HMSV-A-CB-O (Multi-Split Heat Pump, Free Delivery)","NTXMPH36A142B*","Non-Ducted Indoor Units","Multiple combinations, check manufacturer compatibility",11.3,45000,30000]
[204834285,null,"Trane / Mitsubishi Electric","HMSV-A-CB (Multi-Split Heat Pump)","NTXMPH36A142B*","Ducted Indoor Units","Multiple combinations, check manufacturer compatibility",11,45000,34000]
[204834286,null,"Trane / Mitsubishi Electric","HMSV-A-CB-O (Multi-Split Heat Pump, Free Delivery)","NTXMPH42A152B*","Non-Ducted Indoor Units","Multiple combinations, check manufacturer compatibility",11,48000,32000]
[204834287,null,"Trane / Mitsubishi Electric","HMSV-A-CB-O (Multi-Split Heat Pump, Free Delivery)","NTXMMX60A182B*","Non-Ducted Indoor Units","Multiple combinations, check manufacturer compatibility",10.7,66000,41500]
[204834288,null,"American Standard / Mitsubishi Electric","HMSV-A-CB-O (Multi-Split Heat Pump, Free Delivery)","NAXMPH36A142B*","Non-Ducted Indoor Units","Multiple combinations, check manufacturer compatibility",11.3,45000,30000]
[204834289,null,"American Standard / Mitsubishi Electric","HMSV-A-CB (Multi-Split Heat Pump)","NAXMPH36A142B*","Ducted Indoor Units","Multiple combinations, check manufacturer compatibility",11,45000,34000]
[204834290,null,"American Standard / Mitsubishi Electric","HMSV-A-CB-O (Multi-Split Heat Pump, Free Delivery)","NAXMPH42A152B*","Non-Ducted Indoor Units","Multiple combinations, check manufacturer compatibility",11,48000,32000]
[204834291,null,"American Standard / Mitsubishi Electric","HMSV-A-CB-O (Multi-Split Heat Pump, Free Delivery)","NAXMMX60A182B*","Non-Ducted Indoor Units","Multiple combinations, check manufacturer compatibility",10.7,66000,41500]
[204834292,null,"Mitsubishi Electric","HMSV-A-CB-O (Multi-Split Heat Pump, Free Delivery)","MXZ-4C36NAHZ2","Non-Ducted Indoor Units","Multiple combinations, check manufacturer compatibility",11.3,45000,30000]
[204834293,null,"Mitsubishi Electric","HMSV-A-CB (Multi-Split Heat Pump)","MXZ-4C36NAHZ2","Ducted Indoor Units","Multiple combinations, check manufacturer compatibility",11,45000,34000]
[204795696,null,"Trane / Mitsubishi Electric","HRCU-A-CB (Mini-Split System: Heat Pump with Outdoor Unit-Air-Source, Ducted)","TRUZA0241HA70B*","Mini-Splits (Ducted)","TPVA0A0241AA70A",9.3000000000000007,26000,15000]
[204795697,null,"Trane / Mitsubishi Electric","HRCU-A-CB (Mini-Split System: Heat Pump with Outdoor Unit-Air-Source, Ducted)","TRUZA0241HA70N*","Mini-Splits (Ducted)","TPVA0A0241AA70A",9.3000000000000007,26000,15000]
[204795698,null,"Trane / Mitsubishi Electric","HRCU-A-CB (Mini-Split System: Heat Pump with Outdoor Unit-Air-Source, Ducted)","TRUZA0301HA70B*","Mini-Splits (Ducted)","TPVA0A0301AA70A",10,32000,18000]
[204795699,null,"Trane / Mitsubishi Electric","HRCU-A-CB (Mini-Split System: Heat Pump with Outdoor Unit-Air-Source, Ducted)","TRUZA0301HA70N*","Mini-Splits (Ducted)","TPVA0A0301AA70A",10,32000,18000]
[204795700,null,"Trane / Mitsubishi Electric","HRCU-A-CB (Mini-Split System: Heat Pump with Outdoor Unit-Air-Source, Ducted)","TRUZA0361KA70B*","Mini-Splits (Ducted)","TPVA0A0361AA70A",9.5,38000,24000]
[204795701,null,"Trane / Mitsubishi Electric","HRCU-A-CB (Mini-Split System: Heat Pump with Outdoor Unit-Air-Source, Ducted)","TRUZA0361KA70N*","Mini-Splits (Ducted)","TPVA0A0361AA70A",9.5,38000,24000]
[204795702,null,"Trane / Mitsubishi Electric","HRCU-A-CB (Mini-Split System: Heat Pump with Outdoor Unit-Air-Source, Ducted)","TRUZA0421KA70B*","Mini-Splits (Ducted)","TPVA0A0421AA70A",9.3000000000000007,46000,28400]
[204795703,null,"Trane / Mitsubishi Electric","HRCU-A-CB (Mini-Split System: Heat Pump with Outdoor Unit-Air-Source, Ducted)","TRUZA0421KA70N*","Mini-Splits (Ducted)","TPVA0A0421AA70A",9.3000000000000007,46000,28400]
[204803791,null,"MDV","HRCU-A-CB-O (Mini-Split Heat Pump, with Remote Outdoor Unit Air-Source, Free Delivery)","MOD30U-36HFN1-N","Mini-Splits (Non-Ducted)","MUE-36HRDN1-N",9.5,35000,22000]
[204803792,null,"MDV","HRCU-A-CB-O (Mini-Split Heat Pump, with Remote Outdoor Unit Air-Source, Free Delivery)","MOD30U-36HFN1-D","Mini-Splits (Non-Ducted)","MCD-36HRDN1-N",10,36000,22000]
[204803793,null,"MDV","HRCU-A-CB-O (Mini-Split Heat Pump, with Remote Outdoor Unit Air-Source, Free Delivery)","MOE30U-48HDN1-N","Mini-Splits (Non-Ducted)","MUE-48HRDN1-N",9,50000,31000]
[204803795,null,"MDV","HRCU-A-CB-O (Mini-Split Heat Pump, with Remote Outdoor Unit Air-Source, Free Delivery)","MOE30U-55HDN1-D","Mini-Splits (Non-Ducted)","MUE-55HRDN1-N",9.1,54000,33000]
[204803796,null,"MDV","HRCU-A-CB-O (Mini-Split Heat Pump, with Remote Outdoor Unit Air-Source, Free Delivery)","MOD30U-36HFN1-N","Mini-Splits (Non-Ducted)","MCD-36HRDN1-N",10,36000,23000]
[204803800,null,"MDV","HRCU-A-CB-O (Mini-Split Heat Pump, with Remote Outdoor Unit Air-Source, Free Delivery)","MOD30U-36HFN1-D","Mini-Splits (Non-Ducted)","MUE-36HRDN1-N",9.5,36000,21400]
[9101121,null,"GARRISON","HRCU-A-CB-O (Mini-Split Heat Pump, with Remote Outdoor Unit Air-Source, Free Delivery)",3554183,"Mini-Splits (Non-Ducted)",3554182,10.5,9800,6400]
[9101124,null,"GARRISON","HRCU-A-CB-O (Mini-Split Heat Pump, with Remote Outdoor Unit Air-Source, Free Delivery)",3554185,"Mini-Splits (Non-Ducted)",3554184,9.8000000000000007,12000,7200]
[9101130,null,"GARRISON","HRCU-A-CB-O (Mini-Split Heat Pump, with Remote Outdoor Unit Air-Source, Free Delivery)",3554187,"Mini-Splits (Non-Ducted)",3554186,10,18000,10400]
[9101134,null,"GARRISON","HMSV-A-CB (Multi-Split Heat Pump)",3554190,"Non-Ducted Indoor Units","Multiple combinations, check manufacturer compatibility",10,18000,11800]
[9101137,null,"GARRISON","HMSV-A-CB (Multi-Split Heat Pump)",3554191,"Non-Ducted Indoor Units","Multiple combinations, check manufacturer compatibility",9.8000000000000007,28000,16800]
[9101138,null,"GARRISON","HMSV-A-CB (Multi-Split Heat Pump)",3554192,"Non-Ducted Indoor Units","Multiple combinations, check manufacturer compatibility",10.3,36000,25400]
[9101234,null,"YORK","HMSV-A-CB (Multi-Split Heat Pump)","YVAHP060B21S","Mixed Ducted and Non-Ducted Indoor Units","Multiple combinations, check manufacturer compatibility",11.35,64000,42000]
[9101235,null,"HITACHI","HMSV-A-CB (Multi-Split Heat Pump)","HVAHP060B21S","Mixed Ducted and Non-Ducted Indoor Units","Multiple combinations, check manufacturer compatibility",11.35,64000,42000]
[9101401,null,"MDV","HRCU-A-CB-O (Mini-Split Heat Pump, with Remote Outdoor Unit Air-Source, Free Delivery)","MOBA30-09HFN1-MT0W","Mini-Splits (Non-Ducted)","CS11M-09HRFN1-MX0W(A)",10.8,9800,5800]
[9101402,null,"MDV","HRCU-A-CB-O (Mini-Split Heat Pump, with Remote Outdoor Unit Air-Source, Free Delivery)","MOB30-12HFN1-MT0W","Mini-Splits (Non-Ducted)","CS11M-12HRFN1-MU5W",11,12000,7700]
[9101403,null,"MDV","HRCU-A-CB-O (Mini-Split Heat Pump, with Remote Outdoor Unit Air-Source, Free Delivery)","MOCA31-18HFN1-MT0W","Mini-Splits (Non-Ducted)","CS11M-18HRFN1-MT0W",10.4,18000,11400]
[9101404,null,"MDV","HRCU-A-CB-O (Mini-Split Heat Pump, with Remote Outdoor Unit Air-Source, Free Delivery)","MOD31-24HFN1-MT0W","Mini-Splits (Non-Ducted)","CS11M-23HRFN1-MT0W",11.5,25000,15300]
[204795643,null,"American Standard / Mitsubishi Electric","HRCU-A-CB-O (Mini-Split Heat Pump, with Remote Outdoor Unit Air-Source, Free Delivery)","ASUZA0241HA70N*","Mini-Splits (Non-Ducted)","APKA0A0241KA70A",11,26000,15700]
[204795644,null,"American Standard / Mitsubishi Electric","HRCU-A-CB-O (Mini-Split Heat Pump, with Remote Outdoor Unit Air-Source, Free Delivery)","ASUZA0301HA70B*","Mini-Splits (Non-Ducted)","APKA0A0301KA70A",9.9,32000,18300]
[204795645,null,"American Standard / Mitsubishi Electric","HRCU-A-CB-O (Mini-Split Heat Pump, with Remote Outdoor Unit Air-Source, Free Delivery)","ASUZA0301HA70N*","Mini-Splits (Non-Ducted)","APKA0A0301KA70A",9.9,32000,18300]
[204795646,null,"American Standard / Mitsubishi Electric","HRCU-A-CB-O (Mini-Split Heat Pump, with Remote Outdoor Unit Air-Source, Free Delivery)","ASUZA0361KA70B*","Mini-Splits (Non-Ducted)","APKA0A0361KA70A",9.1999999999999993,38000,22400]
[204795647,null,"American Standard / Mitsubishi Electric","HRCU-A-CB-O (Mini-Split Heat Pump, with Remote Outdoor Unit Air-Source, Free Delivery)","ASUZA0361KA70N*","Mini-Splits (Non-Ducted)","APKA0A0361KA70A",9.1999999999999993,38000,22400]
[204795648,null,"American Standard / Mitsubishi Electric","HRCU-A-CB-O (Mini-Split Heat Pump, with Remote Outdoor Unit Air-Source, Free Delivery)","ASUZA0301HA70B*","Mini-Splits (Non-Ducted)","APLA0A0301EA70A",11.6,32000,18100]
[204795649,null,"American Standard / Mitsubishi Electric","HRCU-A-CB-O (Mini-Split Heat Pump, with Remote Outdoor Unit Air-Source, Free Delivery)","ASUZA0301HA70N*","Mini-Splits (Non-Ducted)","APLA0A0301EA70A",11.6,32000,18100]
[204795650,null,"American Standard / Mitsubishi Electric","HRCU-A-CB-O (Mini-Split Heat Pump, with Remote Outdoor Unit Air-Source, Free Delivery)","ASUZA0421KA70B*","Mini-Splits (Non-Ducted)","APLA0A0421EA70A",9.3000000000000007,45000,28000]
[204795651,null,"American Standard / Mitsubishi Electric","HRCU-A-CB-O (Mini-Split Heat Pump, with Remote Outdoor Unit Air-Source, Free Delivery)","ASUZA0421KA70N*","Mini-Splits (Non-Ducted)","APLA0A0421EA70A",9.3000000000000007,45000,28000]
[204795652,null,"American Standard / Mitsubishi Electric","HRCU-A-CB (Mini-Split System: Heat Pump with Outdoor Unit-Air-Source, Ducted)","ASUZA0181KA70B*","Mini-Splits (Ducted)","APVA0A0181AA70A",10.4,19000,12000]
[204795653,null,"American Standard / Mitsubishi Electric","HRCU-A-CB (Mini-Split System: Heat Pump with Outdoor Unit-Air-Source, Ducted)","ASUZA0181KA70N*","Mini-Splits (Ducted)","APVA0A0181AA70A",10.4,19000,12000]
[204795654,null,"American Standard / Mitsubishi Electric","HRCU-A-CB (Mini-Split System: Heat Pump with Outdoor Unit-Air-Source, Ducted)","ASUZA0241HA70B*","Mini-Splits (Ducted)","APVA0A0241AA70A",9.3000000000000007,26000,15000]
[204795655,null,"American Standard / Mitsubishi Electric","HRCU-A-CB (Mini-Split System: Heat Pump with Outdoor Unit-Air-Source, Ducted)","ASUZA0241HA70N*","Mini-Splits (Ducted)","APVA0A0241AA70A",9.3000000000000007,26000,15000]
[204795656,null,"American Standard / Mitsubishi Electric","HRCU-A-CB (Mini-Split System: Heat Pump with Outdoor Unit-Air-Source, Ducted)","ASUZA0301HA70B*","Mini-Splits (Ducted)","APVA0A0301AA70A",10,32000,18000]
[204795657,null,"American Standard / Mitsubishi Electric","HRCU-A-CB (Mini-Split System: Heat Pump with Outdoor Unit-Air-Source, Ducted)","ASUZA0301HA70N*","Mini-Splits (Ducted)","APVA0A0301AA70A",10,32000,18000]
[204795658,null,"American Standard / Mitsubishi Electric","HRCU-A-CB (Mini-Split System: Heat Pump with Outdoor Unit-Air-Source, Ducted)","ASUZA0361KA70B*","Mini-Splits (Ducted)","APVA0A0361AA70A",9.5,38000,24000]
[204795659,null,"American Standard / Mitsubishi Electric","HRCU-A-CB (Mini-Split System: Heat Pump with Outdoor Unit-Air-Source, Ducted)","ASUZA0361KA70N*","Mini-Splits (Ducted)","APVA0A0361AA70A",9.5,38000,24000]
[206726729,null,"LBG Products","HRCU-A-CB-O (Mini-Split Heat Pump, with Remote Outdoor Unit Air-Source, Free Delivery)","LBH12AWO","Mini-Splits (Non-Ducted)","LBH12AWI",11,12100,7700]
[206726730,null,"LBG Products","HRCU-A-CB-O (Mini-Split Heat Pump, with Remote Outdoor Unit Air-Source, Free Delivery)","LBH30DWO","Mini-Splits (Non-Ducted)","LBH30DWI",9,28400,19200]
[206726731,null,"LBG Products","HRCU-A-CB-O (Mini-Split Heat Pump, with Remote Outdoor Unit Air-Source, Free Delivery)","LBH36DWO","Mini-Splits (Non-Ducted)","LBH36DWI",9,34600,20200]
[206726736,null,"LBG Products","HMSV-A-CB-O (Multi-Split Heat Pump, Free Delivery)","LMUH48DWO","Non-Ducted Indoor Units","Multiple combinations, check manufacturer compatibility",10,54000,38000]
[206726737,null,"LBG Products","HMSV-A-CB (Multi-Split Heat Pump)","LMUH48DWO","Ducted Indoor Units","Multiple combinations, check manufacturer compatibility",10,54000,37000]
[206726738,null,"LBG Products","HMSV-A-CB (Multi-Split Heat Pump)","LMUH48DWO","Mixed Ducted and Non-Ducted Indoor Units","Multiple combinations, check manufacturer compatibility",10,54000,37400]
[206726739,null,"LBG Products","HMSV-A-CB-O (Multi-Split Heat Pump, Free Delivery)","LMH18DTO","Non-Ducted Indoor Units","Multiple combinations, check manufacturer compatibility",11,19000,12800]
[206726741,null,"LBG Products","HMSV-A-CB (Multi-Split Heat Pump)","LMH18DTO","Mixed Ducted and Non-Ducted Indoor Units","Multiple combinations, check manufacturer compatibility",9.75,19000,12100]
[206726742,null,"LBG Products","HMSV-A-CB-O (Multi-Split Heat Pump, Free Delivery)","LMH24DTO","Non-Ducted Indoor Units","Multiple combinations, check manufacturer compatibility",11,26000,16600]
[206726744,null,"LBG Products","HMSV-A-CB (Multi-Split Heat Pump)","LMH24DTO","Mixed Ducted and Non-Ducted Indoor Units","Multiple combinations, check manufacturer compatibility",9.75,26000,15700]
[206726745,null,"LBG Products","HMSV-A-CB-O (Multi-Split Heat Pump, Free Delivery)","LMH30DTO","Non-Ducted Indoor Units","Multiple combinations, check manufacturer compatibility",11.5,30000,18000]
[202110993,null,"COMFORT-AIRE","HRCU-A-CB (Mini-Split System: Heat Pump with Outdoor Unit-Air-Source, Ducted)","A-VMH18SU-1A","Mini-Splits (Ducted)","B-VMH18DU-1",11,19000,13400]
[202110994,null,"CENTURY","HRCU-A-CB (Mini-Split System: Heat Pump with Outdoor Unit-Air-Source, Ducted)","A-VMH18SU-1A","Mini-Splits (Ducted)","B-VMH18DU-1",11,19000,13400]
[202110995,null,"COMFORT-AIRE","HRCU-A-CB (Mini-Split System: Heat Pump with Outdoor Unit-Air-Source, Ducted)","A-VMH24SU-1","Mini-Splits (Ducted)","B-VMH24DU-1",12.5,24000,17200]
[202110996,null,"CENTURY","HRCU-A-CB (Mini-Split System: Heat Pump with Outdoor Unit-Air-Source, Ducted)","A-VMH24SU-1","Mini-Splits (Ducted)","B-VMH24DU-1",12.5,24000,17200]
[202110997,null,"KERR","HRCU-A-CB (Mini-Split System: Heat Pump with Outdoor Unit-Air-Source, Ducted)","A-KMH09SU-1","Mini-Splits (Ducted)","B-KMH09DU-1",12,10000,7200]
[202110998,null,"KERR","HRCU-A-CB (Mini-Split System: Heat Pump with Outdoor Unit-Air-Source, Ducted)","A-KMH12SU-1","Mini-Splits (Ducted)","B-KMH12DU-1",11,12000,8500]
[202110999,null,"KERR","HRCU-A-CB (Mini-Split System: Heat Pump with Outdoor Unit-Air-Source, Ducted)","A-KMH18SU-1","Mini-Splits (Ducted)","B-KMH18DU-1",11,19000,13400]
[202111000,null,"KERR","HRCU-A-CB (Mini-Split System: Heat Pump with Outdoor Unit-Air-Source, Ducted)","A-KMH24SU-1","Mini-Splits (Ducted)","B-KMH24DU-1",12.5,24000,17200]
[202111622,null,"WHYNTER","HRCU-A-CB-O (Mini-Split Heat Pump, with Remote Outdoor Unit Air-Source, Free Delivery)","MSO-036H23016-01NE","Mini-Splits (Non-Ducted)","MSI-036H23016-01NE",10,36000,21400]
[202111720,null,"MDV","HMSV-A-CB (Multi-Split Heat Pump)","M2OH-18HFN1-M","Mixed Ducted and Non-Ducted Indoor Units","Multiple combinations, check manufacturer compatibility",9.4,19000,12300]
[202111804,null,"MDV","HMSV-A-CB (Multi-Split Heat Pump)","M3OH-27HFN1-M","Mixed Ducted and Non-Ducted Indoor Units","Multiple combinations, check manufacturer compatibility",9.98,28600,17300]
[202119242,null,"LENNOX","HMSV-A-CB (Multi-Split Heat Pump)","MPB018S4M-1P","Mixed Ducted and Non-Ducted Indoor Units","Multiple combinations, check manufacturer compatibility",9.9,18600,11600]
[202119243,null,"LENNOX","HMSV-A-CB (Multi-Split Heat Pump)","MPB030S4M-1P","Mixed Ducted and Non-Ducted Indoor Units","Multiple combinations, check manufacturer compatibility",9.77,27600,17000]
[202119244,null,"LENNOX","HMSV-A-CB (Multi-Split Heat Pump)","MPB036S4M-1P","Mixed Ducted and Non-Ducted Indoor Units","Multiple combinations, check manufacturer compatibility",9.9700000000000006,36200,23400]
[202119245,null,"LENNOX","HMSV-A-CB (Multi-Split Heat Pump)","MPB048S4M-1P","Mixed Ducted and Non-Ducted Indoor Units","Multiple combinations, check manufacturer compatibility",10.6,49000,32200]
[202119246,null,"LENNOX","HMSV-A-CB (Multi-Split Heat Pump)","MLA018S4M-1P","Mixed Ducted and Non-Ducted Indoor Units","Multiple combinations, check manufacturer compatibility",9.4,19000,12300]
[202119247,null,"LENNOX","HMSV-A-CB (Multi-Split Heat Pump)","MLA030S4M-1P","Mixed Ducted and Non-Ducted Indoor Units","Multiple combinations, check manufacturer compatibility",9.98,28600,17300]
[202119248,null,"LENNOX","HMSV-A-CB (Multi-Split Heat Pump)","MLA036S4M-1P","Mixed Ducted and Non-Ducted Indoor Units","Multiple combinations, check manufacturer compatibility",10.23,36200,24000]
[206726747,null,"LBG Products","HMSV-A-CB (Multi-Split Heat Pump)","LMH30DTO","Mixed Ducted and Non-Ducted Indoor Units","Multiple combinations, check manufacturer compatibility",10,30000,17100]
[206726748,null,"LBG Products","HMSV-A-CB-O (Multi-Split Heat Pump, Free Delivery)","LMH36DTO","Non-Ducted Indoor Units","Multiple combinations, check manufacturer compatibility",11.5,42500,20000]
[206726750,null,"LBG Products","HMSV-A-CB (Multi-Split Heat Pump)","LMH36DTO","Mixed Ducted and Non-Ducted Indoor Units","Multiple combinations, check manufacturer compatibility",10,42500,15000]
[206726751,null,"LBG Products","HMSV-A-CB-O (Multi-Split Heat Pump, Free Delivery)","LMH42DTO","Non-Ducted Indoor Units","Multiple combinations, check manufacturer compatibility",10.199999999999999,45000,29000]
[206726752,null,"LBG Products","HMSV-A-CB (Multi-Split Heat Pump)","LMH42DTO","Ducted Indoor Units","Multiple combinations, check manufacturer compatibility",9.6,46500,28000]
[204795633,null,"American Standard / Mitsubishi Electric","HRCU-A-CB (Mini-Split System: Heat Pump with Outdoor Unit-Air-Source, Ducted)","ASUZA0301HA70N*","Mini-Splits (Ducted)","APEADA0301AA70A",10.8,32000,18500]
[204795634,null,"American Standard / Mitsubishi Electric","HRCU-A-CB (Mini-Split System: Heat Pump with Outdoor Unit-Air-Source, Ducted)","ASUZA0361KA70B*","Mini-Splits (Ducted)","APEADA0361AA70A",9.9,38000,20800]
[204795635,null,"American Standard / Mitsubishi Electric","HRCU-A-CB (Mini-Split System: Heat Pump with Outdoor Unit-Air-Source, Ducted)","ASUZA0361KA70N*","Mini-Splits (Ducted)","APEADA0361AA70A",9.9,38000,20800]
[204795636,null,"American Standard / Mitsubishi Electric","HRCU-A-CB (Mini-Split System: Heat Pump with Outdoor Unit-Air-Source, Ducted)","ASUZA0421KA70B*","Mini-Splits (Ducted)","APEADA0421AA70A",10,45000,30600]
[204795637,null,"American Standard / Mitsubishi Electric","HRCU-A-CB (Mini-Split System: Heat Pump with Outdoor Unit-Air-Source, Ducted)","ASUZA0421KA70N*","Mini-Splits (Ducted)","APEADA0421AA70A",10,45000,30600]
[204795638,null,"American Standard / Mitsubishi Electric","HRCU-A-CB-O (Mini-Split Heat Pump, with Remote Outdoor Unit Air-Source, Free Delivery)","ASUZA0121KA70B*","Mini-Splits (Non-Ducted)","APKA0A0121HA70A",10.199999999999999,14000,9200]
[204795639,null,"American Standard / Mitsubishi Electric","HRCU-A-CB-O (Mini-Split Heat Pump, with Remote Outdoor Unit Air-Source, Free Delivery)","ASUZA0121KA70N*","Mini-Splits (Non-Ducted)","APKA0A0121HA70A",10.199999999999999,14000,9200]
[204795640,null,"American Standard / Mitsubishi Electric","HRCU-A-CB-O (Mini-Split Heat Pump, with Remote Outdoor Unit Air-Source, Free Delivery)","ASUZA0181KA70B*","Mini-Splits (Non-Ducted)","APKA0A0181HA70A",10.199999999999999,19000,11300]
[204793324,null,"American Standard / Mitsubishi Electric","HRCU-A-CB-O (Mini-Split Heat Pump, with Remote Outdoor Unit Air-Source, Free Delivery)","NAXSKH09A112AA","Mini-Splits (Non-Ducted)","NAXUKS09A112AA",11,12000,6600]
[204793325,null,"American Standard / Mitsubishi Electric","HRCU-A-CB (Mini-Split System: Heat Pump with Outdoor Unit-Air-Source, Ducted)","NAXSKH12A112AA","Mini-Splits (Ducted)","NAXDKS12A112AA",10.199999999999999,15000,9000]
[204793326,null,"American Standard / Mitsubishi Electric","HRCU-A-CB-O (Mini-Split Heat Pump, with Remote Outdoor Unit Air-Source, Free Delivery)","NAXSKH12A112AA","Mini-Splits (Non-Ducted)","NAXCKS12A112AA",10,13800,8300]
[204793327,null,"American Standard / Mitsubishi Electric","HRCU-A-CB (Mini-Split System: Heat Pump with Outdoor Unit-Air-Source, Ducted)","NAXSKH12A112AA","Mini-Splits (Ducted)","APEADA0121AA70A",11,15000,9000]
[204793328,null,"American Standard / Mitsubishi Electric","HRCU-A-CB (Mini-Split System: Heat Pump with Outdoor Unit-Air-Source, Ducted)","NAXSKH12A112AA","Mini-Splits (Ducted)","NAXAMT12A112AA",10.199999999999999,15000,8900]
[204793329,null,"American Standard / Mitsubishi Electric","HRCU-A-CB-O (Mini-Split Heat Pump, with Remote Outdoor Unit Air-Source, Free Delivery)","NAXSKH12A112AA","Mini-Splits (Non-Ducted)","NAXUKS12A112AA",10.199999999999999,15000,9100]
[204793330,null,"American Standard / Mitsubishi Electric","HRCU-A-CB (Mini-Split System: Heat Pump with Outdoor Unit-Air-Source, Ducted)","NAXSKH15A112AA","Mini-Splits (Ducted)","NAXDKS15A112AA",9.5,18000,12200]
[204793331,null,"American Standard / Mitsubishi Electric","HRCU-A-CB-O (Mini-Split Heat Pump, with Remote Outdoor Unit Air-Source, Free Delivery)","NAXSKH15A112AA","Mini-Splits (Non-Ducted)","NAXCKS15A112AA",9,16400,9700]
[204793332,null,"American Standard / Mitsubishi Electric","HRCU-A-CB (Mini-Split System: Heat Pump with Outdoor Unit-Air-Source, Ducted)","NAXSKH15A112AA","Mini-Splits (Ducted)","APEADA0151AA70A",9.9,18000,11700]
[204793333,null,"American Standard / Mitsubishi Electric","HRCU-A-CB (Mini-Split System: Heat Pump with Outdoor Unit-Air-Source, Ducted)","NAXSKH18A112AA","Mini-Splits (Ducted)","NAXDKS18A112AA",10.9,21600,14200]
[204793334,null,"American Standard / Mitsubishi Electric","HRCU-A-CB-O (Mini-Split Heat Pump, with Remote Outdoor Unit Air-Source, Free Delivery)","NAXSKH18A112AA","Mini-Splits (Non-Ducted)","NAXCKS18A112AA",9.4,18800,12100]
[204793335,null,"American Standard / Mitsubishi Electric","HRCU-A-CB (Mini-Split System: Heat Pump with Outdoor Unit-Air-Source, Ducted)","NAXSKH18A112AA","Mini-Splits (Ducted)","APEADA0181AA70A",10.8,21600,14200]
[204722815,null,"MIDEA","HMSV-A-CB (Multi-Split Heat Pump)","38MGRQ30D--3","Non-Ducted Indoor Units","Multiple combinations, check manufacturer compatibility",10,28000,17400]
[204722816,null,"PAYNE","HMSV-A-CB (Multi-Split Heat Pump)","38MGRQ30D--3","Non-Ducted Indoor Units","Multiple combinations, check manufacturer compatibility",10,28000,17400]
[204722821,null,"GE Appliances","HRCU-A-CB (Mini-Split System: Heat Pump with Outdoor Unit-Air-Source, Ducted)","ASH109CRAW**","Mini-Splits (Ducted)","ASYW09CRAW**",11,10000,6500]
[204722822,null,"GE Appliances","HRCU-A-CB (Mini-Split System: Heat Pump with Outdoor Unit-Air-Source, Ducted)","ASH112CRAW**","Mini-Splits (Ducted)","ASYW12CRAW**",11,12000,7000]
[204722823,null,"GE Appliances","HRCU-A-CB (Mini-Split System: Heat Pump with Outdoor Unit-Air-Source, Ducted)","ASH118CRDW**","Mini-Splits (Ducted)","ASYW18CRDW**",10.5,18700,11200]
[204722824,null,"GE Appliances","HRCU-A-CB (Mini-Split System: Heat Pump with Outdoor Unit-Air-Source, Ducted)","ASH124CRDW**","Mini-Splits (Ducted)","ASYW24CRDW**",10,26000,16000]
[204725162,null,"Pioneer","HRCU-A-CB-O (Mini-Split Heat Pump, with Remote Outdoor Unit Air-Source, Free Delivery)","YN009ALFI19RPD","Mini-Splits (Non-Ducted)","WT009ALFI19HLD",10.5,9500,5900]
[204725163,null,"Pioneer","HRCU-A-CB-O (Mini-Split Heat Pump, with Remote Outdoor Unit Air-Source, Free Delivery)","YN012ALFI19RPD","Mini-Splits (Non-Ducted)","WT012ALFI19HLD",10,12000,7000]
[204725164,null,"Pioneer","HRCU-A-CB-O (Mini-Split Heat Pump, with Remote Outdoor Unit Air-Source, Free Delivery)","YN009GLFI19RPD","Mini-Splits (Non-Ducted)","WT009GLFI19HLD",10,10000,6300]
[204725165,null,"Pioneer","HRCU-A-CB-O (Mini-Split Heat Pump, with Remote Outdoor Unit Air-Source, Free Delivery)","YN012GLFI19RPD","Mini-Splits (Non-Ducted)","WT012GLFI19HLD",9.5,12500,7000]
[204725166,null,"Pioneer","HRCU-A-CB-O (Mini-Split Heat Pump, with Remote Outdoor Unit Air-Source, Free Delivery)","YN018GLFI19RPD","Mini-Splits (Non-Ducted)","WT018GLFI19HLD",10,19000,11600]
[204725167,null,"Pioneer","HRCU-A-CB-O (Mini-Split Heat Pump, with Remote Outdoor Unit Air-Source, Free Delivery)","YN024GLFI19RPD","Mini-Splits (Non-Ducted)","WT024GLFI19HLD",10,24400,16200]
[204740066,null,"FUJITSU","HRCU-A-CB-O (Mini-Split Heat Pump, with Remote Outdoor Unit Air-Source, Free Delivery)","AOUG09LZAS1","Mini-Splits (Non-Ducted)","ASUG09LZAS",14.2,12000,7400]
[204740067,null,"FUJITSU","HRCU-A-CB-O (Mini-Split Heat Pump, with Remote Outdoor Unit Air-Source, Free Delivery)","AOUG09LZAH1","Mini-Splits (Non-Ducted)","ASUG09LZAS",14,12000,7400]
[204740068,null,"FUJITSU","HRCU-A-CB-O (Mini-Split Heat Pump, with Remote Outdoor Unit Air-Source, Free Delivery)","AOUG12LZAS1","Mini-Splits (Non-Ducted)","ASUG12LZAS",14,16000,10000]
[204740069,null,"FUJITSU","HRCU-A-CB-O (Mini-Split Heat Pump, with Remote Outdoor Unit Air-Source, Free Delivery)","AOUG12LZAH1","Mini-Splits (Non-Ducted)","ASUG12LZAS",13.8,16000,10000]
[204740070,null,"FUJITSU","HRCU-A-CB-O (Mini-Split Heat Pump, with Remote Outdoor Unit Air-Source, Free Delivery)","AOUG15LZAS1","Mini-Splits (Non-Ducted)","ASUG15LZAS",13.4,18000,11200]
[202146851,null,"SUNCHILLERS","HMSV-A-CB (Multi-Split Heat Pump)","M48ODU-ACDC","Non-Ducted Indoor Units","Multiple combinations, check manufacturer compatibility",10.199999999999999,48000,29600]
[202146852,null,"SUNCHILLERS","HRCU-A-CB-O (Mini-Split Heat Pump, with Remote Outdoor Unit Air-Source, Free Delivery)","S9ODU-ACDC","Mini-Splits (Non-Ducted)","S9IDU-ACDC",10.8,9800,5800]
[202146853,null,"SUNCHILLERS","HRCU-A-CB-O (Mini-Split Heat Pump, with Remote Outdoor Unit Air-Source, Free Delivery)","S12ODU-ACDC","Mini-Splits (Non-Ducted)","S12IDU-ACDC",11,12000,7700]
[202146854,null,"SUNCHILLERS","HRCU-A-CB-O (Mini-Split Heat Pump, with Remote Outdoor Unit Air-Source, Free Delivery)","S24ODU-ACDC","Mini-Splits (Non-Ducted)","S24IDU-ACDC",11.5,25000,15300]
[202146855,null,"SUNCHILLERS","HMSV-A-CB (Multi-Split Heat Pump)","M18ODU-ACDC","Non-Ducted Indoor Units","Multiple combinations, check manufacturer compatibility",10.3,19000,12000]
[202146856,null,"SUNCHILLERS","HMSV-A-CB (Multi-Split Heat Pump)","M27ODU-ACDC","Non-Ducted Indoor Units","Multiple combinations, check manufacturer compatibility",10.3,28000,17200]
[202147804,null,"MDV","HRCU-A-CB-O (Mini-Split Heat Pump, with Remote Outdoor Unit Air-Source, Free Delivery)","MOB30-09HFN1-BX0W","Mini-Splits (Non-Ducted)","MSABB-09HRFN1-BX0W",10.5,10000,5800]
[202147805,null,"MIDEA","HRCU-A-CB-O (Mini-Split Heat Pump, with Remote Outdoor Unit Air-Source, Free Delivery)","MOB30-09HFN1-BX0W","Mini-Splits (Non-Ducted)","MSABB-09HRFN1-BX0W",10.5,10000,5800]
[202160451,null,"MDV","HRCU-A-CB-O (Mini-Split Heat Pump, with Remote Outdoor Unit Air-Source, Free Delivery)","MOB30-09HFN1-BV0W","Mini-Splits (Non-Ducted)","MS11M-09HRFN1-BV0W",11.5,11000,6000]
[202160452,null,"MIDEA","HRCU-A-CB-O (Mini-Split Heat Pump, with Remote Outdoor Unit Air-Source, Free Delivery)","MOB30-09HFN1-BV0W","Mini-Splits (Non-Ducted)","MS11M-09HRFN1-BV0W",11.5,11000,6000]
[202177383,null,"LG","HRCU-A-CB (Mini-Split System: Heat Pump with Outdoor Unit-Air-Source, Ducted)","LUU189HV","Mini-Splits (Ducted)","LDN187HV4",10,20000,12700]
[202177384,null,"LG","HRCU-A-CB-O (Mini-Split Heat Pump, with Remote Outdoor Unit Air-Source, Free Delivery)","LUU189HV","Mini-Splits (Non-Ducted)","LCN188HV4",10,18500,12700]
[202181200,null,"TRANE","HMSV-A-CB (Multi-Split Heat Pump)","4TVH0036C1000CA","Ducted Indoor Units","Multiple combinations, check manufacturer compatibility",9.1999999999999993,40000,25000]
[202181202,null,"TRANE","HMSV-A-CB (Multi-Split Heat Pump)","4TVH0048C1000CA","Ducted Indoor Units","Multiple combinations, check manufacturer compatibility",9.6999999999999993,52500,34000]
[202181203,null,"TRANE","HMSV-A-CB (Multi-Split Heat Pump)","4TVH0060C1000CA","Non-Ducted Indoor Units","Multiple combinations, check manufacturer compatibility",9.9,66000,42000]
[202181204,null,"TRANE","HMSV-A-CB (Multi-Split Heat Pump)","4TVH0060C1000CA","Ducted Indoor Units","Multiple combinations, check manufacturer compatibility",9.8000000000000007,66000,42000]
[206716982,null,"American Standard / Mitsubishi Electric","HRCU-A-CB-O (Mini-Split Heat Pump, with Remote Outdoor Unit Air-Source, Free Delivery)","ASUZA0181KA70**","Mini-Splits (Non-Ducted)","APKA0A0181LA00*",11.2,19000,13600]
[206716983,null,"Mitsubishi Electric","HRCU-A-CB-O (Mini-Split Heat Pump, with Remote Outdoor Unit Air-Source, Free Delivery)","PUZ-A18NKA7***","Mini-Splits (Non-Ducted)","PKA-A18LA",11.2,19000,13600]
[206716985,null,"MDV","HMSV-A-CB (Multi-Split Heat Pump)","M4OH-36HFN1-M-20","Ducted Indoor Units","Multiple combinations, check manufacturer compatibility",11,37000,24600]
[206716986,null,"MDV","HMSV-A-CB (Multi-Split Heat Pump)","M2OI-18HFN1-M","Non-Ducted Indoor Units","Multiple combinations, check manufacturer compatibility",10.199999999999999,20000,12000]
[206716987,null,"MDV","HMSV-A-CB (Multi-Split Heat Pump)","M2OA-18HFN1-M","Mixed Ducted and Non-Ducted Indoor Units","Multiple combinations, check manufacturer compatibility",10.7,19000,11400]
[206716988,null,"MDV","HMSV-A-CB (Multi-Split Heat Pump)","M2OI-18HFN1-M","Mixed Ducted and Non-Ducted Indoor Units","Multiple combinations, check manufacturer compatibility",10,19500,11500]
[206716989,null,"MDV","HMSV-A-CB (Multi-Split Heat Pump)","M3OJ-27HFN1-M","Mixed Ducted and Non-Ducted Indoor Units","Multiple combinations, check manufacturer compatibility",10.35,28000,16000]
[206716990,null,"MDV","HMSV-A-CB (Multi-Split Heat Pump)","M3OI-28HFN1-M","Mixed Ducted and Non-Ducted Indoor Units","Multiple combinations, check manufacturer compatibility",10.7,28000,17000]
[206716991,null,"MDV","HMSV-A-CB (Multi-Split Heat Pump)","M4OG-36HFN1-M","Mixed Ducted and Non-Ducted Indoor Units","Multiple combinations, check manufacturer compatibility",11,37000,22400]
[206716992,null,"MDV","HMSV-A-CB (Multi-Split Heat Pump)","M4OH-36HFN1-M-20","Mixed Ducted and Non-Ducted Indoor Units","Multiple combinations, check manufacturer compatibility",11,36600,23200]
[206716993,null,"MDV","HMSV-A-CB (Multi-Split Heat Pump)","M5OG-48HFN1-M-[X]-20","Mixed Ducted and Non-Ducted Indoor Units","Multiple combinations, check manufacturer compatibility",10.75,49500,29000]
[206716994,null,"MDV","HMSV-A-CB (Multi-Split Heat Pump)","M5OF-48HFN1-M-20","Mixed Ducted and Non-Ducted Indoor Units","Multiple combinations, check manufacturer compatibility",11.25,49000,31800]
[206716999,null,"LG","HMSV-A-CB (Multi-Split Heat Pump)","LMU481HV","Non-Ducted Indoor Units","Multiple combinations, check manufacturer compatibility",10.5,54000,33800]
[204795660,null,"American Standard / Mitsubishi Electric","HRCU-A-CB (Mini-Split System: Heat Pump with Outdoor Unit-Air-Source, Ducted)","ASUZA0421KA70B*","Mini-Splits (Ducted)","APVA0A0421AA70A",9.3000000000000007,46000,28400]
[204795661,null,"American Standard / Mitsubishi Electric","HRCU-A-CB (Mini-Split System: Heat Pump with Outdoor Unit-Air-Source, Ducted)","ASUZA0421KA70N*","Mini-Splits (Ducted)","APVA0A0421AA70A",9.3000000000000007,46000,28400]
[204795662,null,"Trane / Mitsubishi Electric","HRCU-A-CB-O (Mini-Split Heat Pump, with Remote Outdoor Unit Air-Source, Free Delivery)","TRUZA0241HA70B*","Mini-Splits (Non-Ducted)","TPCA0A0241KA70A",10.8,26000,15400]
[204795663,null,"Trane / Mitsubishi Electric","HRCU-A-CB-O (Mini-Split Heat Pump, with Remote Outdoor Unit Air-Source, Free Delivery)","TRUZA0241HA70N*","Mini-Splits (Non-Ducted)","TPCA0A0241KA70A",10.8,26000,15400]
[204795664,null,"Trane / Mitsubishi Electric","HRCU-A-CB-O (Mini-Split Heat Pump, with Remote Outdoor Unit Air-Source, Free Delivery)","TRUZA0301HA70B*","Mini-Splits (Non-Ducted)","TPCA0A0301KA70A",10,32000,18800]
[204795665,null,"Trane / Mitsubishi Electric","HRCU-A-CB-O (Mini-Split Heat Pump, with Remote Outdoor Unit Air-Source, Free Delivery)","TRUZA0301HA70N*","Mini-Splits (Non-Ducted)","TPCA0A0301KA70A",10,32000,18800]
[204795666,null,"Trane / Mitsubishi Electric","HRCU-A-CB-O (Mini-Split Heat Pump, with Remote Outdoor Unit Air-Source, Free Delivery)","TRUZA0361KA70B*","Mini-Splits (Non-Ducted)","TPCA0A0361KA70A",10.199999999999999,38000,21000]
[204795667,null,"Trane / Mitsubishi Electric","HRCU-A-CB-O (Mini-Split Heat Pump, with Remote Outdoor Unit Air-Source, Free Delivery)","TRUZA0361KA70N*","Mini-Splits (Non-Ducted)","TPCA0A0361KA70A",10.199999999999999,38000,21000]
[204795668,null,"Trane / Mitsubishi Electric","HRCU-A-CB-O (Mini-Split Heat Pump, with Remote Outdoor Unit Air-Source, Free Delivery)","TRUZA0421KA70B*","Mini-Splits (Non-Ducted)","TPCA0A0421KA70A",10.199999999999999,45000,31800]
[204795669,null,"Trane / Mitsubishi Electric","HRCU-A-CB-O (Mini-Split Heat Pump, with Remote Outdoor Unit Air-Source, Free Delivery)","TRUZA0421KA70N*","Mini-Splits (Non-Ducted)","TPCA0A0421KA70A",10.199999999999999,45000,31800]
[204795670,null,"Trane / Mitsubishi Electric","HRCU-A-CB (Mini-Split System: Heat Pump with Outdoor Unit-Air-Source, Ducted)","TRUZA0181KA70B*","Mini-Splits (Ducted)","TPEADA0181AA70A",10.199999999999999,19000,11000]
[204795671,null,"Trane / Mitsubishi Electric","HRCU-A-CB (Mini-Split System: Heat Pump with Outdoor Unit-Air-Source, Ducted)","TRUZA0181KA70N*","Mini-Splits (Ducted)","TPEADA0181AA70A",10.199999999999999,19000,11000]
[204795672,null,"Trane / Mitsubishi Electric","HRCU-A-CB (Mini-Split System: Heat Pump with Outdoor Unit-Air-Source, Ducted)","TRUZA0241HA70B*","Mini-Splits (Ducted)","TPEADA0241AA70A",10.8,26000,14800]
[204795673,null,"Trane / Mitsubishi Electric","HRCU-A-CB (Mini-Split System: Heat Pump with Outdoor Unit-Air-Source, Ducted)","TRUZA0241HA70N*","Mini-Splits (Ducted)","TPEADA0241AA70A",10.8,26000,14800]
[204795674,null,"Trane / Mitsubishi Electric","HRCU-A-CB (Mini-Split System: Heat Pump with Outdoor Unit-Air-Source, Ducted)","TRUZA0301HA70B*","Mini-Splits (Ducted)","TPEADA0301AA70A",10.8,32000,18500]
[204795675,null,"Trane / Mitsubishi Electric","HRCU-A-CB (Mini-Split System: Heat Pump with Outdoor Unit-Air-Source, Ducted)","TRUZA0301HA70N*","Mini-Splits (Ducted)","TPEADA0301AA70A",10.8,32000,18500]
[204795676,null,"Trane / Mitsubishi Electric","HRCU-A-CB (Mini-Split System: Heat Pump with Outdoor Unit-Air-Source, Ducted)","TRUZA0361KA70B*","Mini-Splits (Ducted)","TPEADA0361AA70A",9.9,38000,20800]
[204795677,null,"Trane / Mitsubishi Electric","HRCU-A-CB (Mini-Split System: Heat Pump with Outdoor Unit-Air-Source, Ducted)","TRUZA0361KA70N*","Mini-Splits (Ducted)","TPEADA0361AA70A",9.9,38000,20800]
[204813308,null,"American Standard / Mitsubishi Electric","HRCU-A-CB (Mini-Split System: Heat Pump with Outdoor Unit-Air-Source, Ducted)","ASUZA0121KA70B*","Mini-Splits (Ducted)","APVA0A0121AA70A",10.3,14000,9900]
[204813310,null,"American Standard / Mitsubishi Electric","HRCU-A-CB (Mini-Split System: Heat Pump with Outdoor Unit-Air-Source, Ducted)","ASUZA0121KA70N*","Mini-Splits (Ducted)","APVA0A0121AA70A",10.3,14000,9900]
[204813311,null,"Trane / Mitsubishi Electric","HRCU-A-CB (Mini-Split System: Heat Pump with Outdoor Unit-Air-Source, Ducted)","TRUZA0121KA70B*","Mini-Splits (Ducted)","TPEADA0121AA70A",10.199999999999999,14000,8700]
[204813313,null,"Trane / Mitsubishi Electric","HRCU-A-CB (Mini-Split System: Heat Pump with Outdoor Unit-Air-Source, Ducted)","TRUZA0121KA70N*","Mini-Splits (Ducted)","TPEADA0121AA70A",10.199999999999999,14000,8700]
[204813315,null,"Trane / Mitsubishi Electric","HRCU-A-CB-O (Mini-Split Heat Pump, with Remote Outdoor Unit Air-Source, Free Delivery)","TRUZA0121KA70B*","Mini-Splits (Non-Ducted)","TPLA0A0121EA70A",12.8,14000,10100]
[204813316,null,"Trane / Mitsubishi Electric","HRCU-A-CB-O (Mini-Split Heat Pump, with Remote Outdoor Unit Air-Source, Free Delivery)","TRUZA0121KA70N*","Mini-Splits (Non-Ducted)","TPLA0A0121EA70A",12.8,14000,10100]
[204813318,null,"Trane / Mitsubishi Electric","HRCU-A-CB-O (Mini-Split Heat Pump, with Remote Outdoor Unit Air-Source, Free Delivery)","TRUZA0181KA70B*","Mini-Splits (Non-Ducted)","TPLA0A0181EA70A",11,19000,11000]
[204813320,null,"Trane / Mitsubishi Electric","HRCU-A-CB-O (Mini-Split Heat Pump, with Remote Outdoor Unit Air-Source, Free Delivery)","TRUZA0181KA70N*","Mini-Splits (Non-Ducted)","TPLA0A0181EA70A",11,19000,11000]
[204813321,null,"Trane / Mitsubishi Electric","HRCU-A-CB-O (Mini-Split Heat Pump, with Remote Outdoor Unit Air-Source, Free Delivery)","TRUZA0241HA70B*","Mini-Splits (Non-Ducted)","TPLA0A0241EA70A",11.2,26000,14900]
[204813323,null,"Trane / Mitsubishi Electric","HRCU-A-CB-O (Mini-Split Heat Pump, with Remote Outdoor Unit Air-Source, Free Delivery)","TRUZA0241HA70N*","Mini-Splits (Non-Ducted)","TPLA0A0241EA70A",11.2,26000,14900]
[204813325,null,"Trane / Mitsubishi Electric","HRCU-A-CB-O (Mini-Split Heat Pump, with Remote Outdoor Unit Air-Source, Free Delivery)","TRUZA0361KA70B*","Mini-Splits (Non-Ducted)","TPLA0A0361EA70A",10.4,38000,22000]
[204813326,null,"Trane / Mitsubishi Electric","HRCU-A-CB-O (Mini-Split Heat Pump, with Remote Outdoor Unit Air-Source, Free Delivery)","TRUZA0361KA70N*","Mini-Splits (Non-Ducted)","TPLA0A0361EA70A",10.4,38000,22000]
[204813328,null,"Trane / Mitsubishi Electric","HRCU-A-CB (Mini-Split System: Heat Pump with Outdoor Unit-Air-Source, Ducted)","TRUZA0121KA70B*","Mini-Splits (Ducted)","TPVA0A0121AA70A",10.3,14000,9900]
[204813330,null,"Trane / Mitsubishi Electric","HRCU-A-CB (Mini-Split System: Heat Pump with Outdoor Unit-Air-Source, Ducted)","TRUZA0121KA70N*","Mini-Splits (Ducted)","TPVA0A0121AA70A",10.3,14000,9900]
[204816625,null,"HISENSE","HRCU-A-CB (Mini-Split System: Heat Pump with Outdoor Unit-Air-Source, Ducted)","AMW2-18U3SFA","Ducted Indoor Units","Multiple combinations, check manufacturer compatibility",9.6,18000,12200]
[204816936,null,"ICP COMMERCIAL","HMSV-A-CB (Multi-Split Heat Pump)","38VMA036HDS3-1","Non-Ducted Indoor Units","Multiple combinations, check manufacturer compatibility",11,40000,25000]
[204816937,null,"ICP COMMERCIAL","HMSV-A-CB (Multi-Split Heat Pump)","38VMA036HDS3-1","Ducted Indoor Units","Multiple combinations, check manufacturer compatibility",10.3,40000,25000]
[204803801,null,"YORK","HRCU-A-CB-O (Mini-Split Heat Pump, with Remote Outdoor Unit Air-Source, Free Delivery)","YUKE36BYTMCMO-X","Mini-Splits (Non-Ducted)","YFKE36BXTMCM-RX",9.5,35000,22000]
[204803804,null,"YORK","HRCU-A-CB-O (Mini-Split Heat Pump, with Remote Outdoor Unit Air-Source, Free Delivery)","YUKE48BYTMCMO-X","Mini-Splits (Non-Ducted)","YFKE48BXTMCM-RX",9,50000,31000]
[204803805,null,"YORK","HRCU-A-CB-O (Mini-Split Heat Pump, with Remote Outdoor Unit Air-Source, Free Delivery)","YUKE55BYVMCMO-X","Mini-Splits (Non-Ducted)","YFKE55BXTMCM-RX",9.1,54000,33000]
[204803807,null,"YORK","HRCU-A-CB-O (Mini-Split Heat Pump, with Remote Outdoor Unit Air-Source, Free Delivery)","YUKE36BYVMCMO-X","Mini-Splits (Non-Ducted)","YKKE36BXTMCM-RX",10,36000,22000]
[204803808,null,"YORK","HRCU-A-CB-O (Mini-Split Heat Pump, with Remote Outdoor Unit Air-Source, Free Delivery)","YUKE36BYTMCMO-X","Mini-Splits (Non-Ducted)","YKKE36BXTMCM-RX",10,36000,23000]
[204803809,null,"YORK","HRCU-A-CB-O (Mini-Split Heat Pump, with Remote Outdoor Unit Air-Source, Free Delivery)","YUKE36BYVMCMO-X","Mini-Splits (Non-Ducted)","YFKE36BXTMCM-RX",9.5,36000,21400]
[204834294,null,"Mitsubishi Electric","HMSV-A-CB-O (Multi-Split Heat Pump, Free Delivery)","MXZ-5C42NAHZ2","Non-Ducted Indoor Units","Multiple combinations, check manufacturer compatibility",11,48000,32000]
[204834295,null,"Mitsubishi Electric","HMSV-A-CB-O (Multi-Split Heat Pump, Free Delivery)","MXZ-8C60NA2","Non-Ducted Indoor Units","Multiple combinations, check manufacturer compatibility",10.7,66000,41500]
[204835478,null,"HISENSE","HRCU-A-CB-O (Mini-Split Heat Pump, with Remote Outdoor Unit Air-Source, Free Delivery)","AUW-09U3SS","Mini-Splits (Non-Ducted)","ACT-09UR3SCA",10,10000,6000]
[204835479,null,"HISENSE","HRCU-A-CB (Mini-Split System: Heat Pump with Outdoor Unit-Air-Source, Ducted)","AUW-09U3SS","Mini-Splits (Ducted)","ADT-09UX3SBL",10,11000,6000]
[204835482,null,"YORK","HRCU-A-CB-O (Mini-Split Heat Pump, with Remote Outdoor Unit Air-Source, Free Delivery)","YUJE24BYTMCMO-X","Mini-Splits (Non-Ducted)","YFJE24BXTMCM-RX",11,24000,15000]
[204835484,null,"YORK","HRCU-A-CB-O (Mini-Split Heat Pump, with Remote Outdoor Unit Air-Source, Free Delivery)","YUJE36BYTMCMO-X","Mini-Splits (Non-Ducted)","YKJE36BXTMCM-RX",10,36000,23000]
[204835485,null,"YORK","HRCU-A-CB-O (Mini-Split Heat Pump, with Remote Outdoor Unit Air-Source, Free Delivery)","YUJE12BYTMCMO-X","Mini-Splits (Non-Ducted)","YKJE12BXTMCM-RX",10.5,12000,7500]
[204835486,null,"YORK","HRCU-A-CB-O (Mini-Split Heat Pump, with Remote Outdoor Unit Air-Source, Free Delivery)","YUJE18BYTMCMO-X","Mini-Splits (Non-Ducted)","YKJE18BXTMCM-RX",10.3,18000,12000]
[204835488,null,"YORK","HRCU-A-CB-O (Mini-Split Heat Pump, with Remote Outdoor Unit Air-Source, Free Delivery)","YUJE48BYTMCMO-X","Mini-Splits (Non-Ducted)","YFJE48BXTMCM-RX",9,50000,31000]
[204835490,null,"YORK","HRCU-A-CB-O (Mini-Split Heat Pump, with Remote Outdoor Unit Air-Source, Free Delivery)","YUJE55BYVMCMO-X","Mini-Splits (Non-Ducted)","YFJE55BXTMCM-RX",9.1,54000,33000]
[204835491,null,"YORK","HRCU-A-CB-O (Mini-Split Heat Pump, with Remote Outdoor Unit Air-Source, Free Delivery)","YUJE18BYTMCMO-X","Mini-Splits (Non-Ducted)","YFJE18BXTMCM-RX",10.5,18000,12000]
[204835492,null,"YORK","HRCU-A-CB-O (Mini-Split Heat Pump, with Remote Outdoor Unit Air-Source, Free Delivery)","YUJE36BYTMCMO-X","Mini-Splits (Non-Ducted)","YFJE36BXTMCM-RX",9.5,35000,22000]
[204835493,null,"YORK","HRCU-A-CB-O (Mini-Split Heat Pump, with Remote Outdoor Unit Air-Source, Free Delivery)","YUJE36BYVMCMO-X","Mini-Splits (Non-Ducted)","YFJE36BXTMCM-RX",9.5,36000,21400]
[204835495,null,"YORK","HRCU-A-CB-O (Mini-Split Heat Pump, with Remote Outdoor Unit Air-Source, Free Delivery)","YUJE24BYTMCMO-X","Mini-Splits (Non-Ducted)","YKJE24BXTMCM-RX",10.5,24400,15800]
[206733681,null,"GENERALLUX STAR","HRCU-A-CB-O (Mini-Split Heat Pump, with Remote Outdoor Unit Air-Source, Free Delivery)","AST-24UW3SDBTU01(O)","Mini-Splits (Non-Ducted)","AST-24UW3SDBTU01(I)",10.5,26000,14500]
[206733682,null,"GENERALLUX STAR","HRCU-A-CB-O (Mini-Split Heat Pump, with Remote Outdoor Unit Air-Source, Free Delivery)","AS-18UW3SXATU(O)","Mini-Splits (Non-Ducted)","AS-18UW3SXATU(I)",10.1,20000,11600]
[206733683,null,"GENERALLUX STAR","HRCU-A-CB-O (Mini-Split Heat Pump, with Remote Outdoor Unit Air-Source, Free Delivery)","AS-24UW3SBBTU(O)","Mini-Splits (Non-Ducted)","AS-24UW3SBBTU(I)",9.8000000000000007,24400,13000]
[206733684,null,"DANBY","HRCU-A-CB-O (Mini-Split Heat Pump, with Remote Outdoor Unit Air-Source, Free Delivery)","ASW-H12G2/*R1DI-US","Mini-Splits (Non-Ducted)","ASW-H12G2/*R1DI-US",11,12300,9700]
[206733685,null,"DANBY","HRCU-A-CB-O (Mini-Split Heat Pump, with Remote Outdoor Unit Air-Source, Free Delivery)","ASW-H18T2/*R1DI-US","Mini-Splits (Non-Ducted)","ASW-H18T2/*R1DI-US",10,17200,10000]
[206733686,null,"DANBY","HRCU-A-CB-O (Mini-Split Heat Pump, with Remote Outdoor Unit Air-Source, Free Delivery)","ASW-H24G2/*R1DI-US","Mini-Splits (Non-Ducted)","ASW-H24G2/*R1DI-US",11,23000,17200]
[206750851,null,"HITACHI","HRCU-A-CB-O (Mini-Split Heat Pump, with Remote Outdoor Unit Air-Source, Free Delivery)","RAS-1.0PNNBDH1","Mini-Splits (Non-Ducted)","RCIM-1.0PNN1DH",10,10000,6000]
[206750852,null,"HITACHI","HRCU-A-CB (Mini-Split System: Heat Pump with Outdoor Unit-Air-Source, Ducted)","RAS-1.0PNNBDH1","Mini-Splits (Ducted)","RPIL-1.0PNN1DH",10,11000,6000]
[206750853,null,"HITACHI","HRCU-A-CB-O (Mini-Split Heat Pump, with Remote Outdoor Unit Air-Source, Free Delivery)","RAS-1.5PNNBDH1","Mini-Splits (Non-Ducted)","RCIM-1.5PNN1DH",11.5,12000,7000]
[206750854,null,"HITACHI","HRCU-A-CB (Mini-Split System: Heat Pump with Outdoor Unit-Air-Source, Ducted)","RAS-1.5PNNBDH1","Mini-Splits (Ducted)","RPIL-1.5PNN1DH",10,12000,6600]
[206750855,null,"HITACHI","HRCU-A-CB-O (Mini-Split Heat Pump, with Remote Outdoor Unit Air-Source, Free Delivery)","RAS-2.0PNNBDH1","Mini-Splits (Non-Ducted)","RCI-2.0PNN1DH",11,19000,11000]
[206750856,null,"HITACHI","HRCU-A-CB (Mini-Split System: Heat Pump with Outdoor Unit-Air-Source, Ducted)","RAS-2.0PNNBDH1","Mini-Splits (Ducted)","RPIL-2.0PNN1DH",10,18000,12000]
[206750857,null,"HITACHI","HRCU-A-CB-O (Mini-Split Heat Pump, with Remote Outdoor Unit Air-Source, Free Delivery)","RAS-3.0PNNBDH1","Mini-Splits (Non-Ducted)","RCI-3.0PNN1DH",10,24000,19600]
[206750858,null,"HITACHI","HRCU-A-CB (Mini-Split System: Heat Pump with Outdoor Unit-Air-Source, Ducted)","RAS-3.0PNNBDH1","Mini-Splits (Ducted)","RPIM-3.0PNN1DH",11,28000,19200]
[206750859,null,"HITACHI","HRCU-A-CB-O (Mini-Split Heat Pump, with Remote Outdoor Unit Air-Source, Free Delivery)","RAS-4.0PNNBDH1","Mini-Splits (Non-Ducted)","RCI-4.0PNN1DH",10.5,36000,27200]
[206750860,null,"HITACHI","HRCU-A-CB (Mini-Split System: Heat Pump with Outdoor Unit-Air-Source, Ducted)","RAS-4.0PNNBDH1","Mini-Splits (Ducted)","RPIM-4.0PNN1DH",9.5,36000,26000]
[206750868,null,"WESTINGHOUSE","HRCU-A-CB-O (Mini-Split Heat Pump, with Remote Outdoor Unit Air-Source, Free Delivery)","WHP42M5A21S","Mini-Splits (Non-Ducted)","WHP07SZA21S",10.7,8500,5000]
[206764033,null,"LENNOX VRF","HMSV-A-CB-O (Multi-Split Heat Pump, Free Delivery)","VEP024C432P","Non-Ducted Indoor Units","Multiple combinations, check manufacturer compatibility",10,28000,16500]
[202119253,null,"SMART COMFORT","HRCU-A-CB-O (Mini-Split Heat Pump, with Remote Outdoor Unit Air-Source, Free Delivery)","DLCPRAH09AAK","Mini-Splits (Non-Ducted)","DLFPHAH09XAK",14.5,10000,7200]
[202119254,null,"SMART COMFORT","HRCU-A-CB-O (Mini-Split Heat Pump, with Remote Outdoor Unit Air-Source, Free Delivery)","DLCPRAH12AAK","Mini-Splits (Non-Ducted)","DLFPHAH12XAK",13.6,12000,6800]
[202119255,null,"SMART COMFORT","HRCU-A-CB-O (Mini-Split Heat Pump, with Remote Outdoor Unit Air-Source, Free Delivery)","DLCERAH12AAJ","Mini-Splits (Non-Ducted)","DLFEHAH12XAJ",10.3,12000,7200]
[202119256,null,"SMART COMFORT","HRCU-A-CB-O (Mini-Split Heat Pump, with Remote Outdoor Unit Air-Source, Free Delivery)","DLCERAH09AAK","Mini-Splits (Non-Ducted)","DLFEHAH09XAK",10,9800,5800]
[202119257,null,"SMART COMFORT","HRCU-A-CB-O (Mini-Split Heat Pump, with Remote Outdoor Unit Air-Source, Free Delivery)","DLCERAH12AAK","Mini-Splits (Non-Ducted)","DLFEHAH12XAK",9.6,12000,7300]
[202119258,null,"SMART COMFORT","HRCU-A-CB-O (Mini-Split Heat Pump, with Remote Outdoor Unit Air-Source, Free Delivery)","DLCERAH18AAK","Mini-Splits (Non-Ducted)","DLFEHAH18XAK",10.1,18000,11400]
[202119259,null,"SMART COMFORT","HRCU-A-CB-O (Mini-Split Heat Pump, with Remote Outdoor Unit Air-Source, Free Delivery)","DLCERAH24AAK","Mini-Splits (Non-Ducted)","DLFEHAH24XAK",9.6,24800,15300]
[202119261,null,"SMART COMFORT","HRCU-A-CB-O (Mini-Split Heat Pump, with Remote Outdoor Unit Air-Source, Free Delivery)","DLCSRAH12AAJ","Mini-Splits (Non-Ducted)","DLFSHAH12XAJ",11,11800,7100]
[202119262,null,"SMART COMFORT","HRCU-A-CB-O (Mini-Split Heat Pump, with Remote Outdoor Unit Air-Source, Free Delivery)","DLCSRAH09AAK","Mini-Splits (Non-Ducted)","DLFSHAH09XAK",10.5,12000,7500]
[202119263,null,"SMART COMFORT","HRCU-A-CB-O (Mini-Split Heat Pump, with Remote Outdoor Unit Air-Source, Free Delivery)","DLCSRAH12AAK","Mini-Splits (Non-Ducted)","DLFSHAH12XAK",11,12000,7600]
[202119264,null,"SMART COMFORT","HRCU-A-CB-O (Mini-Split Heat Pump, with Remote Outdoor Unit Air-Source, Free Delivery)","DLCSRAH18AAK","Mini-Splits (Non-Ducted)","DLFSHAH18XAK",10.5,18000,11900]
[202119265,null,"SMART COMFORT","HRCU-A-CB-O (Mini-Split Heat Pump, with Remote Outdoor Unit Air-Source, Free Delivery)","DLCSRAH24AAK","Mini-Splits (Non-Ducted)","DLFSHAH24XAK",10,25000,15000]
[202119266,null,"SMART COMFORT","HRCU-A-CB-O (Mini-Split Heat Pump, with Remote Outdoor Unit Air-Source, Free Delivery)","DLCSRAH30AAK","Mini-Splits (Non-Ducted)","DLFSHAH30XAK",9.8000000000000007,30000,18000]
[202119267,null,"SMART COMFORT","HRCU-A-CB-O (Mini-Split Heat Pump, with Remote Outdoor Unit Air-Source, Free Delivery)","DLCSRAH36AAK","Mini-Splits (Non-Ducted)","DLFSHAH36XAK",10,36000,20600]
[202119268,null,"SMART COMFORT","HRCU-A-CB (Mini-Split System: Heat Pump with Outdoor Unit-Air-Source, Ducted)","DLCLRAH36AAK","Mini-Splits (Ducted)","DLFLDAH36XAK",11.5,40000,27600]
[202119269,null,"SMART COMFORT","HMSV-A-CB (Multi-Split Heat Pump)","DLCMRAH18BAK","Non-Ducted Indoor Units","Multiple combinations, check manufacturer compatibility",9.6999999999999993,18000,11600]
[204834219,null,"Trane / Mitsubishi Electric","HMSV-A-CB (Multi-Split Heat Pump)","TUMYH0481AK41**","Ducted Indoor Units","Multiple combinations, check manufacturer compatibility",11,54000,42000]
[204834220,null,"Trane / Mitsubishi Electric","HMSV-A-CB (Multi-Split Heat Pump)","TUMYP0601AK43**","Ducted Indoor Units","Multiple combinations, check manufacturer compatibility",10.7,66000,40500]
[204834252,null,"Trane / Mitsubishi Electric","HMSV-A-CB-O (Multi-Split Heat Pump, Free Delivery)","NTXMMX48A182B*","Non-Ducted Indoor Units","Multiple combinations, check manufacturer compatibility",11.5,54000,33000]
[204834253,null,"Trane / Mitsubishi Electric","HMSV-A-CB (Multi-Split Heat Pump)","NTXMMX48A182B*","Ducted Indoor Units","Multiple combinations, check manufacturer compatibility",10.1,54000,33000]
[204834254,null,"Trane / Mitsubishi Electric","HMSV-A-CB (Multi-Split Heat Pump)","NTXMPH42A152B*","Ducted Indoor Units","Multiple combinations, check manufacturer compatibility",10.6,48000,36000]
[204834255,null,"Trane / Mitsubishi Electric","HMSV-A-CB-O (Multi-Split Heat Pump, Free Delivery)","NTXMPH48A182B*","Non-Ducted Indoor Units","Multiple combinations, check manufacturer compatibility",11.5,54000,38000]
[204834256,null,"Trane / Mitsubishi Electric","HMSV-A-CB (Multi-Split Heat Pump)","NTXMPH48A182B*","Ducted Indoor Units","Multiple combinations, check manufacturer compatibility",10.1,54000,38000]
[204834257,null,"Trane / Mitsubishi Electric","HMSV-A-CB (Multi-Split Heat Pump)","NTXMMX60A182B*","Ducted Indoor Units","Multiple combinations, check manufacturer compatibility",10.7,66000,40500]
[204834258,null,"American Standard / Mitsubishi Electric","HMSV-A-CB-O (Multi-Split Heat Pump, Free Delivery)","NAXMMX48A182B*","Non-Ducted Indoor Units","Multiple combinations, check manufacturer compatibility",11.5,54000,33000]
[204834259,null,"American Standard / Mitsubishi Electric","HMSV-A-CB (Multi-Split Heat Pump)","NAXMMX48A182B*","Ducted Indoor Units","Multiple combinations, check manufacturer compatibility",10.1,54000,33000]
[204834260,null,"American Standard / Mitsubishi Electric","HMSV-A-CB (Multi-Split Heat Pump)","NAXMPH42A152B*","Ducted Indoor Units","Multiple combinations, check manufacturer compatibility",10.6,48000,36000]
[204834261,null,"American Standard / Mitsubishi Electric","HMSV-A-CB-O (Multi-Split Heat Pump, Free Delivery)","NAXMPH48A182B*","Non-Ducted Indoor Units","Multiple combinations, check manufacturer compatibility",11.5,54000,38000]
[204834262,null,"American Standard / Mitsubishi Electric","HMSV-A-CB (Multi-Split Heat Pump)","NAXMPH48A182B*","Ducted Indoor Units","Multiple combinations, check manufacturer compatibility",10.1,54000,38000]
[204834263,null,"American Standard / Mitsubishi Electric","HMSV-A-CB (Multi-Split Heat Pump)","NAXMMX60A182B*","Ducted Indoor Units","Multiple combinations, check manufacturer compatibility",10.7,66000,40500]
[204834264,null,"Mitsubishi Electric","HMSV-A-CB-O (Multi-Split Heat Pump, Free Delivery)","MXZ-8C48NA2","Non-Ducted Indoor Units","Multiple combinations, check manufacturer compatibility",11.5,54000,33000]
[204834265,null,"Mitsubishi Electric","HMSV-A-CB (Multi-Split Heat Pump)","MXZ-8C48NA2","Ducted Indoor Units","Multiple combinations, check manufacturer compatibility",10.1,54000,33000]
[204834266,null,"Mitsubishi Electric","HMSV-A-CB (Multi-Split Heat Pump)","MXZ-5C42NAHZ2","Ducted Indoor Units","Multiple combinations, check manufacturer compatibility",10.6,48000,36000]

{"sheet":"Non-Qualifying (Residential) ","index":1,"n_rows":22,"n_cols":10,"rows_kept":22,"cut":false,"hidden":false,"merged":[[0,0,0,9]]}
["Note: The following products are classified as VRF/VRV heat recovery units by AHRI                                                                                                and therefore do not qualify for BPA's Residential Ductless Heat Pump incentives."]
["AHRI Certified Reference #","Old AHRI Reference #","Outdoor Unit Manufacturer","Outdoor Unit Model Number","Indoor Type","Indoor Model Number(s)","HSPF","High Heating 47 F Capacity (Btuh)","Low Heating 17 F Capacity (Btuh)","Suitable for Cold Climate? (according to NEEP specification)"]
[204462799,null,"AIR-CON","AMSCI4H4S36","Ducted Indoor Units","Multiple combinations, check manufacturer compatibility",10.8,36000,22000]
[204793305,null,"DIAL","36000Z-04-O","Ducted Indoor Units","Multiple combinations, check manufacturer compatibility",10.8,36000,22000]
[203996910,null,"FRIEDRICH","FPHMR36A3A","Ducted Indoor Units","Multiple combinations, check manufacturer compatibility",10.8,36000,22000]
[204032225,null,"HAXXAIR","HVHM-36T2D","Ducted Indoor Units","Multiple combinations, check manufacturer compatibility",10.8,36000,22000]
[203459336,null,"HISENSE","AMW4-36U3STA","Ducted Indoor Units","Multiple combinations, check manufacturer compatibility",10.8,36000,22000]
[10271657,null,"LG","ARUB060GSS4","Ducted Indoor Units","Multiple combinations, check manufacturer compatibility",10,64000,40000]
[10271659,null,"LG","ARUB060GSS4","Mixed Ducted and Non-Ducted Indoor Units","Multiple combinations, check manufacturer compatibility",10.45,64000,40000]
[10070561,null,"LG","ARUB060GSS4","Non-Ducted Indoor Units","Multiple combinations, check manufacturer compatibility",10.9,64000,40000]
[205967238,null,"LG","ARUM036GSS5","Ducted Indoor Units","Multiple combinations, check manufacturer compatibility",11.4,42000,28000]
[205967240,null,"LG","ARUM036GSS5","Mixed Ducted and Non-Ducted Indoor Units","Multiple combinations, check manufacturer compatibility",11.7,42000,27000]
[205967237,null,"LG","ARUM036GSS5","Non-Ducted Indoor Units","Multiple combinations, check manufacturer compatibility",12,42000,26000]
[205967236,null,"LG","ARUM048GSS5","Ducted Indoor Units","Multiple combinations, check manufacturer compatibility",11,54000,36000]
[205967239,null,"LG","ARUM048GSS5","Mixed Ducted and Non-Ducted Indoor Units","Multiple combinations, check manufacturer compatibility",11.5,54000,35400]
[205967235,null,"LG","ARUM048GSS5","Non-Ducted Indoor Units","Multiple combinations, check manufacturer compatibility",12,54000,35000]
[205230038,null,"SAMSUNG","AM036TXMDCH","Ducted Indoor Units","Multiple combinations, check manufacturer compatibility",9.5,42000,25000]
[205142809,null,"SAMSUNG","AM036TXMDCH","Non-Ducted Indoor Units","Multiple combinations, check manufacturer compatibility",10,42000,25000,"Yes"]
[205230039,null,"SAMSUNG","AM048TXMDCH","Ducted Indoor Units","Multiple combinations, check manufacturer compatibility",10.4,54000,29000,"Yes"]
[205142810,null,"SAMSUNG","AM048TXMDCH","Non-Ducted Indoor Units","Multiple combinations, check manufacturer compatibility",10.7,54000,31600,"Yes"]
[205142812,null,"SAMSUNG","AM053TXMDCH","Ducted Indoor Units","Multiple combinations, check manufacturer compatibility",10,61000,33600]
[205230040,null,"SAMSUNG","AM053TXMDCH","Non-Ducted Indoor Units","Multiple combinations, check manufacturer compatibility",11,61000,36400,"Yes"]

{"sheet":"Cold Climate","index":2,"n_rows":0,"n_cols":0,"rows_kept":0,"cut":false,"hidden":true,"merged":[]}