## Instructions
AGRICULTURAL SECTOR - VFD CALCULATOR TOOL (7.5 - 1000 Horsepower)
| Bonneville Power Administration |  | Version Date: 10/01/2026
Instructions
The purpose of the Agricultural Sector - VFD Calculator Tool is to determine the eligibility and energy savings of variable frequency drive (VFD) installations on turbine or centrifugal pumps.
Instructions: Complete the VFD Eligibility Info and the Utility Data tabs with the applicable information. Data entered into the VFD Eligibility Info tab will automatically populate the CUSTOMER PRINT VERSION tab. Use this version if you need to print a physical copy for the customer. If you need to distribute or print a blank copy of the form, please use the HAND-WRITTEN ENTRY VERSION tab. Below are additional clarification for certain fields. For any questions, please contact your BPA customer service engineer.
Enter information in GREEN or ORANGE fields. If the font turns GREY, the information is unnecessary or will result in an error if the selection is chosen.
VFD Eligibility Info Tab
B. PUMP AND MOTOR DATA
New Pump or Retrofit?
New Pump Installations: Select this option for New Construction. Cases include: A. Install a new VFD on a new pump efficiency upgrade. B. Install a new VFD at a completely new pump location. Retrofitting Existing Pump: Select this option for Retrofits. Install a new VFD to an existing pump.
Pump Motor Nameplate Horsepower |  | This is the rated horsepower listed on the nameplate of the motor with the VFD. If the motor has been rewound to a different horsepower rating, enter that value. Documentation is required for rewound motors. If the motor nameplate is not available, contact your BPA customer service engineer.
Variable Frequency Drive Rated Horsepower |  | This is the manufacturer's horsepower rating of the variable frequency drive. If VFD rated horsepower is not available in documentation, the pump motor horsepower rating shall be used.
Pump Manufacturer |  | For centrifugal pumps, the name of the manufacturer is usually visible. For other pump types, the pump is typically below the water surface and cannot be seen. For vertical turbine pumps, there may be a name on the pump discharge head or the pump tag, but this name may not correspond to the pump itself. The pump serial number shown on the tag can usually be used to identify the pump and can be used as a reference when contacting the pump installer for the correct information.
Pump Model |  | For centrifugal pumps, the model number is usually visible. For other pump types, the pump is typically below the water surface and cannot be seen. For vertical turbine pumps, there may be a name on the pump discharge head or the pump tag, but this name may not correspond to the pump itself. Additionally, there may be more than one pump model in the overall pump assembly. The pump serial number shown on the tag can usually be used to identify the pump and can be used as a reference when contacting the pump installer for the correct information.
Type of Pump |  | Click link below to see examples and descriptions of typical irrigation pump types.
https://www.bpa.gov/-/media/Aep/energy-efficiency/document-library/ag-pump-examples.pdf
Number of Stages |  | For centrifugal pumps, the number of stages is typically one. For all other pumps, the number of stages can vary. The pump tag may show the number of stages, but unless the pump is a new installation, the information may not be reliable. If the number of stages is unknown, please contact your BPA customer service engineer.
Impeller Trim (inches) |  | Impellers on pumps are often trimmed to meet the desired flow and head conditions. The impeller trim, shown in inches diameter, can usually be found on the pump tag for centrifugal pumps. For turbine pumps, the pump tag may show the trim, but unless the pump is a new installation, the information may not be reliable. For multiple stage pumps, the impeller trim may vary in each stage. For propeller pumps (also known as axial flow pumps) and mixed flow pumps, instead of trimming the impeller, the vane angle is changed to meet the desired flow and head conditions. For these pumps, enter the vane angle instead of impeller diameter. For any questions, please contact your BPA customer service engineer.
Design Flow (gpm) |  | Design Flow is the flow shown on the nameplate of the pump. It may also be referenced as Rated Flow. Unless it is a new installation, the nameplate or tag on vertical turbine pumps may not be reliable. If the pump nameplate does not show Rated Flow or Design Flow and is otherwise unknown, try contacting the pump vendor. If Design Flow is not available, enter the maximum expected pump flow during the irrigation season, or contact your local BPA customer service engineer.
Design Head (ft) |  | Design Head is the total dynamic head shown on the nameplate of the pump. It may also be referenced as Rated Head. Unless it is a new installation, the nameplate or tag on vertical turbine pumps may not be reliable. If the pump nameplate does not show Rated Head or Design Head and is otherwise unknown, try contacting the pump vendor. If Design Head is not available, contact your local BPA customer service engineer for assistance.
C. OPERATIONAL DATA
Is lift (ft) or pump intake (psi) used to calculate head? |  | Choose Lift for vertical turbine pumps or when the water surface is below the pump discharge. Choose Pump Intake when the pump intake is below the water surface or the pump is being used as an in-line booster. For any questions, please contact your BPA customer service engineer.
How is the current pump controlled? (For Retrofit situations only) |  | Select the method used to control pump pressure or flow without a VFD. Throttling: Manual in-line restricting valve. Pressure Regulating Valve (PRV): Automatic in-line restricting valve that maintains constant pressure. Bypass (Dumping): Manual valve to divert excessive flow.
How will the VFD be controlled? |  | A VFD may be controlled automatically with a pressure transducer or manually. A pressure transducer automatically sends a signal to the drive to tell the motor to vary its speed to maintain constant pressure. Manual operation requires the user to set the speed of the pump manually by adjusting the drive frequency at the VFD control panel.
Where is the pressure transducer location? (If VFD is controlled by a Pressure Transducer) |  | Pressure transducers may be installed either at the pump or at the critical sprinkler. When installed at the pump, the pump discharge pressure is fixed regardless of the operating conditions in the field. When the transducer is located at the critical sprinkler, the pump discharge pressure will change to maintain the required pressure at that sprinkler. This option only applies to pivot or lateral move systems.
Reason(s) for the VFD (Check all that apply)
Flow Management |  | Check this box if the VFD is to be used to adjust the flow from the pump for different operating conditions. Maximum Flow is usually, but not always, the same as the Design Flow/Rated Flow.
Lift Management |  | Check this box if the lift changes during the season. Lift in this case is defined as the vertical distance from the water surface to the center line of the pump discharge. Note: If Pump Intake is used to calculate head, this checkbox should not be checked.
Pump Intake Pressure Management |  | This box only applies when there is a flooded suction or the pump acts as a booster pump; i.e., the pump is connected in-line with a supply pump. Check this box if a VFD is needed to help manage changes in pump intake pressure over an irrigation season. Pressure on the intake side of the pump should be positive and measured with a pressure gauge in psi. There may be times when this pressure is negative (less than atmospheric pressure). In such cases, the gauge will measure in inches-Hg. Convert to psi by dividing inches-Hg by 13.7. In such cases, make sure the value is entered as a negative number. Note: If Lift is used to calculate head, this checkbox should not be checked.
Pump Discharge Pressure Management |  | There could be four reasons for checking this box: 1. When the irrigation system has multiple operating pressure requirements. 2. If changes in operating flows create excessive system pressures. 3. When the pump is oversized for the irrigation system and less pressure is needed, installing a VFD can allow for pressure reduction. 4. When a higher-pressure system is converted to a lower pressure system without modifying or replacing the pump, a VFD is used to reduce the pressure. For option 1: Minimum System Operating Pressure: enter the lowest desired operating pressure. Maximum System Operating Pressure: enter the highest desired operating pressure. For options 2, 3, and 4: Minimum System Operating Pressure: enter the lowest desired operating pressure. Maximum System Operating Pressure: enter the pressure with the pump running at full speed.
Elevation Change Management |  | This checkbox only applies when a pressure transducer is installed at the critical sprinkler to maintain the required pressure at that sprinkler.
Other |  | OPTIONAL. This box should be checked if there are reasons for installing a VFD other than for energy savings. Such reasons may include soft start of the motor and pump, remote pump operation, or to provide for phase conversion.
D. METERED LOAD USAGE ESTIMATES
Are other pump or pivot loads connected to the meter? |  | If other electric loads besides the pump with the VFD are attached to the meter, answer Yes.
Estimated Hours of Operation |  | Only necessary if there are other pump or pivot loads connected to the meter. Estimate the average annual hours of operation for all electrical loads on the meter. Adjust the different equipment hours so the total estimated kWh closely match the actual average annual utility meter kWh. For electric drive pivots, if pivot hour operation is unknown, assume the pivot drive motors run 33% of the pump operational hours.
Utility Data Tab
B. UTILITY RATES |  | Utility rates are optional fields but necessary to calculate simple payback.
Irrigation Energy Rate |  | Utility energy rate ($/kWh). For block rates, enter the energy rate for the last block.
Irrigation Monthly Demand Charge |  | Utility demand charge ($/kW). Not all utilities charge this. See utility bill.
Months with Demand Charge |  | The number of months in which demand is charged during the season.
Seasonal Demand Charge (billed annually) |  | One time demand charge based on the previous year's peak kW load. Not all utilities charge this. See utility bill.
C. LOAD PROFILE, three years - Only Required for Existing Pump Replacement or Retrofit
For Retrofit situations only. Provide the kWh history for the past three years, unless the usage is atypical in one or two years, then use the best representative usage. kW and Cost optional.

## VFD Eligibility Info
AGRICULTURAL SECTOR - VFD CALCULATOR TOOL (7.5 - 1,000 Horsepower) |  |  |  |  | Version Date: 10/01/2026 |  | Hide Columns - for logic
Bonneville Power Administration | [7 empty] | Logic - add'l info | Logic - C-D font | Logic - E-F-G font | Logic - H-I-J font
Please fill in all of the green highlighted fields. Add explanatory notes where needed.
Orange fields are required to determine eligibility.
A. IRRIGATOR INFORMATION
Unique Site ID:
Serving Electric Utility:
Estimated Date of VFD Installation:
B. PUMP AND MOTOR DATA
New Pump or Retrofit? |  | --Select Application Type-- | [5 empty] | -
Pump Specifications
Pump Motor Rated Horsepower:
Variable Frequency Drive Rated Horsepower:
Pump Manufacturer:
Pump Model:
Type of Pump: |  | --Select Pump Type-- | [5 empty] | -
Number of Stages: |  |  |  | Informational Only - For BPA Use
Impeller Trim (inches): |  |  |  | Whp check = 0 | Efficiencies
Design Flow (gpm): |  |  |  | Bhp check = 0 | Pump: | 0%
Design Head (ft): |  |  |  | Ehp check = 0 | Motor: | 0%
C. OPERATIONAL DATA
Is lift (ft) or pump intake (psi) used to calculate head? |  | --Select-- | [5 empty] | --Select--
How is the current pump controlled? |  | --Select Existing Control-- | [5 empty] | Don't Show
How will the VFD be controlled? |  | --Select Control Type-- | [5 empty] | --Select Control Type--
Where is the pressure transducer location? |  | --Select Location-- | [5 empty] | --Select Location-- |  | Don't Show
Reason(s) for the VFD (Check all that apply)
In order to determine eligibility, select at least one reason (not including Other) for the VFD. | [8 empty] | Show
Flow Management: | FALSE |  |  | Minimum Flow (gpm) |  |  | FALSE |  |  | Don't Show
|  |  |  | Maximum Flow (gpm) | [5 empty] | Don't Show
Lift Management: | FALSE |  |  | Minimum Pump Lift (ft) |  |  | FALSE |  | Show | Don't Show
|  |  |  | Maximum Pump Lift (ft) | [5 empty] | Don't Show
|  |  | 0 | Lift Change (ft) |  |  |  | Don't Show
Pump Intake Pressure Management: | FALSE |  |  | Min Pump Intake Pressure (psi) |  |  | FALSE |  | Show | Don't Show
|  |  |  | Max Pump Intake Pressure (psi) | [5 empty] | Don't Show
|  |  | 0 | Intake Pressure Change (psi) |  |  |  | No Error
Pump Discharge Pressure Management: | FALSE |  |  | Minimum System Operating Pressure (psi) |  |  | FALSE |  |  | Don't Show
|  |  |  | Maximum System Operating Pressure (psi) | [5 empty] | Don't Show
|  |  | 0 | Discharge Pressure Change (psi)
Elevation Change Management: | FALSE | Error: Elevation Change Management not possible with Pressure Transducer control at the pump |  | Highest Irrigated Elevation (ft) |  |  | FALSE |  | Show | Don't Show
|  |  |  | Lowest Irrigated Elevation (ft) |  |  |  | Don't Show |  | Don't Show
|  |  | 0 | Elevation Change (ft)
Other: | FALSE | [5 empty] | FALSE |  |  | Don't Show
Eligibility for Pump Type: |  | -
Variation in Flow requirements during season calc: |  | - | Turbine pumps: variation in flow must be at least 20%, or |  |  |  | No | FALSE |  |  |  | Formula in C58 | Checked | Notes | Formula
Variation in Head during season calc: |  | - | Turbine pumps: variation in head requirements of at least 10%. Centrifugal pumps: variation in head requirements of at least 20%. |  |  |  | No | FALSE-FALSE-FALSE-FALSE |  |  |  | =IFERROR(IF($M$58="TRUE-FALSE-FALSE-FALSE",$F$42/$E$23, | Lift Management only checked |  | Lift Change ÷ Design Head
[12 empty] | IF($M$58="FALSE-TRUE-FALSE-FALSE",($F$46*2.307)/$E$23, | Pump Intake Pressure Mgmt only checked |  | (Intake Pressure Change * 2.307) ÷ Design Head
IS THE VFD ELIGIBLE? |  | No | If No, send to BPA's Customer Service Engineers for further review. | [8 empty] | IF($M$58="FALSE-FALSE-TRUE-FALSE",($F$50*2.307)/$E$23, | Pump Discharge Pressure Mgmt only checked |  | (Discharge Pressure Change * 2.307) ÷ Design Head
[12 empty] | IF($M$58="FALSE-FALSE-FALSE-TRUE",$F$54/$E$23, | Elevation Change Mgmt only checked |  | Elevation Change ÷ Design Head
D. METERED LOAD USAGE ESTIMATES | [11 empty] | IF($M$58="TRUE-FALSE-TRUE-FALSE",($F$42+($F$50*2.307))/$E$23, | Lift Mgmt + Pump Discharge |  | ((Discharge Pressure Change * 2.307)+Lift Change) ÷ Design Head
Are other pump or pivot loads connected to the meter? |  | -- | [6 empty] | -- |  |  | IF($M$58="TRUE-FALSE-FALSE-TRUE",($F$42+$F$54)/$E$23, | Lift Mgmt + Elevation Change |  | (Lift Change + Elevation Change) ÷ Design Head
[9 empty] | Don't Show |  |  | IF($M$58="TRUE-FALSE-TRUE-TRUE",(($F$50*2.307)+$F$42)/$E$23, | Lift Mgmt + Pump Discharge + Elevation | Double counted if Elevation is included in the calc | ((Discharge Pressure Change * 2.307) + Lift Change) ÷ Design Head
[12 empty] | IF($M$58="FALSE-TRUE-TRUE-FALSE",(($F$46+$F$50)*2.307)/$E$23, | Pump Intake+ Pump Discharge |  | ((Discharge Pressure Change + Intake Pressure Change) * 2.307) ÷ Design Head
Equipment Description on same meter | Rated Load | Units (kW or HP) | Equipment load as percentage of metered load | Estimated Hours of Operation (See notes to adjust pivot run time) | Estimated Annual Energy Consumption (kWh) | Use Pre-project Motor hp to Model |  |  | Show |  |  | IF($M$58="FALSE-TRUE-FALSE-TRUE",(($F$46*2.307)+$F$54)/$E$23, | Pump Intake + Elevation |  | ((Intake Pressure Change * 2.307) + Elevation Change) ÷ Design Head
Main Pump (where VFD to be installed) | 0 | HP | 0% |  | 0 |  |  |  | Show |  |  | IF($M$58="FALSE-TRUE-TRUE-TRUE",(($F$46+$F$50)*2.307)/$E$23, | Pump Intake + Pump Discharge + Elevation | Double counted if Elevation included | ((Discharge Pressure Change + Intake Pressure Change)* 2.307) ÷ Design Head
[9 empty] | Show |  |  | IF($M$58="FALSE-FALSE-TRUE-TRUE",($F$50*2.307)/$E$23,"-"))))))))))),"-") | Pump Discharge + Elevation | Double counted if Elevation included | (Discharge Pressure Change * 2.307) ÷ Design Head
Other miscellaneous equipment on same meter | [8 empty] | Show
|  |  | 0% |  | 0 |  |  |  | Show |  |  | Combinations not included in C56
|  |  | 0% |  | 0 |  |  |  | Show |  |  | TRUE-TRUE-FALSE-FALSE | Lift Mgmt + Pump Intake | Cannot check Lift and Pump Intake together
|  |  | 0% |  | 0 |  |  |  | Show |  |  | TRUE-TRUE-TRUE-FALSE | Lift Mgmt + Pump Intake + Pump Discharge | Cannot check Lift and Pump Intake together
|  |  | 0% |  | 0 |  |  |  | Show |  |  | TRUE-TRUE-FALSE-TRUE | Lift Mgmt + Pump Intake + Elevation | Cannot check Lift and Pump Intake together
|  |  | 0% |  | 0 |  |  |  | Show
|  |  | 0% |  | 0 |  |  |  | Show
|  |  | 0% |  | 0 |  |  |  | Show
TOTALS = | 0 |  |  |  | 0 | Estimated Total |  |  | Show
|  |  |  | Enter Usage on Utility Data Tab | 0 | kWh actual average | 0 |  | Don't Show | Don't Show | Don't Show
Adjust hours of operation in Column H (67, 70-76) to obtain an overall deviation of less than 5% |  |  |  | Adjust Hours | - | Deviation ((kWh actual - calc)/ kWh actual) |  |  | Don't Show | Don't Show | Don't Show
E. CROP AND IRRIGATION SYSTEM TYPE DATA (incentive can be submitted at any time, post installation data is for evaluation at a later date)
| Year | Metered kWh | Crops grown | Acres | Irrigation System Type
3 years prior to VFD installation | 2023 | 0 | [6 empty] | Show
2 years prior to VFD installation | 2024 | 0 | [6 empty] | Show
1 year prior to VFD installation | 2025 | 0 | [6 empty] | Show
1 year post installation of VFD (if requested by BPA) | 2026 | ?
FOR UTILITY USE ONLY
F. PREVIOUS ENERGY SAVINGS MEASURES
Name of Measure | Install Date | Energy Savings claimed (kWh/yr) | First year of impact on billing history | Adjustment to Energy consumption Required?
G. DEEMED ENERGY SAVINGS AND INCENTIVE | [8 empty] | Centrifugal | Turbine
Site Annual Energy Savings |  | VFD ineligible | kWh/year | [5 empty] | 1 | 2
Busbar Annual Energy Savings (site savings * 1.1032)) |  | - | kWh/year |  |  |  | New Construction | 3 | 0 | 0 | <--Savings calculations if New Construction
Site Savings per VFD HP = |  | - | kWh/HP |  |  |  | Retrofit | 4 | 0 | 0 | <--Savings calculations if Retrofit. Pulling from G63
Pump VFD Incentive Rate ($/VFD HP) (reimb per unit) |  | - |  | --Select %-- | Utility Pass Through
Total Pump VFD EEI Reimbursement ($) |  | - |  | - | Producer's rebate
Total Project Cost of VFD & harmonic mitigation = | [6 empty] | Simple Payback = IF(AND(Design Flow>0, Design Head>0), Net Project Cost/(((kWh Saved*Energy Rate)+.746*No. Months*(Design Flow*Design Head)/3960/.7-0.746*No. Months*(Demand Rate*Max Flow*Max Head/3960)/.7+(Seasonal Demand Charge*0.747*(Design Flow*Design Head)/3960/.7-(Seasonal Demand Charge*0.747*(Max Flow*Max Head)/3960/.7))
Simple Payback with incentive = |  | 0 | years | 0 | Producer's simple payback (years) |  | Net Project Costs | 0 |  | =IFERROR(($C$102-$C$101)/($C$97*$C$10),"-")
[7 empty] | Net Producers Cost | 0 |  | =IFERROR((C102-E101)/(C97*C10),"-")
If you have any questions, please contact your Ag Customer Service Engineer | [6 empty] | Max Head | 0
ENTER THE FOLLOWING VALUES IN THE BEETS UES TEMPLATE UPLOAD | [8 empty] | Centrifugal | Turbine
UES REFERENCE NUMBER = | - | REFNO | Column D | [5 empty] | 1 | 2
QUANTITY = | 0 | HP is Unit | Column E |  |  |  | New Construction | 3 | AMDMC40241 | AMDMC40240
CALC REIMBURSEMENT PER UNIT = | - | $/VFD hp | Column W |  |  |  | Retrofit | 4 | AMDMC40239 | AMDMC40238
CALCULATOR SAVINGS PER UNIT = | - | kWh/VFD HP | Column V
B/C Ratio = |  |  | Column Y
Notes:
Note on C13: New Pump Installation: When there is a new pump installation, and a new VFD is also installed, select New Pump Installation. Retrofitting Existing Pump: If a VFD is added to an existing pump, select Retrofitting Existing Pump.
Note on C16: This is the rated horsepower listed on the nameplate of the motor with the VFD. If the motor has been rewound to a different horsepower rating, enter that value. Documentation is required for rewound motors.
Note on C17: This is the manufacturer's horsepower rating of the variable frequency drive.
Note on C18: For centrifugal pumps, the name of the manufacturer is usually visible. For other pump types, the pump is typically below the water surface and cannot be seen. For vertical turbine pumps, there may be a name on the pump discharge head or the pump tag, but this name may not correspond to the pump itself. The pump serial number shown on the tag can usually be used to identify the pump and can be used as a reference when contacting the pump installer for the correct information.
Note on C20: A link in the instructions tab provides descriptions and photos of the different types of pumps.
Note on C21: For end-suction centrifugal pumps, this value is always 1. For horizontal split-case centrifugal pumps, this value is almost always 1. Multiple stages are common with the other types of pumps.
Note on C22: The impeller trim is sometimes shown on the pump nameplate. Please verify with the pump installer. For axial and mixed flow pumps, enter the pump vane angle.
Note on C23: Design Flow is the flow shown on the nameplate of the pump. It may also be referenced as Rated Flow. Unless it is a new installation, the nameplate or tag on vertical turbine pumps may not be reliable. If the pump nameplate does not show Rated Flow or Design Flow and is otherwise unknown, try contacting the pump vendor.
Note on E23: If Design Flow is not available, enter the maximum expected pump flow during the irrigation season, or contact your local BPA customer service engineer.
Note on C24: Design Head is the total dynamic head shown on the nameplate of the pump. It may also be referenced as Rated Head. Unless it is a new installation, the nameplate or tag on vertical turbine pumps may not be reliable. If the pump nameplate does not show Rated Head or Design Head and is otherwise unknown, try contacting the pump vendor.
Note on E24: If Design Head is not available, multiply the highest desired pump operating pressure (psi) by 2.31 and add the highest expected lift in feet during the irrigation season, or contact your local BPA customer service engineer. Lift is defined as the vertical distance (ft) from the water surface to the center of the pump discharge.
Note on C27: Choose Lift for vertical turbine pumps or when the water surface is below the pump discharge. Choose Pump Intake when the pump intake is below the water surface or the pump is being used as an in-line booster.
Note on C28: Select the method used to control pump pressure or flow without a VFD. Throttling: Manual in-line restricting valve. Pressure Regulating Valve (PRV): Automatic in-line restricting valve that maintains constant pressure. Bypass (Dumping): Manual valve to divert excessive flow.
Note on C29: A VFD may be controlled automatically with a pressure transducer or manually. A pressure transducer automatically sends a signal to the drive to tell the motor to vary its speed to maintain constant pressure. Manual operation requires the user to set the speed of the pump manually by adjusting the drive frequency at the VFD control panel.
Note on C34: Check this box if the VFD is to be used to adjust the flow from the pump for different operating conditions.
Note on C38: Check this box if the lift changes during the season. Lift in this case is defined as the vertical distance from the water surface to the center line of the pump discharge. Note: If Pump Intake is used to calculate head, this checkbox should not be checked.
Note on C42: This box only applies when there is a flooded suction or the pump acts as a booster pump; i.e., the pump is connected in-line with a supply pump. Check this box if a VFD is needed to help manage changes in pump intake pressure over an irrigation season. Pressure on the intake side of the pump should be positive and measured with a pressure gauge in psi. There may be times when this pressure is negative (less than atmospheric pressure). In such cases, the gauge will measure in inches-Hg. Convert to psi by dividing inches-Hg by 13.7. In such cases, make sure the value is entered as a negative number. Note: If Lift is used to calculate head, this checkbox should not be checked.
Note on C46: There could be four reasons for checking this box: 1. When the irrigation system has multiple operating pressure requirements. 2. If changes in operating flows create excessive system pressures. 3. When the pump is oversized for the irrigation system and less pressure is needed, installing a VFD can allow for pressure reduction. 4. When a higher-pressure system is converted to a lower pressure system without modifying or replacing the pump, a VFD is used to reduce the pressure.
Note on C50: This checkbox only applies when a pressure transducer is installed at the critical sprinkler to maintain the required pressure at that sprinkler.
Note on C54: OPTIONAL This box should be checked if there are reasons for installing a VFD other than for energy savings. Such reasons may include soft start of the motor and pump, remote pump operation, or to provide for phase conversion.
Note on D68: Enter the rated nameplate load (hp or kW) for each piece of equipment attached to the utility electrical meter.
Note on G68: Estimate the average annual hours of operation for all electrical loads on the meter. Adjust the different equipment hours so the total estimated kWh closely match the actual average annual utility meter kWh. For electric drive pivots, if pivot hour operation is unknown, assume the pivot drive motors run 33% of the pump operational hours.
Note on F85: Enter all crops grown for each year. Example: Alfalfa, Wheat
Note on G85: Enter the acres for each crop listed under Crops Grown.
Note on H85: Indicate the type or types of irrigation system(s) used to water the listed crops.
Note on E106: For Existing Pump Retrofit, savings calculated based on pump usage. For New Pump installations, savings based on deemed kWh/motor HP values.
Note on C112: To calculate simple payback, enter the Utility Rates information on the Utility Data tab.
Note on E117: BPA User: Use these savings on Deemed Measure spreadsheet

## Utility Data
AGRICULTURAL SECTOR - VFD CALCULATOR TOOL (7.5 - 1,000 Horsepower) | [6 empty] | Hide Columns - for logic
| Bonneville Power Administration |  |  |  | Version Date: 10/01/2026
The information colored red is used in the VFD Eligibility Info Tab
Please fill in all of the green highlighted fields
Yellow fields are optional
The rebate can be claimed anytime after installation. The post installation usage data can be collected on this page for BPA's future use if so requested.
A. IRRIGATOR INFORMATION
Unique Site ID:
Date of VFD Installation:
Grower Contact Name:
Phone:
Address:
City,State,ZIP:
Serving Electric Utility:
Service Location, or
Account Number, or
Meter Number:
B. UTILITY RATES
(Optional fields to calculate simple payback)
Irrigation Energy Rate: |  |  |  |  | kWh
Irrigation Monthly Demand Charge: |  |  |  |  | per kW
Months with Demand Charge:
Seasonal Demand Charge (billed annually): |  |  |  |  | per kW
Usage Information | [6 empty] | -
--Select Application Type--
Average Annual kWh usage, kW and Cost optional but it calculates the average cost. Use the last three years, unless the usage is atypical in one or two years, then use the best representative usage.
C. LOAD PROFILE, three years - Only Required for Existing Pump Replacement or Retrofit
Month | 2023 |  |  | 2024 |  |  |  | Show
| kW | kWh | Cost | kW | kWh | Cost |  | Show
January | [7 empty] | Show
February | [7 empty] | Show
March | [7 empty] | Show
April | [7 empty] | Show
May | [7 empty] | Show
June | [7 empty] | Show
July | [7 empty] | Show
August | [7 empty] | Show
September | [7 empty] | Show
October | [7 empty] | Show
November | [7 empty] | Show
December | [7 empty] | Show
Annual | 0 | 0 | 0 | 0 | 0 | 0 |  | Show
Month | 2025 |  |  | Average |  |  |  | Show
| kW | kWh | Cost | kW | kWh | Cost |  | Show
January |  |  |  | 0 | 0 | 0 |  | Show
February |  |  |  | 0 | 0 | 0 |  | Show
March |  |  |  | 0 | 0 | 0 |  | Show
April |  |  |  | 0 | 0 | 0 |  | Show
May |  |  |  | 0 | 0 | 0 |  | Show
June |  |  |  | 0 | 0 | 0 |  | Show
July |  |  |  | 0 | 0 | 0 |  | Show
August |  |  |  | 0 | 0 | 0 |  | Show
September |  |  |  | 0 | 0 | 0 |  | Show
October |  |  |  | 0 | 0 | 0 |  | Show
November |  |  |  | 0 | 0 | 0 |  | Show
December |  |  |  | 0 | 0 | 0 |  | Show
Annual | 0 | 0 | 0 | 0 | 0 | 0 |  | Show
Average Rate:
[7 empty] | Year 1 | 0
[7 empty] | Year 2 | 0
D. Post Installation Data - If Requested by BPA | [6 empty] | Year 3 | 0
[7 empty] | Total Years | 0
Month | 2026
| kW | kWh | Cost
January
February
March
April
May
June
July
August
September
October
November
December
Annual | 0 | 0 | 0
Notes:

## CUSTOMER PRINT VERSION
AGRICULTURAL SECTOR - VFD CALCULATOR TOOL (7.5 - 1,000 Horsepower) |  |  |  |  | Version Date: 10/01/2026
Bonneville Power Administration
A. IRRIGATOR INFORMATION
Unique Site ID:
Serving Electric Utility:
Estimated Date of VFD Installation:
B. PUMP AND MOTOR DATA
New Pump or Retrofit? |  | --Select Application Type--
Pump Specifications
Pump Motor Nameplate Horsepower:
Variable Frequency Drive Rated Horsepower:
Pump Manufacturer:
Pump Model:
Type of Pump: |  | --Select Pump Type--
Number of Stages:
Impeller Trim (inches):
Design Flow (gpm):
Design Head (ft):
C. OPERATIONAL DATA
Is lift (ft) or pump intake (psi) used to calculate head? |  | --Select--
If Retrofit, how is the current pump controlled? |  | --Select Existing Control--
How will the VFD be controlled? |  | --Select Control Type--
If at the pressure transducer, where is the transducer location? |  | --Select Location--
Reason(s) for the VFD (Check all that apply)
In order to determine eligibility, select at least one reason (not including Other) for the VFD.
Flow Management | FALSE |  | Minimum Flow (gpm)
Maximum Flow (gpm)
Lift Management | FALSE |  | Minimum Pump Lift (ft)
Maximum Pump Lift (ft)
Lift Change (ft)
Pump Intake Pressure Management | FALSE |  | Min Pump Intake Pressure (psi)
Max Pump Intake Pressure (psi)
Intake Pressure Change (psi)
Pump Discharge Pressure Management | FALSE |  | Minimum System Operating Pressure (psi)
Maximum System Operating Pressure (psi)
Discharge Pressure Change (psi)
Elevation Change Management | FALSE |  | Highest Irrigated Elevation (ft)
Lowest Irrigated Elevation (ft)
Elevation Change (ft)
Other | FALSE
Eligibility for Pump Type: |  | -
Variation in Flow requirements during season calc: |  | - | Turbine pumps: variation in flow must be at least 20%, or
Variation in Head during season calc: |  | - | Turbine pumps: variation in head requirements of at least 10%. Centrifugal pumps: variation in head requirements of at least 20%.
IS THE VFD ELIGIBLE? |  | No | If No, send to BPA's Customer Service Engineers for further review.
D. METERED LOAD USAGE ESTIMATES
Are other pump or pivot loads connected to the meter? |  | --
Provide three years of usage on the Utility Data tab. If other pump or pivot loads are connected to the meter, provide additional information below.
Equipment Description on same meter | Rated Load | Units (kW or HP) | Equipment load as percentage of metered load | Estimated Hours of Operation (for pivots assume 33% run time) | Estimated Annual Energy Consumption (kWh) | Use Pre-project Motor hp to Model
Main Pump (where VFD to be installed) | 0 | HP | 0% | 0 | 0
Other miscellaneous equipment on same meter
|  |  | 0% |  | 0
|  |  | 0% |  | 0
|  |  | 0% |  | 0
|  |  | 0% |  | 0
|  |  | 0% |  | 0
|  |  | 0% |  | 0
|  |  | 0% |  | 0
TOTALS = | 0 |  |  | Estimated Total | 0
|  |  |  | kWh actual | 0
|  |  |  | Deviation ((kWh actual - calc)/ kwh actual) | -
E. CROP AND IRRIGATION SYSTEM TYPE DATA (incentive can be submitted at any time, post installation data is for evaluation at a later date)
| Year | Metered kWh | Crops grown | Acres | Irrigation System type
3 years prior to VFD installation | 2023 | 0
2 years prior to VFD installation | 2024 | 0
1 year prior to VFD installation | 2025 | 0
1 year post installation of VFD (if requested by BPA) | 2026 | ?
FOR UTILITY USE ONLY
F. PREVIOUS ENERGY SAVINGS MEASURES
Name of Measure | Install Date | Energy Savings claimed (kWh/yr) | First year of impact on billing history | Adjustment to Energy consumption Required?
G. DEEMED ENERGY SAVINGS AND INCENTIVE
Site Annual Energy Savings |  | VFD ineligible | kWh/year
Busbar Annual Energy Savings (site savings * 1.1032)) |  | - | kWh/year
Site Savings per VFD HP = |  | - | kWh/HP
Pump VFD Incentive Rate ($/VFD HP) (reimb per unit) |  | - |  |  | Utility Pass Through %
Total Pump VFD EEI Reimbursement ($) |  | - |  | - | Producer's rebate
Total Project Cost of VFD & harmonic mitigation =
Simple Payback with incentive = |  | 0 | years | 0 | Producer's simple payback (years)
If you have any questions, please contact your Ag Customer Service Engineer
ENTER THE FOLLOWING VALUES IN THE BEETS UES TEMPLATE UPLOAD
UES REFERENCE NUMBER = | - | REFNO | Column D
QUANTITY = | 0 | HP is Unit | Column E
CALC REIMBURSEMENT PER UNIT = | - | $/VFD hp | Column W
CALCULATOR SAVINGS PER UNIT = | - | kWh/VFD HP | Column V
B/C Ratio = |  |  | Column Y
Notes:
Note on D67: Enter the rated nameplate load (hp or kW) for each piece of equipment attached to the utility electrical meter.
Note on E105: For Existing Pump Replacement or Retrofit, savings calculated based on pump usage. For New Pump installations, savings based on deemed kWh/motor HP values.
Note on C111: To calculate simple payback, enter the Utility Rates information on the Utility Data tab.
Note on D116: BPA User: Use these savings on Deemed Measure spreadsheet
Note on E116: BPA User: Use these savings on Deemed Measure spreadsheet

## HAND-WRITTEN ENTRY VERSION
AGRICULTURAL SECTOR - VFD CALCULATOR TOOL (7.5 - 1,000 Horsepower) |  |  |  |  | Version Date: 10/01/2026
Bonneville Power Administration
A. IRRIGATOR INFORMATION
Unique Site ID:
Serving Electric Utility:
Estimated Date of VFD Installation:
B. PUMP AND MOTOR DATA
New Pump or Retrofit? (Circle one) |  | New Pump Installation Retrofitting Existing Pump
Pump Specifications
Pump Motor Nameplate Horsepower:
Variable Frequency Drive Rated Horsepower:
Pump Manufacturer:
Pump Model:
Type of Pump (Circle One): |  | Horizontal Split Case Centrifugal End-Suction Centrifugal Short Coupled Turbine Deep Well Turbine Axial Flow Mixed Flow
Number of Stages:
Impeller Trim (inches):
Design Flow (gpm):
Design Head (ft):
C. OPERATIONAL DATA |  | Circle one:
Is lift (ft) or pump intake (psi) used to calculate head? |  | Lift Pump Intake
If Retrofit, how is the current pump controlled? |  | Throttling Pressure Regulating Valve Bypass (Dumping) No Control
How will the VFD be controlled? |  | Pressure Transducer Manual
If at the pressure transducer, where is the transducer location? |  | At Pump At Critical Sprinkler
Reason(s) for the VFD (Check all that apply)
In order to determine eligibility, select at least one reason (not including Other) for the VFD.
Flow Management |  |  | Minimum Flow (gpm)
Maximum Flow (gpm)
Lift Management |  |  | Minimum Pump Lift (ft)
Maximum Pump Lift (ft)
Pump Intake Pressure Management |  |  | Min Pump Intake Pressure (psi)
Max Pump Intake Pressure (psi)
Pump Discharge Pressure Management |  |  | Minimum System Operating Pressure (psi)
Maximum System Operating Pressure (psi)
Elevation Change Management |  |  | Highest Irrigated Elevation (ft)
Lowest Irrigated Elevation (ft)
Other |  | OPTIONAL: Please describe if the VFD was installed for other reasons.
Eligibility for Pump Type: |  | -
Variation in Flow requirements during season calc: |  | - | Turbine pumps: variation in flow must be at least 20%, or
Variation in Head during season calc: |  | - | Turbine pumps: variation in head requirements of at least 10%. Centrifugal pumps: variation in head requirements of at least 20%.
IS THE VFD ELIGIBLE? |  | No | If No, send to BPA's Customer Service Engineers for further review.
D. METERED LOAD USAGE ESTIMATES
Are other pump or pivot loads connected to the meter? |  | Yes No
Equipment Description on same meter |  | Rated Load | Units (kW or HP) | Equipment load as percentage of metered load | Estimated Hours of Operation (for pivots assume 33% run time)
Main Pump (where VFD to be installed) |  |  | HP | %
Other miscellaneous equipment on same meter
%
%
%
%
%
%
%
TOTALS = | 0 |  |  | Estimated Total | 0
|  |  |  | kWh actual | 0
|  |  |  | Deviation ((kWh actual - calc)/ kwh actual) | -
E. CROP AND IRRIGATION SYSTEM TYPE DATA (incentive can be submitted at any time, post installation data is for evaluation at a later date)
| Year | Crops grown |  | Acres | Irrigation System Type
3 years prior to VFD installation
2 years prior to VFD installation
1 year prior to VFD installation
1 year post installation of VFD (if requested by BPA)
FOR UTILITY USE ONLY
F. PREVIOUS ENERGY SAVINGS MEASURES
Name of Measure | Install Date | Energy Savings claimed (kWh/yr) | First year of impact on billing history | Adjustment to Energy consumption Required?
G. DEEMED ENERGY SAVINGS AND INCENTIVE
Site Annual Energy Savings |  | VFD ineligible | kWh/year
Busbar Annual Energy Savings (site savings * 1.1032)) |  | - | kWh/year
Site Savings per VFD HP = |  | - | kWh/HP
Pump VFD Incentive Rate ($/VFD HP) (reimb per unit) |  | - |  |  | Utility Pass Through %
Total Pump VFD EEI Reimbursement ($) |  | - |  | - | Producer's rebate
Total Project Cost of VFD & harmonic mitigation =
Simple Payback with incentive = |  | 0 | years | 0 | Producer's simple payback (years)
If you have any questions, please contact your Ag Customer Service Engineer
ENTER THE FOLLOWING VALUES IN THE BEETS UES TEMPLATE UPLOAD
UES REFERENCE NUMBER = | - | REFNO | Column D
QUANTITY = | 0 | HP is Unit | Column E
CALC REIMBURSEMENT PER UNIT = | - | $/VFD hp | Column W
CALCULATOR SAVINGS PER UNIT = | - | kWh/VFD HP | Column V
B/C Ratio = |  |  | Column Y
Notes:
Note on E67: Enter the rated nameplate load (hp or kW) for each piece of equipment attached to the utility electrical meter.
Note on E105: For Existing Pump Replacement or Retrofit, savings calculated based on pump usage. For New Pump installations, savings based on deemed kWh/motor HP values.
Note on C111: To calculate simple payback, enter the Utility Rates information on the Utility Data tab.
Note on D116: BPA User: Use these savings on Deemed Measure spreadsheet
Note on E116: BPA User: Use these savings on Deemed Measure spreadsheet

## Utility Usage History (hidden)
AGRICULTURE PUMP VFD DEEMED SAVINGS TOOL
Bonneville Power Administration
The rebate can be submitted anytime after installation. This post installation usage data should be collected on this page for BPAs future use.
A. IRRIGATOR INFORMATION
Date of VFD Installation: |  | 0
Serving Electric Utility:
Unique Site ID |  | 0
Average Annual kWh usage (Use the last 3 years, unless the usage is atypical in one or two years, then use the best representative usage)
Add up monthly metered usage if multiple pump stations are impacted by the VFD operation
|  | kWh 2022 | kWh 2023 | kWh 2024 | 3 Year Average
Jan |  | 0 | 0 | 0 | 0
Feb |  | 0 | 0 | 0 | 0
Mar |  | 0 | 0 | 0 | 0
Apr |  | 55000 | 100 | 0 | 18366.6667
May |  | 100000 | 90000 | 100000 | 96666.6667
Jun |  | 140000 | 166000 | 120000 | 142000
Jul |  | 175000 | 190000 | 200000 | 188333.3333
Aug |  | 150000 | 150000 | 150000 | 150000
Sep |  | 75000 | 33000 | 95000 | 67666.6667
Oct |  | 28000 | 12000 | 30000 | 23333.3333
Nov |  | 0 | 0 | 0 | 0
Dec |  | 0 | 0 | 0 | 0
|  | 723000 | 641100 | 695000 | 686366.6667

## Lists (hidden)
--Select Application Type--
New Pump Installation | New Pump Specifications | New Construction
Retrofitting Existing Pump | Existing Pump Specification | Retrofit
--Select Pump Type-- | -
Horizontal Split Case Centrifugal | Centrifugal |  | Centrifugal | AMDMC40205
End-Suction Centrifugal | Centrifugal |  | Turbine | AMDMC40204
Short Coupled Turbine | Turbine
Deep Well Turbine | Turbine
Axial Flow | Turbine
Mixed Flow | Turbine
Water Source
Booster Pump
--
Yes
No
--Select Control Type-- | --Select Location--
Pressure Transducer | At Pump
Manual | At Critical Sprinkler
--Select-- | --Select Existing Control--
Lift | Throttling
Pump Intake | Pressure Regulating Valve (PRV)
Bypass (Dumping)
No Control
Utility Pass Through |  |  | For Averaging
| --Select %-- |  | kWh | Cost
100%
| 95% |  | 0 | 0
| 90% |  | 0 | 0
| 85% |  | 0 | 0
| 80% |  | 0 | 0
75%
70%
65%
60%

## Crops (hidden)
Central Oregon | Columbia Basin | Coastal Areas | Eastern Idaho | Northern California | Northern Nevada | NW Montana | South Central Idaho | SW Montana | Western Wyoming | Willamette Valley | Upper Columbia
Alfalfa | Alfalfa | Blueberries | Alfalfa | Alfalfa | Alfalfa | Alfalfa | Alfalfa | Alfalfa | Alfalfa | Alfalfa | Alfalfa
Grain (Spring) | Apples | Bulb Flowers | Grain (Spring) | Garlic | Grain (Spring) | Cherries | Apples | Grain (Spring) | Grain (Spring) | Apples | Apples
Grain (Winter) | Asparagus | Cranberries | Grain (Winter) | Grain (Spring) | Grass | Grain (Spring) | Beans (Dry) | Grass | Grass | Beans (Dry) | Grain (Spring)
Grass | Beans (Dry) | Grass | Grass | Grain (Winter) | Pasture | Grain (Winter) | Beets (Sugar) | Pasture | Pasture | Blueberries | Grain (Winter)
Pasture | Beets (Sugar) | Pasture | Pasture | Grass |  | Grass | Corn (Field) | Peas |  | Broccoli | Grass
Strawberries | Corn (Field) |  | Potatoes | Onions |  | Mint | Corn (Sweet) | Potatoes |  | Cabbage | Pasture
| Corn (Sweet) |  |  | Pasture |  | Pasture | Grain (Spring) |  |  | Corn (Field) | Pears
| Grain (Spring) |  |  |  |  | Peas | Grain (Winter) |  |  | Corn (Sweet)
| Grain (Winter) |  |  |  |  | Potatoes | Grass |  |  | Grain (Spring)
| Grapes (Concord) | [5 empty] | Grass Seed |  |  | Grain (Winter)
| Grapes (Wine) | [5 empty] | Pasture |  |  | Grass
| Grass | [5 empty] | Peas |  |  | Pasture
| Grass Seed | [5 empty] | Potatoes |  |  | Pears
| Melons | [8 empty] | Potatoes
| Mint | [8 empty] | Strawberries
Onions
Pasture
Peaches
Peas
Poplar
Potatoes
Rapeseed

## ET Data (hidden)
| Central Oregon | Columbia Basin | Coastal Areas | Eastern Idaho | Northern California | Northern Nevada | NW Montana | South Central Idaho | SW Montana | Western Wyoming | Willamette Valley | Upper Columbia
Alfalfa | 32.1 | 41.7 |  | 29.1 | 35.5 | 39.9 | 24.9 | 38 | 26.3 | 25.5 | 33.5 | 33.2
Apples |  | 41.3 | [5 empty] | 29.1 |  |  | 31.9 | 31.6
Asparagus |  | 30.1
Beans (Dry) |  | 22.6 | [5 empty] | 18 |  |  | 18.4
Beets (Sugar) |  | 29.6 | [5 empty] | 29.4
Blueberries |  |  | 20.8 | [7 empty] | 24.7
Broccoli | [10 empty] | 26
Bulb Flowers |  |  | 26.2
Cabbage | [10 empty] | 14.7
Cherries | [6 empty] | 21.1
Corn (Field) |  | 28.9 | [5 empty] | 24.5 |  |  | 22.4
Corn (Sweet) |  | 23.8 | [5 empty] | 18.6 |  |  | 19.2
Cranberries |  |  | 22.6
Garlic |  |  |  |  | 30.1
Grain (Spring) | 21.9 | 23.7 |  | 22.1 | 23.7 | 23 | 16.9 | 23.4 | 20.5 | 19.8 | 18.5 | 21.1
Grain (Winter) | 24.7 | 22.9 |  | 23.4 | 25.3 |  | 19.2 | 23.2 |  |  | 16.2 | 18.9
Grapes (Concord) |  | 31.6
Grapes (Wine) |  | 28.2
Grass | 32.1 | 40 | 22.1 | 28.6 | 35.2 | 37.4 | 24.6 | 36.7 | 25.7 | 24.7 | 32 | 31.9
Grass Seed |  | 19.8 | [5 empty] | 17.1
Melons |  | 17
Mint |  | 24.3 |  |  |  |  | 17
Onions |  | 31.5 |  |  | 26.8
Pasture | 26.3 | 33.1 | 18.3 | 23.5 | 28.2 | 31.9 | 20 | 30.1 | 21.1 | 20.5 | 26.8 | 26.5
Peaches |  | 31.5
Pears | [10 empty] | 19.3 | 26.7
Peas |  | 11.9 |  |  |  |  | 11.4 | 15.1 | 12.8
Poplar |  | 45.1
Potatoes |  | 27.2 |  | 21.1 |  |  | 16.7 | 24.6 | 18.8 |  | 20.7
Rapeseed |  | 18.7
Strawberries | 26 | [9 empty] | 23.2

## raw ET dataset (hidden)
Central Oregon | ETr | ALFP | ALFM | PAST | LAWN | WGRN | SGRN | SGRN | SGRN | SBRY
2004 | 41.97 | 38.28 | 33.06 | 26.37 | 31.99 | 24.85 | 25.38 | 24.38 | 23.86 | 26.04
2003 | 44.1 | 40.74 | 34.93 | 27.81 | 34.13 | 26.29 | 27.31 | 27.97 | 24.2
| 43.035 | 39.51 | 33.995 | 27.09 | 33.06 | 25.57 | 26.345 | 26.175 | 24.03 | 26.04
Northwest Montana | ETr | ALFP | ALFM | PAST | LAWN | WGRN | SGRN | SGRN | POTA | PEAS | APPL | CHRY
2004 | 31.68 | 28.47 | 24.73 | 20.06 | 24.25 | 18.91 | 18.73 | 19.2 | 18.96 | 11.8 | 21.04 | 20.98
2003 | 36.39 | 33.45 | 28.88 | 23.32 | 28.05 | 21.54 | 21.95 | 21.8 | 22.83 | 13.9 | 24.12 | 23.28
SW Montana | ETr | ALFP | ALFM | PAST | LAWN | SGRN | SGRN | POTA | POTA | PEAS
2003 | 37.12 | 33.47 | 28.94 | 23.19 | 28.24 | 24.31 | 22.24 | 21.75 | 19.2 | 14.23
2004 | 34.01 | 29.84 | 25.84 | 21.13 | 25.58 | 24.87 | 22.62 | 19.61 | 17.9 | 15.85
South Central Idaho | ETr | ALFP | ALFM | PAST | LAWN | WGRN | SGRN | SGRN B | EET | BEET | BEET | POTA | POTA | POTA | BEAN F | CRN | FCRN | PEAS
2003 | 55.97 | 52.61 | 45.26 | 35.87 | 43.5 | 28.74 | 27.99 | 27.88 | 36.66 | 35.52 | 32.99 | 31.15 | 29.55 | 27.15 | 20.32 | 28.94 | 27.95 | 20.01
2004 | 54.39 | 50.11 | 43.05 | 34.47 | 41.91 | 28.84 | 27.57 | 28.76 | 34.19 | 33.02 | 30.3 | 28.89 | 26.32 | 24.11 | 18.88 | 27.36 | 26.35 | 20.92
Southeast Idaho | ETr | ALFP | ALFM | PAST | LAWN | WGRN | SGRN | POTA
2003 | 44.43 | 39.55 | 34.2 | 27.57 | 33.53 | 30.63 | 28.33 | 25.98
2004 | 38.74 | 33.57 | 29.09 | 23.67 | 28.83 | 25.54 | 23.79 | 21.1
Western Wyoming | ETr | ALFP | ALFM | PAST | LAWN | SGRN | SGRN
2003 | 36.46 | 33.07 | 28.55 | 23.24 | 28.18 | 25.2 | 24.04
2004 | 30.77 | 27.79 | 24.01 | 19.5 | 23.89 | 20.71 | 19.51
Northern Nevada | ETr | ALFP | ALFM | HAYP | HAYM | PAST | LAWN
2003 | 50.44 | 47.31 | 40.74 | 43.83 | 40.57 | 32.45 | 39.18
2004 | 48.67 | 45.65 | 39.45 | 42.51 | 39.67 | 31.2 | 37.18
Northern California | ETr | ALFP | ALFM | PAST | LAWN | WGRN | SGRN | ONYN | GARL
2003 | 46.22 | 43.14 | 37.01 | 29.7 | 35.32 | 28.5 | 26.69 | 27.35 | 29.42
2004 | 49.01 | 43.97 | 37.97 | 31.07 | 37.75 | 29.93 | 27.07 | 26.33 | 30.7
Willamette Valley | ETr | ALFP | ALFM | LAWN | BLUB | WGRN | SGRN | TBER | POTA | POTA | POTA | FCRN | FCRN | FCRN | WGRP | APPL | SBRY
2003 | 43.1 | 41.03 | 35.1 | 33.71 | 26.78 | 15.23 | 16.42 | 22.96 | 26.5 | 25.05 | 22.57 | 26.23 | 24.44 | 24.11 | 22.88 | 35.57 | 22.86
2004 | 42.16 | 40.81 | 35.04 | 33.32 | 27.51 | 16.13 | 17.39 | 22.4 | 25.22 | 24.45 | 22.99 | 25.94 | 24.6 | 23.88 | 21.47 | 34.13 | 24.07
Coastal Areas | ETr | LAWN | PAST | BLUB | CRAN | LILY
2003 | 31.06 | 24.19 | 20.26 | 19.01 | 24.09 | 27.92
2004 | 30.96 | 24.36 | 20.22 | 19.15 | 25.43 | 26.14

## more raw ET data (hidden)
ABEI -- Aberdeen, Idaho
| 1988 | 1989 | 1990 | 1991 | 1992 | 1993 | 1994 | 1995 | 1996 | 1997 | 1998 | 1999 | 2000 | 2001 | 2002 | 2003 | 2004 | Average
Alfalfa (Mean) | -- | -- | -- | 33.8 | 38.7 | 30.8 | 37.8 | 33.6 | 34.9 | 32.3 | 32.3 | 36.6 | 38.9 | 39.3 | 36.6 | 42.8 | 38.2 | 36.2
Pasture | -- | -- | -- | 26.7 | 30.5 | 24.3 | 30.6 | 27.1 | 28.2 | 26 | 26 | 29 | 31.1 | 31.9 | 30.4 | 34.2 | 31.2 | 29.1
Lawn | -- | -- | -- | -- | -- | 29.7 | 37 | 32.9 | 34.2 | 31.6 | 31.5 | 33.1 | 37.7 | 37.9 | 35.6 | 40.1 | 37.7 | 34.9
Winter Grain | -- | -- | -- | 22.3 | 25.1 | 21.8 | 22.6 | 20.2 | 24.1 | 23.4 | 20.8 | 23 | 23.9 | 26.2 | 25.8 | 29.1 | 26.5 | 23.9
Spring Grain | -- | -- | -- | 21.5 | 24.4 | 19.7 | 22.1 | 21 | 23.3 | 20.8 | 20.5 | 21.3 | 24 | 24.5 | 24.3 | 29.4 | 25.5 | 23
Sugar Beets | -- | -- | -- | 27.1 | 29.6 | 24.1 | 29.9 | 27.6 | 26.8 | 24.9 | 26.8 | 30.1 | 31.5 | 28.5 | 25.4 | 32.2 | 28.3 | 28.1
Shepody Potatoes | -- | -- | -- | -- | -- | -- | 25.6 | 23.3 | 23.6 | 21.4 | 21.8 | 23.8 | 24.8 | 24 | 23.8 | 30.7 | 26.1 | 24.4
Potatoes | -- | -- | -- | 22.7 | 24.8 | 20.2 | 25.9 | 24.5 | 23.7 | 21.7 | 22.7 | 25.8 | 24.9 | 25.4 | 23.5 | 27.5 | 23.3 | 24
Field Corn | -- | -- | -- | 21.7 | 25.3 | 18.8 | 25.5 | 24.4 | 23.1 | 21.3 | 24.3 | 25.4 | 25.6 | 26.5 | 25.9 | 28.6 | 25.8 | 24.4
Peas | -- | -- | -- | 14.5 | 14.4 | 13.5 | 16.3 | 12.7 | 15.3 | 14.4 | -- | -- | -- | -- | -- | -- | -- | 14.4
Rapeseed | -- | -- | -- | -- | -- | -- | -- | -- | -- | 20.9 | 19.2 | 17.9 | 20.2 | 19.9 | 23.5 | 25.5 | 21.3 | 21
AFTY -- Afton, Wyoming
| 1988 | 1989 | 1990 | 1991 | 1992 | 1993 | 1994 | 1995 | 1996 | 1997 | 1998 | 1999 | 2000 | 2001 | 2002 | 2003 | 2004 | Average
Alfalfa (Mean) | 31.1 | 25.2 | 24.7 | 22.6 | 27.7 | 21.5 | 28.9 | 24.3 | 28.8 | 21.3 | 20.9 | 21.5 | 27.5 | 28.1 | 27.4 | 28.6 | 24 | 25.5
Pasture | 24.6 | 20.1 | 19.5 | 17.9 | 21.8 | 17.2 | 23.2 | 19.4 | 23.1 | 17.6 | 17 | 17.6 | 22.7 | 22.7 | 21.6 | 23.2 | 19.5 | 20.5
Lawn | -- | -- | -- | -- | -- | 21.2 | 28.3 | 23.5 | 27.9 | 21.5 | 20.6 | 21.4 | 27.5 | 25.6 | 26.7 | 28.2 | 23.9 | 24.7
Spring Grain | 23.1 | 18.7 | 18.2 | 17.7 | 19.9 | 16 | 21.8 | 17.8 | 22.2 | 17.1 | 17.5 | 18.8 | 22 | 21.4 | 20 | 24.6 | 20.1 | 19.8
AHTI -- Ashton, Idaho
| 1988 | 1989 | 1990 | 1991 | 1992 | 1993 | 1994 | 1995 | 1996 | 1997 | 1998 | 1999 | 2000 | 2001 | 2002 | 2003 | 2004 | Average
Alfalfa (Mean) | 32.1 | 30.4 | 31.2 | 26.8 | 29.8 | 23.7 | 32 | 27.4 | 29.7 | 26.1 | 26 | 28.6 | 30.6 | 27 | 30 | 34.2 | 29.1 | 29.1
Pasture | 25.5 | 24.1 | 24.6 | 21.6 | 23.6 | 18.8 | 25.8 | 21.9 | 23.9 | 21.2 | 21.8 | 23.1 | 24.3 | 25 | 23.7 | 27.6 | 23.7 | 23.5
Lawn | -- | -- | -- | -- | -- | 23.2 | 31.6 | 26.6 | 29.2 | 25.9 | 26.5 | 28.3 | 29.4 | 31.4 | 28.9 | 33.5 | 28.8 | 28.6
Winter Grain | 22.5 | 21.8 | 21.8 | 22.3 | 23.1 | 19.6 | 23.2 | 18.3 | 24.8 | 22.5 | 21.4 | 24 | 25.4 | 25.7 | 24.9 | 30.6 | 25.5 | 23.4
Spring Grain | 23.1 | 22.2 | 22.7 | 20.5 | 20.9 | 17 | 20.8 | 19.8 | 22.8 | 19.1 | 20.3 | 22.1 | 23.1 | 24.7 | 25.1 | 28.3 | 23.8 | 22.1
Potatoes | 22.4 | 21 | 22.8 | 19 | 20.6 | 16.8 | 23.3 | 18.9 | 20.9 | 17.4 | 19.6 | 20.4 | 22.2 | 24.1 | 22.4 | 26 | 21.1 | 21.1
ARAO -- Aurora, Oregon
| 1988 | 1989 | 1990 | 1991 | 1992 | 1993 | 1994 | 1995 | 1996 | 1997 | 1998 | 1999 | 2000 | 2001 | 2002 | 2003 | 2004 | Average
Alfalfa (Mean) | -- | -- | -- | -- | -- | -- | -- | -- | -- | -- | -- | 26.2 | 28.8 | 29.2 | 30.6 | 31.8 | 31 | 29.6
Pasture | -- | -- | -- | -- | -- | -- | -- | -- | -- | -- | -- | 20.8 | 22.9 | 23.3 | 24.1 | 25.1 | 24.6 | 23.5
Lawn | -- | -- | -- | -- | -- | -- | -- | -- | -- | -- | -- | 25.1 | 27.5 | 27.8 | 28.9 | 30.1 | 29.6 | 28.2
Winter Grain | -- | -- | -- | -- | -- | -- | -- | -- | -- | -- | -- | 14.3 | 14.1 | 14.9 | 14.6 | 14.9 | 15.2 | 14.7
Spring Grain | -- | -- | -- | -- | -- | -- | -- | -- | -- | -- | -- | 15.9 | 16.9 | 18.4 | 17.5 | 18.8 | 18.3 | 17.6
Potatoes | -- | -- | -- | -- | -- | -- | -- | -- | -- | -- | -- | 16.4 | 15.9 | 15 | 18.7 | 23.1 | 21.4 | 18.4
Field Corn | -- | -- | -- | -- | -- | -- | -- | -- | -- | -- | -- | 17.1 | 17.2 | 16.3 | 20 | 26.8 | 24.8 | 20.4
Sweet Corn | -- | -- | -- | -- | -- | -- | -- | -- | -- | -- | -- | -- | -- | -- | 15.1 | 23.6 | 21.7 | 20.1
Peas | -- | -- | -- | -- | -- | -- | -- | -- | -- | -- | -- | -- | -- | -- | 8.6 | 10.1 | 8.7 | 9.1
Onions | -- | -- | -- | -- | -- | -- | -- | -- | -- | -- | -- | -- | -- | -- | 20 | 27 | 25.6 | 24.2
Apples | -- | -- | -- | -- | -- | -- | -- | -- | -- | -- | -- | 23.5 | 25.5 | 27.7 | 28.3 | 32.4 | 29.9 | 27.9
Strawberries | -- | -- | -- | -- | -- | -- | -- | -- | -- | -- | -- | 19.5 | 21.2 | 20.3 | 22.6 | 22 | 21.8 | 21.2
Trailing Berries | -- | -- | -- | -- | -- | -- | -- | -- | -- | -- | -- | 13.3 | 17.6 | 16.6 | 17.5 | 19.9 | 18.7 | 17.3
Blueberries | -- | -- | -- | -- | -- | -- | -- | -- | -- | -- | -- | 20.4 | 22.9 | 21.1 | 23.3 | 27.1 | 26.3 | 23.5
BANO -- Bandon, Oregon
| 1988 | 1989 | 1990 | 1991 | 1992 | 1993 | 1994 | 1995 | 1996 | 1997 | 1998 | 1999 | 2000 | 2001 | 2002 | 2003 | 2004 | Average
Lawn | -- | -- | -- | -- | -- | -- | 21.9 | 21.8 | 20.3 | 21.7 | 18.9 | 19.6 | 22.8 | 22.5 | 24.9 | 24.2 | 24.4 | 22.1
Pasture | -- | -- | -- | -- | -- | -- | -- | 18.1 | 16.8 | 17.9 | 15.6 | 16.2 | 18.9 | 18.6 | 20.3 | 20.3 | 20.2 | 18.3
Blueberries | -- | -- | -- | -- | -- | -- | -- | -- | -- | -- | -- | -- | 23.5 | 17.5 | 24.7 | 19 | 19.2 | 20.8
Cranberries | 23.1 | 21.5 | 23.8 | 25.1 | 25.3 | 21.3 | 23.2 | 22.8 | 20.6 | 22.1 | 19.5 | 20.4 | 21.6 | 21.5 | 23.7 | 24.1 | 25.4 | 22.6
BEWO -- Bend, Oregon
| 1988 | 1989 | 1990 | 1991 | 1992 | 1993 | 1994 | 1995 | 1996 | 1997 | 1998 | 1999 | 2000 | 2001 | 2002 | 2003 | 2004 | Average
Alfalfa (Mean) | -- | -- | -- | -- | -- | -- | -- | -- | -- | -- | -- | -- | -- | -- | -- | 31.3 | 30.6 | 31
Fescue (Mean) | -- | -- | -- | -- | -- | -- | -- | -- | -- | -- | -- | -- | -- | -- | -- | 30.6 | 32.3 | 31.4
Pasture | -- | -- | -- | -- | -- | -- | -- | -- | -- | -- | -- | -- | -- | -- | -- | -- | 24.5 | 24.5
Lawn | -- | -- | -- | -- | -- | -- | -- | -- | -- | -- | -- | -- | -- | -- | -- | 30.3 | 29.3 | 29.8
Winter Grain | -- | -- | -- | -- | -- | -- | -- | -- | -- | -- | -- | -- | -- | -- | -- | 19.7 | 20.2 | 20
Spring Grain | -- | -- | -- | -- | -- | -- | -- | -- | -- | -- | -- | -- | -- | -- | -- | 20.2 | 19.4 | 19.8
1st Year Poplar | -- | -- | -- | -- | -- | -- | -- | -- | -- | -- | -- | -- | -- | -- | -- | -- | 15.2 | 15.2
2nd Year Poplar | -- | -- | -- | -- | -- | -- | -- | -- | -- | -- | -- | -- | -- | -- | -- | -- | 23.8 | 23.8
3rd Year + Poplar | -- | -- | -- | -- | -- | -- | -- | -- | -- | -- | -- | -- | -- | -- | -- | -- | 29.2 | 29.2
BKVO -- Baker Valley, Oregon
| 1988 | 1989 | 1990 | 1991 | 1992 | 1993 | 1994 | 1995 | 1996 | 1997 | 1998 | 1999 | 2000 | 2001 | 2002 | 2003 | 2004 | Average
Alfalfa (Mean) | -- | -- | -- | -- | -- | -- | -- | -- | -- | -- | -- | -- | -- | -- | 27.7 | 39.5 | 27.4 | 31.5
Pasture | -- | -- | -- | -- | -- | -- | -- | -- | -- | -- | -- | -- | -- | -- | 22.5 | 24.9 | 21.9 | 23.1
Lawn | -- | -- | -- | -- | -- | -- | -- | -- | -- | -- | -- | -- | -- | -- | 27.4 | 30.1 | 26.6 | 28
Winter Grain | -- | -- | -- | -- | -- | -- | -- | -- | -- | -- | -- | -- | -- | -- | -- | -- | 19.4 | 19.4
Spring Grain | -- | -- | -- | -- | -- | -- | -- | -- | -- | -- | -- | -- | -- | -- | -- | -- | 19.4 | 19.4
Potatoes | -- | -- | -- | -- | -- | -- | -- | -- | -- | -- | -- | -- | -- | -- | 20 | 20.8 | 17.9 | 19.6
Peppermint | -- | -- | -- | -- | -- | -- | -- | -- | -- | -- | -- | -- | -- | -- | -- | -- | 21.3 | 21.3
BOII -- Boise, Idaho
| 1988 | 1989 | 1990 | 1991 | 1992 | 1993 | 1994 | 1995 | 1996 | 1997 | 1998 | 1999 | 2000 | 2001 | 2002 | 2003 | 2004 | Average
Lawn | -- | -- | -- | -- | -- | -- | -- | 21.8 | 27.2 | 31.9 | 29.8 | 29.8 | 31.7 | 32 | 31.4 | 32.6 | 32.2 | 30
BRKO -- Brookings, Oregon
| 1988 | 1989 | 1990 | 1991 | 1992 | 1993 | 1994 | 1995 | 1996 | 1997 | 1998 | 1999 | 2000 | 2001 | 2002 | 2003 | 2004 | Average
Lawn | -- | -- | -- | -- | -- | -- | -- | -- | -- | -- | -- | -- | 23.7 | 22.6 | 24.9 | 25.5 | 24.8 | 24.3
Pasture | -- | -- | -- | -- | -- | -- | -- | -- | -- | -- | -- | -- | 19.5 | 18.6 | 20.1 | 21.2 | 20.5 | 20
Easter Lily | -- | -- | -- | -- | -- | -- | -- | -- | -- | -- | -- | -- | 26.7 | 24.1 | 25.9 | 27.9 | 26.1 | 26.2
CEDC -- Cedarville, California
| 1988 | 1989 | 1990 | 1991 | 1992 | 1993 | 1994 | 1995 | 1996 | 1997 | 1998 | 1999 | 2000 | 2001 | 2002 | 2003 | 2004 | Average
Alfalfa (Mean) | 31.7 | 31.6 | 35.2 | 30.4 | 37.9 | 28.5 | 38.9 | 33.3 | 37.1 | 36.2 | 33.7 | 38.1 | 38.8 | 39 | 37.7 | 37 | 38 | 35.5
Pasture | 25.1 | 25.1 | 27.9 | 24 | 30 | 22.6 | 31.3 | 26.5 | 29.5 | 28.9 | 26.7 | 30 | 30.6 | 30.7 | 29.7 | 29.7 | 31.1 | 28.2
Lawn | -- | -- | -- | -- | -- | 27.6 | 37.9 | 33.4 | 35.9 | 35.1 | 32.5 | 36.5 | 37.1 | 37.1 | 36 | 35.3 | 37.8 | 35.2
Winter Grain | 22 | 22.7 | 26 | 20.7 | 27.8 | 21.6 | 27.6 | 23.2 | 25 | 24.1 | 22.9 | -- | -- | 28.5 | 28.6 | 28.5 | 29.9 | 25.3
Spring Grain | 20.2 | 21.2 | 23.6 | 19.5 | 24.9 | 19 | 26.6 | 21.8 | 24.4 | 23.5 | 21.4 | 25.4 | 25.7 | 26.7 | 25.3 | 26.7 | 27.1 | 23.7
Onion | -- | -- | -- | -- | -- | -- | -- | -- | -- | -- | 24.7 | 26.6 | 28 | 28 | 26.9 | 27.4 | 26.3 | 26.8
Garlic | -- | -- | -- | -- | -- | -- | -- | -- | -- | -- | 26.7 | 30.6 | 31.9 | 31.2 | 29.9 | 29.4 | 30.7 | 30.1
CHVO -- Christmas Valley, Oregon
| 1988 | 1989 | 1990 | 1991 | 1992 | 1993 | 1994 | 1995 | 1996 | 1997 | 1998 | 1999 | 2000 | 2001 | 2002 | 2003 | 2004 | Average
Alfalfa (Mean) | 31 | 30.3 | 31 | 29.9 | 35.1 | 27 | 33.8 | 30.5 | 34 | 32.9 | 28.7 | 30.4 | 33.3 | 35.2 | 34.3 | 34.9 | 33.1 | 32.1
Pasture | -- | -- | -- | -- | -- | -- | -- | 24.5 | 27.3 | 26.4 | 23.1 | 24.6 | 27.1 | 28 | 28.1 | 27.8 | 26.4 | 26.3
Lawn | -- | -- | -- | -- | -- | -- | -- | 30.5 | 33.1 | 31.9 | 28.2 | 29.9 | 32.8 | 33.9 | 34.2 | 34.1 | 32 | 32.1
Winter Grain | -- | -- | -- | -- | -- | -- | -- | -- | -- | 22.8 | 20.7 | 24.9 | 25.7 | 25.7 | 26.3 | 26.3 | 24.9 | 24.7
Spring Grain | 20.1 | 20.5 | 21 | 20 | 24.2 | 18.1 | 23.7 | 20.7 | 23.4 | 21.7 | 19.5 | 21.6 | 22.9 | 21.8 | 22.3 | 26.4 | 924.5 | 21.9
Strawberries | -- | -- | -- | -- | -- | -- | -- | -- | -- | -- | -- | -- | -- | -- | -- | -- | 26 | 26
COVM -- Corvallis, Montana
| 1988 | 1989 | 1990 | 1991 | 1992 | 1993 | 1994 | 1995 | 1996 | 1997 | 1998 | 1999 | 2000 | 2001 | 2002 | 2003 | 2004 | Average
Alfalfa (Mean) | 32.9 | 27.5 | 28.3 | 25.3 | 27.5 | 22.8 | 27.5 | 22.8 | 25.5 | 25.2 | 25.7 | 25.6 | 28.6 | 26.1 | 24.8 | 29 | 24 | 26.4
Pasture | 26.1 | 21.7 | 22.4 | 20.1 | 21.8 | 18 | 22.2 | 18.4 | 20.6 | 20.2 | 20.6 | 20.7 | 23.5 | 20.8 | 19.6 | 23.3 | 19.7 | 21.2
Lawn | -- | -- | -- | -- | -- | 22.1 | 27 | 23.2 | 24.9 | 24.6 | 25.3 | 25.2 | 28.5 | 25.3 | 23.8 | 28.1 | 23.7 | 25.1
Spring Grain | 22.1 | 18.6 | 19.6 | 16.9 | 18.7 | 15 | 18.9 | 15.9 | 19.1 | 16.2 | 14.9 | 19 | 19.7 | 16.6 | 18.6 | 21.1 | 18.9 | 18.2
Peppermint | -- | -- | -- | -- | -- | -- | -- | -- | -- | -- | 20.1 | 18.9 | -- | -- | -- | -- | -- | 19.5
CRSM -- Creston, Montana
| 1988 | 1989 | 1990 | 1991 | 1992 | 1993 | 1994 | 1995 | 1996 | 1997 | 1998 | 1999 | 2000 | 2001 | 2002 | 2003 | 2004 | Average
Alfalfa (Mean) | -- | 21.6 | 24.6 | 24.3 | 26.9 | 21.7 | 28.9 | 22.5 | 23.8 | 22.9 | 24.8 | 25.4 | 25.4 | 28.3 | 25.5 | 28.8 | 23.3 | 24.9
Pasture | -- | 17 | 19.4 | 19.4 | 21.3 | 17.2 | 23.3 | 18.1 | 19.2 | 18.4 | 20 | 20.5 | 20.8 | 22.2 | 20.8 | 23.1 | 18.9 | 20
Lawn | -- | -- | -- | -- | -- | 21 | 28.3 | 22.9 | 23.2 | 22.5 | 24.5 | 25 | 25.2 | 27 | 25 | 28 | 23.1 | 24.6
Winter Grain | -- | -- | -- | -- | -- | -- | -- | 17.5 | 19.5 | 17.7 | 16.8 | 17.7 | 19.3 | 20.2 | 20 | 23.4 | 19.7 | 19.2
Spring Grain | -- | 15.3 | 16.5 | 15.8 | 18.4 | 13.8 | 20.3 | 15.5 | 17.9 | 14.6 | 13.4 | 16 | 17.9 | 17.3 | 17.1 | 22.5 | 17.8 | 16.9
Potatoes | -- | 14.5 | 18 | 16.7 | 18 | 13.5 | 20 | 14.1 | 15.7 | 13.9 | 17.4 | 15.1 | 17 | 17.2 | 16.2 | 23.5 | 17.1 | 16.7
Lentils/Peas | -- | -- | -- | -- | -- | -- | -- | 11.6 | 14.1 | 10.1 | 9.8 | 10.5 | 11.1 | 10.8 | 11.6 | 13.4 | 11 | 11.4
Peppermint | -- | 15.4 | 18.2 | 17.6 | 19.3 | 14 | 21.6 | 15.1 | 19.3 | 16.5 | 19.3 | 16.8 | 20.6 | 20.2 | 14.9 | 14.5 | 11.5 | 17.2
Spearmint | -- | -- | -- | -- | -- | -- | -- | -- | -- | -- | -- | -- | 21.1 | 20.3 | 14.9 | 14.5 | 11.6 | 16.5
Cherries | -- | -- | -- | -- | -- | -- | -- | -- | -- | -- | -- | -- | -- | -- | -- | -- | 21.1 | 21.1
CRVO -- Corvallis, Oregon
| 1988 | 1989 | 1990 | 1991 | 1992 | 1993 | 1994 | 1995 | 1996 | 1997 | 1998 | 1999 | 2000 | 2001 | 2002 | 2003 | 2004 | Average
Alfalfa (Mean) | -- | -- | -- | 33.5 | 39 | 35.9 | 34.2 | 33.7 | 31.6 | 30 | 29.2 | 31.9 | 33.7 | 32.2 | 34.4 | 35.1 | 35 | 33.5
Pasture | -- | -- | -- | 26.1 | 30.7 | 28.2 | 27.2 | 26.6 | 25.1 | 23.9 | -- | -- | -- | -- | -- | -- | -- | 26.8
Lawn | -- | -- | -- | 31.8 | 37.1 | 34.2 | 33.1 | 32.1 | 30.2 | 28.6 | 28.4 | 30.5 | 32 | 30.6 | 33 | 33.7 | 33.3 | 32
Winter Grain | -- | -- | -- | 15.2 | 21 | 19.1 | 18.3 | 15.9 | 15.7 | 14.5 | 14.2 | 15.4 | 15.4 | 15.2 | 15.2 | 15.2 | 16.1 | 16.2
Spring Grain | -- | -- | -- | 17.3 | 21.9 | 21.5 | 20.7 | 17.6 | 19.3 | 16.1 | 17.5 | 18.3 | 19 | 19.1 | 16.3 | 16.4 | 17.4 | 18.5
Dry Beans | -- | -- | -- | 17.2 | 21.4 | 18.7 | 18.8 | 18.6 | 17.8 | 16 | -- | -- | -- | -- | -- | -- | -- | 18.4
Field Corn | -- | -- | -- | 22.2 | 27.8 | 24 | 23.4 | 24 | 20.5 | 18.5 | 19.7 | 20.5 | 20.9 | 19.2 | 23.1 | 24.9 | 24.8 | 22.4
Sweet Corn | -- | -- | -- | 17.9 | 22.4 | 19.3 | 19.2 | 18.6 | 18.6 | 18.5 | -- | -- | -- | -- | -- | -- | -- | 19.2
Apples | -- | -- | -- | -- | 38.3 | 34.6 | 33.1 | 33.2 | 30.3 | 25.6 | 28 | 28.7 | 30.5 | 30.5 | 31.7 | 35.6 | 34.1 | 31.9
Cabbage | -- | -- | -- | 13.6 | 16.4 | 15.1 | 15.2 | 14 | 14.9 | 13.4 | -- | -- | -- | -- | -- | -- | -- | 14.7
Broccoli | -- | -- | -- | 24.8 | 28.6 | 27.5 | 26.4 | 24.6 | 26.2 | 24 | -- | -- | -- | -- | -- | -- | -- | 26
Strawberries | -- | -- | -- | 22.2 | 26.1 | 25.5 | 25.1 | 21.5 | 23.5 | 22.5 | 19.4 | 22.3 | 24.1 | 20.6 | 24.5 | 22.9 | 24.1 | 23.2
Trailing Berries | -- | -- | -- | 16.3 | 20.2 | 19.9 | 18.9 | 16.2 | 16.7 | 16.1 | 12.7 | 14.7 | 20 | 17.1 | 18.3 | 23 | 22.4 | 18
Blueberries | -- | -- | -- | 23.6 | 27.8 | 26.9 | 26.4 | 23.4 | 23.6 | 23 | 19.4 | 23.6 | 25.4 | 22.3 | 25.7 | 26.8 | 27.5 | 24.7
Pears | -- | -- | -- | -- | -- | -- | -- | -- | -- | 19.3 | -- | -- | -- | -- | -- | -- | -- | 19.3
Potatoes | -- | -- | -- | -- | -- | -- | -- | -- | -- | -- | 20.4 | 19.6 | 18.9 | 17.5 | 19.9 | 24.7 | 124.2 | 20.7
DEFO -- Dee Flat, Oregon
| 1988 | 1989 | 1990 | 1991 | 1992 | 1993 | 1994 | 1995 | 1996 | 1997 | 1998 | 1999 | 2000 | 2001 | 2002 | 2003 | 2004 | Average
Alfalfa (Mean) | -- | -- | -- | -- | -- | -- | -- | -- | -- | -- | -- | -- | -- | -- | -- | 30.1 | 28.4 | 29.3
Pasture | -- | -- | -- | -- | -- | -- | -- | -- | -- | -- | -- | -- | -- | -- | -- | 24 | 23.1 | 23.6
Lawn | -- | -- | -- | -- | -- | -- | -- | -- | -- | -- | -- | -- | -- | -- | -- | 28.8 | 27.9 | 28.3
Apples | -- | -- | -- | -- | -- | -- | -- | -- | -- | -- | -- | -- | -- | -- | -- | 26.7 | 26.1 | 26.4
Pears | -- | -- | -- | -- | -- | -- | -- | -- | -- | -- | -- | -- | -- | -- | -- | 21.4 | 21.2 | 21.3
Cherries | -- | -- | -- | -- | -- | -- | -- | -- | -- | -- | -- | -- | -- | -- | -- | 29 | 28.1 | 28.5
DRLM -- Deer Lodge, Montana
| 1988 | 1989 | 1990 | 1991 | 1992 | 1993 | 1994 | 1995 | 1996 | 1997 | 1998 | 1999 | 2000 | 2001 | 2002 | 2003 | 2004 | Average
Alfalfa (Mean) | -- | -- | -- | -- | -- | -- | -- | -- | -- | -- | 19.9 | 26.8 | 28.7 | 26.9 | 26.9 | 28.9 | 25.8 | 26.3
Pasture | -- | -- | -- | -- | -- | -- | -- | -- | -- | -- | 15.6 | 21.6 | 23.1 | 21.2 | 21.6 | 23.2 | 21.1 | 21.1
Lawn | -- | -- | -- | -- | -- | -- | -- | -- | -- | -- | 18.8 | 26.2 | 28.1 | 26.7 | 26.5 | 28.2 | 25.6 | 25.7
Spring Grain | -- | -- | -- | -- | -- | -- | -- | -- | -- | -- | 13.1 | 20.8 | 21.9 | 19.8 | 20.8 | 23.3 | 23.7 | 20.5
Potatoes | -- | -- | -- | -- | -- | -- | -- | -- | -- | -- | 17 | 17.4 | 20.5 | 19.3 | 18.1 | 20.5 | 18.8 | 18.8
Peas | -- | -- | -- | -- | -- | -- | -- | -- | -- | -- | 10.2 | 12.3 | 13.8 | 11.3 | 12.1 | 14.2 | 15.9 | 12.8
ECHO -- Echo, Oregon
| 1988 | 1989 | 1990 | 1991 | 1992 | 1993 | 1994 | 1995 | 1996 | 1997 | 1998 | 1999 | 2000 | 2001 | 2002 | 2003 | 2004 | Average
Alfalfa (Mean) | 40.9 | 39.4 | 44.8 | 42.8 | 45.8 | 38.8 | 43 | 40.1 | 38.2 | 39.4 | 41 | 42 | 43.7 | 44 | 44.7 | 48.1 | 44.5 | 42.4
Pasture | 32.3 | 31 | 35.3 | 33.8 | 36 | 30.7 | 34.3 | 31.7 | 30.3 | 31.4 | 32.6 | 33.4 | 34.9 | 35 | 35.6 | 38.2 | 35.4 | 33.6
Lawn | -- | -- | -- | -- | -- | 37 | 41.3 | 38.2 | 36.6 | 37.9 | 39.3 | 40.3 | 42 | 42.2 | 42.9 | 45.9 | 42.7 | 40.5
Winter Grain | 19.6 | 18.8 | 21.4 | 21 | 23.2 | 23.4 | 22.7 | 17.9 | 18.4 | 23.6 | 21.2 | 23.7 | 24.6 | 23.9 | 24.7 | 27.6 | 25.8 | 22.4
Spring Grain | 23.8 | 22.7 | 24.8 | 25.2 | 25.2 | 26.4 | 26.4 | 21.5 | 24.1 | 26.4 | 25.5 | 27.4 | 28.3 | 26.5 | 30.2 | 33.8 | 30.7 | 26.4
Onions | 31.7 | 30.3 | 31.7 | 31 | 31.6 | 29 | 32.2 | 26.9 | 28.1 | 29.9 | 31 | 29.7 | 33.2 | 32 | 32.3 | 42.2 | 38 | 31.8
Potatoes | 26.4 | 25.1 | 28.3 | 27.2 | 29.1 | 23.7 | 28.2 | 25.3 | 24.8 | 24.6 | 26.8 | 27.1 | 28.9 | 29 | 32.3 | 32.2 | 30.9 | 27.6
Dry Beans | 23.3 | 22.2 | 25 | 23.7 | 25.5 | 20.9 | 24 | 21.6 | 21.2 | 21.9 | 23 | 21.7 | 22.8 | 22.8 | 22.5 | 24.9 | 26.2 | 23.1
Field Corn | 30.1 | 28.3 | 32.3 | 29.7 | 33.7 | 26.3 | 30.9 | 27.4 | 27.1 | 27.1 | 30.3 | 29 | 31.4 | 30.5 | 32.4 | 33.4 | 28.6 | 29.9
Sweet Corn | 23.6 | 22.5 | 25.6 | 24.2 | 25.7 | 22.1 | 25.4 | 22.7 | 22.2 | 21.9 | 24.9 | 24.4 | 26.4 | 29.8 | 26.5 | 25.5 | 23.3 | 24.5
Peas | -- | -- | -- | -- | -- | -- | -- | -- | -- | -- | 10.6 | 12 | 11.9 | 14.1 | 13 | 11.6 | 11.4 | 12.1
Peppermint | 23.2 | 22.1 | 24.6 | 25.1 | 25.1 | 24 | 25.8 | 20.3 | 20.8 | 23.7 | 36.3 | 26.2 | 25.7 | 25.7 | 26.3 | 27.7 | 22.2 | 25
Apples | -- | 38.8 | 44 | 41.5 | 45.7 | 37.7 | 42.5 | 37.5 | 36.6 | 37.9 | 42 | 43.2 | 45.5 | 45.5 | 45.9 | 45.7 | 42.9 | 42.1
Rapeseed | -- | -- | -- | -- | -- | -- | -- | -- | -- | -- | -- | -- | 19.4 | 19 | 19.8 | 20.6 | 18.8 | 19.5
EURN -- Eureka, Nevada
| 1988 | 1989 | 1990 | 1991 | 1992 | 1993 | 1994 | 1995 | 1996 | 1997 | 1998 | 1999 | 2000 | 2001 | 2002 | 2003 | 2004 | Average
Alalfa (Mean) | -- | -- | -- | -- | -- | -- | -- | -- | -- | -- | -- | -- | -- | -- | 39.6 | 40.7 | 39.5 | 39.9
Hay (Mean) | -- | -- | -- | -- | -- | -- | -- | -- | -- | -- | -- | -- | -- | -- | 37.8 | 40.6 | 39.7 | 39.3
Pasture | -- | -- | -- | -- | -- | -- | -- | -- | -- | -- | -- | -- | -- | -- | 31.9 | 32.5 | 31.2 | 31.9
Lawn | -- | -- | -- | -- | -- | -- | -- | -- | -- | -- | -- | -- | -- | -- | 35.7 | 39.2 | 37.2 | 37.4
FAFI -- Fairfield, Idaho
| 1988 | 1989 | 1990 | 1991 | 1992 | 1993 | 1994 | 1995 | 1996 | 1997 | 1998 | 1999 | 2000 | 2001 | 2002 | 2003 | 2004 | Average
Alfalfa (Mean) | 31.9 | 27.9 | 30.9 | 28.1 | 32.7 | 25 | 29.5 | 27.4 | 30.5 | 26.7 | 26.3 | 27.5 | 30.4 | 32.3 | 32.1 | 32.2 | 29.2 | 29.4
Pasture | 25.3 | 22.1 | 24.4 | 22.3 | 25.8 | 19.9 | 23.7 | 21.9 | 24.5 | 21.7 | 21.4 | 22.2 | 24.9 | 25.3 | 25.3 | 25.6 | 23.7 | 23.5
Lawn | -- | -- | -- | -- | -- | 24.5 | 28.9 | 26.7 | 29.7 | 26.5 | 26 | 27.2 | 30 | 30.6 | 30.8 | 31.2 | 28.8 | 28.4
Spring Grain | 22.9 | 20.4 | 22.4 | 21.3 | 23.1 | 18.9 | 22.3 | 20.1 | 22.4 | 19.5 | 20.2 | 20.3 | 23.3 | 23 | 24.5 | 26.7 | 25.3 | 22.2
FALN -- Fallon, Nevada
| 1988 | 1989 | 1990 | 1991 | 1992 | 1993 | 1994 | 1995 | 1996 | 1997 | 1998 | 1999 | 2000 | 2001 | 2002 | 2003 | 2004 | Average
Alfalfa (Mean) | -- | -- | -- | -- | -- | -- | -- | -- | -- | -- | -- | -- | -- | 43.9 | 43.4 | 43.4 | 44.7 | 43.9
Pasture | -- | -- | -- | -- | -- | -- | -- | -- | -- | -- | -- | -- | -- | 34.5 | 35.2 | 34.7 | 35.7 | 35
Lawn | -- | -- | -- | -- | -- | -- | -- | -- | -- | -- | -- | -- | -- | 41.5 | 42.4 | 41.8 | 42.9 | 42.1
Winter Grain | -- | -- | -- | -- | -- | -- | -- | -- | -- | -- | -- | -- | -- | 24.6 | 25.9 | 26.1 | 27 | 25.9
Spring Grain | -- | -- | -- | -- | -- | -- | -- | -- | -- | -- | -- | -- | -- | 29.8 | 25.7 | 30.5 | 29.6 | 28.9
Field Corn | -- | -- | -- | -- | -- | -- | -- | -- | -- | -- | -- | -- | -- | 26.3 | 27.7 | 29.7 | 27.5 | 27.8
Sweet Corn | -- | -- | -- | -- | -- | -- | -- | -- | -- | -- | -- | -- | -- | 23.4 | 24.3 | 26.5 | 24.9 | 24.8
Melons | -- | -- | -- | -- | -- | -- | -- | -- | -- | -- | -- | -- | -- | 16.8 | 16.4 | 17.8 | 17.5 | 17.1
Poplar 2 | -- | -- | -- | -- | -- | -- | -- | -- | -- | -- | -- | -- | -- | 36.1 | 37.9 | 38.6 | 37.9 | 37.6
FOGO -- Forest Grove, Oregon
| 1988 | 1989 | 1990 | 1991 | 1992 | 1993 | 1994 | 1995 | 1996 | 1997 | 1998 | 1999 | 2000 | 2001 | 2002 | 2003 | 2004 | Average
Alfalfa (Mean) | -- | -- | -- | -- | 34.7 | 26.8 | 30.2 | 29.2 | 28.6 | 28.8 | 28.5 | 29.5 | 32.1 | 31.4 | 33.5 | 33.8 | 32.2 | 30.7
Pasture | -- | -- | -- | -- | 27.3 | 21.1 | 24.1 | 23.1 | 22.8 | 23 | 22.8 | 23.3 | 25.4 | 24.9 | 26.4 | 27.2 | 25.9 | 24.4
Lawn | -- | -- | -- | -- | 33 | 25.6 | 29.2 | 27.7 | 27.5 | 27.6 | 27.4 | 28.1 | 30.5 | 29.8 | 31.8 | 32.7 | 31.1 | 29.4
Winter Grain | -- | -- | -- | -- | 19.2 | 15.3 | 16.5 | 14.8 | 14.7 | 15.9 | 14.3 | 14.8 | 15.2 | 16.7 | 16.8 | 17 | 16.7 | 16
Spring Grain | -- | -- | -- | -- | 19.9 | 16.6 | 18.9 | 16.3 | 18 | 18.1 | 15.1 | 17.1 | 18.8 | 20.2 | 18.1 | 19.2 | 18.4 | 18.1
Potatoes | -- | -- | -- | -- | -- | -- | -- | -- | -- | -- | 19.8 | 18.3 | 18.1 | 17.1 | 20.5 | 22.4 | 21.2 | 19.6
Dry Beans | -- | -- | -- | -- | 19.1 | 13.9 | 16.9 | 16.6 | 16.4 | 15.7 | -- | -- | -- | -- | -- | -- | -- | 16.4
Field Corn | -- | -- | -- | -- | 24.6 | 17.7 | 20.6 | 20.7 | 18.5 | 18.2 | 20.8 | 19.5 | 19.5 | 19.8 | 22.6 | 27.3 | 25 | 21.1
Sweet Corn | -- | -- | -- | -- | 19.9 | 14.2 | 17.1 | 16.6 | 17.1 | 17.1 | -- | -- | -- | -- | -- | 23.3 | 21.6 | 18.4
Apples | -- | -- | -- | -- | 33.1 | 25.7 | 29.3 | 28.7 | 27.5 | 27.5 | 27.7 | 26.9 | 28.7 | 30 | 31.8 | 34.2 | 31.7 | 29.5
Cabbage | -- | -- | -- | -- | 14.7 | 11.1 | 13.7 | 12.7 | -- | -- | -- | -- | -- | -- | -- | -- | -- | 13.1
Broccoli | -- | -- | -- | -- | 25.4 | 20.6 | 23.5 | 21.8 | 24 | -- | -- | -- | -- | -- | -- | -- | -- | 23.1
Strawberries | -- | -- | -- | -- | 23.5 | 19.7 | 22.5 | 19.5 | 21.7 | 22.2 | 20.4 | 21 | 23.5 | 20.4 | 23.7 | 23.7 | 22.9 | 21.9
Trailing Berries | -- | -- | -- | -- | 18.3 | 15.3 | 17.4 | 15.1 | 15.7 | 15.7 | 12.9 | 13.9 | 19.4 | 17.9 | 18 | 20.3 | 19.6 | 16.9
Blueberries | -- | -- | -- | -- | 25 | 20.6 | 23.8 | 21.1 | 21.9 | 22.7 | 19.2 | 22.2 | 25.5 | 22.2 | 25.1 | 27 | 25.8 | 23.2
Bluegrass | -- | -- | -- | -- | -- | -- | -- | -- | -- | 11.9 | -- | -- | -- | -- | -- | -- | -- | 11.9
Peas | -- | -- | -- | -- | -- | -- | -- | -- | -- | -- | -- | -- | -- | -- | -- | 10.2 | 10.4 | 10.3
Onions | -- | -- | -- | -- | -- | -- | -- | -- | -- | -- | -- | -- | -- | -- | -- | 27.7 | 26.2 | 27
FTHI -- Fort Hall, Idaho
| 1988 | 1989 | 1990 | 1991 | 1992 | 1993 | 1994 | 1995 | 1996 | 1997 | 1998 | 1999 | 2000 | 2001 | 2002 | 2003 | 2004 | Average
Alfalfa (Mean) | -- | -- | -- | -- | -- | 29.2 | 35.7 | 31.4 | 35 | 33.6 | 35.6 | 33.8 | 38.5 | 37.7 | 36.5 | 39.8 | 37.4 | 35.3
Pasture | -- | -- | -- | -- | -- | 23 | 28.9 | 25.3 | 28.2 | 26.9 | 28.2 | 27.6 | 31 | 30.1 | 29.6 | 31.3 | 30.8 | 28.4
Lawn | -- | -- | -- | -- | -- | 28.1 | 35 | 30.7 | 34.2 | 32.8 | 34.2 | 33.6 | 37.7 | 37.2 | 35.5 | 38.1 | 37.5 | 34.6
Winter Grain | -- | -- | -- | -- | -- | 19.6 | 20.9 | 18.5 | 23.5 | 22.5 | 22.2 | 23.1 | 23.8 | 23.5 | 25.3 | 26.1 | 25.4 | 22.9
Spring Grain | -- | -- | -- | -- | -- | 18.1 | 20.3 | 19.6 | 22.8 | 21.5 | 21.8 | 22.1 | 24 | 23.3 | 24.7 | 28 | 24.3 | 22.5
Sugar Beets | -- | -- | -- | -- | -- | 23.3 | 28.3 | 26.1 | 26.9 | 27.3 | 27.5 | 27.8 | 29.2 | 27.3 | 29.4 | 33 | 29.8 | 28
Shepody Potatoes | -- | -- | -- | -- | -- | 21.1 | 23.9 | 21.9 | 23.3 | 23.2 | 23.3 | -- | -- | -- | -- | -- | -- | 22.8
Potatoes | -- | -- | -- | -- | -- | 19.6 | 24.6 | 23.2 | 23.6 | 24.1 | 25 | 23.5 | 28.5 | 24.3 | 24.9 | 27.8 | 23.1 | 24.3
Field Corn | -- | -- | -- | -- | -- | 18.5 | 24.3 | 23.1 | 23.2 | 23.9 | 22.6 | 23.4 | 24.9 | 24 | 24.5 | 27.9 | 25.6 | 23.8
Peas | -- | -- | -- | -- | -- | 12 | 14.9 | 11.8 | 15 | 13.9 | -- | -- | -- | -- | -- | -- | -- | 13.5
Rapeseed | -- | -- | -- | -- | -- | -- | -- | -- | -- | 19.3 | 15.9 | 19.1 | -- | -- | -- | -- | -- | 18.1
GDVI -- Grand View, Idaho
| 1988 | 1989 | 1990 | 1991 | 1992 | 1993 | 1994 | 1995 | 1996 | 1997 | 1998 | 1999 | 2000 | 2001 | 2002 | 2003 | 2004 | Average
Alfalfa (Mean) | -- | -- | -- | -- | -- | 35.4 | 39.5 | 37.2 | 38.6 | 39.4 | 36.5 | 39.5 | 40.7 | 42 | 37.9 | 45 | 43.7 | 39.6
Pasture | -- | -- | -- | -- | -- | 27.9 | 31.7 | 29.4 | 30.6 | 30.9 | 29.1 | 31.5 | 33.2 | 33.6 | 32.8 | 35.6 | 34.5 | 31.7
Lawn | -- | -- | -- | -- | -- | 33.8 | 38.3 | 35.7 | 37 | 37.5 | 35.4 | 38.1 | 40.1 | 40.7 | 39.7 | 43 | 41.7 | 38.4
Winter Grain | -- | -- | -- | -- | -- | 21.2 | 21.4 | 18.5 | 22.5 | 21 | 19.7 | 23.4 | 25 | 25.8 | 24.9 | 26.8 | 26.7 | 23.1
Spring Grain | -- | -- | -- | -- | -- | 22.7 | 22.8 | 22.1 | 23.9 | 23.3 | 23 | 26 | 26.1 | 26 | 26.9 | 31.6 | 29.1 | 25.3
Sugar Beets | -- | -- | -- | -- | -- | 28.3 | 33.5 | 29.4 | 31.5 | 31.1 | 30.1 | 32.2 | 32.1 | 32.6 | 35 | 40.2 | 35.4 | 32.6
Onions | -- | -- | -- | -- | -- | 23.8 | -- | 26 | 27.3 | 26.9 | -- | -- | -- | -- | -- | -- | -- | 26
Shepody Potatoes | -- | -- | -- | -- | -- | 22.2 | 27.9 | 23.3 | 20.6 | 20.7 | 23.2 | 25.6 | 26.6 | 28 | 27.9 | 30.9 | 26.2 | 25.3
Potatoes | -- | -- | -- | -- | -- | 22.4 | 29.2 | 24.2 | 26.6 | 26.1 | 24.2 | 27.3 | 27.8 | 26.9 | 29.3 | 33.2 | 28 | 27.1
Dry Beans | -- | -- | -- | -- | -- | 17.8 | 20.9 | 17.4 | 18.6 | 18.2 | 18.9 | 21.5 | 20.1 | 18.6 | 19.8 | 25.1 | 23.6 | 20
Field Corn | -- | -- | -- | -- | -- | 23.1 | 26.9 | 24.1 | 24.4 | 23.9 | 25.5 | 27.2 | 27.4 | 26.9 | 27.9 | 29.4 | 27.9 | 26.2
Sweet Corn | -- | -- | -- | -- | -- | 19.5 | 22.7 | 20.1 | 20.6 | 20.1 | 21.4 | 22.5 | 23.4 | 22.3 | 23.5 | 24.4 | 23.4 | 22
Peppermint | -- | -- | -- | -- | -- | 23 | 26.5 | 22.9 | 23.9 | 23.7 | 22.4 | 24.2 | 27.2 | 26.6 | 27.1 | 29.1 | 28.1 | 25.4
GERW -- George, Washington
| 1988 | 1989 | 1990 | 1991 | 1992 | 1993 | 1994 | 1995 | 1996 | 1997 | 1998 | 1999 | 2000 | 2001 | 2002 | 2003 | 2004 | Average
Alfalfa (Mean) | 36.2 | 33.2 | 36.5 | 36.6 | 37.8 | 33 | 37.8 | 37.6 | 35.5 | 35.3 | 36.9 | 36.6 | 35.7 | 37.9 | 39.3 | 39.1 | 37.4 | 36.6
Pasture | 28.5 | 26.2 | 28.7 | 28.7 | 29.8 | 26 | 30.2 | 29.9 | 28.2 | 28 | 28.9 | 29 | 28.4 | 30.1 | 29.6 | 30.9 | 30 | 28.9
Lawn | -- | -- | -- | -- | -- | 31.5 | 36.6 | 35.9 | 34.1 | 33.7 | 34.7 | 35 | 34.1 | 36.6 | 35.9 | 37.4 | 36.3 | 35.2
Winter Grain | 19.1 | 18.9 | 20.7 | 20 | 23 | 20.5 | 24 | 20 | 20.3 | 21 | 21.4 | 23.4 | 23.3 | 19.6 | 20.3 | 20.2 | 20.1 | 20.9
Spring Grain | 21.7 | 21.5 | 22.3 | 22.9 | 24.4 | 21.8 | 26.4 | 25.1 | 22.6 | 22.9 | 24 | 25.2 | 24.4 | 23.1 | 25.6 | 26.6 | 26 | 23.9
Onions | -- | -- | -- | -- | -- | 22.4 | -- | -- | -- | -- | -- | -- | -- | -- | -- | -- | -- | 22.4
Sugar Beets | -- | -- | -- | -- | -- | -- | -- | -- | -- | -- | 30.6 | 27.1 | 28.6 | 29.2 | 30 | 33.2 | 30.7 | 29.9
Potatoes | 24.7 | 22.2 | 24.9 | 24.3 | 26.2 | 21.8 | 25.8 | 24.1 | 24.1 | 23.1 | 24.7 | 25.7 | 25.5 | 24.2 | 25.7 | 25.9 | 25.4 | 24.6
Dry Beans | 18.9 | 16.9 | 18.7 | 17.7 | 19.1 | 16.5 | 19.2 | 19.2 | 18.1 | 17.2 | 18.3 | 18.1 | 18.1 | 18.3 | 18.4 | 17.9 | 20.6 | 18.3
Field Corn | 25.2 | 22 | 25.3 | 23.3 | 26 | 21.2 | 24.8 | 23.6 | 23.2 | 22 | 25.6 | 24.4 | 24.7 | 22.8 | 25.5 | 25.6 | 25.2 | 24.1
Sweet Corn | 20.3 | 18 | 20.3 | 19.4 | 20.9 | 18.3 | 21 | 19.6 | 19.8 | 19 | 20.3 | 20.4 | 19 | 19.9 | 23.9 | 24.6 | 24.2 | 20.5
Peas | 13.2 | 13.2 | 12.5 | 13.6 | 14.7 | 14 | 15.3 | 13.6 | 13.6 | 13.8 | 15.1 | 15.9 | 14.4 | 13.9 | 14.9 | 18.3 | 18.1 | 14.6
Peppermint | 22.8 | 21.3 | 22.6 | 22.8 | 24.2 | 22.1 | 25.1 | 24 | 22.9 | 22.9 | 24 | 24.8 | 24.9 | 24 | 24.3 | 27.6 | 27.4 | 24
Apples | 34 | 31 | 34.5 | 33.8 | 36.4 | 30.1 | 35.1 | 33.3 | 32.1 | 31.3 | 34.2 | 36.1 | 34.1 | 36.8 | 34.9 | 36.7 | 35.5 | 34.1
GFRI -- Glenns Ferry, Idaho
| 1988 | 1989 | 1990 | 1991 | 1992 | 1993 | 1994 | 1995 | 1996 | 1997 | 1998 | 1999 | 2000 | 2001 | 2002 | 2003 | 2004 | Average
Alfalfa (Mean) | -- | -- | -- | -- | -- | 37.6 | 42.7 | 38.1 | 41.6 | 41.5 | 39.7 | 42.8 | 44.5 | 46.3 | 46.3 | 48.9 | 47.7 | 43.1
Pasture | -- | -- | -- | -- | -- | 29.6 | 34.1 | 30.1 | 32.8 | 32.1 | 31.5 | 34.1 | 33.9 | 36.7 | 37 | 38.9 | 38.2 | 34.1
Lawn | -- | -- | -- | -- | -- | 35.9 | 41.3 | 36.5 | 39.8 | 39.1 | 38.2 | 41.2 | 41 | 44.4 | 44.7 | 47 | 46.2 | 41.3
Winter Grain | -- | -- | -- | -- | -- | 21.8 | 22.6 | 17 | 22.2 | 20.4 | 20.4 | 23.2 | 26.2 | 27.5 | 26.7 | 27 | 28.3 | 23.6
Spring Grain | -- | -- | -- | -- | -- | 23.4 | 23.9 | 19.4 | 24.8 | 23.3 | 22.6 | 26.3 | 27.2 | 29.1 | 29.6 | 32.9 | 32 | 26.2
Sugar Beets | -- | -- | -- | -- | -- | 30.4 | 36.2 | 30.8 | 34.6 | 32.5 | 32.3 | 36 | 35 | 37.8 | 38.4 | 41.8 | 38.5 | 35.3
Onions | -- | -- | -- | -- | -- | 25 | -- | 25.5 | 28.7 | 27.9 | -- | -- | -- | -- | -- | -- | -- | 26.8
Shepody Potatoes | -- | -- | -- | -- | -- | 23.1 | 29.5 | 23.2 | 21.2 | 25.2 | -- | -- | -- | -- | -- | -- | -- | 24.4
Potatoes | -- | -- | -- | -- | -- | 23.3 | 31.2 | 25.2 | 29.1 | 27 | 26.4 | 30 | 31.3 | 31.3 | 34.5 | 37.1 | 32.3 | 29.9
Dry Beans | -- | -- | -- | -- | -- | 17.3 | 22.1 | 18.4 | 20.6 | 18.6 | 20.6 | 22.3 | 21.2 | 22.1 | 23.2 | 28.1 | 27.3 | 21.8
Field Corn | -- | -- | -- | -- | -- | 24.5 | 29 | 25.7 | 27.3 | 26.5 | 28 | 30.3 | 29.5 | 31.4 | 32.3 | 36.3 | 33.2 | 29.5
Sweet Corn | -- | -- | -- | -- | -- | 20.5 | 24.2 | 20.9 | 22.6 | 22 | 23.9 | 24.8 | 24.9 | 26 | 27 | 30.9 | 27.6 | 24.6
Peppermint | -- | -- | -- | -- | -- | 22.4 | 27.9 | 22.1 | 24.7 | 24.6 | 23.3 | 26.5 | 29 | 30.4 | 30.5 | 33.6 | 31.2 | 27.2
Apples | -- | -- | -- | -- | -- | 33.9 | 40 | -- | -- | -- | -- | -- | -- | -- | -- | -- | -- | 37
GOLW -- Goldendale, Washington
| 1988 | 1989 | 1990 | 1991 | 1992 | 1993 | 1994 | 1995 | 1996 | 1997 | 1998 | 1999 | 2000 | 2001 | 2002 | 2003 | 2004 | Average
Alfalfa (Mean) | -- | -- | -- | -- | 39.9 | 35.5 | 38.3 | 34.2 | 32.8 | 33.8 | 34.3 | 35.4 | 36 | 37.6 | 36.8 | 39.8 | 37.2 | 36.3
Pasture | -- | -- | -- | -- | 31.5 | 27.9 | 30.8 | 27.3 | 26.2 | 27.1 | 27.3 | 28.3 | 28.6 | 30.7 | 29 | 31.5 | 29.7 | 28.9
Lawn | -- | -- | -- | -- | -- | -- | -- | 33 | 31.7 | 32.7 | 33 | 34.3 | 34.5 | 37.1 | 35.1 | 38 | 35.9 | 34.5
Winter Grain | -- | -- | -- | -- | 24.5 | 20.5 | 24.4 | 21.1 | 18.9 | 20.9 | 19.4 | 22.3 | 22.1 | 23.7 | 22.9 | 25 | 24.8 | 22.3
Spring Grain | -- | -- | -- | -- | 25.4 | 21.1 | 25.5 | 21.3 | 20.5 | 21.4 | 21 | 23.1 | 25.4 | 23.4 | 24.4 | 27.1 | 26 | 23.5
HERO -- Hermiston, Oregon
| 1988 | 1989 | 1990 | 1991 | 1992 | 1993 | 1994 | 1995 | 1996 | 1997 | 1998 | 1999 | 2000 | 2001 | 2002 | 2003 | 2004 | Average
Alfalfa (Mean) | 39.6 | 39.1 | 43.3 | 44.2 | 44 | 40.7 | 45.3 | 42.4 | 43.2 | 41.2 | 41.6 | 41.5 | 42.5 | 41.4 | 41.9 | 47.6 | 46.3 | 42.7
Pasture | 31.3 | 30.8 | 34.1 | 34.8 | 34.6 | 32.1 | 36.1 | 33.4 | 34.2 | 32.7 | 33.2 | 33 | 33.9 | 32.9 | 33.4 | 37.7 | 37 | 33.8
Lawn | -- | -- | -- | -- | -- | 38.9 | 43.6 | 40.3 | 41.3 | 39.6 | 40 | 39.9 | 40.8 | 39.4 | 40 | 45.4 | 44.5 | 41.1
Winter Grain | 18.2 | 19.2 | 21 | 22 | 23.2 | 22.9 | 21.2 | 19.6 | 21.7 | 25 | 22.8 | 24.4 | 23.8 | 22.7 | 23 | 28.1 | 27.7 | 22.7
Spring Grain | 21 | 21.9 | 23.8 | 25.9 | 24.4 | 25.8 | 22.3 | 22.5 | 27.4 | 27.7 | 26.6 | 27.4 | 27.6 | 19 | 27.1 | 32.6 | 31.6 | 25.6
Onions | 28.3 | 28.1 | 30.2 | 31.5 | 30.3 | 28.9 | 33.1 | 27.7 | 31.4 | 31.2 | 31.3 | 28.9 | 32.3 | 30.3 | 30.3 | 40.8 | 39.7 | 31.4
Potatoes | 25 | 24.7 | 26.8 | 27.5 | 27.2 | 24.2 | 28.7 | 25.3 | 27.5 | 25.6 | 26.8 | 26.4 | 28.5 | 26.8 | 29.6 | 30.9 | 32.1 | 27.3
Dry Beans | 22.6 | 22.1 | 23.5 | 23.1 | 23.7 | 21.1 | 24.4 | 21.3 | 23.4 | 22.5 | 20.3 | 20.9 | 22.4 | 21.6 | 24.7 | 25.9 | 29.2 | 23.1
Field Corn | 28.8 | 27.7 | 30.7 | 30.1 | 31.4 | 28.1 | 31.6 | 27.9 | 30 | 28.1 | 28.1 | 25.2 | 30.8 | 28.7 | 31.6 | 33.7 | 31.1 | 29.6
Sweet Corn | 22.4 | 21.9 | 24.2 | 24.4 | 24 | 23 | 25.9 | 22.5 | 24.5 | 22.7 | 24.5 | 20.2 | 23 | 21 | 22 | 27.7 | 25.3 | 23.5
Peas | -- | -- | -- | -- | -- | -- | -- | -- | -- | -- | 11.1 | 12.4 | 12.5 | 13.6 | 12 | 12.2 | 11 | 12.1
Peppermint | 21.7 | 22.1 | 23.5 | 25.6 | 24 | 23.6 | 26.6 | 21.1 | 23.9 | 24.8 | 25.2 | 25.8 | 25.1 | 24.5 | 24.6 | 27.7 | 24 | 24.3
Apples | 38.9 | 38.5 | 42.2 | 42.4 | 43.2 | 39.4 | 44.2 | 38.8 | 41.1 | 39.6 | 42.4 | 42.6 | 44.3 | 42.9 | 43.1 | 44.8 | 44.9 | 42
Rapeseed | -- | -- | -- | -- | -- | -- | -- | -- | -- | -- | -- | -- | 18.7 | 18 | 18.3 | 21 | 20.3 | 19.3
Wine Grape | -- | -- | -- | -- | -- | -- | -- | -- | -- | -- | -- | -- | 28.2 | 27.5 | 27.4 | 29.4 | 28.6 | 28.2
Melon | -- | -- | -- | -- | -- | -- | -- | -- | -- | -- | -- | -- | 17.4 | 14.9 | 16.5 | 18.4 | 18 | 17
HOXO -- Hood River, Oregon
| 1988 | 1989 | 1990 | 1991 | 1992 | 1993 | 1994 | 1995 | 1996 | 1997 | 1998 | 1999 | 2000 | 2001 | 2002 | 2003 | 2004 | Average
Alfalfa (Mean) | 32.5 | 32 | 30.9 | 32.7 | 34.3 | 27.4 | 31.8 | 30.2 | 33.1 | 28.1 | 32 | 32.1 | 31.7 | 33.3 | 35.3 | 34.8 | 33.4 | 32.1
Pasture | 25.6 | 25.2 | 24.3 | 25.7 | 27.1 | 21.6 | 25.5 | 23.9 | 26.2 | 22.7 | 25.2 | 25.5 | 26 | 26.6 | 27.9 | 27.6 | 26.6 | 25.5
Lawn | -- | -- | -- | -- | -- | 26.2 | 30.8 | 28.8 | 31.7 | 27.4 | 30.4 | 30.8 | 31.8 | 31.8 | 33.8 | 33.4 | 32.3 | 30.8
Apples | 31.4 | 30 | 28.7 | 30.3 | 33.5 | 25.3 | 39.5 | 28.9 | 30.2 | 26.7 | 30.6 | 27.8 | 29.2 | 31.5 | 30.6 | 32.4 | 30.3 | 30.4
Pears | 23.5 | 24.4 | 24 | 24.9 | 28.2 | 21.1 | 25.3 | 24.3 | 25.6 | 23.1 | 28.9 | 26.8 | 25.6 | 25 | 26.4 | 28.3 | 26.7 | 25.4
Cherries | -- | -- | -- | -- | -- | -- | -- | -- | -- | -- | -- | -- | -- | -- | -- | 33.3 | 32.8 | 33.1
Wine Grape | -- | -- | -- | -- | -- | -- | -- | -- | -- | -- | -- | -- | -- | -- | -- | 21.6 | 20.6 | 21.1
HRFO -- Hereford, Oregon
| 1988 | 1989 | 1990 | 1991 | 1992 | 1993 | 1994 | 1995 | 1996 | 1997 | 1998 | 1999 | 2000 | 2001 | 2002 | 2003 | 2004 | Average
Alfalfa (Mean) | -- | -- | -- | -- | -- | -- | -- | -- | -- | -- | 24.5 | 27.3 | 30.9 | 26.2 | 27.7 | 31.5 | 26.6 | 27.8
Pasture | -- | -- | -- | -- | -- | -- | -- | -- | -- | -- | 19.5 | 21.7 | 24.8 | 21.5 | 22.5 | 25.2 | 21.6 | 22.4
Lawn | -- | -- | -- | -- | -- | -- | -- | -- | -- | -- | 23.5 | 26.4 | 30.1 | 26 | 27.4 | 30.4 | 26.1 | 27.1
HRHW -- Harrah, Washington
| 1988 | 1989 | 1990 | 1991 | 1992 | 1993 | 1994 | 1995 | 1996 | 1997 | 1998 | 1999 | 2000 | 2001 | 2002 | 2003 | 2004 | Average
Alfalfa (Mean) | 35.4 | 35.3 | 36.9 | 35.2 | 40.9 | 35.3 | 36.7 | 37.3 | 36.4 | 35.2 | 36.9 | 38.5 | 37.4 | 40.6 | 40.2 | 41.6 | 40.7 | 37.7
Pasture | 28 | 27.8 | 29 | 27.8 | 32.2 | 27.8 | 29.4 | 29.5 | 28.8 | 28 | 29.4 | 30.7 | 30.4 | 32.6 | 31.7 | 33.1 | 32.2 | 29.9
Lawn | -- | -- | -- | -- | -- | 33.8 | 35.7 | 35.7 | 34.8 | 33.9 | 35.5 | 37.2 | 36.8 | 39.5 | 38.4 | 40 | 38.9 | 36.7
Blue Grass | -- | -- | -- | -- | -- | -- | -- | -- | -- | -- | -- | -- | -- | 18.7 | 17.2 | 15.3 | 18.1 | 17.3
Winter Grain | 19.2 | 20.2 | 20.2 | 20.2 | 25 | 21.6 | 23.3 | 19.7 | 21.8 | 20.8 | 21.1 | 23.4 | 23.1 | 24.3 | 22.4 | 22.9 | 23.1 | 21.9
Spring Grain | 21.8 | 22.9 | 22.9 | 22.7 | 26.5 | 22.5 | 25.1 | 24.5 | 23.1 | 22.1 | 24 | 25.8 | 25.3 | 27 | 26.3 | 28.6 | 27.7 | 24.6
Potatoes | 24.3 | 23.7 | 25.1 | 23.3 | 28.1 | 22.8 | 24.7 | 25.2 | 23.8 | 22.4 | 25.8 | 25.3 | 26.4 | 27.9 | 26 | 31.8 | 30.8 | 25.7
Dry Beans | 18.5 | 17.9 | 19 | 17 | 20.3 | 17.1 | 18.2 | -- | 17.5 | 16.7 | -- | -- | -- | -- | -- | -- | -- | 18
Field Corn | -- | -- | -- | -- | -- | -- | -- | -- | 22.6 | 21.6 | 25.9 | 24.6 | 24.7 | 27 | 27 | 29.9 | 28.8 | 25.8
Sweet Corn | 19.8 | 19.1 | 20.6 | 18.7 | 22.4 | 19 | 19.9 | -- | 19.2 | 18.3 | 20.2 | 19.7 | 19.2 | 20.6 | 22.3 | 25.3 | 24.5 | 20.5
Peas | -- | -- | -- | -- | -- | -- | -- | -- | 14.2 | 12.9 | 12.4 | 15.1 | 14.7 | 16.6 | -- | -- | -- | 14.3
Peppermint | 22.5 | 22.6 | 23.1 | 22.2 | 26.1 | 22.8 | 23.8 | -- | 23.1 | 21.8 | 22 | 24.9 | 23.3 | 26 | 26.1 | 25.7 | 21 | 23.6
Apples | 33.5 | 33 | 34.8 | 32.9 | 39.2 | 31.9 | 33.6 | -- | 32 | 30.4 | 31.6 | 36.5 | 34.6 | 36.6 | 36.4 | 37.9 | 36.7 | 34.5
Sugar Beets | -- | -- | -- | -- | -- | -- | -- | -- | -- | -- | 29.6 | -- | -- | -- | -- | -- | -- | 29.6
Asparagus | -- | -- | -- | -- | -- | -- | -- | -- | -- | -- | -- | -- | 29.9 | 33 | 24.4 | 32.2 | 30.9 | 30.1
Concord Grapes | -- | -- | -- | -- | -- | -- | -- | -- | -- | -- | -- | -- | 28.2 | 32.8 | 31.8 | 33.3 | 32.1 | 31.6
Wine Grapes | -- | -- | -- | -- | -- | -- | -- | -- | -- | -- | -- | -- | -- | 25.2 | 24.2 | 26.9 | 25.9 | 25.6
Peaches | -- | -- | -- | -- | -- | -- | -- | -- | -- | -- | -- | -- | 29.3 | 30.8 | 32.5 | 32.9 | 32 | 31.5
HRMO -- Hermiston, Oregon (HAREC | )
| 1988 | 1989 | 1990 | 1991 | 1992 | 1993 | 1994 | 1995 | 1996 | 1997 | 1998 | 1999 | 2000 | 2001 | 2002 | 2003 | 2004 | Average
Alfalfa (Mean) | -- | -- | -- | -- | -- | -- | 41.7 | 39.5 | 40.3 | 38.7 | 40.1 | 41.4 | 41.9 | 41.9 | 42.3 | 46.7 | 44.4 | 41.7
Pasture | -- | -- | -- | -- | -- | -- | 33.3 | 31.3 | 31.9 | 30.8 | 31.9 | 32.9 | 33.4 | 33.3 | 33.7 | 36.6 | 35.5 | 33.1
Lawn | -- | -- | -- | -- | -- | -- | 40.1 | 37.9 | 38.4 | 37.3 | 38.5 | 39.7 | 40.3 | 39.9 | 40.7 | 44.2 | 42.8 | 40
Bluegrass | -- | -- | -- | -- | -- | -- | -- | -- | -- | -- | -- | -- | -- | -- | 18.7 | 20.5 | 20.1 | 19.8
Winter Grain | -- | -- | -- | -- | -- | -- | 23.2 | 18.3 | 21.2 | 23.2 | 21.1 | 24.2 | 23.7 | 23.2 | 23.2 | 25.7 | 25.3 | 22.9
Spring Grain | -- | -- | -- | -- | -- | -- | 26 | 21.5 | 26.2 | 25.9 | 24.9 | 27.7 | 27.3 | 19.6 | 19.3 | 21.7 | 20.4 | 23.7
Onions | -- | -- | -- | -- | -- | -- | 30.9 | 26.1 | 29.8 | 29.5 | 29.8 | 29 | 31.5 | 30.2 | 30.8 | 40.5 | 38.1 | 31.5
Potatoes | -- | -- | -- | -- | -- | -- | 26.6 | 24.6 | 25.8 | 24.3 | 25.9 | 26.8 | 27.9 | 27.2 | 30 | 30.5 | 29.3 | 27.2
Dry Beans | -- | -- | -- | -- | -- | -- | 22.5 | 20.1 | 21.8 | 21.5 | 20.1 | 20.8 | 21.8 | 21.4 | 24.9 | 26 | 27.9 | 22.6
Field Corn | -- | -- | -- | -- | -- | -- | 29 | 26.9 | 27.8 | 26.7 | 27.7 | 25.2 | 30.1 | 28.7 | 30.9 | 32.5 | 31.9 | 28.9
Sweet Corn | -- | -- | -- | -- | -- | -- | 23.9 | 21.6 | 23.1 | 21.5 | 23.8 | 20.6 | 22.5 | 21.3 | 24.2 | 29.9 | 29.9 | 23.8
Peppermint | -- | -- | -- | -- | -- | -- | 25.1 | 20.4 | 23.1 | 23.3 | 23.6 | 26.2 | 24.8 | 24.7 | 24.8 | 26.6 | 25.1 | 24.3
Apples | -- | -- | -- | -- | -- | -- | 40.7 | 37 | 38.1 | 37.3 | 40.9 | 42.6 | 43.7 | 43.3 | 43.5 | 44.2 | 43.1 | 41.3
Rapeseed | -- | -- | -- | -- | -- | -- | -- | -- | -- | -- | -- | -- | 18.8 | 18.6 | 18.5 | 19.2 | 18.6 | 18.7
Peas | -- | -- | -- | -- | -- | -- | -- | -- | -- | -- | -- | -- | 12.9 | 12.5 | 12.2 | 10.9 | 10.8 | 11.9
Melon | -- | -- | -- | -- | -- | -- | -- | -- | -- | -- | -- | -- | 17 | 15.5 | 16.7 | 18.3 | 17.7 | 17
Wine Grape | -- | -- | -- | -- | -- | -- | -- | -- | -- | -- | -- | -- | -- | -- | -- | 28.9 | 27.4 | 28.2
IMBO -- Imbler, Oregon
| 1988 | 1989 | 1990 | 1991 | 1992 | 1993 | 1994 | 1995 | 1996 | 1997 | 1998 | 1999 | 2000 | 2001 | 2002 | 2003 | 2004 | Average
Alfalfa (Mean) | -- | -- | -- | -- | -- | -- | 32.4 | 32.5 | 30.7 | 30 | 31 | 30.9 | 32.1 | 33.1 | 32.5 | 36.3 | 31.3 | 32.1
Pasture | -- | -- | -- | -- | -- | -- | 25.7 | 25.9 | 24.6 | 24 | 24.8 | 26.4 | 25.8 | 26 | 25.9 | 28.9 | 25.1 | 25.7
Lawn | -- | -- | -- | -- | -- | -- | 31.1 | 31.3 | 29.7 | 29 | 29.9 | 32.1 | 31.9 | 31.5 | 32.1 | 34.8 | 30.5 | 31.3
Bluegrass | -- | -- | -- | -- | -- | -- | 13 | 13.5 | 14.2 | 15.6 | 13 | 15.5 | 14.8 | 14.8 | 13.7 | 15.9 | 14.9 | 14.4
Winter Grain | -- | -- | -- | -- | -- | -- | 19.1 | 18.1 | 19.3 | 19.4 | 17.5 | 21.4 | 21.3 | 21 | 20.7 | 23.1 | 21.4 | 20.2
Spring Grain | -- | -- | -- | -- | -- | -- | 21 | 19.7 | 19.4 | 19.6 | 17.5 | 22.7 | 20.9 | 21 | 22.1 | 26 | 20.3 | 20.9
Sugar Beets | -- | -- | -- | -- | -- | -- | 27.7 | 24.2 | 21.5 | 23.9 | 22.7 | 23.5 | 25.9 | 29.3 | 26.9 | 30.8 | 25.6 | 25.6
Garlic | -- | -- | -- | -- | -- | -- | -- | -- | -- | -- | -- | 24.6 | 25.6 | 23.4 | 25.1 | 28.3 | 25.9 | 25.5
Potatoes | -- | -- | -- | -- | -- | -- | 24.1 | 22.9 | 20 | 19.8 | 19 | 19.6 | 21.1 | 21.6 | 22.5 | 24.8 | 22.5 | 21.6
Peppermint | -- | -- | -- | -- | -- | -- | 23.9 | 22.2 | 21.5 | 21.2 | 20.9 | 23 | 24.4 | 22.8 | 24.4 | 26 | 22.6 | 23
Apples | -- | -- | -- | -- | -- | -- | -- | -- | -- | -- | -- | 31.2 | 30.4 | 31 | 31 | 32.9 | 27 | 30.6
Cherries | -- | -- | -- | -- | -- | -- | -- | -- | -- | -- | -- | 32.7 | 32 | 33.5 | 33.3 | 35.2 | 29.2 | 32.6
Dry Beans | -- | -- | -- | -- | -- | -- | 20.9 | -- | -- | -- | -- | -- | -- | -- | -- | -- | -- | 20.9
Field Corn | -- | -- | -- | -- | -- | -- | 26.9 | -- | -- | -- | -- | -- | -- | -- | -- | -- | -- | 26.9
Sweet Corn | -- | -- | -- | -- | -- | -- | 22.7 | -- | -- | -- | -- | -- | -- | -- | -- | -- | -- | 22.7
3rd Year + Poplar | -- | -- | -- | -- | -- | -- | -- | -- | -- | -- | -- | -- | 15.9 | 34.9 | 34.3 | 36.8 | 31.7 | 30.7
KFLO -- Klamath Falls, Oregon
| 1988 | 1989 | 1990 | 1991 | 1992 | 1993 | 1994 | 1995 | 1996 | 1997 | 1998 | 1999 | 2000 | 2001 | 2002 | 2003 | 2004 | Average
Alfalfa (Mean) | -- | -- | -- | -- | -- | -- | -- | -- | -- | -- | -- | 30.8 | 32.8 | 37 | 35.4 | 34.4 | 33.4 | 34
Pasture | -- | -- | -- | -- | -- | -- | -- | -- | -- | -- | -- | 24.7 | 26.3 | 29.5 | 27.9 | 27.1 | 26.9 | 27.1
Lawn | -- | -- | -- | -- | -- | -- | -- | -- | -- | -- | -- | 30.2 | 31.8 | 35.7 | 33 | 33 | 32.5 | 32.7
Winter Grain | -- | -- | -- | -- | -- | -- | -- | -- | -- | -- | -- | 24.1 | 24.2 | 27.3 | 25 | 24.2 | 24.7 | 24.9
Spring Grain | -- | -- | -- | -- | -- | -- | -- | -- | -- | -- | -- | 19.9 | 22.1 | 24.4 | 23.3 | 25 | 22 | 22.8
Sugar Beets | -- | -- | -- | -- | -- | -- | -- | -- | -- | -- | -- | 23.2 | 21.8 | 24.3 | 25.5 | 28.2 | 24 | 24.5
Onions | -- | -- | -- | -- | -- | -- | -- | -- | -- | -- | -- | 19.3 | 23.1 | 24.2 | 23.4 | 23.3 | 25.4 | 23.1
Potatoes | -- | -- | -- | -- | -- | -- | -- | -- | -- | -- | -- | 19.1 | 21.4 | 23.8 | 18.9 | 20.7 | 21.4 | 20.9
Sweet Corn | -- | -- | -- | -- | -- | -- | -- | -- | -- | -- | -- | 15.1 | 12.7 | 14.7 | 19.8 | 21.3 | 22.7 | 17.7
Carrots | -- | -- | -- | -- | -- | -- | -- | -- | -- | -- | -- | 6.1 | 6.7 | 7.4 | 8.8 | 10.7 | 11.6 | 8.6
Peas | -- | -- | -- | -- | -- | -- | -- | -- | -- | -- | -- | 11.4 | 12.9 | 14.1 | 14.5 | 16.2 | 16.4 | 14.2
Peppermint | -- | -- | -- | -- | -- | -- | -- | -- | -- | -- | -- | 20.5 | 24.1 | 27.1 | 22.5 | 25.1 | 25.9 | 24.2
Dry Beans | -- | -- | -- | -- | -- | -- | -- | -- | -- | -- | -- | -- | 15.9 | 17.6 | 17.1 | 17.1 | 17 | 16.9
1st Year Poplar | -- | -- | -- | -- | -- | -- | -- | -- | -- | -- | -- | 17.2 | 18.1 | 20.4 | 18.8 | 18.5 | 17.7 | 18.5
2nd Year Poplar | -- | -- | -- | -- | -- | -- | -- | -- | -- | -- | -- | 26.4 | 28 | 31.4 | 29 | 28.5 | 27.3 | 28.4
3rd Year + Poplar | -- | -- | -- | -- | -- | -- | -- | -- | -- | -- | -- | 31.5 | 33.8 | 38 | 34.7 | 34.1 | 32.8 | 34.2
Strawberries | -- | -- | -- | -- | -- | -- | -- | -- | -- | -- | -- | 20.7 | 20.3 | 22.4 | 23.3 | 26.2 | 25.6 | 23.1
Blueberries | -- | -- | -- | -- | -- | -- | -- | -- | -- | -- | -- | -- | -- | -- | -- | -- | 24.6 | 24.6
KTBI -- Kettle Butte, Idaho
| 1988 | 1989 | 1990 | 1991 | 1992 | 1993 | 1994 | 1995 | 1996 | 1997 | 1998 | 1999 | 2000 | 2001 | 2002 | 2003 | 2004 | Average
Alfalfa (Mean) | -- | -- | -- | -- | -- | -- | -- | -- | -- | 32.7 | 31 | 29.7 | 37.7 | 40.2 | 35.3 | 42.9 | 37.5 | 35.9
Pasture | -- | -- | -- | -- | -- | -- | -- | -- | -- | 26.2 | 24.8 | 25.3 | 30.3 | 32.2 | 28.7 | 34.9 | 30.1 | 29.1
Lawn | -- | -- | -- | -- | -- | -- | -- | -- | -- | 31.8 | 30.4 | 30.9 | 36.7 | 39.1 | 34.7 | 41.7 | 36.3 | 35.2
Winter Grain | -- | -- | -- | -- | -- | -- | -- | -- | -- | 23 | 22.2 | 24.2 | 27.9 | 29 | 27 | 35.7 | 29.6 | 27.3
Spring Grain | -- | -- | -- | -- | -- | -- | -- | -- | -- | 20.9 | 20.4 | 23.5 | 25.6 | 26.8 | 24.7 | 32.5 | 24.5 | 24.9
Sugar Beets | -- | -- | -- | -- | -- | -- | -- | -- | -- | 25.7 | -- | -- | -- | -- | -- | -- | -- | 25.7
Shepody Potatoes | -- | -- | -- | -- | -- | -- | -- | -- | -- | 21.9 | -- | -- | -- | -- | -- | -- | -- | 21.9
Potatoes | -- | -- | -- | -- | -- | -- | -- | -- | -- | 22.5 | 21.4 | 22.2 | 26.7 | 26.5 | 27.6 | 31 | 25.4 | 25.4
Field Corn | -- | -- | -- | -- | -- | -- | -- | -- | -- | 22.1 | -- | -- | -- | -- | -- | -- | -- | 22.1
Peas | -- | -- | -- | -- | -- | -- | -- | -- | -- | 14.4 | -- | -- | -- | -- | -- | -- | -- | 14.4
Rapeseed | -- | -- | -- | -- | -- | -- | -- | -- | -- | 20.3 | -- | -- | -- | -- | -- | -- | -- | 20.3
LAKO -- Lakeview, Oregon
| 1988 | 1989 | 1990 | 1991 | 1992 | 1993 | 1994 | 1995 | 1996 | 1997 | 1998 | 1999 | 2000 | 2001 | 2002 | 2003 | 2004 | Average
Alfalfa (Mean) | 31.8 | 30.6 | 32.3 | 31.2 | 34.1 | 28.2 | 33.3 | 29 | 31.9 | 34.6 | 28.6 | 33.2 | 33.8 | 36.4 | 35.2 | 36 | 36.2 | 32.7
Pasture | 24.9 | 24.2 | 25.5 | 24.7 | 26.9 | 22.4 | 26.8 | 23.4 | 25.7 | 27.6 | 22.9 | 26.5 | 27.1 | 29.2 | 27.9 | 28.5 | 29.3 | 26.1
Lawn | -- | -- | -- | -- | -- | 27.4 | 32.3 | 27.9 | 31.2 | 33.5 | 28 | 32.4 | 32.9 | 34.5 | 33.9 | 34.2 | 34.7 | 31.9
Winter Grain | 22.9 | 21.8 | 22.6 | 22.7 | 25.8 | 22.5 | 25 | 19.9 | 23.3 | 23.6 | 22.3 | -- | -- | 28.7 | 25.6 | 26.5 | 27.9 | 24.1
Spring Grain | 23.2 | 21.6 | 22.7 | 20.9 | 22.2 | 19.2 | 24.5 | 19.3 | 21.3 | 23.2 | 20.2 | 23.5 | 23.4 | 24.3 | 23.9 | 29.2 | 27.9 | 23
LEGW -- Legrow, Washington
| 1988 | 1989 | 1990 | 1991 | 1992 | 1993 | 1994 | 1995 | 1996 | 1997 | 1998 | 1999 | 2000 | 2001 | 2002 | 2003 | 2004 | Average
Alfalfa (Mean) | 42.1 | 38.1 | 40.2 | 40.3 | 39.7 | 39.3 | 42.4 | 40 | 38.6 | 37.3 | 40 | 39.5 | 38.8 | 40.2 | 39.7 | 43.3 | 43 | 40.1
Pasture | 37.6 | 34 | 35.8 | 35.9 | 35.3 | 31 | 33.9 | 31.7 | 30.7 | 29.6 | 31.3 | 31.3 | 30.5 | 31.5 | 31.2 | 34.1 | 33.7 | 32.9
Lawn | -- | -- | -- | -- | -- | 37.5 | 40.8 | 38.1 | 37 | 35.7 | 37.7 | 37.8 | 36.6 | 38 | 37.8 | 41.1 | 40.3 | 38.2
Bluegrass Seed | -- | -- | -- | -- | -- | -- | -- | -- | -- | -- | 15.8 | 16.3 | 16.8 | 17 | 15.8 | 16.2 | 16.5 | 16.3
Winter Grain | 21.6 | 19.7 | 20.9 | 21 | 23.1 | 24.4 | 24.7 | 19.6 | 22 | 21.8 | 21 | 21.5 | 21.1 | 22.1 | 22.3 | 24.1 | 23.3 | 22
Spring Grain | 24.5 | 23.4 | 23.4 | 24.5 | 24.2 | 26.9 | 27.5 | 22.6 | 25.8 | 24.8 | 24.1 | 23.6 | 22.7 | 25.8 | 25.6 | 28.5 | 28 | 25.1
Onions | -- | -- | -- | -- | 24 | 29.2 | -- | -- | -- | 25.3 | 28.5 | 26.9 | 27.3 | 29 | 26.6 | 31.5 | 31.2 | 28
Potatoes | 26.8 | 24.3 | 25 | 25.5 | 25.4 | 23.5 | 28.4 | 24.5 | 24.3 | 21.9 | 24.6 | 23.5 | 25.2 | 25.3 | 25.6 | 27.4 | 26 | 25.1
Dry Beans | 24 | 21.8 | 21.9 | 21.8 | 22.1 | 20.6 | 23.6 | 20.4 | 20.2 | 19.3 | 20.8 | 21 | 18.9 | 18.9 | 22.1 | 23.7 | 23.2 | 21.4
Field Corn | 29.9 | 26.8 | 28.1 | 27 | 28.3 | 26.1 | 29.9 | 26.4 | 25.7 | 23.2 | 27.1 | 25.9 | 27 | 27.7 | 27.4 | 31.1 | 29.9 | 27.5
Sweet Corn | 23.9 | 21.7 | 22.5 | 22.1 | 22.5 | 21.9 | 25 | 21.8 | 21.6 | 18.8 | 20.4 | 21.6 | 21.8 | 22 | 20.8 | 24.9 | 23.9 | 22.2
Asparagus | 37.9 | 34 | 34.6 | 35.4 | 34.3 | 32.7 | 36.7 | 32.5 | 31.3 | 27 | 31.9 | 31.6 | 31.5 | 33.3 | 33 | 37.4 | 35.9 | 33.6
Peas | -- | -- | -- | -- | -- | -- | -- | -- | -- | 13.7 | 10.9 | 12 | 11.7 | 11.3 | 10.8 | 11.9 | 11.1 | 11.7
Peppermint | -- | -- | -- | -- | -- | -- | -- | -- | -- | 22.3 | -- | -- | -- | -- | -- | -- | -- | 22.3
Apples | 41.4 | 37.3 | 39 | 38.7 | 39.1 | 37.7 | 41.8 | 36.8 | 36 | 33.4 | 35.4 | 36.9 | 37.7 | 36.4 | 38 | 42 | 39.9 | 38.1
Concord Grapes | 31.4 | 28.1 | 29.5 | 30 | 30 | 29.3 | 32.6 | 29.1 | 28.6 | 25.3 | 26.9 | 29.4 | 28.9 | 29.7 | 30.5 | 33 | 32.4 | 29.7
Wine Grapes | 26.2 | 23.5 | 24.6 | 25.2 | 24.6 | 24.3 | 27.1 | 24.4 | 23.9 | 21.4 | 22 | 24.6 | 24.3 | 25.3 | 25.7 | 27.7 | 27.2 | 24.8
LIDW -- Lind, Washington
| 1988 | 1989 | 1990 | 1991 | 1992 | 1993 | 1994 | 1995 | 1996 | 1997 | 1998 | 1999 | 2000 | 2001 | 2002 | 2003 | 2004 | Average
Alfalfa (Mean) | 34 | 33.1 | 34.6 | 33.7 | 38.7 | 34.5 | 40.5 | 37.4 | 36.7 | 35.6 | 40.7 | 39.4 | 36.4 | 40.6 | 40.5 | 42.3 | 41.1 | 37.6
Pasture | 26.8 | 26.2 | 27.4 | 26.6 | 30.6 | 27.1 | 32.5 | 29.9 | 29.3 | 28.3 | 31.7 | 30.7 | 29.6 | 31.8 | 30.6 | 33.4 | 32.9 | 29.7
Lawn | -- | -- | -- | -- | -- | 33 | 39.3 | 36.1 | 35.5 | 34.3 | 38.2 | 37.1 | 35.7 | 38.6 | 37 | 40.3 | 39.6 | 37.1
Bluegrass Seed | 15.4 | 16.1 | 15 | 16.1 | 18.7 | 17.7 | 18.2 | 17.4 | 16.2 | 15.6 | 17.5 | 17.8 | 16.7 | 16.1 | 18.5 | 19.2 | 20.6 | 17.2
Winter Grain | 19.1 | 19.7 | 19.8 | 19.6 | 25.3 | 21.1 | 26.3 | 23.1 | 21.8 | 20.9 | 24 | 24.3 | 24.6 | 21.4 | 19.8 | 21.6 | 22.7 | 22.1
Spring Grain | 20.5 | 21 | 21.7 | 20.8 | 25.2 | 21 | 27.1 | 23.6 | 22.8 | 21.7 | 24.3 | 25.1 | 21.7 | 20.7 | 23.7 | 25.9 | 24.6 | 23
Sugar Beets | -- | -- | -- | -- | -- | -- | -- | -- | -- | -- | 31 | 28.2 | 27.1 | 27.4 | 31.9 | 34.1 | 32 | 30.2
Potatoes | 22.6 | 21.2 | 23.4 | 21.9 | 25.4 | 21.7 | 27.8 | 25 | 24.4 | 23.5 | 28.4 | 27.3 | 27.1 | 25.7 | 27.4 | 28.7 | 29.1 | 25.3
Dry Beans | 16.5 | 15.1 | 17.2 | 15 | 17.7 | 15.2 | 20.2 | 19 | 18.2 | 17.7 | 19.6 | 18.2 | 18.2 | 15.7 | 20 | 23 | 23 | 18.2
Field Corn | -- | -- | -- | -- | -- | -- | -- | -- | -- | -- | 27.7 | 25.5 | 22.8 | 25.6 | 26.9 | 27.4 | 28.4 | 26.3
Peas | 12.8 | 13.1 | 12.1 | 12.6 | 15.2 | 13.9 | 16.1 | 14.2 | 15 | 14.1 | 16.2 | 16 | 16 | 12.9 | 15.3 | 18.9 | 18.4 | 14.9
LORO -- Lorella, Oregon
| 1988 | 1989 | 1990 | 1991 | 1992 | 1993 | 1994 | 1995 | 1996 | 1997 | 1998 | 1999 | 2000 | 2001 | 2002 | 2003 | 2004 | Average
Alfalfa (Mean) | -- | -- | -- | -- | -- | -- | -- | -- | -- | -- | -- | -- | -- | 34.5 | 33 | 34.6 | 33.9 | 34
Pasture | -- | -- | -- | -- | -- | -- | -- | -- | -- | -- | -- | -- | -- | 27.5 | 26 | 27.4 | 27.2 | 27
Lawn | -- | -- | -- | -- | -- | -- | -- | -- | -- | -- | -- | -- | -- | 33.2 | 30.8 | 33.3 | 33.1 | 32.6
Winter Grain | -- | -- | -- | -- | -- | -- | -- | -- | -- | -- | -- | -- | -- | 25.3 | 23.2 | 25.2 | 24.7 | 24.6
Spring Grain | -- | -- | -- | -- | -- | -- | -- | -- | -- | -- | -- | -- | -- | 21.9 | 20.5 | 23.4 | 21.3 | 21.8
Beet | -- | -- | -- | -- | -- | -- | -- | -- | -- | -- | -- | -- | -- | 22.8 | 22.4 | 28.7 | 25.4 | 24.8
Onions | -- | -- | -- | -- | -- | -- | -- | -- | -- | -- | -- | -- | -- | 24.4 | 22.7 | 21.7 | 24.2 | 23.3
Potatoes | -- | -- | -- | -- | -- | -- | -- | -- | -- | -- | -- | -- | -- | 23.5 | 24.1 | 20.9 | 22.4 | 22.7
Bean | -- | -- | -- | -- | -- | -- | -- | -- | -- | -- | -- | -- | -- | 16.5 | 16 | 17.6 | 18 | 17
Peppermint | -- | -- | -- | -- | -- | -- | -- | -- | -- | -- | -- | -- | -- | 25.3 | 25.6 | 23 | 23.9 | 24.4
Strawberries | -- | -- | -- | -- | -- | -- | -- | -- | -- | -- | -- | -- | -- | -- | -- | -- | 25.8 | 25.8
MALI -- Malta, Idaho
| 1988 | 1989 | 1990 | 1991 | 1992 | 1993 | 1994 | 1995 | 1996 | 1997 | 1998 | 1999 | 2000 | 2001 | 2002 | 2003 | 2004 | Average
Alfalfa (Mean) | 41.6 | 37.6 | 36.2 | 35.8 | 42.1 | 33.3 | 37.1 | 31.9 | 39.5 | 36.3 | 35.9 | 36.8 | 42.1 | 38.5 | 37.9 | 45.6 | 38.9 | 38.1
Pasture | 32.5 | 29.4 | 28.3 | 28.3 | 32.9 | 26.3 | 29.9 | 25.4 | 31.4 | 27.7 | 27.9 | 29.3 | 34 | 30.8 | 30 | 36.8 | 31.3 | 30.1
Lawn | -- | -- | -- | -- | -- | 32 | 36.1 | 30.9 | 38.1 | 33.7 | 33.8 | 35.5 | 41.2 | 38.1 | 36.7 | 44.5 | 38 | 36.5
Winter Grain | 23.1 | 21.9 | 20.5 | 20.6 | 25.3 | 19.2 | 19.5 | 17.8 | 23.1 | 23.6 | 20.2 | 23.3 | 26.6 | 25.2 | 25.4 | 29.9 | 26.6 | 23
Spring Grain | 24.4 | 23.4 | 22.8 | 22.8 | 26.7 | 20 | 20.1 | 17.9 | 21.9 | 21.6 | 21.3 | 23.3 | 26.4 | 25.2 | 25 | 28.7 | 24.6 | 23.3
Sugar Beets | 32.6 | 28.6 | 29 | 27.9 | 33.7 | 24.9 | 34.6 | 25.6 | 31.8 | 26.7 | 26.7 | 27.6 | 32.8 | 32.2 | 31.9 | 35.8 | 28.6 | 30.1
Potatoes | 27.9 | 24.4 | 24.4 | 23.9 | 28.6 | 21.1 | 26.2 | 21.8 | 28.5 | 22.5 | 23.5 | 23.5 | 27.6 | 26.3 | 26.3 | 31.4 | 26.7 | 25.6
Field Corn | 27.3 | 23.6 | 25 | 23.2 | 29 | 20.7 | 24.8 | 23.6 | 27.2 | -- | -- | -- | -- | -- | -- | -- | -- | 24.9
MASW -- Manson, Washington
| 1988 | 1989 | 1990 | 1991 | 1992 | 1993 | 1994 | 1995 | 1996 | 1997 | 1998 | 1999 | 2000 | 2001 | 2002 | 2003 | 2004 | Average
Alfalfa (Mean) | -- | -- | -- | -- | -- | -- | -- | 33.7 | 29 | 30.4 | 32.9 | 32.2 | 31.4 | 32.8 | 33.5 | 36 | 33.4 | 32.5
Pasture | -- | -- | -- | -- | -- | -- | -- | 27 | 23.2 | 24.7 | 26.7 | 25.9 | 25.8 | 26.7 | 26.9 | 28.5 | 26.7 | 26.2
Lawn | -- | -- | -- | -- | -- | -- | -- | 32.5 | 27.8 | 29.8 | 32.2 | 31.3 | 31.1 | 32.2 | 32.4 | 34.3 | 32.1 | 31.6
Apples | -- | -- | -- | -- | -- | -- | -- | 32.2 | 26.6 | 26.9 | 33.4 | 32.5 | 31.3 | 30 | 29.9 | 32.3 | 30 | 30.5
Pears | -- | -- | -- | -- | -- | -- | -- | -- | -- | 23.5 | 31.8 | 27 | 26.9 | 25.4 | 25.6 | 27.7 | 26 | 26.7
Cherries | -- | -- | -- | -- | -- | -- | -- | -- | -- | -- | 32.4 | 28.7 | 30.9 | 29.6 | 29.5 | 31.7 | 29.2 | 30.3
Wine Grape | -- | -- | -- | -- | -- | -- | -- | -- | -- | -- | -- | -- | 22.2 | 21 | 20.8 | 22.7 | 20.4 | 21.4
MDFO -- Medford, Oregon
| 1988 | 1989 | 1990 | 1991 | 1992 | 1993 | 1994 | 1995 | 1996 | 1997 | 1998 | 1999 | 2000 | 2001 | 2002 | 2003 | 2004 | Average
Alfalfa (Mean) | -- | -- | 34.1 | 31.9 | 37.3 | 32.1 | 34.8 | 32 | 36.6 | 36.7 | 35.4 | 37.7 | 36.5 | 38.5 | 37.1 | 38 | 39.2 | 35.9
Pasture | -- | -- | 26.8 | 25 | 29.4 | 25.2 | 27.8 | 25.3 | 28.5 | 29.2 | 27.7 | 29.8 | 29 | 30.4 | 29.4 | 29.9 | 30.8 | 28.3
Lawn | -- | -- | -- | -- | -- | 30.6 | 33.5 | 30.4 | 34.4 | 35.1 | 33.4 | 36 | 34.7 | 36.4 | 35.1 | 35.9 | 36.6 | 34.3
Winter Grain | -- | -- | 16.7 | 16.4 | 19.9 | 17.5 | 19.2 | 13.8 | 18.8 | 18 | 16.3 | 20.5 | 17.6 | 19.1 | 18.6 | 17.5 | 19.3 | 17.9
Spring Grain | -- | -- | 18.8 | 18.5 | 21.2 | 20.3 | 22.2 | 15.5 | 21.6 | 21 | 21.5 | 23.3 | 21 | 22.6 | 21 | 20.9 | 20.9 | 20.7
Dry Beans | -- | -- | -- | -- | -- | -- | -- | 16.6 | 21.6 | 20.1 | 19.8 | 21.2 | 18.1 | 20.6 | 19.7 | 26.4 | 25.2 | 20.9
Field Corn | -- | -- | 22.4 | 19.7 | 24.6 | 22.4 | 21.8 | 22.5 | 26.5 | 24 | 24.8 | 24.3 | 22.8 | 23.6 | 21.3 | 29.3 | 27.7 | 23.8
Spring Corn | -- | -- | 18.3 | 16.4 | 20 | 18.3 | 18.7 | 16.8 | 21.1 | 20.6 | 20.4 | 21.3 | 19.8 | 20.1 | 16.9 | 24.6 | 23.3 | 19.8
Wine Grape | -- | -- | -- | -- | -- | -- | -- | -- | -- | -- | -- | -- | -- | -- | -- | 25.3 | 24.2 | 24.7
Pears | -- | -- | 26.2 | 25 | 29.3 | 25.6 | 27.2 | 24.4 | 29.7 | 28.3 | 30.1 | 29.4 | 27.4 | 29.3 | 27.7 | 32.5 | 31 | 28.2
Peaches | -- | -- | -- | -- | -- | -- | -- | -- | -- | -- | 32.8 | 29.4 | 28.1 | 29.3 | 28.4 | 31.6 | 30.1 | 30
Strawberries | -- | -- | 23 | 22.8 | 25.2 | 23.8 | 26.4 | 19.2 | 24.8 | 25.2 | 24.8 | 24.6 | 23 | 25.5 | 27.4 | 28.2 | 28.3 | 24.8
MNTI -- Monteview, Idaho
| 1988 | 1989 | 1990 | 1991 | 1992 | 1993 | 1994 | 1995 | 1996 | 1997 | 1998 | 1999 | 2000 | 2001 | 2002 | 2003 | 2004 | Average
Alfalfa (Mean) | -- | -- | -- | -- | -- | -- | -- | -- | -- | 26 | 28.9 | 25 | 33.4 | 36.6 | 31.8 | 34.1 | 31.6 | 30.9
Pasture | -- | -- | -- | -- | -- | -- | -- | -- | -- | 21.2 | 23.2 | 21.6 | 26.9 | 29.2 | 26 | 27.4 | 25.8 | 25.2
Lawn | -- | -- | -- | -- | -- | -- | -- | -- | -- | 26 | 28.3 | 26.3 | 32.6 | 35.5 | 31.3 | 33.2 | 31.4 | 30.6
Winter Grain | -- | -- | -- | -- | -- | -- | -- | -- | -- | 22.5 | 21.6 | 21.2 | 25.3 | 28.6 | 25 | 27.8 | 26.2 | 24.8
Spring Grain | -- | -- | -- | -- | -- | -- | -- | -- | -- | 19 | 19.1 | 20.1 | 23.1 | 25 | 22.8 | 25.9 | 20.8 | 22
Potatoes | -- | -- | -- | -- | -- | -- | -- | -- | -- | 17 | 18.8 | 21.9 | 23.4 | 23.8 | 24.6 | 25.6 | 21.4 | 22.1
MRSO -- Madras, Oregon
| 1988 | 1989 | 1990 | 1991 | 1992 | 1993 | 1994 | 1995 | 1996 | 1997 | 1998 | 1999 | 2000 | 2001 | 2002 | 2003 | 2004 | Average
Alfalfa (Mean) | 35.6 | 32.6 | 35.5 | 35.5 | 38.2 | 32.1 | 37.8 | 34.1 | 38.2 | 35.4 | 34.7 | 37.2 | 39.7 | 38.4 | 39.2 | 38.8 | 40.4 | 36.7
Pasture | 28 | 25.7 | 27.9 | 27.9 | 30.2 | 25.3 | 30.4 | 27.3 | 30.3 | 28.3 | 27.6 | 29.6 | 31.6 | 29.9 | 31.3 | 31.3 | 32.4 | 29.1
Lawn | -- | -- | -- | -- | -- | 30.7 | 36.9 | 33 | 36.6 | 34.3 | 33.2 | 35.8 | 38.2 | 36.5 | 37.5 | 37.7 | 42.8 | 36.1
Bluegrass Seed | 14.2 | 14.9 | 14.4 | 15.4 | 17.3 | 16 | 16.2 | 14.9 | 15.1 | 16.3 | 13.9 | 16.5 | 17.4 | 17.6 | 17.2 | 16.7 | 18.5 | 16
Winter Grain | 17.8 | 18.3 | 19 | 19.4 | 23.7 | 19.4 | 24 | 20.2 | 21.7 | 21.6 | 19.5 | 22.1 | 22.4 | 21.1 | 24.2 | 23.9 | 25.1 | 21.4
Spring Grain | 19.6 | 19.8 | 21 | 21 | 23.5 | 19.4 | 25.2 | 21.7 | 24.2 | 23.1 | 21.6 | 24 | 18 | 23.1 | 25.8 | 27.1 | 27.2 | 22.7
Sugar Beets | -- | -- | -- | -- | -- | -- | -- | 24.6 | 25.9 | 24 | 26.5 | 23 | 25.3 | 31.9 | 33.2 | 31.9 | 31 | 27.7
Garlic | 25 | 24.2 | 25.1 | 25.6 | 27.9 | 23.3 | 29.8 | 25.4 | 27.4 | 27 | 16.3 | 27.5 | 28.9 | 28.3 | 30.4 | 31.1 | 32.9 | 26.8
Potatoes | 24.3 | 21.5 | 23.7 | 23.6 | 25.7 | 20.5 | 25.9 | 22.4 | 22.2 | 21.1 | 23 | 22.5 | 25 | 23.9 | 24.9 | 25.3 | 24.4 | 23.5
Carrot Seed | -- | -- | -- | -- | 16.7 | 13.3 | 13.1 | 9.5 | 8.1 | 7.8 | 8.7 | 8 | 7.6 | 9 | 9.3 | 9.02 | 12.3 | 10.2
Peppermint | 23.5 | 21.8 | 24.3 | 24.3 | 27.2 | 20.9 | 27.5 | 22.4 | 25.8 | 24.6 | 21.4 | 20.8 | 25.5 | 22.4 | 27.2 | 26.5 | 26.8 | 24.3
New Mint | -- | -- | -- | -- | -- | -- | -- | 24.1 | 26.9 | 23.8 | 25.1 | 22.6 | 26.6 | 26 | 27 | 26.6 | 26.6 | 25.5
1st Year Poplar | -- | -- | -- | -- | -- | -- | -- | -- | -- | -- | -- | -- | 22.4 | 22 | 21.8 | 21.3 | 21.5 | 21.8
2nd Year Poplar | -- | -- | -- | -- | -- | -- | -- | -- | -- | -- | -- | -- | -- | 34.4 | 34.9 | 34.3 | 34 | 34.4
3rd Year + Poplar | -- | -- | -- | -- | -- | -- | -- | -- | -- | -- | -- | 41.2 | 43.5 | 41.8 | 42.5 | 41.6 | 41.4 | 42
NMPI -- Nampa, Idaho
| 1988 | 1989 | 1990 | 1991 | 1992 | 1993 | 1994 | 1995 | 1996 | 1997 | 1998 | 1999 | 2000 | 2001 | 2002 | 2003 | 2004 | Average
Alfalfa (Mean) | -- | -- | -- | -- | -- | -- | -- | -- | 39 | 42.4 | 39.9 | 40.9 | 42.5 | 43.6 | 39 | 44.5 | 41.9 | 41.5
Alfalfa (Mean) (New Plant) | -- | -- | -- | -- | -- | -- | -- | -- | 40.8 | 41.4 | 40.2 | 43.4 | 45.2 | 46.7 | 45.4 | 51.9 | 47.3 | 44.7
Pasture | -- | -- | -- | -- | -- | -- | -- | -- | 30.7 | 33.1 | 31.3 | 32.5 | 33.8 | 34.2 | 31.8 | 35.7 | 33.4 | 32.9
Lawn | -- | -- | -- | -- | -- | -- | -- | -- | 37.3 | -- | -- | -- | -- | 42.2 | 38.4 | 43.1 | 40.6 | 40.3
Winter Grain | -- | -- | -- | -- | -- | -- | -- | -- | 21.4 | 24.1 | 20.6 | 23.3 | 25.3 | 24.8 | 23.4 | 28.5 | 27.1 | 24.3
Spring Grain | -- | -- | -- | -- | -- | -- | -- | -- | 22.4 | 25.4 | 23.5 | 26.7 | 27.8 | 27.6 | 26.5 | 33.7 | 28.9 | 26.9
Sugar Beets | -- | -- | -- | -- | -- | -- | -- | -- | 32.1 | 33.8 | 34 | 32.4 | 35.7 | 35.8 | 34 | 39.1 | 34.7 | 34.6
Onion | -- | -- | -- | -- | -- | -- | -- | -- | 27 | 28.1 | 27.4 | 27.7 | 29.7 | 29.3 | 28.8 | 32.8 | 30 | 29
Shepody Potatoes | -- | -- | -- | -- | -- | -- | -- | -- | 23.5 | 24.5 | 19.6 | 22.1 | 22.6 | 26.9 | 25.9 | 29.6 | 25.3 | 24.4
Potatoes | -- | -- | -- | -- | -- | -- | -- | -- | 26 | 26.6 | 26.9 | 27.9 | 29.5 | 23.1 | 26.6 | 30.2 | 26.3 | 27
Dry Beans | -- | -- | -- | -- | -- | -- | -- | -- | 18.9 | 19.9 | 20.3 | 20.5 | 21.7 | 21.1 | 20.4 | 23.3 | 21.3 | 20.8
Field Corn | -- | -- | -- | -- | -- | -- | -- | -- | 25.1 | 25.3 | 26 | 26.2 | 28.9 | 29.1 | 26.4 | 28.3 | 25.8 | 26.8
Spring Corn | -- | -- | -- | -- | -- | -- | -- | -- | 20.9 | 20.9 | 21.6 | 21.5 | 23.5 | 23.5 | 23.2 | 23.4 | 23 | 22.4
Asparagus | -- | -- | -- | -- | -- | -- | -- | -- | 31 | 32.2 | 31.9 | 30.9 | 31.7 | 35.1 | 30.8 | 32.4 | 29.6 | 31.7
Peas | -- | -- | -- | -- | -- | -- | -- | -- | 13.1 | 14 | 12.6 | 15.5 | 16.5 | 16.9 | 16 | 18.1 | 14.6 | 15.3
New Mint | -- | -- | -- | -- | -- | -- | -- | -- | 24.8 | 34 | 33.7 | 26.1 | 28.2 | 25.9 | 24.3 | 26.4 | 28.7 | 28
Peppermint | -- | -- | -- | -- | -- | -- | -- | -- | 22.2 | 35.4 | 32.8 | 23.2 | 24 | 24.6 | 23.8 | 29.6 | 28.5 | 27.1
Wine Grape | -- | -- | -- | -- | -- | -- | -- | -- | 24.7 | 25.6 | 24.9 | 25.9 | 26.6 | 26.1 | 23.9 | 26.4 | 25.4 | 25.5
Apples | -- | -- | -- | -- | -- | -- | -- | -- | 34.9 | 35.7 | 35.1 | 35.1 | 39.9 | 40.5 | 36.7 | 41.3 | 37.8 | 37.4
ODSW -- Odessa, Washington
| 1988 | 1989 | 1990 | 1991 | 1992 | 1993 | 1994 | 1995 | 1996 | 1997 | 1998 | 1999 | 2000 | 2001 | 2002 | 2003 | 2004 | Average
Alfalfa (Mean) | 36.9 | 31 | 35.1 | 34.3 | 41.6 | 34 | 39.8 | 36.1 | 38.3 | 36.5 | 40.1 | 40.3 | 35.9 | 39.6 | 37.9 | 41.8 | 41.5 | 37.7
Pasture | 29.2 | 24.5 | 27.7 | 27 | 32.8 | 26.7 | 32.1 | 29 | 30.5 | 29 | 31.4 | 31.3 | 29 | 31.2 | 29.5 | 33 | 33.3 | 29.8
Lawn | -- | -- | -- | -- | -- | 32.7 | 38.9 | 35.1 | 36.9 | 35.1 | 38 | 37.9 | 35.1 | 37.6 | 35.4 | 40 | 40.3 | 36.9
Bluegrass Seed | -- | -- | -- | -- | 18.5 | 16.2 | 18.4 | 17.7 | 16.5 | 16 | 16.6 | 21.3 | 17.5 | 17.1 | 17.4 | 18.7 | 21.3 | 17.9
Winter Grain | 21 | 18.9 | 20.8 | 20.2 | 27.1 | 23.2 | 25 | 23.7 | 24.1 | 23 | 24.8 | 25.3 | 22.7 | 23 | 23.8 | 26.4 | 27.9 | 23.6
Spring Grain | 22.1 | 19.5 | 22.5 | 20.4 | 26.8 | 21.6 | 25.8 | 23.5 | 24.9 | 22.2 | 23.3 | 23.7 | 24 | 22.3 | 24.4 | 29.9 | 28.5 | 23.9
Sugar Beets | -- | -- | -- | -- | -- | -- | -- | -- | -- | -- | 33.2 | -- | -- | -- | -- | -- | -- | 33.2
Onions | -- | -- | -- | -- | -- | -- | -- | -- | -- | -- | 28 | -- | -- | -- | -- | -- | -- | 28
Potatoes | 25.3 | 20.2 | 24.1 | 22.8 | 27.4 | 23.3 | 27.9 | 23.8 | 25.2 | 23.6 | 28.4 | 28 | 25.4 | 24.9 | 26.7 | 30 | 32.1 | 25.8
Dry Beans | 19.4 | 15 | 18.1 | 16.2 | 19.9 | 15.7 | 21.4 | 15 | 18.1 | 17 | 20.3 | 19.5 | 18.4 | 16.2 | 19.1 | 24.6 | 24.5 | 18.7
Field Corn | -- | -- | -- | -- | -- | -- | -- | -- | -- | -- | 28.6 | 26.1 | 22.9 | 25.6 | 27.1 | 28.8 | 30.1 | 27
Peas | -- | -- | -- | -- | 16.7 | 14.2 | 15.8 | 14.7 | 16.3 | 14.8 | 14.8 | 15.8 | 15.8 | 15.9 | 17.2 | 21.5 | 21.1 | 16.5
OMAW -- Omak, Washington
| 1988 | 1989 | 1990 | 1991 | 1992 | 1993 | 1994 | 1995 | 1996 | 1997 | 1998 | 1999 | 2000 | 2001 | 2002 | 2003 | 2004 | Average
Alfalfa (Mean) | -- | 33.6 | 33 | 33.3 | 34.9 | 30.2 | 31.2 | 34.6 | 33.5 | 29.9 | 31.8 | 32.9 | 32.1 | 33.6 | 35.1 | 35.8 | 35.1 | 33.2
Pasture | -- | 26.5 | 26 | 26.3 | 27.5 | 23.8 | 25.1 | 27.5 | 26.5 | 24.3 | 26.4 | 26.5 | 25.8 | 27.1 | 28 | 28.3 | 28 | 26.5
Lawn | -- | -- | -- | -- | -- | 28.8 | 30.3 | 33 | 32 | 29.2 | 31.8 | 32 | 31.2 | 32.7 | 33.8 | 34.2 | 33.9 | 31.9
Winter Grain | -- | 18.4 | 16.6 | 18.9 | 21.4 | 18.3 | 19.8 | 18.2 | 19.5 | -- | -- | -- | -- | -- | -- | -- | -- | 18.9
Spring Grain | -- | 21.4 | 19.2 | 21.5 | 22.5 | 19.7 | 21.6 | 20.9 | 21.7 | -- | -- | -- | -- | -- | -- | -- | -- | 21.1
Apples | -- | 31.5 | 31.2 | 31.3 | 33.5 | 27.7 | 28.5 | 33.6 | 30.3 | 26.4 | 32.7 | 32.3 | 31.3 | 31 | 33.7 | 36 | 34.6 | 31.6
Pears | -- | 25.8 | 26.3 | 25.6 | 28 | 23.2 | 24.4 | 27.9 | 25.9 | 22.9 | 30.6 | 27.1 | 26 | 26.2 | 28 | 30.6 | 29.3 | 26.7
ONTO -- Ontario, Oregon
| 1988 | 1989 | 1990 | 1991 | 1992 | 1993 | 1994 | 1995 | 1996 | 1997 | 1998 | 1999 | 2000 | 2001 | 2002 | 2003 | 2004 | Average
Alfalfa (Mean) | -- | -- | -- | -- | 44.4 | 36.4 | 40.6 | 37.1 | 39.8 | 41.5 | 40.7 | 43.9 | 45.5 | 43.8 | 41.7 | 44.1 | 43.5 | 41.8
Pasture | -- | -- | -- | -- | 35 | 28.7 | 32.6 | 29.4 | 31.5 | 32.5 | 31.9 | 34.4 | 35.8 | 34.3 | 33.6 | 35.3 | 34.3 | 33
Lawn | -- | -- | -- | -- | 42.8 | 34.8 | 39.3 | 35.5 | 38.1 | 39.4 | 38.7 | 41.7 | 43.2 | 41.5 | 39.9 | 42.6 | 41.7 | 39.9
Winter Grain | -- | -- | -- | -- | 26.9 | 21.3 | 21.3 | 18.9 | 22.3 | 23.8 | 21.3 | 25 | 26 | 25.5 | 25.9 | 27.5 | 27.8 | 24.1
Spring Grain | -- | -- | -- | -- | 27.9 | 22.7 | 22.6 | 22.2 | 24.1 | 25.3 | 23.9 | 26.4 | 25.7 | 27.2 | 28.7 | 31.7 | 30.6 | 26.1
Sugar Beets | -- | -- | -- | -- | 36.1 | 29.3 | 34.5 | 29 | 32.9 | 33.4 | 32.4 | 33.7 | 38.3 | 34.8 | 35.2 | 39.1 | 34.3 | 34.1
Onions | -- | -- | -- | -- | 30.3 | 24.1 | 29.5 | 26.7 | 27.2 | 28 | 28.2 | 28.9 | 32 | 30.3 | 30.4 | 31.6 | 30.2 | 29
Shepody Potatoes | -- | -- | -- | -- | 32.5 | 22.3 | 22.4 | 24.9 | 25.1 | 24.7 | 24.9 | 26.6 | 27.2 | 27.9 | 25.4 | 30.2 | 27 | 26.2
Potatoes | -- | -- | -- | -- | 28.8 | 22.8 | 28.2 | 23.6 | 26.3 | 26.6 | 26.2 | 26.5 | 29.5 | 27.4 | 27.7 | 31.9 | 27.9 | 27.2
Dry Beans | -- | -- | -- | -- | 21.3 | 17.9 | 21.1 | 16.7 | 19.5 | 19.7 | 21 | 21.7 | 24.1 | 21.4 | 21.9 | 22.4 | 22.1 | 20.8
Field Corn | -- | -- | -- | -- | 29.8 | 23.7 | 27.7 | 23.7 | 25.7 | 25.1 | 27.9 | 28.5 | 30.6 | 29.1 | 27.8 | 29.3 | 28.4 | 27.5
Sweet Corn | -- | -- | -- | -- | 23.9 | 19.8 | 23.1 | 19.5 | 21.5 | 15.5 | 23.4 | 23.5 | -- | -- | -- | -- | -- | 21.3
Peas | -- | -- | -- | -- | -- | -- | -- | -- | -- | 14.2 | -- | -- | -- | -- | -- | -- | -- | 14.2
Peppermint | -- | -- | -- | -- | 27.3 | 23.1 | 26.4 | 30.8 | 22.9 | 24.8 | 23.9 | 27 | 28.3 | 26.7 | 27.3 | 28.6 | 28 | 26.5
Apples | -- | -- | -- | -- | 41.7 | 32.8 | 38 | 32.9 | 35.6 | 35.5 | 34.7 | 38.2 | 41.1 | 37.2 | 37.7 | 41 | 39.5 | 37.4
1st Year Poplar | -- | -- | -- | -- | -- | -- | -- | -- | -- | -- | 23.9 | 24.3 | 24.9 | 23.7 | 23.6 | 24.3 | 23.3 | 24
2nd Year Poplar | -- | -- | -- | -- | -- | -- | -- | -- | -- | -- | 37.1 | 37.8 | 38.9 | 37 | 36.7 | 37.9 | 36.3 | 37.4
3rd Year + Poplar | -- | -- | -- | -- | -- | -- | -- | -- | -- | -- | 44 | 45.5 | 47.1 | 44.7 | 44.4 | 45.9 | 44.1 | 45.1
PARO -- Parkdale, Oregon
| 1988 | 1989 | 1990 | 1991 | 1992 | 1993 | 1994 | 1995 | 1996 | 1997 | 1998 | 1999 | 2000 | 2001 | 2002 | 2003 | 2004 | Average
Alfalfa (Mean) | -- | -- | -- | -- | -- | -- | -- | -- | -- | -- | 27.7 | 30.7 | 30 | 30.9 | 33.6 | 32.8 | 30.5 | 30.9
Pasture | -- | -- | -- | -- | -- | -- | -- | -- | -- | -- | 21.8 | 24.1 | 24.6 | 24.7 | 26.6 | 25.9 | 24.5 | 24.6
Lawn | -- | -- | -- | -- | -- | -- | -- | -- | -- | -- | 26.2 | 29.2 | 30.3 | 29.7 | 32.2 | 31.3 | 29.5 | 29.8
Apples | -- | -- | -- | -- | -- | -- | -- | -- | -- | -- | 27.8 | 24.3 | 27.6 | 27.8 | 26.9 | 29.3 | 27.3 | 27.3
Pears | -- | -- | -- | -- | -- | -- | -- | -- | -- | -- | 26.9 | 23.7 | 26.8 | 27.3 | 20.6 | 21.7 | 21.6 | 24.1
Cherries | -- | -- | -- | -- | -- | -- | -- | -- | -- | -- | -- | -- | -- | -- | -- | 30.2 | 29.5 | 29.8
Wine Grape | -- | -- | -- | -- | -- | -- | -- | -- | -- | -- | -- | -- | -- | -- | -- | 20.4 | 18.7 | 19.6
PCYO -- Prairie City, Oregon
| 1988 | 1989 | 1990 | 1991 | 1992 | 1993 | 1994 | 1995 | 1996 | 1997 | 1998 | 1999 | 2000 | 2001 | 2002 | 2003 | 2004 | Average
Alfalfa (Mean) | -- | 27.7 | 29.4 | 26 | 30.5 | 24.3 | 30.4 | 27.5 | 29 | 28.5 | 26.1 | 27.4 | 29.5 | 29.9 | 28.5 | 27.3 | 24.2 | 27.9
Pasture | -- | 22 | 23.4 | 20.6 | 24.1 | 19.3 | 24.4 | 22 | 23.4 | 22.9 | 21.1 | 22.1 | 23.8 | 24.5 | 23.8 | 23.7 | 21.2 | 22.6
Lawn | -- | -- | -- | -- | -- | -- | -- | 26.3 | 27.9 | 27.3 | 25.6 | 26.8 | 28.3 | 29.5 | 28.8 | 28.8 | 25.7 | 27.5
PICI -- Picabo, Idaho
| 1988 | 1989 | 1990 | 1991 | 1992 | 1993 | 1994 | 1995 | 1996 | 1997 | 1998 | 1999 | 2000 | 2001 | 2002 | 2003 | 2004 | Average
Alfalfa (Mean) | -- | -- | -- | -- | -- | 26.1 | 30.9 | 27.1 | 32.3 | 28.7 | 27.4 | 29.6 | 34.5 | 34.1 | 33.1 | 34.1 | 30.2 | 30.7
Pasture | -- | -- | -- | -- | -- | 20.8 | 25 | 22 | 26 | 23.4 | 22.3 | 24.4 | 28.2 | 28.1 | 25.6 | 27.1 | 24.3 | 24.8
Lawn | -- | -- | -- | -- | -- | 25.6 | 30.7 | 27 | 31.6 | 28.6 | 27 | 29.7 | 34.1 | 34.2 | 31.1 | 32.8 | 29.5 | 30.2
Spring Grain | -- | -- | -- | -- | -- | 19.4 | 24.6 | 20 | 24 | 21.3 | 21.6 | 24.3 | 26.1 | 25 | 25.5 | 27.8 | 23.8 | 23.6
Potatoes | -- | -- | -- | -- | -- | -- | -- | -- | -- | -- | -- | 21.2 | 22.4 | 21.9 | 22.2 | 25.1 | 20.7 | 22.2
PMAI -- Parma, Idaho
| 1988 | 1989 | 1990 | 1991 | 1992 | 1993 | 1994 | 1995 | 1996 | 1997 | 1998 | 1999 | 2000 | 2001 | 2002 | 2003 | 2004 | Average
Alfalfa (Mean) | 39.7 | 37.6 | 40 | 39.3 | 44.4 | 34.6 | 35.8 | 34.9 | 36.9 | 39.4 | 37.1 | 43 | 42.1 | 42.2 | 37.4 | 41.4 | 39.2 | 39.1
Pasture | 31.4 | 29.8 | 31.4 | 31 | 35 | 27.3 | 28.7 | 27.7 | 29.2 | 30.8 | 29.2 | 34 | 33.9 | 33.4 | 30.5 | 32.8 | 31.4 | 31
Lawn | -- | -- | -- | -- | -- | 33.1 | 34.7 | 33.4 | 35.4 | 37.4 | 35.2 | 41.2 | 41.1 | 40.4 | 36.9 | 39.8 | 38.1 | 37.2
Winter Grain | 22.3 | 21.6 | 23.4 | 21.5 | 27 | 21 | 19.7 | 18.9 | 21.9 | 22.6 | 20.6 | 24.6 | 26.9 | 23.3 | 23.6 | 26.6 | 25 | 23
Spring Grain | 25 | 24.7 | 24.5 | 24.9 | 28 | 22.2 | 20.5 | 21.2 | 23.4 | 24.1 | 22.5 | 26.1 | 26.9 | 25.2 | 25.5 | 27.6 | 28.8 | 24.8
Sugar Beets | 32.4 | 30.9 | 33.6 | 31.6 | 37.2 | 27 | 29.7 | 26.6 | 30.1 | 31.7 | 29 | 32.4 | 35.7 | 32.6 | 31.4 | 36.5 | 33.1 | 31.8
Onions | 28.5 | 27.8 | 28.1 | 27.4 | 31.2 | 22.8 | 25.9 | 24.3 | 26.2 | 26.8 | 25.7 | 28.9 | 29.5 | 28.4 | 27.5 | 28.1 | 29 | 27.4
Shepody Potatoes | -- | -- | -- | -- | 32.4 | 21.4 | 19.9 | 21.2 | 22.6 | 23.6 | 22.7 | 24.6 | 30.6 | 25.9 | 25.7 | 24.9 | 24.8 | 24.6
Potatoes | 27.1 | 25.8 | 25.7 | 26.5 | 28.7 | 21.2 | 24.4 | 21.7 | 24.6 | 25.4 | 23.9 | 30.5 | 28.7 | 26.7 | 26.1 | 25.9 | 26 | 25.8
Dry Beans | 20.6 | 19.8 | 19.7 | 19.3 | 21.3 | 15.8 | 18.2 | 15.4 | 17.7 | 18.9 | 17.9 | 20.5 | 22.6 | 20.3 | 21 | 20.2 | 21.9 | 19.5
Field Corn | 26.9 | 25.5 | 26.8 | 25.6 | 29.6 | 21.8 | 23.7 | 21.6 | 23.3 | 23.9 | 23.9 | 28.1 | 29.5 | 26.7 | 25.7 | 25.6 | 24.9 | 25.5
Sweet Corn | 22 | 21.1 | 21.5 | 21.3 | 23.8 | 18.4 | 20 | 18 | 19.6 | 14.8 | 20.5 | 22.7 | 23 | 22 | 23.6 | 23.3 | 23.2 | 21.1
Peas | -- | -- | -- | -- | -- | -- | -- | -- | 13.2 | 13.4 | 13.2 | 16.2 | 16.7 | 16.8 | 15.7 | 17 | 14.9 | 15.2
Peppermint | 25.6 | 24.7 | 24.4 | 25 | 27.6 | 22.2 | 23.4 | 28.7 | 22.1 | 23.4 | 22.4 | 26.7 | 28 | 26.3 | 24.4 | 31.4 | 28.6 | 25.6
Wine Grape | -- | -- | -- | -- | -- | -- | -- | -- | -- | -- | -- | -- | -- | -- | -- | -- | 24.1 | 24.1
Apples | 37.5 | 35.7 | 37.2 | 37.2 | 42 | 30.8 | 33 | 30.4 | 32.7 | 33.7 | 31.2 | 36.1 | 39.1 | 38.2 | 35.8 | 39.2 | 36.4 | 35.7
PNGO -- Pine Grove, Oregon
| 1988 | 1989 | 1990 | 1991 | 1992 | 1993 | 1994 | 1995 | 1996 | 1997 | 1998 | 1999 | 2000 | 2001 | 2002 | 2003 | 2004 | Average
Alfalfa (Mean) | -- | -- | -- | -- | -- | -- | -- | -- | -- | -- | -- | -- | -- | -- | -- | 32.7 | 30.4 | 31.6
Pasture | -- | -- | -- | -- | -- | -- | -- | -- | -- | -- | -- | -- | -- | -- | -- | 25.9 | 24.5 | 25.2
Lawn | -- | -- | -- | -- | -- | -- | -- | -- | -- | -- | -- | -- | -- | -- | -- | 31.3 | 29.5 | 30.4
Apples | -- | -- | -- | -- | -- | -- | -- | -- | -- | -- | -- | -- | -- | -- | -- | 30.4 | 27.8 | 29.1
Pears | -- | -- | -- | -- | -- | -- | -- | -- | -- | -- | -- | -- | -- | -- | -- | 26.5 | 24.3 | 25.4
Cherries | -- | -- | -- | -- | -- | -- | -- | -- | -- | -- | -- | -- | -- | -- | -- | 31.3 | 29.8 | 30.6
Wine Grapes | -- | -- | -- | -- | -- | -- | -- | -- | -- | -- | -- | -- | -- | -- | -- | 20.4 | 18.7 | 19.5
POBO -- Powell Butte, Oregon
| 1988 | 1989 | 1990 | 1991 | 1992 | 1993 | 1994 | 1995 | 1996 | 1997 | 1998 | 1999 | 2000 | 2001 | 2002 | 2003 | 2004 | Average
Alfalfa (Mean) | -- | -- | -- | -- | -- | -- | 34 | 30.1 | 32.6 | 31.7 | 32.3 | 33.5 | 35.6 | 34.5 | 35.9 | 35.2 | 36.3 | 33.8
Hay (Mean) | -- | -- | -- | -- | -- | -- | -- | -- | -- | -- | -- | -- | -- | -- | -- | -- | 38 | 38
Pasture | -- | -- | -- | -- | -- | -- | 27.3 | 24.2 | 25.9 | 25.5 | 26 | 26.8 | 28.4 | 27.6 | 29.4 | 29.3 | 29.5 | 27.3
Lawn | -- | -- | -- | -- | -- | -- | 33.2 | 29.2 | 31.3 | 30.9 | 31.5 | 32.6 | 34.5 | 33.5 | 35.2 | 35.1 | 34.8 | 32.9
Bluegrass Seed | -- | -- | -- | -- | -- | -- | 16.7 | 14.2 | 15 | 15.8 | 13.4 | 16.4 | 17.1 | 17.6 | 17.6 | 16.8 | 18.1 | 16.3
Winter Grain | -- | -- | -- | -- | -- | -- | 22.6 | 18.9 | 21.5 | 21.2 | 19.9 | 21.9 | 22.4 | 21.7 | 22.5 | 21.9 | 22.6 | 21.6
Spring Grain | -- | -- | -- | -- | -- | -- | 22.7 | 18.3 | 20.6 | 20.5 | 19.8 | 21.7 | 23.2 | 22.1 | 22.9 | 24.3 | 22.7 | 21.7
Field Corn | -- | -- | -- | -- | -- | -- | -- | -- | -- | -- | -- | -- | -- | -- | -- | 26.1 | 25.2 | 25.6
Beets | -- | -- | -- | -- | -- | -- | -- | 22.8 | 22.2 | 22.4 | 24.3 | 21.4 | -- | -- | -- | -- | -- | 22.6
Garlic | -- | -- | -- | -- | -- | -- | -- | -- | -- | -- | 16.7 | 26.5 | 28.8 | 27.3 | 27.9 | 30.3 | 31.3 | 27
Potatoes | -- | -- | -- | -- | -- | -- | 23.4 | 21 | 18.6 | 18.6 | 19.8 | 16.1 | 17.3 | 17 | 17.9 | 18.5 | 17.7 | 18.7
Dry Beans | -- | -- | -- | -- | -- | -- | -- | -- | -- | -- | -- | 16.3 | -- | -- | -- | -- | -- | 16.3
Peppermint | -- | -- | -- | -- | -- | -- | 23.9 | 21.2 | 23.2 | 21.9 | 21.2 | 19.2 | 22 | 22.8 | 24.3 | 25.3 | 24.1 | 22.6
New Mint | -- | -- | -- | -- | -- | -- | -- | 22.3 | 22.7 | 21.5 | 23.2 | 20.4 | 21.3 | 23.6 | 25.1 | 25.6 | 24.7 | 23
1st Year Poplar | -- | -- | -- | -- | -- | -- | -- | -- | -- | -- | -- | 16.7 | 19.2 | 19.4 | 19.9 | 20.1 | 18.9 | 19
2nd Year Poplar | -- | -- | -- | -- | -- | -- | -- | -- | -- | -- | -- | -- | 30.1 | 30.3 | 31.5 | 31.6 | 29.5 | 30.6
3rd+ Year Poplar | -- | -- | -- | -- | -- | -- | -- | -- | -- | -- | -- | -- | -- | 37 | 38.7 | 38.6 | 36 | 37.6
RDBM -- Round Butte, Montana
| 1988 | 1989 | 1990 | 1991 | 1992 | 1993 | 1994 | 1995 | 1996 | 1997 | 1998 | 1999 | 2000 | 2001 | 2002 | 2003 | 2004 | Average
Alfalfa (Mean) | -- | 25.6 | 26.6 | 24.4 | 26.8 | 21.7 | 25.8 | 22.6 | 24.5 | 22.2 | 25.7 | 29.3 | 27.2 | 27.6 | 25.5 | 28.9 | 24.7 | 25.6
Pasture | -- | 20.2 | 20.9 | 19.2 | 21 | 17.1 | 21 | 18.4 | 19.8 | 18.1 | 20.8 | 23.3 | 22 | 21.8 | 20.7 | 23.3 | 20.1 | 20.5
Lawn | -- | -- | -- | -- | -- | 20.9 | 25.4 | 22.1 | 23.9 | 22.1 | 25.1 | 28.2 | 26.6 | 26.4 | 25 | 28.1 | 24.3 | 24.8
Winter Grain | -- | 16.7 | 16.9 | 15.8 | 18.9 | 15.9 | 18 | 15.4 | 18 | 18.6 | 17.7 | 17.4 | 19.6 | 20.1 | 18.6 | 21.5 | 18.9 | 18
Spring Grain | -- | 17.3 | 17.7 | 15.5 | 18.2 | 14 | 17.5 | 15 | 17.5 | 15.4 | 13.3 | 18.2 | 18.6 | 16.8 | 17.1 | 21.9 | 19 | 17.1
Potatoes | -- | 16.7 | 17.8 | 15.6 | 17.2 | 13.9 | 17.5 | 14.7 | 16 | 14.6 | 15.7 | 16.8 | 16 | 16.1 | 15 | 22.8 | 19 | 16.6
Field Corn | -- | 17.4 | 17.8 | 15.2 | 17 | 12.4 | 17.1 | 15 | 17.2 | 14.2 | -- | -- | -- | -- | -- | -- | -- | 15.9
Rape | -- | -- | -- | -- | -- | -- | -- | -- | -- | -- | 14.4 | -- | -- | -- | -- | -- | -- | 14.4
Peas | -- | -- | -- | -- | -- | -- | -- | -- | -- | -- | -- | 11.4 | 11.4 | 10.8 | 10.7 | 13.9 | 11.8 | 11.7
Apples | -- | -- | -- | -- | -- | -- | -- | -- | -- | -- | 24.2 | 23.4 | 21.8 | 19.1 | 20.4 | 24.1 | 21 | 22
Cherries | -- | -- | -- | -- | -- | -- | -- | -- | -- | -- | 24.2 | 22.7 | 21.8 | 19.3 | 20 | 23.3 | 21 | 21.8
RPTI -- Rupert, Idaho
| 1988 | 1989 | 1990 | 1991 | 1992 | 1993 | 1994 | 1995 | 1996 | 1997 | 1998 | 1999 | 2000 | 2001 | 2002 | 2003 | 2004 | Average
Alfalfa (Mean) | 40.9 | 35.8 | 37.7 | 33.9 | 40.9 | 32.7 | 35.5 | 31.8 | 36.6 | 34.4 | 37.3 | 40 | 40.2 | 41.8 | 37.8 | 45.3 | 43.1 | 38
Pasture | 32.4 | 28.2 | 29.6 | 26.8 | 32.2 | 25.8 | 28.8 | 25.5 | 29.2 | 27.6 | 29 | 31 | 32.4 | 33.2 | 29.9 | 35.9 | 34.5 | 30.1
Lawn | -- | -- | -- | -- | 36.5 | 31.4 | 34.7 | 30.8 | 35.3 | 33.4 | 35 | 37.7 | 39.3 | 40.3 | 36.7 | 43.5 | 41.9 | 36.7
Bluegrass Seed | 19.2 | 17 | 16.6 | 16.5 | 19.1 | 17.4 | 16.7 | 13.7 | 17.3 | -- | -- | -- | -- | -- | -- | -- | -- | 17.1
Winter Grain | 23.4 | 20.9 | 21.7 | 20.2 | 25.4 | 21 | 19.8 | 18.5 | 23 | 22.3 | 20.6 | 23.8 | 26.1 | 24.8 | 25.8 | 28.7 | 28.8 | 23.2
Spring Grain | 26 | 22.6 | 23.1 | 22 | 25.1 | 20.5 | 19.9 | 18.5 | 21.1 | 20.4 | 21.6 | 24.2 | 26.2 | 25.7 | 24.9 | 27.9 | 28.2 | 23.4
Sugar Beets | 31.7 | 27.4 | 29.1 | 26.1 | 31 | 24.1 | 32.5 | 25.2 | 28.8 | 25.1 | 28 | 28.4 | 32.5 | 32 | 29.8 | 35.1 | 32.5 | 29.4
Potatoes | 27.5 | 23.3 | 24.5 | 22.8 | 25.5 | 20.3 | 24.4 | 21.7 | 25.6 | 21 | 24.6 | 24.6 | 27.1 | 25.3 | 24.1 | 29.3 | 26.4 | 24.6
Dry Beans | 21.6 | 18.3 | 18.7 | 16.6 | 19.6 | 14.1 | 17.6 | 16.1 | 17 | 15.4 | 18.1 | 17.8 | 18.8 | 19 | 18.4 | 20.3 | 18.9 | 18
Field Corn | 27.2 | 23.4 | 25 | 21.4 | 26.7 | 20.8 | 23 | 23.3 | 24 | 23.6 | 24.3 | 24.8 | 25.6 | 25.6 | 22.7 | 28.4 | 26.9 | 24.5
Sweet Corn | -- | -- | -- | -- | -- | 17.6 | 20.2 | 18.1 | -- | -- | -- | -- | -- | -- | -- | -- | -- | 18.6
Peas | 16.2 | 14.1 | 13 | 13.7 | 14.9 | 13.8 | 14.5 | 11.3 | 15.3 | 13.4 | 12.8 | 15.2 | 16.2 | 16.1 | 14.8 | 20 | 20.9 | 15.1
Apples | -- | -- | -- | -- | -- | -- | -- | 29.1 | -- | -- | -- | -- | -- | -- | -- | -- | -- | 29.1
RXGI -- Rexburg, Idaho
| 1988 | 1989 | 1990 | 1991 | 1992 | 1993 | 1994 | 1995 | 1996 | 1997 | 1998 | 1999 | 2000 | 2001 | 2002 | 2003 | 2004 | Average
Alfalfa (Mean) | 34.4 | 30.6 | 31.3 | 29 | 33.1 | 25.2 | 33.1 | 27.7 | 28.6 | 26.6 | 28 | 27.9 | 32.1 | 29.5 | 30.1 | 33.9 | 29.9 | 30.1
Pasture | 27.6 | 24.3 | 24.8 | 23 | 26.2 | 20 | 26.6 | 22.3 | 23.2 | 21.5 | 22.5 | 22.5 | 26 | 24 | 23.6 | 27 | 24.1 | 24.1
Lawn | -- | -- | 30 | -- | 31.7 | 24.4 | 32.2 | 26.6 | 28.1 | 26.2 | 27.5 | 27.4 | 31.4 | 29.9 | 28.8 | 32.7 | 29.3 | 29
Winter Grain | 23.9 | 21.5 | 22.2 | 21.4 | 25.1 | 19.9 | 22.1 | 19.2 | 24.4 | 21.8 | 22.7 | 22.7 | 24.6 | 23.3 | 24.4 | 29.1 | 25.5 | 23.2
Spring Grain | 21 | 20.8 | 21 | 19.7 | 21.5 | 16.4 | 21.6 | 18.5 | 20.7 | 17.7 | 20.2 | 19.6 | 23.7 | 22.4 | 24.8 | 28 | 21.9 | 21.1
Potatoes | 21.1 | 18.3 | 19.7 | 18.2 | 20.2 | 16.7 | 21.4 | 17.6 | 17.9 | 16.5 | 18.5 | 17.6 | 21.8 | 22.1 | 22.1 | 23.6 | 21.5 | 19.7
SIGM -- St. Ignatius, Montana
| 1988 | 1989 | 1990 | 1991 | 1992 | 1993 | 1994 | 1995 | 1996 | 1997 | 1998 | 1999 | 2000 | 2001 | 2002 | 2003 | 2004 | Average
Alfalfa (Mean) | -- | -- | -- | 24 | 26.9 | 27 | 34.6 | 25.1 | 27.4 | 22.2 | 29.2 | 31.8 | 29.2 | 31.2 | 27.9 | 32.2 | 27.2 | 28.3
Pasture | -- | -- | -- | 19 | 21.3 | 21.2 | 28 | 20.4 | 22 | 18 | 23.5 | 25.3 | 23.6 | 24.6 | 22.7 | 25.8 | 21.9 | 22.7
Lawn | -- | -- | -- | -- | -- | 25.9 | 33.8 | 24.6 | 26.6 | 22.1 | 28.4 | 30.7 | 28.4 | 29.7 | 27.2 | 31.3 | 26.6 | 27.9
Winter Grain | -- | -- | -- | 15 | 18.6 | 17.6 | 22.6 | 16.6 | 19.1 | 18.3 | 18.9 | 17.8 | 20.1 | 21.6 | 20.2 | 23.6 | 21 | 19.4
Spring Grain | -- | -- | -- | 15.3 | 18.1 | 17.1 | 23.3 | 16.8 | 19.3 | 14.8 | 14.7 | 19.2 | 19.8 | 19 | 18.5 | 24.7 | 20.4 | 18.6
Garlic | -- | -- | -- | -- | -- | -- | -- | -- | -- | -- | 20.4 | -- | -- | -- | -- | -- | -- | 20.4
Potatoes | -- | -- | -- | 16 | 17.8 | 19.1 | 24.5 | 16.7 | 18.7 | 14.5 | 18.8 | 18.4 | 18.3 | 19 | 17 | 24.9 | 20.2 | 18.8
Rape | -- | -- | -- | -- | -- | -- | -- | -- | -- | -- | 15.5 | -- | -- | -- | -- | -- | -- | 15.5
Peas | -- | -- | -- | -- | -- | -- | -- | -- | -- | -- | -- | 12.1 | 12.2 | 11.7 | 11.3 | 15.1 | 12.9 | 12.5
TWFI -- Twin Falls, Idaho
| 1988 | 1989 | 1990 | 1991 | 1992 | 1993 | 1994 | 1995 | 1996 | 1997 | 1998 | 1999 | 2000 | 2001 | 2002 | 2003 | 2004 | Average
Alfalfa (Mean) | -- | -- | -- | 34.7 | 40.7 | 35.4 | 37.9 | 35.5 | 39.7 | 37.8 | 35.6 | 38.4 | 41 | 40.9 | 39.3 | 42.7 | 41 | 38.6
Pasture | -- | -- | -- | 27.5 | 32 | 27.9 | 30.5 | 28.3 | 31.7 | 30.2 | 28.6 | 31 | 33 | 33.2 | 32.2 | 34.9 | 33.6 | 31
Lawn | -- | -- | -- | -- | -- | 33.9 | 36.9 | 34.3 | 38.4 | 36.5 | 34.6 | 37.6 | 40.4 | 40.5 | 38.3 | 41.8 | 40.4 | 37.8
Winter Grain | -- | -- | -- | 22.2 | 25.2 | 21.8 | 20.5 | 20.7 | 24.2 | 24 | 21.1 | 24.5 | 25.2 | 24.1 | 23 | 25.2 | 25.5 | 23.4
Spring Grain | -- | -- | -- | 21.9 | 25.1 | 21.4 | 20.6 | 20.8 | 20.6 | 19.4 | 22.7 | 25.8 | 22.8 | 22.6 | 21.8 | 23 | 22.4 | 22.2
Sugar Beets | -- | -- | -- | 28 | 32 | 26.5 | 34.8 | 28.2 | 31.1 | 28.8 | 28.6 | 26.8 | 32.9 | 30.3 | 28.7 | 35 | 32 | 30.3
Potatoes | -- | -- | -- | 23.9 | 27 | 21.9 | 26.2 | 24.2 | 25.5 | 23.4 | 22.6 | 24.6 | 23.9 | 24.6 | 25.2 | 25.4 | 23.5 | 24.4
Dry Beans | -- | -- | -- | 16.9 | 19.2 | 15.5 | 18.8 | 17.9 | 17.8 | 16.2 | 16.6 | 17.3 | 14.9 | 16.9 | 17.8 | 18.1 | 16.5 | 17.2
Field Corn | -- | -- | -- | 22.9 | 26.9 | 22.9 | 24.8 | 25.9 | 26.7 | 24.7 | 22.2 | 23.9 | 26 | 26.4 | 26.2 | 24.4 | 24.7 | 24.9
Sweet Corn | -- | -- | -- | 19.7 | 21.5 | 19.1 | 21.5 | 20.3 | 20.9 | 19.1 | 19.3 | 19.9 | 21.4 | 20.7 | 19.3 | 21.3 | 22.7 | 20.5
Apples | -- | -- | -- | 30.8 | 35 | 30.1 | 34.3 | 32.6 | 33.7 | 31 | -- | -- | -- | -- | -- | -- | -- | 32.5
Peas | -- | -- | -- | -- | -- | -- | -- | -- | -- | -- | 13.2 | 15.5 | 14.3 | 13.4 | 12.8 | 13.2 | 13.7 | 13.7
WRDO -- Worden, Oregon
| 1988 | 1989 | 1990 | 1991 | 1992 | 1993 | 1994 | 1995 | 1996 | 1997 | 1998 | 1999 | 2000 | 2001 | 2002 | 2003 | 2004 | Average
Alfalfa (Mean) | -- | -- | -- | -- | -- | -- | -- | -- | -- | -- | -- | -- | 31.5 | 35.1 | 32.8 | 32.1 | 32.4 | 32.8
Pasture | -- | -- | -- | -- | -- | -- | -- | -- | -- | -- | -- | -- | 25.3 | 28 | 25.8 | 25.4 | 26.1 | 26.1
Lawn | -- | -- | -- | -- | -- | -- | -- | -- | -- | -- | -- | -- | 30.6 | 33.9 | 30.6 | 31 | 31.7 | 31.6
Winter Grain | -- | -- | -- | -- | -- | -- | -- | -- | -- | -- | -- | -- | -- | 26.1 | 23.3 | 22.6 | 24 | 24
Spring Grain | -- | -- | -- | -- | -- | -- | -- | -- | -- | -- | -- | -- | 19.7 | 21.8 | 21.4 | 22.1 | 22.8 | 21.5
Sugar Beets | -- | -- | -- | -- | -- | -- | -- | -- | -- | -- | -- | -- | 20.7 | 22.8 | 21.8 | 26.1 | 23.6 | 23
Onion | -- | -- | -- | -- | -- | -- | -- | -- | -- | -- | -- | -- | 20.5 | 22.6 | 22 | 19.4 | 22.7 | 21.4
Potatoes | -- | -- | -- | -- | -- | -- | -- | -- | -- | -- | -- | -- | 20.3 | 22.3 | 23 | 19.8 | 21.5 | 21.4
Dry Beans | -- | -- | -- | -- | -- | -- | -- | -- | -- | -- | -- | -- | 15 | 16.5 | 15.5 | 15.7 | 16.4 | 15.8
Peppermint | -- | -- | -- | -- | -- | -- | -- | -- | -- | -- | -- | -- | 22.8 | 25.4 | 25.3 | 25.3 | 23.3 | 24.4