## ReadMe
BPA Residential HVAC Market Model Update: New Construction HVAC Equipment Saturation
This workbook contains an analysis of new construction HVAC saturation estimates for the Seventh Power Plan Action Plan Period: 2016-2021.
| Prepared by: | Prepared for:
| Fred Schaefer | Joan Wang
| Cadeo Group | Bonneville Power Administration
| 107 SE Washington Street, Suite 450 | 905 NE 11th Avenue
| Portland, OR 97214 | Portland, OR 97232
Overview
The BPA Residential HVAC Market Model includes an input for residential new construction counts by building type. The purpose of this workbook is to derive the team's estimate of new construction HVAC saturations.
Methodology
The team did not include this level of resolution (HVAC system allocation for new construction homes) in its 2019 model. As part of this scope to update the model, the team elected to respond to stakeholder feedback by investigating data sources and if possible, revising the model assumptions for what HVAC systems enter new construction.
The team first performed a literature review to identify potential data sources to inform the allocation of HVAC equipment types to new construction homes.
Through this literature review, the team identified the Home Innovation Research Labs' (HIRL's) Builder Survey as the best available data source to derive HVAC equipment saturations in single family and multifamily new construction homes in the Northwest. HIRL does not cover manufactured homes, which is <5% of new construction (approximately 4,000 homes/year vs 80,000 single + multifamily/year).
The team then mapped the HIRL data to the Residential HVAC Market Model framework and identified remaining gaps. The team developed a methodology for filling these gaps with supplementary data sources. This methodology, and the resulting saturations in new construction homes, are summarized on the "Cross Source Summary" tab of this workbook.
Finally, the team applied the mapping and allocation at the granular level to derive detailed model inputs, which are included on the "Model Input" tab of this workbook. As a result of the research detailed in this workbook, the market model inputs now have a distinction between HVAC systems in new construction and those that replace retired systems in existing construction.

## TOC
Table of Contents
| Section | Tab | Description
| Lit Review | Lit Review Sources | This sheet contains a listing of literature review sources that the team considered in developing a market model input for new construction HVAC system saturation.
| Model Input and Summary | Cross Source Summary | This sheet compares new construction HVAC saturation estimates between Home Innovation Research Lab (HIRL), Census Bureau, regional code compliance studies, and RBSA II and documents the logic used to develop the model inputs.
|  | Model Input | This sheet contains the data structure that the team uses as an input for its Residential HVAC Market Model. The team developed inputs for new construction HVAC saturation by climate zone. Existing construction remains same as 2019 model, as informed by the trend between RBSA I and RBSA II.
| Data Source Summaries | 2019 Model Inputs | This is a copy of the model input data from the team's previous 2019 Residential HVAC Market Model.
|  | Census Bureau Summary | This is a summary of the Census Bureau HVAC system data for new construction. The Lit Review Sources worksheet includes a description and link to sources.
|  | Code Compliance Summary | This is a summary of the NEEA and PNNL code compliance study HVAC system data for new construction. The Lit Review Sources worksheet includes a description and link to sources.
| HIRL Data | HIRL Summary - by Year | This is a state, system, and year comparison of the HIRL data source.
|  | HIRL Summary - Single Family | This is a summary of HIRL's single family data, sourced from their Single Family Detached and Single Family Attached worksheets. We cannot share the raw totals in columns B thru AE per license agreement with HIRL.
|  | HIRL Summary - Multifamily | This is a summary of HIRL's multifamily data, sourced from their Apartment-Condos worksheet. We cannot share the raw totals in columns B thru AE per license agreement with HIRL.
|  | HIRL Totals | Raw data structure from HIRL - Total across SF and MF building types. We cannot share per license agreement with HIRL
|  | SINGLE-FAMILY DETACHED (SFD) | Raw data structure from HIRL - SF detached building type only. We cannot share per license agreement with HIRL
|  | SINGLE-FAMILY ATTACHED (SFA) | Raw data structure from HIRL - SF attached building type only. We cannot share per license agreement with HIRL
|  | APARTMENT - CONDOS (APT) | Raw data structure from HIRL - Total across SF and MF building types. We cannot share per license agreement with HIRL
| RBSA Summaries | RBSA Saturation | Summaries of HVAC system data from RBSA II
|  | RBSA 2016 Equipment Mappings | Reference table that maps RBSA II system types into Res HVAC Market Model Categories
|  | BRSA Query Result - Heating | RBSA Query result for heating systems
|  | RBSA Query Result - Cooling | RBSA Query result for cooling systems
|  | RBSA Query Result - Population | RBSA Query result for regional population
|  | RBSA Query | Copy of SQL query used to summarize HVAC heating, HVAC cooling, and regional populations

## Lit Review Sources
Lit Review Sources
This sheet contains a listing of literature review sources that the team considered in developing a market model input for new construction HVAC system saturation.
| Source | Contents | Findings | Location
| Home Innovation Research Labs Builder Survey | * HIRL builder survey is an annual, national survey of home builders that includes approximately 100 builders in the BPA region (OR, WA, MT, ID). The builders account for approximately 2-4% of all new construction in the region. * The survey contains a summary of purchase volume for a variety of heating system types and distribution, efficiency rating, and features of HVAC systems in each State. * Heating system types: No primary heating system, Standard heat pump w/ electric backup heat, Standard heat pump w/ gas or propane backup, Geothermal heat pump, Gas or propane furnace or boiler, Oil furnace or boiler, Electric furnace, baseboard or radiant, Other (solar, etc.) * Heating System Distribution: Ductless Heat Pump, Forced Air – One zone Only, Forced Air – Two or more zones, Hydronic – Radiant Floor, Hydronic – Baseboard or radiators, Other type of distribution system * AC System type: No air conditioning system, Evaporative cooler, Single AC unit, Two or more AC units, Ductless heat pump or AC, Heat pump (standard or geothermal) * Special features: Air cleaner, dehumidifier, HRV/ERV * Efficiency rates for Air furnace, air conditioners, and heat pumps (AFUE, SEER) * Data are reported separately for Single-Family Detached homes and Multifamily. * Price sheet indicates $11,000 for 50 state report on HVAC systems in new construction https://www.homeinnovation.com/-/media/Files/Market_Research/Annual-Builder-and-Consumer-Practices-Report-Pricing.pdf | This is the most granular data of all resources reviewed, both geographically and categorically. Sample report embedded in this page. Cadeo interviewed HIRL for additional detail and purchased the data for use in this study. | https://www.homeinnovation.com/trends_and_reports/data/new_construction/hvac_systems
| Residential Energy Code Field Studies, PNNL, 2019, Oregon, Washington, Idaho, Montana | * These field studies investigate code compliance for each state in the PNW and other states throughout the U.S. using similar methodology. * Include data collected on new construction homes between March and June 2018. ~120-130 new construction homes surveyed based on a sampling plan for each state * Results are statistically significant at a statewide level, not necessarily at a climate zone level * Reviews code compliance rates relevant to: Envelope tightness, window solar heat gain coefficient, window u-factor, exterior wall insulation, ceiling insulation, lighting, foundations, duct tightness * Also includes insulation installation quality observations (Grade I, II, III) for different areas of the home * Notes fuel type and HVAC equipment for each home * Includes HVAC/fuel source breakdown for the surveyed homes: * Fuel Source: Electricity, Gas * Heating System Type: Furnace, Heat Pump * Cooling System Type: Central AC, Heat Pump * Average Heating System Capacity, Efficiency by Type * Average Cooling System Capacity, Efficiency by Type | Studies at the state level. Detail data for SF in OR, MT, ID only, MF in OR, WA. Contains data on HVAC & fuel type at the state level. Contains data on building envelope metrics at the state & climate zone level. Data is statistically significant at the state level. We used these data to supplement HIRL for equipment types that HIRL does not cover. | https://www.energycodes.gov/residential-energy-code-field-studies https://neea.org/img/documents/2019-2020-Washington-Residential-New-Construction-Code-Study.pdf
| United States Census Bureau, Characteristics of New Housing | * Contains annual data (1973- present) on characteristics of privately owned residential homes, including age, square footage, number of rooms, air conditioning, heating fuel, heating systems, amongst other characteristics. * Characteristics split by regions: NE, South, West, Midwest * Heating system categories: Forced-air furnace, air source heat pump, ground source heat pump, hot water or steam, “other types or none” * Heating fuel type: Gas, electricity, Oil * Air Conditioning: With air conditioning, without air-conditioning | Provides annual data on heating fuel, heating system, central air conditioning for census region rather than state level. May be useful for bolstering information available in PNNL’s field code studies and for rates of change/projection. We compare HIRL and code compliance studies to this, but ultimately, the lack of focus on PNW hinders its usefulness. | https://www.census.gov/construction/chars/
| End-Use Load Profiles for the U.S. Building Stock, Nov 2019, U.S. DOE | * Load profiles for a variety of types of residential and commercial homes in different climate zones * No substantial information related to new construction homes. | No data available explicitly on new construction homes. We did not use in this study. | https://www.nrel.gov/docs/fy18osti/68670.pdf
| Energy Efficiency Potential in the U.S. single-family Housing Stock, | * NREL Uses ResStock to assess EE potential, including for new construction homes * New construction potential depends on code and code will depend on state. * Study uses new construction building surveys, state code and standard construction practices used for envelope component characteristics and HVAC * Construction of future homes not included in this analysis | State codes and IECC envelope codes are used to estimate the energy efficiency potential savings in new construction homes. We did not use in this study. | https://www.nrel.gov/docs/fy18osti/68670.pdf
| American Communities Survey (ACS) | * Data on building permits, housing starts, and units completed & size of units, and what region they are built in (South, West, NE, MW) * “The purpose of the Building Permits Survey (BPS) is to provide national, state, and local statistics on the number and valuation of new privately-owned housing units authorized by building permits in the United States. The United States Code, Title 13, authorizes this survey and provides for voluntary responses” * Limited data on new construction home & building characteristics | For new construction buildings, there does not appear to be any data collected on the fuel delivered to the home or the type of HVAC equipment installed. We did not use in this study. | https://www.census.gov/construction/nrc/pdf/newresconst.pdf
| Google Scholar Search | Searched the following terms: * new construction HVAC systems * new construction homes and HVAC system types * residential new construction HVAC stock * HVAC system distribution in new construction homes * HVAC systems united states residential market * HVAC system stock in new construction homes | No promising results.

## Cross Source Summary
Cross Source Summary
This sheet compares new construction HVAC saturation estimates between Home Innovation Research Lab (HIRL), Census Bureau, regional code compliance studies, and RBSA II and documents the logic used to develop the model inputs.
The team generally uses HIRL as its primary data source for new construction HVAC estimates. However, as shown in the "Allocation Approach" table below, HIRL has data gaps. The team chose to use the new construction-focused code compliance studies to fill data gaps in multifamily homes. However, for single family homes, the HIRL data gaps are in relatively uncommon HVAC system types and thus are not well-represented in code compliance studies. As such the team uses RBSA 2016 to fill data gaps for single family homes. In addition, following a conversation with a panel of regional HVAC experts, the team elected to average the gas furnace saturation between the code compliance studies and HIRL and allocate the remaining share proportionally between the remaining heating system types. The team explored, but did not decide to use HIRL's Oregon and Washington data to represent climate zone 1 (the more temperate climate zone) and HIRL's Idaho and Montana data to represent climate zones 2 and 3 (the more extreme climate zones). The "Heating Zones" image below shows the mapping of ZIP codes to climate zones for heating; the large metropolitan areas of OR and WA are in heating zone 1 and most of ID and MT are in climate zones 2 or 3. Also, due to the variability in HIRL's 2016-2020 year-by-year data (see "HIRL Summary - by Year" tab), the team chose to use an average for each year in 2016-2021.
| Allocation Approach Mapping | [9 empty] | Heating Zones by ZIP code
Summary Comparison
| Average: 2015 through 2020 | [20 empty] | Normalized model inputs (see comment in cell A51)
[5 empty] | Single Family New Construction | [7 empty] | Multifamily New Construction
| End Use | Fuel Type | Equip Type | HIRL Caveat | HIRL | HIRL (OR/WA) | HIRL (ID/MT) | Census Bureau | Code Compliance | RBSA 2016 (Stock) | TO9 Model | For Model Input: SF | HIRL | HIRL (OR/WA) | HIRL (ID/MT) | Census Bureau | Code Compliance | RBSA 2016 (Stock) | TO9 Model | For Model Input: MF | End Use | Equip Type | For Model Input: SF | For Model Input: MF
| Heating |  | Heat Pump Total |  | 27.52% | 31.07% | 18.29% | 14.7% | 13.4% | 14.85% | 43.56% |  | 46.74% | 49.99% | 24.56% | 33.14% | 30.06% | 6.542% | 12.42% |  | Heating | Heat Pump
| Heating | Electric | ASHP | * | 21.58% | 23.27% | 17.05% |  |  | 11.37% | 24.89% | 21.58% | 35.37% | 37.48% | 21.5% |  | 15.8% | 1.721% | 5.35% | 18.59% | Heating | ASHP* | 17.59% | 24.51%
| Heating | Electric | DHP |  | 5.947% | 7.802% | 1.233% |  |  | 3.477% | 18.66% | 5.947% | 11.37% | 12.5% | 3.059% |  |  | 3.063% | 7.024% | 11.37% | Heating | DHP | 4.847% | 15%
| Heating | Electric | PTHP | * | [5 empty] | 0% | 0.01097% | 0% |  |  |  |  | 14.26% | 1.758% | 0.05% | 16.78% | Heating | PTHP* | 0% | 22.13%
| Heating |  | FAF Total |  | 60.8% | 56.16% | 73.16% | 82.22% | 76.67% | 57.62% | 53.24% |  | 36.84% | 35.63% | 58.09% | 34.22% | 4.061% | 8.065% | 15.57% |  | Heating | Forced Air Furnace
| Heating | Electric | FAF Electric | ** |  |  |  | 3.49% | 0.1794% | 3.533% | 0.0085% | 1.629% |  |  |  | 6.432% | 0% | 2.426% | 0.748% | 0% | Heating | FAF Electric** | 1.328% | 0%
| Heating | Gas/Other | FAF Gas/Other |  | 60.8% | 56.16% | 73.16% | 78.73% | 76.49% | 54.09% | 53.23% | 68.65% | 36.84% | 35.63% | 58.09% | 27.78% | 4.061% | 5.638% | 14.82% | 20.45% | Heating | FAF Gas/Other | 68.65% | 20.45%
| Heating | Electric | GSHP |  | 1.668% | 1.736% | 1.483% |  |  | 0.7178% | 0.05912% | 1.668% | 0.4404% | 0.4732% | 0.4642% |  |  | 0% | 0% | 0.4404% | Heating | GSHP | 1.359% | 0.5809%
| Heating | Electric | Zonal | ** | 9.276% | 10.34% | 6.494% | 3.076% | 0% | 16.58% | 3.123% | 7.647% | 13.14% | 13.65% | 8.861% | 32.64% | 65.87% | 79.24% | 72.01% | 13.14% | Heating | Zonal** | 6.233% | 17.32%
| Cooling |  | Heat Pump Total |  | 28.83% | 32.83% | 18.31% | 14.7% | 4.416% | 19.19% | 36.78% |  | 49.72% | 53.25% | 24.79% | 33.14% | 14.26% | 4.4% | 9.892% |  | Cooling | Heat Pump
| Cooling | Electric | ASHP | **** | 22.93% | 25.09% | 17.07% |  |  | 14.98% | 22.05% | 22.93% | 38.53% | 40.93% | 21.73% |  | 15.8% | 1.252% | 3.637% | 20.25% | Cooling | ASHP**** | 22.9% | 38.57%
| Cooling | Electric | DHP |  | 5.905% | 7.74% | 1.233% |  |  | 4.204% | 14.73% | 5.905% | 11.19% | 12.32% | 3.058% |  |  | 3.148% | 6.256% | 11.19% | Cooling | DHP | 5.898% | 11.2%
| Cooling | Electric | PTHP | [6 empty] | 0.1785% | 0.01147% | 0.1785% |  |  |  |  | 14.26% | 1.486% | 0% | 18.28% | Cooling | PTHP | 0.1783% | 0%
| Cooling | Electric | CAC |  | 54.02% | 47.66% | 70.32% | 66.31% | 47.75% | 25.22% | 33.65% | 49.06% | 36.52% | 31.55% | 70.96% | 48.31% | 5.597% | 2.913% | 2.94% | 16.77% | Cooling | CAC | 49% | 36.56%
| Cooling | Electric | GSHP |  | 1.668% | 1.736% | 1.483% |  |  | 0.8102% | 0.2035% | 1.668% | 0.4404% | 0.4732% | 0.2158% |  |  | 0% | 0% | 0.4404% | Cooling | GSHP | 1.666% | 0.4409%
| Cooling | Electric | Evaporative Cooler |  | 0.4615% | 0.5273% | 0.2791% |  |  | 0% | 1.844e-05% | 0.4615% | 1.277% | 1.366% | 0.549% |  |  | 0.08241% | 0% | 1.277% | Cooling | Evaporative Cooler | 0.461% | 1.278%
| Cooling | Electric | PTAC | **** | [5 empty] | 2.552% | 4.353e-05% | 4.965% |  |  |  |  | 6.587% | 6.626% | 18.48% | 19.74% | Cooling | PTAC**** | 4.96% | 0%
| Cooling | Electric | RAC | *** | [5 empty] | 7.788% | 22.64% | 2.237% |  |  |  |  | 5.052% | 9.727% | 6.72% | 1.044% | Cooling | RAC*** | 2.235% | 0%
| Cooling | Electric | No Cooling |  | 14.95% | 17.12% | 9.878% | 18.98% | 47.84% | 44.27% | 6.719% | 12.72% | 11.94% | 13.33% | 2.365% | 18.55% | 52.7% | 74.77% | 61.96% | 10.89% | Cooling | No Cooling | 12.7% | 11.95%
Note: In the table to the right starting column AA, the team normalized the model input columns such that they add to 100% for heating, 100% for cooling withing building type and climate zone.
N/A
Data Gap
Model Input
HIRL Caveats
* PTHPs are not in the HIRL survey; the team assumes builders would most likely respond with a standard heat pump over other systems if installing a PTHP. The team will break out PTHP from the broader heat pump category in Multifamily where PTHP is more prevalent, using Code Compliance studies and RBSA where Code Compliance studies lack data.
** eFAF and electric zonal are grouped together; the team will use secondary sources (RBSA, Code Compliance) to split.
*** RAC are not installed by builders and would appear as no cooling. The team will split no cooling into RAC and true no cooling based on other sources (RBSA, Code Compliance).
**** PTACs are not in the HIRL survey, so the team uses secondary sources (RBSA, Code Compliance) to split Ducted AC into CAC and PTACs. The team assumes builders would most likely respond with ducted AC over no cooling if they had installed PTAC.
HIRL annual data is noisy as the state-level sample sizes for the survey are relatively small. Thus, we chose to use an average of HIRL saturation %s for model input and the HIRL columns above are an average of 2016-2020. For detail on annual HIRL %s, see the "HIRL Summary - by Year" worksheet.
Census Bureau Caveats
The data includes the full "West Region" and is not Pacific Northwest specific (i.e. includes OR, WA, ID, and MT. But also includes CA, HI, AK, AZ, NV, UT, WY, NM).
Code Compliance Caveats
The incidence of unknown/missing/other is very high for cooling and high for heating.
As such, absolute values for cooling saturation are questionable, but the team feels confident in the relative values (i.e. CAC vs HP).
The team assumes Heat Pumps include both ducted and ductless heat pumps based on efficiency ratings in raw data.
2019 Residential Market Model
These inputs were sourced from the Analytica model using the "Saturation in Product Flows" object, midpoint year 2016.
This solution connects the 2011 saturation to the 2016 saturation and roughly aligns with estimated product flows in market data sources used in the previous 2019 market model.

## Model Input
Model Input
This sheet contains the data structure that the team uses as an input for its Residential HVAC Market Model. The team developed inputs for SF and MF new construction HVAC saturation by climate zone, which we draw from "Cross Source Summary" (see green shaded columns in that tab) based on equipment type and climate zone for years 2016-2020. Due to the variability in HIRL's 2016-2020 year-by-year data (see "HIRL Summary - by Year" tab), the team chose to use an average for each year in 2016-2021. The team did not identify any comprehensive data sources for MH new construction saturation. Thus, our MH new construction saturation model inputs remain same as our 2019 model (informed by the trend between RBSA I and RBSA II, shaded in gray). This model update does not include changing the gray-shaded 2011-2015 input values for HVAC system replacement in existing construction, which we derived from the trend between RBSA I and II.
Building_Vintage | Building_Type | End_Use | Fuel_Filter | Scenario | HVACType | 2011 | 2012 | 2013 | 2014 | 2015 | 2016 | 2017 | 2018 | 2019 | 2020 | 2021
New | SF | Cooling | Electric | Market | RAC | 22.64% | 22.64% | 22.64% | 22.64% | 22.64% | 2.235% | 2.235% | 2.235% | 2.235% | 2.235% | 2.235%
New | SF | Cooling | Electric | Market | No Cooling | 6.719% | 6.719% | 6.719% | 6.719% | 6.719% | 12.7% | 12.7% | 12.7% | 12.7% | 12.7% | 12.7%
New | SF | Cooling | Electric | Market | CAC | 33.65% | 33.65% | 33.65% | 33.65% | 33.65% | 49% | 49% | 49% | 49% | 49% | 49%
New | SF | Cooling | Electric | Market | DHP | 14.73% | 14.73% | 14.73% | 14.73% | 14.73% | 5.898% | 5.898% | 5.898% | 5.898% | 5.898% | 5.898%
New | SF | Cooling | Electric | Market | GSHP | 0.2035% | 0.2035% | 0.2035% | 0.2035% | 0.2035% | 1.666% | 1.666% | 1.666% | 1.666% | 1.666% | 1.666%
New | SF | Cooling | Electric | Market | PTAC | 4.353e-05% | 4.353e-05% | 4.353e-05% | 4.353e-05% | 4.353e-05% | 4.96% | 4.96% | 4.96% | 4.96% | 4.96% | 4.96%
New | SF | Cooling | Electric | Market | ASHP | 22.05% | 22.05% | 22.05% | 22.05% | 22.05% | 22.9% | 22.9% | 22.9% | 22.9% | 22.9% | 22.9%
New | SF | Cooling | Electric | Market | Evaporative Cooler | 1.844e-05% | 1.844e-05% | 1.844e-05% | 1.844e-05% | 1.844e-05% | 0.461% | 0.461% | 0.461% | 0.461% | 0.461% | 0.461%
New | SF | Cooling | Electric | Market | PTHP | 0.01147% | 0.01147% | 0.01147% | 0.01147% | 0.01147% | 0.1783% | 0.1783% | 0.1783% | 0.1783% | 0.1783% | 0.1783%
New | SF | Heating | Electric | Market | DHP | 18.66% | 18.66% | 18.66% | 18.66% | 18.66% | 4.847% | 4.847% | 4.847% | 4.847% | 4.847% | 4.847%
New | SF | Heating | Electric | Market | GSHP | 0.05912% | 0.05912% | 0.05912% | 0.05912% | 0.05912% | 1.359% | 1.359% | 1.359% | 1.359% | 1.359% | 1.359%
New | SF | Heating | Electric | Market | ASHP | 24.89% | 24.89% | 24.89% | 24.89% | 24.89% | 17.59% | 17.59% | 17.59% | 17.59% | 17.59% | 17.59%
New | SF | Heating | Electric | Market | FAF Electric | 0.0085% | 0.0085% | 0.0085% | 0.0085% | 0.0085% | 1.328% | 1.328% | 1.328% | 1.328% | 1.328% | 1.328%
New | SF | Heating | Electric | Market | Zonal | 3.123% | 3.123% | 3.123% | 3.123% | 3.123% | 6.233% | 6.233% | 6.233% | 6.233% | 6.233% | 6.233%
New | SF | Heating | Electric | Market | Evaporative Cooler | bar: 2011 to 2021
New | SF | Heating | Electric | Market | PTHP | 0.01097% | 0.01097% | 0.01097% | 0.01097% | 0.01097% | 0% | 0% | 0% | 0% | 0% | 0%
New | SF | Heating | Gas/Other | Market | FAF Gas/Other | 53.23% | 53.23% | 53.23% | 53.23% | 53.23% | 68.65% | 68.65% | 68.65% | 68.65% | 68.65% | 68.65%
New | SF | Heating | Gas/Other | Market | Zonal | 0.01192% | 0.01192% | 0.01192% | 0.01192% | 0.01192% | 0% | 0% | 0% | 0% | 0% | 0%
New | MF | Cooling | Electric | Market | RAC | 6.72% | 6.72% | 6.72% | 6.72% | 6.72% | 0% | 0% | 0% | 0% | 0% | 0%
New | MF | Cooling | Electric | Market | No Cooling | 61.96% | 61.96% | 61.96% | 61.96% | 61.96% | 11.95% | 11.95% | 11.95% | 11.95% | 11.95% | 11.95%
New | MF | Cooling | Electric | Market | CAC | 2.94% | 2.94% | 2.94% | 2.94% | 2.94% | 36.56% | 36.56% | 36.56% | 36.56% | 36.56% | 36.56%
New | MF | Cooling | Electric | Market | DHP | 6.256% | 6.256% | 6.256% | 6.256% | 6.256% | 11.2% | 11.2% | 11.2% | 11.2% | 11.2% | 11.2%
New | MF | Cooling | Electric | Market | GSHP | 0% | 0% | 0% | 0% | 0% | 0.4409% | 0.4409% | 0.4409% | 0.4409% | 0.4409% | 0.4409%
New | MF | Cooling | Electric | Market | PTAC | 18.48% | 18.48% | 18.48% | 18.48% | 18.48% | 0% | 0% | 0% | 0% | 0% | 0%
New | MF | Cooling | Electric | Market | ASHP | 3.637% | 3.637% | 3.637% | 3.637% | 3.637% | 38.57% | 38.57% | 38.57% | 38.57% | 38.57% | 38.57%
New | MF | Cooling | Electric | Market | Evaporative Cooler | 0.003654% | 0.003654% | 0.003654% | 0.003654% | 0.003654% | 1.278% | 1.278% | 1.278% | 1.278% | 1.278% | 1.278%
New | MF | Cooling | Electric | Market | PTHP | 0.003654% | 0.003654% | 0.003654% | 0.003654% | 0.003654% | 0% | 0% | 0% | 0% | 0% | 0%
New | MF | Heating | Electric | Market | DHP | 7.024% | 7.024% | 7.024% | 7.024% | 7.024% | 15% | 15% | 15% | 15% | 15% | 15%
New | MF | Heating | Electric | Market | GSHP | 0% | 0% | 0% | 0% | 0% | 0.5809% | 0.5809% | 0.5809% | 0.5809% | 0.5809% | 0.5809%
New | MF | Heating | Electric | Market | ASHP | 5.35% | 5.35% | 5.35% | 5.35% | 5.35% | 24.51% | 24.51% | 24.51% | 24.51% | 24.51% | 24.51%
New | MF | Heating | Electric | Market | FAF Electric | 0.748% | 0.748% | 0.748% | 0.748% | 0.748% | 0% | 0% | 0% | 0% | 0% | 0%
New | MF | Heating | Electric | Market | Zonal | 72% | 72% | 72% | 72% | 72% | 17.32% | 17.32% | 17.32% | 17.32% | 17.32% | 17.32%
New | MF | Heating | Electric | Market | Evaporative Cooler | bar: 2011 to 2021
New | MF | Heating | Electric | Market | PTHP | 0.05% | 0.05% | 0.05% | 0.05% | 0.05% | 22.13% | 22.13% | 22.13% | 22.13% | 22.13% | 22.13%
New | MF | Heating | Gas/Other | Market | FAF Gas/Other | 14.82% | 14.82% | 14.82% | 14.82% | 14.82% | 20.45% | 20.45% | 20.45% | 20.45% | 20.45% | 20.45%
New | MF | Heating | Gas/Other | Market | Zonal | 0.008% | 0.008% | 0.008% | 0.008% | 0.008% | 0% | 0% | 0% | 0% | 0% | 0%
New | MH | Cooling | Electric | Market | RAC | 21.02% | 21.02% | 21.02% | 21.02% | 21.02% | 21.02% | 21.02% | 21.02% | 21.02% | 21.02% | 21.02%
New | MH | Cooling | Electric | Market | No Cooling | 0.007699% | 0.007699% | 0.007699% | 0.007699% | 0.007699% | 0.007699% | 0.007699% | 0.007699% | 0.007699% | 0.007699% | 0.007699%
New | MH | Cooling | Electric | Market | CAC | 13.95% | 13.95% | 13.95% | 13.95% | 13.95% | 13.95% | 13.95% | 13.95% | 13.95% | 13.95% | 13.95%
New | MH | Cooling | Electric | Market | DHP | 11.83% | 11.83% | 11.83% | 11.83% | 11.83% | 11.83% | 11.83% | 11.83% | 11.83% | 11.83% | 11.83%
New | MH | Cooling | Electric | Market | GSHP | 0.01232% | 0.01232% | 0.01232% | 0.01232% | 0.01232% | 0.01232% | 0.01232% | 0.01232% | 0.01232% | 0.01232% | 0.01232%
New | MH | Cooling | Electric | Market | PTAC | 0.3557% | 0.3557% | 0.3557% | 0.3557% | 0.3557% | 0.3557% | 0.3557% | 0.3557% | 0.3557% | 0.3557% | 0.3557%
New | MH | Cooling | Electric | Market | ASHP | 52.72% | 52.72% | 52.72% | 52.72% | 52.72% | 52.72% | 52.72% | 52.72% | 52.72% | 52.72% | 52.72%
New | MH | Cooling | Electric | Market | Evaporative Cooler | 0.006211% | 0.006211% | 0.006211% | 0.006211% | 0.006211% | 0.006211% | 0.006211% | 0.006211% | 0.006211% | 0.006211% | 0.006211%
New | MH | Cooling | Electric | Market | PTHP | 0.1012% | 0.1012% | 0.1012% | 0.1012% | 0.1012% | 0.1012% | 0.1012% | 0.1012% | 0.1012% | 0.1012% | 0.1012%
New | MH | Heating | Electric | Market | DHP | 16.09% | 16.09% | 16.09% | 16.09% | 16.09% | 16.09% | 16.09% | 16.09% | 16.09% | 16.09% | 16.09%
New | MH | Heating | Electric | Market | GSHP | 0.00213% | 0.00213% | 0.00213% | 0.00213% | 0.00213% | 0.00213% | 0.00213% | 0.00213% | 0.00213% | 0.00213% | 0.00213%
New | MH | Heating | Electric | Market | ASHP | 83.89% | 83.89% | 83.89% | 83.89% | 83.89% | 83.89% | 83.89% | 83.89% | 83.89% | 83.89% | 83.89%
New | MH | Heating | Electric | Market | FAF Electric | 0.00466% | 0.00466% | 0.00466% | 0.00466% | 0.00466% | 0.00466% | 0.00466% | 0.00466% | 0.00466% | 0.00466% | 0.00466%
New | MH | Heating | Electric | Market | Zonal | 0.008647% | 0.008647% | 0.008647% | 0.008647% | 0.008647% | 0.008647% | 0.008647% | 0.008647% | 0.008647% | 0.008647% | 0.008647%
New | MH | Heating | Electric | Market | Evaporative Cooler | bar: 2011 to 2021
New | MH | Heating | Electric | Market | PTHP | bar: 2011 to 2021
New | MH | Heating | Gas/Other | Market | FAF Gas/Other | 0.00865% | 0.00865% | 0.00865% | 0.00865% | 0.00865% | 0.00865% | 0.00865% | 0.00865% | 0.00865% | 0.00865% | 0.00865%
New | MH | Heating | Gas/Other | Market | Zonal | 0.002125% | 0.002125% | 0.002125% | 0.002125% | 0.002125% | 0.002125% | 0.002125% | 0.002125% | 0.002125% | 0.002125% | 0.002125%
Building_Vintage | Building_Type | End_Use | Fuel_Filter | Scenario | HVACType | 2011 | 2012 | 2013 | 2014 | 2015 | 2016 | 2017 | 2018 | 2019 | 2020 | 2021
Existing | SF | Cooling | Electric | Market | RAC | 22.64% | 22.64% | 22.64% | 22.64% | 22.64% | 22.64% | 22.64% | 22.64% | 22.64% | 22.64% | 22.64%
Existing | SF | Cooling | Electric | Market | No Cooling | 6.719% | 6.719% | 6.719% | 6.719% | 6.719% | 6.719% | 6.719% | 6.719% | 6.719% | 6.719% | 6.719%
Existing | SF | Cooling | Electric | Market | CAC | 33.65% | 33.65% | 33.65% | 33.65% | 33.65% | 33.65% | 33.65% | 33.65% | 33.65% | 33.65% | 33.65%
Existing | SF | Cooling | Electric | Market | DHP | 14.73% | 14.73% | 14.73% | 14.73% | 14.73% | 14.73% | 14.73% | 14.73% | 14.73% | 14.73% | 14.73%
Existing | SF | Cooling | Electric | Market | GSHP | 0.2035% | 0.2035% | 0.2035% | 0.2035% | 0.2035% | 0.2035% | 0.2035% | 0.2035% | 0.2035% | 0.2035% | 0.2035%
Existing | SF | Cooling | Electric | Market | PTAC | 4.353e-05% | 4.353e-05% | 4.353e-05% | 4.353e-05% | 4.353e-05% | 4.353e-05% | 4.353e-05% | 4.353e-05% | 4.353e-05% | 4.353e-05% | 4.353e-05%
Existing | SF | Cooling | Electric | Market | ASHP | 22.05% | 22.05% | 22.05% | 22.05% | 22.05% | 22.05% | 22.05% | 22.05% | 22.05% | 22.05% | 22.05%
Existing | SF | Cooling | Electric | Market | Evaporative Cooler | 1.844e-05% | 1.844e-05% | 1.844e-05% | 1.844e-05% | 1.844e-05% | 1.844e-05% | 1.844e-05% | 1.844e-05% | 1.844e-05% | 1.844e-05% | 1.844e-05%
Existing | SF | Cooling | Electric | Market | PTHP | 0.01147% | 0.01147% | 0.01147% | 0.01147% | 0.01147% | 0.01147% | 0.01147% | 0.01147% | 0.01147% | 0.01147% | 0.01147%
Existing | SF | Heating | Electric | Market | DHP | 18.66% | 18.66% | 18.66% | 18.66% | 18.66% | 18.66% | 18.66% | 18.66% | 18.66% | 18.66% | 18.66%
Existing | SF | Heating | Electric | Market | GSHP | 0.05912% | 0.05912% | 0.05912% | 0.05912% | 0.05912% | 0.05912% | 0.05912% | 0.05912% | 0.05912% | 0.05912% | 0.05912%
Existing | SF | Heating | Electric | Market | ASHP | 24.89% | 24.89% | 24.89% | 24.89% | 24.89% | 24.89% | 24.89% | 24.89% | 24.89% | 24.89% | 24.89%
Existing | SF | Heating | Electric | Market | FAF Electric | 0.0085% | 0.0085% | 0.0085% | 0.0085% | 0.0085% | 0.0085% | 0.0085% | 0.0085% | 0.0085% | 0.0085% | 0.0085%
Existing | SF | Heating | Electric | Market | Zonal | 3.123% | 3.123% | 3.123% | 3.123% | 3.123% | 3.123% | 3.123% | 3.123% | 3.123% | 3.123% | 3.123%
Existing | SF | Heating | Electric | Market | Evaporative Cooler | bar: 2011 to 2021
Existing | SF | Heating | Electric | Market | PTHP | 0.01097% | 0.01097% | 0.01097% | 0.01097% | 0.01097% | 0.01097% | 0.01097% | 0.01097% | 0.01097% | 0.01097% | 0.01097%
Existing | SF | Heating | Gas/Other | Market | FAF Gas/Other | 53.23% | 53.23% | 53.23% | 53.23% | 53.23% | 53.23% | 53.23% | 53.23% | 53.23% | 53.23% | 53.23%
Existing | SF | Heating | Gas/Other | Market | Zonal | 0.01192% | 0.01192% | 0.01192% | 0.01192% | 0.01192% | 0.01192% | 0.01192% | 0.01192% | 0.01192% | 0.01192% | 0.01192%
Existing | MF | Cooling | Electric | Market | RAC | 6.72% | 6.72% | 6.72% | 6.72% | 6.72% | 6.72% | 6.72% | 6.72% | 6.72% | 6.72% | 6.72%
Existing | MF | Cooling | Electric | Market | No Cooling | 61.96% | 61.96% | 61.96% | 61.96% | 61.96% | 61.96% | 61.96% | 61.96% | 61.96% | 61.96% | 61.96%
Existing | MF | Cooling | Electric | Market | CAC | 2.94% | 2.94% | 2.94% | 2.94% | 2.94% | 2.94% | 2.94% | 2.94% | 2.94% | 2.94% | 2.94%
Existing | MF | Cooling | Electric | Market | DHP | 6.256% | 6.256% | 6.256% | 6.256% | 6.256% | 6.256% | 6.256% | 6.256% | 6.256% | 6.256% | 6.256%
Existing | MF | Cooling | Electric | Market | GSHP | bar: 2011 to 2021
Existing | MF | Cooling | Electric | Market | PTAC | 18.48% | 18.48% | 18.48% | 18.48% | 18.48% | 18.48% | 18.48% | 18.48% | 18.48% | 18.48% | 18.48%
Existing | MF | Cooling | Electric | Market | ASHP | 3.637% | 3.637% | 3.637% | 3.637% | 3.637% | 3.637% | 3.637% | 3.637% | 3.637% | 3.637% | 3.637%
Existing | MF | Cooling | Electric | Market | Evaporative Cooler | 0.003654% | 0.003654% | 0.003654% | 0.003654% | 0.003654% | 0.003654% | 0.003654% | 0.003654% | 0.003654% | 0.003654% | 0.003654%
Existing | MF | Cooling | Electric | Market | PTHP | 0.003654% | 0.003654% | 0.003654% | 0.003654% | 0.003654% | 0.003654% | 0.003654% | 0.003654% | 0.003654% | 0.003654% | 0.003654%
Existing | MF | Heating | Electric | Market | DHP | 7.024% | 7.024% | 7.024% | 7.024% | 7.024% | 7.024% | 7.024% | 7.024% | 7.024% | 7.024% | 7.024%
Existing | MF | Heating | Electric | Market | GSHP | bar: 2011 to 2021
Existing | MF | Heating | Electric | Market | ASHP | 5.35% | 5.35% | 5.35% | 5.35% | 5.35% | 5.35% | 5.35% | 5.35% | 5.35% | 5.35% | 5.35%
Existing | MF | Heating | Electric | Market | FAF Electric | 0.748% | 0.748% | 0.748% | 0.748% | 0.748% | 0.748% | 0.748% | 0.748% | 0.748% | 0.748% | 0.748%
Existing | MF | Heating | Electric | Market | Zonal | 72% | 72% | 72% | 72% | 72% | 72% | 72% | 72% | 72% | 72% | 72%
Existing | MF | Heating | Electric | Market | Evaporative Cooler | bar: 2011 to 2021
Existing | MF | Heating | Electric | Market | PTHP | 0.05% | 0.05% | 0.05% | 0.05% | 0.05% | 0.05% | 0.05% | 0.05% | 0.05% | 0.05% | 0.05%
Existing | MF | Heating | Gas/Other | Market | FAF Gas/Other | 14.82% | 14.82% | 14.82% | 14.82% | 14.82% | 14.82% | 14.82% | 14.82% | 14.82% | 14.82% | 14.82%
Existing | MF | Heating | Gas/Other | Market | Zonal | 0.008% | 0.008% | 0.008% | 0.008% | 0.008% | 0.008% | 0.008% | 0.008% | 0.008% | 0.008% | 0.008%
Existing | MH | Cooling | Electric | Market | RAC | 21.02% | 21.02% | 21.02% | 21.02% | 21.02% | 21.02% | 21.02% | 21.02% | 21.02% | 21.02% | 21.02%
Existing | MH | Cooling | Electric | Market | No Cooling | 0.007699% | 0.007699% | 0.007699% | 0.007699% | 0.007699% | 0.007699% | 0.007699% | 0.007699% | 0.007699% | 0.007699% | 0.007699%
Existing | MH | Cooling | Electric | Market | CAC | 13.95% | 13.95% | 13.95% | 13.95% | 13.95% | 13.95% | 13.95% | 13.95% | 13.95% | 13.95% | 13.95%
Existing | MH | Cooling | Electric | Market | DHP | 11.83% | 11.83% | 11.83% | 11.83% | 11.83% | 11.83% | 11.83% | 11.83% | 11.83% | 11.83% | 11.83%
Existing | MH | Cooling | Electric | Market | GSHP | 0.01232% | 0.01232% | 0.01232% | 0.01232% | 0.01232% | 0.01232% | 0.01232% | 0.01232% | 0.01232% | 0.01232% | 0.01232%
Existing | MH | Cooling | Electric | Market | PTAC | 0.3557% | 0.3557% | 0.3557% | 0.3557% | 0.3557% | 0.3557% | 0.3557% | 0.3557% | 0.3557% | 0.3557% | 0.3557%
Existing | MH | Cooling | Electric | Market | ASHP | 52.72% | 52.72% | 52.72% | 52.72% | 52.72% | 52.72% | 52.72% | 52.72% | 52.72% | 52.72% | 52.72%
Existing | MH | Cooling | Electric | Market | Evaporative Cooler | 0.006211% | 0.006211% | 0.006211% | 0.006211% | 0.006211% | 0.006211% | 0.006211% | 0.006211% | 0.006211% | 0.006211% | 0.006211%
Existing | MH | Cooling | Electric | Market | PTHP | 0.1012% | 0.1012% | 0.1012% | 0.1012% | 0.1012% | 0.1012% | 0.1012% | 0.1012% | 0.1012% | 0.1012% | 0.1012%
Existing | MH | Heating | Electric | Market | DHP | 16.09% | 16.09% | 16.09% | 16.09% | 16.09% | 16.09% | 16.09% | 16.09% | 16.09% | 16.09% | 16.09%
Existing | MH | Heating | Electric | Market | GSHP | 0.00213% | 0.00213% | 0.00213% | 0.00213% | 0.00213% | 0.00213% | 0.00213% | 0.00213% | 0.00213% | 0.00213% | 0.00213%
Existing | MH | Heating | Electric | Market | ASHP | 83.89% | 83.89% | 83.89% | 83.89% | 83.89% | 83.89% | 83.89% | 83.89% | 83.89% | 83.89% | 83.89%
Existing | MH | Heating | Electric | Market | FAF Electric | 0.00466% | 0.00466% | 0.00466% | 0.00466% | 0.00466% | 0.00466% | 0.00466% | 0.00466% | 0.00466% | 0.00466% | 0.00466%
Existing | MH | Heating | Electric | Market | Zonal | 0.008647% | 0.008647% | 0.008647% | 0.008647% | 0.008647% | 0.008647% | 0.008647% | 0.008647% | 0.008647% | 0.008647% | 0.008647%
Existing | MH | Heating | Electric | Market | Evaporative Cooler | bar: 2011 to 2021
Existing | MH | Heating | Electric | Market | PTHP | bar: 2011 to 2021
Existing | MH | Heating | Gas/Other | Market | FAF Gas/Other | 0.00865% | 0.00865% | 0.00865% | 0.00865% | 0.00865% | 0.00865% | 0.00865% | 0.00865% | 0.00865% | 0.00865% | 0.00865%
Existing | MH | Heating | Gas/Other | Market | Zonal | 0.002125% | 0.002125% | 0.002125% | 0.002125% | 0.002125% | 0.002125% | 0.002125% | 0.002125% | 0.002125% | 0.002125% | 0.002125%

## 2019 Model Inputs
2019 Model Inputs
This is a copy of the model input data from the team's previous 2019 Residential HVAC Market Model.
This workbook is an extract from the "Product Flows" variable in the 2019 Residential HVAC Analytica model.
These data are a market model input that determines the shares of HVAC equipment that flows into "open slots" - existing construction with retired equipment AND new construction.
The team determined these shares by reviewing the trend between 2011 and 2016 RBSA and the observed trends in 2016 and 2017 market sizes.
These shares do not vary by existing vs new construction or climate zones.
These shares do vary by building type (MF, MH, SF) and between market and baseline scenarios for some technologies (where energy efficiency conversions are applicable, i.e., DHP and ASHP).
Building_Type | HVAC_Climate_Zone | End_Use | Fuel_Filter | Scenario | HVACType | 2011 | 2012 | 2013 | 2014 | 2015 | 2016 | 2017 | 2018 | 2019 | 2020 | 2021 | 2022 | 2023 | 2024 | 2025 | 2026 | 2027 | 2028 | 2029 | 2030 | Filter1
SF | 1 | Cooling | Electric | Baseline | RAC | 22.64% | 22.64% | 22.64% | 22.64% | 22.64% | 32.89% | 32.89% | 32.89% | 32.89% | 32.89% | 32.89% | 32.89% | 32.89% | 32.89% | 32.89% | 32.89% | 32.89% | 32.89% | 32.89% | 32.89% | 1
SF | 1 | Cooling | Electric | Baseline | No Cooling | 6.719% | 6.719% | 6.719% | 6.719% | 6.719% | 11.57% | 11.57% | 11.57% | 11.57% | 11.57% | 11.57% | 11.57% | 11.57% | 11.57% | 11.57% | 11.57% | 11.57% | 11.57% | 11.57% | 11.57% | 1
SF | 1 | Cooling | Electric | Baseline | CAC | 33.65% | 33.65% | 33.65% | 33.65% | 33.65% | 35.26% | 35.26% | 35.26% | 35.26% | 35.26% | 35.26% | 35.26% | 35.26% | 35.26% | 35.26% | 35.26% | 35.26% | 35.26% | 35.26% | 35.26% | 1
SF | 1 | Cooling | Electric | Baseline | DHP | 14.73% | 14.73% | 14.73% | 14.73% | 14.73% | 6.097% | 6.097% | 6.097% | 6.097% | 6.097% | 6.097% | 6.097% | 6.097% | 6.097% | 6.097% | 6.097% | 6.097% | 6.097% | 6.097% | 6.097% | 1
SF | 1 | Cooling | Electric | Baseline | GSHP | 0.2035% | 0.2035% | 0.2035% | 0.2035% | 0.2035% | 0.2035% | 0.2035% | 0.2035% | 0.2035% | 0.2035% | 0.2035% | 0.2035% | 0.2035% | 0.2035% | 0.2035% | 0.2035% | 0.2035% | 0.2035% | 0.2035% | 0.2035% | 1
SF | 1 | Cooling | Electric | Baseline | PTAC | 4.353e-05% | 4.353e-05% | 4.353e-05% | 4.353e-05% | 4.353e-05% | 4.353e-05% | 4.353e-05% | 4.353e-05% | 4.353e-05% | 4.353e-05% | 4.353e-05% | 4.353e-05% | 4.353e-05% | 4.353e-05% | 4.353e-05% | 4.353e-05% | 4.353e-05% | 4.353e-05% | 4.353e-05% | 4.353e-05% | 1
SF | 1 | Cooling | Electric | Baseline | ASHP | 22.05% | 22.05% | 22.05% | 22.05% | 22.05% | 13.97% | 13.97% | 13.97% | 13.97% | 13.97% | 13.97% | 13.97% | 13.97% | 13.97% | 13.97% | 13.97% | 13.97% | 13.97% | 13.97% | 13.97% | 1
SF | 1 | Cooling | Electric | Baseline | FAF Electric | 0% | 0% | 0% | 0% | 0% | 0% | 0% | 0% | 0% | 0% | 0% | 0% | 0% | 0% | 0% | 0% | 0% | 0% | 0% | 0% | 0
SF | 1 | Cooling | Electric | Baseline | FAF Gas/Other | 0% | 0% | 0% | 0% | 0% | 0% | 0% | 0% | 0% | 0% | 0% | 0% | 0% | 0% | 0% | 0% | 0% | 0% | 0% | 0% | 0
SF | 1 | Cooling | Electric | Baseline | Zonal | 0% | 0% | 0% | 0% | 0% | 0% | 0% | 0% | 0% | 0% | 0% | 0% | 0% | 0% | 0% | 0% | 0% | 0% | 0% | 0% | 0
SF | 1 | Cooling | Electric | Baseline | Evaporative Cooler | 1.844e-05% | 1.844e-05% | 1.844e-05% | 1.844e-05% | 1.844e-05% | 1.844e-05% | 1.844e-05% | 1.844e-05% | 1.844e-05% | 1.844e-05% | 1.844e-05% | 1.844e-05% | 1.844e-05% | 1.844e-05% | 1.844e-05% | 1.844e-05% | 1.844e-05% | 1.844e-05% | 1.844e-05% | 1.844e-05% | 1
SF | 1 | Cooling | Electric | Baseline | PTHP | 0.01147% | 0.01147% | 0.01147% | 0.01147% | 0.01147% | 0.01147% | 0.01147% | 0.01147% | 0.01147% | 0.01147% | 0.01147% | 0.01147% | 0.01147% | 0.01147% | 0.01147% | 0.01147% | 0.01147% | 0.01147% | 0.01147% | 0.01147% | 1
SF | 1 | Cooling | Electric | Market | RAC | 22.64% | 22.64% | 22.64% | 22.64% | 22.64% | 22.64% | 22.64% | 22.64% | 22.64% | 22.64% | 22.64% | 22.64% | 22.64% | 22.64% | 22.64% | 22.64% | 22.64% | 22.64% | 22.64% | 22.64% | 1
SF | 1 | Cooling | Electric | Market | No Cooling | 6.719% | 6.719% | 6.719% | 6.719% | 6.719% | 6.719% | 6.719% | 6.719% | 6.719% | 6.719% | 6.719% | 6.719% | 6.719% | 6.719% | 6.719% | 6.719% | 6.719% | 6.719% | 6.719% | 6.719% | 1
SF | 1 | Cooling | Electric | Market | CAC | 33.65% | 33.65% | 33.65% | 33.65% | 33.65% | 33.65% | 33.65% | 33.65% | 33.65% | 33.65% | 33.65% | 33.65% | 33.65% | 33.65% | 33.65% | 33.65% | 33.65% | 33.65% | 33.65% | 33.65% | 1
SF | 1 | Cooling | Electric | Market | DHP | 14.73% | 14.73% | 14.73% | 14.73% | 14.73% | 14.73% | 14.73% | 14.73% | 14.73% | 14.73% | 14.73% | 14.73% | 14.73% | 14.73% | 14.73% | 14.73% | 14.73% | 14.73% | 14.73% | 14.73% | 1
SF | 1 | Cooling | Electric | Market | GSHP | 0.2035% | 0.2035% | 0.2035% | 0.2035% | 0.2035% | 0.2035% | 0.2035% | 0.2035% | 0.2035% | 0.2035% | 0.2035% | 0.2035% | 0.2035% | 0.2035% | 0.2035% | 0.2035% | 0.2035% | 0.2035% | 0.2035% | 0.2035% | 1
SF | 1 | Cooling | Electric | Market | PTAC | 4.353e-05% | 4.353e-05% | 4.353e-05% | 4.353e-05% | 4.353e-05% | 4.353e-05% | 4.353e-05% | 4.353e-05% | 4.353e-05% | 4.353e-05% | 4.353e-05% | 4.353e-05% | 4.353e-05% | 4.353e-05% | 4.353e-05% | 4.353e-05% | 4.353e-05% | 4.353e-05% | 4.353e-05% | 4.353e-05% | 1
SF | 1 | Cooling | Electric | Market | ASHP | 22.05% | 22.05% | 22.05% | 22.05% | 22.05% | 22.05% | 22.05% | 22.05% | 22.05% | 22.05% | 22.05% | 22.05% | 22.05% | 22.05% | 22.05% | 22.05% | 22.05% | 22.05% | 22.05% | 22.05% | 1
SF | 1 | Cooling | Electric | Market | FAF Electric | 0% | 0% | 0% | 0% | 0% | 0% | 0% | 0% | 0% | 0% | 0% | 0% | 0% | 0% | 0% | 0% | 0% | 0% | 0% | 0% | 0
SF | 1 | Cooling | Electric | Market | FAF Gas/Other | 0% | 0% | 0% | 0% | 0% | 0% | 0% | 0% | 0% | 0% | 0% | 0% | 0% | 0% | 0% | 0% | 0% | 0% | 0% | 0% | 0
SF | 1 | Cooling | Electric | Market | Zonal | 0% | 0% | 0% | 0% | 0% | 0% | 0% | 0% | 0% | 0% | 0% | 0% | 0% | 0% | 0% | 0% | 0% | 0% | 0% | 0% | 0
SF | 1 | Cooling | Electric | Market | Evaporative Cooler | 1.844e-05% | 1.844e-05% | 1.844e-05% | 1.844e-05% | 1.844e-05% | 1.844e-05% | 1.844e-05% | 1.844e-05% | 1.844e-05% | 1.844e-05% | 1.844e-05% | 1.844e-05% | 1.844e-05% | 1.844e-05% | 1.844e-05% | 1.844e-05% | 1.844e-05% | 1.844e-05% | 1.844e-05% | 1.844e-05% | 1
SF | 1 | Cooling | Electric | Market | PTHP | 0.01147% | 0.01147% | 0.01147% | 0.01147% | 0.01147% | 0.01147% | 0.01147% | 0.01147% | 0.01147% | 0.01147% | 0.01147% | 0.01147% | 0.01147% | 0.01147% | 0.01147% | 0.01147% | 0.01147% | 0.01147% | 0.01147% | 0.01147% | 1
SF | 1 | Cooling | Electric | Program | RAC | 22.64% | 22.64% | 22.64% | 22.64% | 22.64% | 32.89% | 32.89% | 32.89% | 32.89% | 32.89% | 32.89% | 32.89% | 32.89% | 32.89% | 32.89% | 32.89% | 32.89% | 32.89% | 32.89% | 32.89% | 1
SF | 1 | Cooling | Electric | Program | No Cooling | 6.719% | 6.719% | 6.719% | 6.719% | 6.719% | 11.57% | 11.57% | 11.57% | 11.57% | 11.57% | 11.57% | 11.57% | 11.57% | 11.57% | 11.57% | 11.57% | 11.57% | 11.57% | 11.57% | 11.57% | 1
SF | 1 | Cooling | Electric | Program | CAC | 33.65% | 33.65% | 33.65% | 33.65% | 33.65% | 35.26% | 35.26% | 35.26% | 35.26% | 35.26% | 35.26% | 35.26% | 35.26% | 35.26% | 35.26% | 35.26% | 35.26% | 35.26% | 35.26% | 35.26% | 1
SF | 1 | Cooling | Electric | Program | DHP | 14.73% | 14.73% | 14.73% | 14.73% | 14.73% | 6.097% | 6.097% | 6.097% | 6.097% | 6.097% | 6.097% | 6.097% | 6.097% | 6.097% | 6.097% | 6.097% | 6.097% | 6.097% | 6.097% | 6.097% | 1
SF | 1 | Cooling | Electric | Program | GSHP | 0.2035% | 0.2035% | 0.2035% | 0.2035% | 0.2035% | 0.2035% | 0.2035% | 0.2035% | 0.2035% | 0.2035% | 0.2035% | 0.2035% | 0.2035% | 0.2035% | 0.2035% | 0.2035% | 0.2035% | 0.2035% | 0.2035% | 0.2035% | 1
SF | 1 | Cooling | Electric | Program | PTAC | 4.353e-05% | 4.353e-05% | 4.353e-05% | 4.353e-05% | 4.353e-05% | 4.353e-05% | 4.353e-05% | 4.353e-05% | 4.353e-05% | 4.353e-05% | 4.353e-05% | 4.353e-05% | 4.353e-05% | 4.353e-05% | 4.353e-05% | 4.353e-05% | 4.353e-05% | 4.353e-05% | 4.353e-05% | 4.353e-05% | 1
SF | 1 | Cooling | Electric | Program | ASHP | 22.05% | 22.05% | 22.05% | 22.05% | 22.05% | 13.97% | 13.97% | 13.97% | 13.97% | 13.97% | 13.97% | 13.97% | 13.97% | 13.97% | 13.97% | 13.97% | 13.97% | 13.97% | 13.97% | 13.97% | 1
SF | 1 | Cooling | Electric | Program | FAF Electric | 0% | 0% | 0% | 0% | 0% | 0% | 0% | 0% | 0% | 0% | 0% | 0% | 0% | 0% | 0% | 0% | 0% | 0% | 0% | 0% | 0
SF | 1 | Cooling | Electric | Program | FAF Gas/Other | 0% | 0% | 0% | 0% | 0% | 0% | 0% | 0% | 0% | 0% | 0% | 0% | 0% | 0% | 0% | 0% | 0% | 0% | 0% | 0% | 0
SF | 1 | Cooling | Electric | Program | Zonal | 0% | 0% | 0% | 0% | 0% | 0% | 0% | 0% | 0% | 0% | 0% | 0% | 0% | 0% | 0% | 0% | 0% | 0% | 0% | 0% | 0
SF | 1 | Cooling | Electric | Program | Evaporative Cooler | 1.844e-05% | 1.844e-05% | 1.844e-05% | 1.844e-05% | 1.844e-05% | 1.844e-05% | 1.844e-05% | 1.844e-05% | 1.844e-05% | 1.844e-05% | 1.844e-05% | 1.844e-05% | 1.844e-05% | 1.844e-05% | 1.844e-05% | 1.844e-05% | 1.844e-05% | 1.844e-05% | 1.844e-05% | 1.844e-05% | 1
SF | 1 | Cooling | Electric | Program | PTHP | 0.01147% | 0.01147% | 0.01147% | 0.01147% | 0.01147% | 0.01147% | 0.01147% | 0.01147% | 0.01147% | 0.01147% | 0.01147% | 0.01147% | 0.01147% | 0.01147% | 0.01147% | 0.01147% | 0.01147% | 0.01147% | 0.01147% | 0.01147% | 1
SF | 1 | Cooling | Gas/Other | Baseline | RAC | Null | Null | Null | Null | Null | Null | Null | Null | Null | Null | Null | Null | Null | Null | Null | Null | Null | Null | Null | Null | 0
SF | 1 | Cooling | Gas/Other | Baseline | No Cooling | Null | Null | Null | Null | Null | Null | Null | Null | Null | Null | Null | Null | Null | Null | Null | Null | Null | Null | Null | Null | 0
SF | 1 | Cooling | Gas/Other | Baseline | CAC | Null | Null | Null | Null | Null | Null | Null | Null | Null | Null | Null | Null | Null | Null | Null | Null | Null | Null | Null | Null | 0
SF | 1 | Cooling | Gas/Other | Baseline | DHP | Null | Null | Null | Null | Null | Null | Null | Null | Null | Null | Null | Null | Null | Null | Null | Null | Null | Null | Null | Null | 0
SF | 1 | Cooling | Gas/Other | Baseline | GSHP | Null | Null | Null | Null | Null | Null | Null | Null | Null | Null | Null | Null | Null | Null | Null | Null | Null | Null | Null | Null | 0
SF | 1 | Cooling | Gas/Other | Baseline | PTAC | Null | Null | Null | Null | Null | Null | Null | Null | Null | Null | Null | Null | Null | Null | Null | Null | Null | Null | Null | Null | 0
SF | 1 | Cooling | Gas/Other | Baseline | ASHP | Null | Null | Null | Null | Null | Null | Null | Null | Null | Null | Null | Null | Null | Null | Null | Null | Null | Null | Null | Null | 0
SF | 1 | Cooling | Gas/Other | Baseline | FAF Electric | Null | Null | Null | Null | Null | Null | Null | Null | Null | Null | Null | Null | Null | Null | Null | Null | Null | Null | Null | Null | 0
SF | 1 | Cooling | Gas/Other | Baseline | FAF Gas/Other | Null | Null | Null | Null | Null | Null | Null | Null | Null | Null | Null | Null | Null | Null | Null | Null | Null | Null | Null | Null | 0
SF | 1 | Cooling | Gas/Other | Baseline | Zonal | Null | Null | Null | Null | Null | Null | Null | Null | Null | Null | Null | Null | Null | Null | Null | Null | Null | Null | Null | Null | 0
SF | 1 | Cooling | Gas/Other | Baseline | Evaporative Cooler | Null | Null | Null | Null | Null | Null | Null | Null | Null | Null | Null | Null | Null | Null | Null | Null | Null | Null | Null | Null | 0
SF | 1 | Cooling | Gas/Other | Baseline | PTHP | Null | Null | Null | Null | Null | Null | Null | Null | Null | Null | Null | Null | Null | Null | Null | Null | Null | Null | Null | Null | 0
SF | 1 | Cooling | Gas/Other | Market | RAC | 0% | 0% | 0% | 0% | 0% | 0% | 0% | 0% | 0% | 0% | 0% | 0% | 0% | 0% | 0% | 0% | 0% | 0% | 0% | 0% | 0
SF | 1 | Cooling | Gas/Other | Market | No Cooling | 0% | 0% | 0% | 0% | 0% | 0% | 0% | 0% | 0% | 0% | 0% | 0% | 0% | 0% | 0% | 0% | 0% | 0% | 0% | 0% | 0
SF | 1 | Cooling | Gas/Other | Market | CAC | 0% | 0% | 0% | 0% | 0% | 0% | 0% | 0% | 0% | 0% | 0% | 0% | 0% | 0% | 0% | 0% | 0% | 0% | 0% | 0% | 0
SF | 1 | Cooling | Gas/Other | Market | DHP | 0% | 0% | 0% | 0% | 0% | 0% | 0% | 0% | 0% | 0% | 0% | 0% | 0% | 0% | 0% | 0% | 0% | 0% | 0% | 0% | 0
SF | 1 | Cooling | Gas/Other | Market | GSHP | 0% | 0% | 0% | 0% | 0% | 0% | 0% | 0% | 0% | 0% | 0% | 0% | 0% | 0% | 0% | 0% | 0% | 0% | 0% | 0% | 0
SF | 1 | Cooling | Gas/Other | Market | PTAC | 0% | 0% | 0% | 0% | 0% | 0% | 0% | 0% | 0% | 0% | 0% | 0% | 0% | 0% | 0% | 0% | 0% | 0% | 0% | 0% | 0
SF | 1 | Cooling | Gas/Other | Market | ASHP | 0% | 0% | 0% | 0% | 0% | 0% | 0% | 0% | 0% | 0% | 0% | 0% | 0% | 0% | 0% | 0% | 0% | 0% | 0% | 0% | 0
SF | 1 | Cooling | Gas/Other | Market | FAF Electric | 0% | 0% | 0% | 0% | 0% | 0% | 0% | 0% | 0% | 0% | 0% | 0% | 0% | 0% | 0% | 0% | 0% | 0% | 0% | 0% | 0
SF | 1 | Cooling | Gas/Other | Market | FAF Gas/Other | 0% | 0% | 0% | 0% | 0% | 0% | 0% | 0% | 0% | 0% | 0% | 0% | 0% | 0% | 0% | 0% | 0% | 0% | 0% | 0% | 0
SF | 1 | Cooling | Gas/Other | Market | Zonal | 0% | 0% | 0% | 0% | 0% | 0% | 0% | 0% | 0% | 0% | 0% | 0% | 0% | 0% | 0% | 0% | 0% | 0% | 0% | 0% | 0
SF | 1 | Cooling | Gas/Other | Market | Evaporative Cooler | 0% | 0% | 0% | 0% | 0% | 0% | 0% | 0% | 0% | 0% | 0% | 0% | 0% | 0% | 0% | 0% | 0% | 0% | 0% | 0% | 0
SF | 1 | Cooling | Gas/Other | Market | PTHP | 0% | 0% | 0% | 0% | 0% | 0% | 0% | 0% | 0% | 0% | 0% | 0% | 0% | 0% | 0% | 0% | 0% | 0% | 0% | 0% | 0
SF | 1 | Cooling | Gas/Other | Program | RAC | Null | Null | Null | Null | Null | Null | Null | Null | Null | Null | Null | Null | Null | Null | Null | Null | Null | Null | Null | Null | 0
SF | 1 | Cooling | Gas/Other | Program | No Cooling | Null | Null | Null | Null | Null | Null | Null | Null | Null | Null | Null | Null | Null | Null | Null | Null | Null | Null | Null | Null | 0
SF | 1 | Cooling | Gas/Other | Program | CAC | Null | Null | Null | Null | Null | Null | Null | Null | Null | Null | Null | Null | Null | Null | Null | Null | Null | Null | Null | Null | 0
SF | 1 | Cooling | Gas/Other | Program | DHP | Null | Null | Null | Null | Null | Null | Null | Null | Null | Null | Null | Null | Null | Null | Null | Null | Null | Null | Null | Null | 0
SF | 1 | Cooling | Gas/Other | Program | GSHP | Null | Null | Null | Null | Null | Null | Null | Null | Null | Null | Null | Null | Null | Null | Null | Null | Null | Null | Null | Null | 0
SF | 1 | Cooling | Gas/Other | Program | PTAC | Null | Null | Null | Null | Null | Null | Null | Null | Null | Null | Null | Null | Null | Null | Null | Null | Null | Null | Null | Null | 0
SF | 1 | Cooling | Gas/Other | Program | ASHP | Null | Null | Null | Null | Null | Null | Null | Null | Null | Null | Null | Null | Null | Null | Null | Null | Null | Null | Null | Null | 0
SF | 1 | Cooling | Gas/Other | Program | FAF Electric | Null | Null | Null | Null | Null | Null | Null | Null | Null | Null | Null | Null | Null | Null | Null | Null | Null | Null | Null | Null | 0
SF | 1 | Cooling | Gas/Other | Program | FAF Gas/Other | Null | Null | Null | Null | Null | Null | Null | Null | Null | Null | Null | Null | Null | Null | Null | Null | Null | Null | Null | Null | 0
SF | 1 | Cooling | Gas/Other | Program | Zonal | Null | Null | Null | Null | Null | Null | Null | Null | Null | Null | Null | Null | Null | Null | Null | Null | Null | Null | Null | Null | 0
SF | 1 | Cooling | Gas/Other | Program | Evaporative Cooler | Null | Null | Null | Null | Null | Null | Null | Null | Null | Null | Null | Null | Null | Null | Null | Null | Null | Null | Null | Null | 0
SF | 1 | Cooling | Gas/Other | Program | PTHP | Null | Null | Null | Null | Null | Null | Null | Null | Null | Null | Null | Null | Null | Null | Null | Null | Null | Null | Null | Null | 0
SF | 1 | Heating | Electric | Baseline | RAC | 0% | 0% | 0% | 0% | 0% | 0% | 0% | 0% | 0% | 0% | 0% | 0% | 0% | 0% | 0% | 0% | 0% | 0% | 0% | 0% | 0
SF | 1 | Heating | Electric | Baseline | No Cooling | 0% | 0% | 0% | 0% | 0% | 0% | 0% | 0% | 0% | 0% | 0% | 0% | 0% | 0% | 0% | 0% | 0% | 0% | 0% | 0% | 0
SF | 1 | Heating | Electric | Baseline | CAC | 0% | 0% | 0% | 0% | 0% | 0% | 0% | 0% | 0% | 0% | 0% | 0% | 0% | 0% | 0% | 0% | 0% | 0% | 0% | 0% | 0
SF | 1 | Heating | Electric | Baseline | DHP | 18.66% | 18.66% | 18.66% | 18.66% | 18.66% | 6.596% | 6.596% | 6.596% | 6.596% | 6.596% | 6.596% | 6.596% | 6.596% | 6.596% | 6.596% | 6.596% | 6.596% | 6.596% | 6.596% | 6.596% | 1
SF | 1 | Heating | Electric | Baseline | GSHP | 0.05912% | 0.05912% | 0.05912% | 0.05912% | 0.05912% | 0.05912% | 0.05912% | 0.05912% | 0.05912% | 0.05912% | 0.05912% | 0.05912% | 0.05912% | 0.05912% | 0.05912% | 0.05912% | 0.05912% | 0.05912% | 0.05912% | 0.05912% | 1
SF | 1 | Heating | Electric | Baseline | PTAC | 0% | 0% | 0% | 0% | 0% | 0% | 0% | 0% | 0% | 0% | 0% | 0% | 0% | 0% | 0% | 0% | 0% | 0% | 0% | 0% | 0
SF | 1 | Heating | Electric | Baseline | ASHP | 24.89% | 24.89% | 24.89% | 24.89% | 24.89% | 21.45% | 21.45% | 21.45% | 21.45% | 21.45% | 21.45% | 21.45% | 21.45% | 21.45% | 21.45% | 21.45% | 21.45% | 21.45% | 21.45% | 21.45% | 1
SF | 1 | Heating | Electric | Baseline | FAF Electric | 0.0085% | 0.0085% | 0.0085% | 0.0085% | 0.0085% | 4.792% | 4.792% | 4.792% | 4.792% | 4.792% | 4.792% | 4.792% | 4.792% | 4.792% | 4.792% | 4.792% | 4.792% | 4.792% | 4.792% | 4.792% | 1
SF | 1 | Heating | Electric | Baseline | FAF Gas/Other | 0% | 0% | 0% | 0% | 0% | 0% | 0% | 0% | 0% | 0% | 0% | 0% | 0% | 0% | 0% | 0% | 0% | 0% | 0% | 0% | 0
SF | 1 | Heating | Electric | Baseline | Zonal | 3.123% | 3.123% | 3.123% | 3.123% | 3.123% | 13.85% | 13.85% | 13.85% | 13.85% | 13.85% | 13.85% | 13.85% | 13.85% | 13.85% | 13.85% | 13.85% | 13.85% | 13.85% | 13.85% | 13.85% | 1
SF | 1 | Heating | Electric | Baseline | Evaporative Cooler | bar: 2011 to Filter1
SF | 1 | Heating | Electric | Baseline | PTHP | 0.01097% | 0.01097% | 0.01097% | 0.01097% | 0.01097% | 0.01097% | 0.01097% | 0.01097% | 0.01097% | 0.01097% | 0.01097% | 0.01097% | 0.01097% | 0.01097% | 0.01097% | 0.01097% | 0.01097% | 0.01097% | 0.01097% | 0.01097% | 1
SF | 1 | Heating | Electric | Market | RAC | 0% | 0% | 0% | 0% | 0% | 0% | 0% | 0% | 0% | 0% | 0% | 0% | 0% | 0% | 0% | 0% | 0% | 0% | 0% | 0% | 0
SF | 1 | Heating | Electric | Market | No Cooling | 0% | 0% | 0% | 0% | 0% | 0% | 0% | 0% | 0% | 0% | 0% | 0% | 0% | 0% | 0% | 0% | 0% | 0% | 0% | 0% | 0
SF | 1 | Heating | Electric | Market | CAC | 0% | 0% | 0% | 0% | 0% | 0% | 0% | 0% | 0% | 0% | 0% | 0% | 0% | 0% | 0% | 0% | 0% | 0% | 0% | 0% | 0
SF | 1 | Heating | Electric | Market | DHP | 18.66% | 18.66% | 18.66% | 18.66% | 18.66% | 18.66% | 18.66% | 18.66% | 18.66% | 18.66% | 18.66% | 18.66% | 18.66% | 18.66% | 18.66% | 18.66% | 18.66% | 18.66% | 18.66% | 18.66% | 1
SF | 1 | Heating | Electric | Market | GSHP | 0.05912% | 0.05912% | 0.05912% | 0.05912% | 0.05912% | 0.2591% | 0.05912% | 0.05912% | 0.05912% | 0.05912% | 0.05912% | 0.05912% | 0.05912% | 0.05912% | 0.05912% | 0.05912% | 0.05912% | 0.05912% | 0.05912% | 0.05912% | 1
SF | 1 | Heating | Electric | Market | PTAC | 0% | 0% | 0% | 0% | 0% | 0% | 0% | 0% | 0% | 0% | 0% | 0% | 0% | 0% | 0% | 0% | 0% | 0% | 0% | 0% | 0
SF | 1 | Heating | Electric | Market | ASHP | 24.89% | 24.89% | 24.89% | 24.89% | 24.89% | 24.89% | 24.89% | 24.89% | 24.89% | 24.89% | 24.89% | 24.89% | 24.89% | 24.89% | 24.89% | 24.89% | 24.89% | 24.89% | 24.89% | 24.89% | 1
SF | 1 | Heating | Electric | Market | FAF Electric | 0.0085% | 0.0085% | 0.0085% | 0.0085% | 0.0085% | 0.0085% | 0.0085% | 0.0085% | 0.0085% | 0.0085% | 0.0085% | 0.0085% | 0.0085% | 0.0085% | 0.0085% | 0.0085% | 0.0085% | 0.0085% | 0.0085% | 0.0085% | 1
SF | 1 | Heating | Electric | Market | FAF Gas/Other | 0% | 0% | 0% | 0% | 0% | 0% | 0% | 0% | 0% | 0% | 0% | 0% | 0% | 0% | 0% | 0% | 0% | 0% | 0% | 0% | 0
SF | 1 | Heating | Electric | Market | Zonal | 3.123% | 3.123% | 3.123% | 3.123% | 3.123% | 3.123% | 3.123% | 3.123% | 3.123% | 3.123% | 3.123% | 3.123% | 3.123% | 3.123% | 3.123% | 3.123% | 3.123% | 3.123% | 3.123% | 3.123% | 1
SF | 1 | Heating | Electric | Market | Evaporative Cooler | bar: 2011 to Filter1
SF | 1 | Heating | Electric | Market | PTHP | 0.01097% | 0.01097% | 0.01097% | 0.01097% | 0.01097% | 0.01097% | 0.01097% | 0.01097% | 0.01097% | 0.01097% | 0.01097% | 0.01097% | 0.01097% | 0.01097% | 0.01097% | 0.01097% | 0.01097% | 0.01097% | 0.01097% | 0.01097% | 1
SF | 1 | Heating | Electric | Program | RAC | 0% | 0% | 0% | 0% | 0% | 0% | 0% | 0% | 0% | 0% | 0% | 0% | 0% | 0% | 0% | 0% | 0% | 0% | 0% | 0% | 0
SF | 1 | Heating | Electric | Program | No Cooling | 0% | 0% | 0% | 0% | 0% | 0% | 0% | 0% | 0% | 0% | 0% | 0% | 0% | 0% | 0% | 0% | 0% | 0% | 0% | 0% | 0
SF | 1 | Heating | Electric | Program | CAC | 0% | 0% | 0% | 0% | 0% | 0% | 0% | 0% | 0% | 0% | 0% | 0% | 0% | 0% | 0% | 0% | 0% | 0% | 0% | 0% | 0
SF | 1 | Heating | Electric | Program | DHP | 18.66% | 18.66% | 18.66% | 18.66% | 18.66% | 6.588% | 6.588% | 6.588% | 6.588% | 6.588% | 6.588% | 6.588% | 6.588% | 6.588% | 6.588% | 6.588% | 6.588% | 6.588% | 6.588% | 6.588% | 1
SF | 1 | Heating | Electric | Program | GSHP | 0.05912% | 0.05912% | 0.05912% | 0.05912% | 0.05912% | 0.05912% | 0.05912% | 0.05912% | 0.05912% | 0.05912% | 0.05912% | 0.05912% | 0.05912% | 0.05912% | 0.05912% | 0.05912% | 0.05912% | 0.05912% | 0.05912% | 0.05912% | 1
SF | 1 | Heating | Electric | Program | PTAC | 0% | 0% | 0% | 0% | 0% | 0% | 0% | 0% | 0% | 0% | 0% | 0% | 0% | 0% | 0% | 0% | 0% | 0% | 0% | 0% | 0
SF | 1 | Heating | Electric | Program | ASHP | 24.89% | 24.89% | 24.89% | 24.89% | 24.89% | 21.46% | 21.46% | 21.46% | 21.46% | 21.46% | 21.46% | 21.46% | 21.46% | 21.46% | 21.46% | 21.46% | 21.46% | 21.46% | 21.46% | 21.46% | 1
SF | 1 | Heating | Electric | Program | FAF Electric | 0.0085% | 0.0085% | 0.0085% | 0.0085% | 0.0085% | 4.782% | 4.782% | 4.782% | 4.782% | 4.782% | 4.782% | 4.782% | 4.782% | 4.782% | 4.782% | 4.782% | 4.782% | 4.782% | 4.782% | 4.782% | 1
SF | 1 | Heating | Electric | Program | FAF Gas/Other | 0% | 0% | 0% | 0% | 0% | 0% | 0% | 0% | 0% | 0% | 0% | 0% | 0% | 0% | 0% | 0% | 0% | 0% | 0% | 0% | 0
SF | 1 | Heating | Electric | Program | Zonal | 3.123% | 3.123% | 3.123% | 3.123% | 3.123% | 13.86% | 13.86% | 13.86% | 13.86% | 13.86% | 13.86% | 13.86% | 13.86% | 13.86% | 13.86% | 13.86% | 13.86% | 13.86% | 13.86% | 13.86% | 1
SF | 1 | Heating | Electric | Program | Evaporative Cooler | bar: 2011 to Filter1
SF | 1 | Heating | Electric | Program | PTHP | 0.01097% | 0.01097% | 0.01097% | 0.01097% | 0.01097% | 0.01097% | 0.01097% | 0.01097% | 0.01097% | 0.01097% | 0.01097% | 0.01097% | 0.01097% | 0.01097% | 0.01097% | 0.01097% | 0.01097% | 0.01097% | 0.01097% | 0.01097% | 1
SF | 1 | Heating | Gas/Other | Baseline | RAC | 0% | 0% | 0% | 0% | 0% | 0% | 0% | 0% | 0% | 0% | 0% | 0% | 0% | 0% | 0% | 0% | 0% | 0% | 0% | 0% | 0
SF | 1 | Heating | Gas/Other | Baseline | No Cooling | 0% | 0% | 0% | 0% | 0% | 0% | 0% | 0% | 0% | 0% | 0% | 0% | 0% | 0% | 0% | 0% | 0% | 0% | 0% | 0% | 0
SF | 1 | Heating | Gas/Other | Baseline | CAC | Null | Null | Null | Null | Null | Null | Null | Null | Null | Null | Null | Null | Null | Null | Null | Null | Null | Null | Null | Null | 0
SF | 1 | Heating | Gas/Other | Baseline | DHP | Null | Null | Null | Null | Null | Null | Null | Null | Null | Null | Null | Null | Null | Null | Null | Null | Null | Null | Null | Null | 0
SF | 1 | Heating | Gas/Other | Baseline | GSHP | Null | Null | Null | Null | Null | Null | Null | Null | Null | Null | Null | Null | Null | Null | Null | Null | Null | Null | Null | Null | 0
SF | 1 | Heating | Gas/Other | Baseline | PTAC | 0% | 0% | 0% | 0% | 0% | 0% | 0% | 0% | 0% | 0% | 0% | 0% | 0% | 0% | 0% | 0% | 0% | 0% | 0% | 0% | 0
SF | 1 | Heating | Gas/Other | Baseline | ASHP | Null | Null | Null | Null | Null | Null | Null | Null | Null | Null | Null | Null | Null | Null | Null | Null | Null | Null | Null | Null | 0
SF | 1 | Heating | Gas/Other | Baseline | FAF Electric | Null | Null | Null | Null | Null | Null | Null | Null | Null | Null | Null | Null | Null | Null | Null | Null | Null | Null | Null | Null | 0
SF | 1 | Heating | Gas/Other | Baseline | FAF Gas/Other | 53.23% | 53.23% | 53.23% | 53.23% | 53.23% | 53.23% | 53.23% | 53.23% | 53.23% | 53.23% | 53.23% | 53.23% | 53.23% | 53.23% | 53.23% | 53.23% | 53.23% | 53.23% | 53.23% | 53.23% | 1
SF | 1 | Heating | Gas/Other | Baseline | Zonal | 0.01192% | 0.01192% | 0.01192% | 0.01192% | 0.01192% | 0.01192% | 0.01192% | 0.01192% | 0.01192% | 0.01192% | 0.01192% | 0.01192% | 0.01192% | 0.01192% | 0.01192% | 0.01192% | 0.01192% | 0.01192% | 0.01192% | 0.01192% | 1
SF | 1 | Heating | Gas/Other | Baseline | Evaporative Cooler | Null | Null | Null | Null | Null | Null | Null | Null | Null | Null | Null | Null | Null | Null | Null | Null | Null | Null | Null | Null | 0
SF | 1 | Heating | Gas/Other | Baseline | PTHP | Null | Null | Null | Null | Null | Null | Null | Null | Null | Null | Null | Null | Null | Null | Null | Null | Null | Null | Null | Null | 0
SF | 1 | Heating | Gas/Other | Market | RAC | 0% | 0% | 0% | 0% | 0% | 0% | 0% | 0% | 0% | 0% | 0% | 0% | 0% | 0% | 0% | 0% | 0% | 0% | 0% | 0% | 0
SF | 1 | Heating | Gas/Other | Market | No Cooling | 0% | 0% | 0% | 0% | 0% | 0% | 0% | 0% | 0% | 0% | 0% | 0% | 0% | 0% | 0% | 0% | 0% | 0% | 0% | 0% | 0
SF | 1 | Heating | Gas/Other | Market | CAC | Null | Null | Null | Null | Null | Null | Null | Null | Null | Null | Null | Null | Null | Null | Null | Null | Null | Null | Null | Null | 0
SF | 1 | Heating | Gas/Other | Market | DHP | Null | Null | Null | Null | Null | Null | Null | Null | Null | Null | Null | Null | Null | Null | Null | Null | Null | Null | Null | Null | 0
SF | 1 | Heating | Gas/Other | Market | GSHP | Null | Null | Null | Null | Null | Null | Null | Null | Null | Null | Null | Null | Null | Null | Null | Null | Null | Null | Null | Null | 0
SF | 1 | Heating | Gas/Other | Market | PTAC | 0% | 0% | 0% | 0% | 0% | 0% | 0% | 0% | 0% | 0% | 0% | 0% | 0% | 0% | 0% | 0% | 0% | 0% | 0% | 0% | 0
SF | 1 | Heating | Gas/Other | Market | ASHP | Null | Null | Null | Null | Null | Null | Null | Null | Null | Null | Null | Null | Null | Null | Null | Null | Null | Null | Null | Null | 0
SF | 1 | Heating | Gas/Other | Market | FAF Electric | Null | Null | Null | Null | Null | Null | Null | Null | Null | Null | Null | Null | Null | Null | Null | Null | Null | Null | Null | Null | 0
SF | 1 | Heating | Gas/Other | Market | FAF Gas/Other | 53.23% | 53.23% | 53.23% | 53.23% | 53.23% | 53.03% | 53.23% | 53.23% | 53.23% | 53.23% | 53.23% | 53.23% | 53.23% | 53.23% | 53.23% | 53.23% | 53.23% | 53.23% | 53.23% | 53.23% | 1
SF | 1 | Heating | Gas/Other | Market | Zonal | 0.01192% | 0.01192% | 0.01192% | 0.01192% | 0.01192% | 0.01192% | 0.01192% | 0.01192% | 0.01192% | 0.01192% | 0.01192% | 0.01192% | 0.01192% | 0.01192% | 0.01192% | 0.01192% | 0.01192% | 0.01192% | 0.01192% | 0.01192% | 1
SF | 1 | Heating | Gas/Other | Market | Evaporative Cooler | Null | Null | Null | Null | Null | Null | Null | Null | Null | Null | Null | Null | Null | Null | Null | Null | Null | Null | Null | Null | 0
SF | 1 | Heating | Gas/Other | Market | PTHP | Null | Null | Null | Null | Null | Null | Null | Null | Null | Null | Null | Null | Null | Null | Null | Null | Null | Null | Null | Null | 0
SF | 1 | Heating | Gas/Other | Program | RAC | 0% | 0% | 0% | 0% | 0% | 0% | 0% | 0% | 0% | 0% | 0% | 0% | 0% | 0% | 0% | 0% | 0% | 0% | 0% | 0% | 0
SF | 1 | Heating | Gas/Other | Program | No Cooling | 0% | 0% | 0% | 0% | 0% | 0% | 0% | 0% | 0% | 0% | 0% | 0% | 0% | 0% | 0% | 0% | 0% | 0% | 0% | 0% | 0
SF | 1 | Heating | Gas/Other | Program | CAC | Null | Null | Null | Null | Null | Null | Null | Null | Null | Null | Null | Null | Null | Null | Null | Null | Null | Null | Null | Null | 0
SF | 1 | Heating | Gas/Other | Program | DHP | Null | Null | Null | Null | Null | Null | Null | Null | Null | Null | Null | Null | Null | Null | Null | Null | Null | Null | Null | Null | 0
SF | 1 | Heating | Gas/Other | Program | GSHP | Null | Null | Null | Null | Null | Null | Null | Null | Null | Null | Null | Null | Null | Null | Null | Null | Null | Null | Null | Null | 0
SF | 1 | Heating | Gas/Other | Program | PTAC | 0% | 0% | 0% | 0% | 0% | 0% | 0% | 0% | 0% | 0% | 0% | 0% | 0% | 0% | 0% | 0% | 0% | 0% | 0% | 0% | 0
SF | 1 | Heating | Gas/Other | Program | ASHP | Null | Null | Null | Null | Null | Null | Null | Null | Null | Null | Null | Null | Null | Null | Null | Null | Null | Null | Null | Null | 0
SF | 1 | Heating | Gas/Other | Program | FAF Electric | Null | Null | Null | Null | Null | Null | Null | Null | Null | Null | Null | Null | Null | Null | Null | Null | Null | Null | Null | Null | 0
SF | 1 | Heating | Gas/Other | Program | FAF Gas/Other | 53.23% | 53.23% | 53.23% | 53.23% | 53.23% | 53.23% | 53.23% | 53.23% | 53.23% | 53.23% | 53.23% | 53.23% | 53.23% | 53.23% | 53.23% | 53.23% | 53.23% | 53.23% | 53.23% | 53.23% | 1
SF | 1 | Heating | Gas/Other | Program | Zonal | 0.01192% | 0.01192% | 0.01192% | 0.01192% | 0.01192% | 0.01192% | 0.01192% | 0.01192% | 0.01192% | 0.01192% | 0.01192% | 0.01192% | 0.01192% | 0.01192% | 0.01192% | 0.01192% | 0.01192% | 0.01192% | 0.01192% | 0.01192% | 1
SF | 1 | Heating | Gas/Other | Program | Evaporative Cooler | Null | Null | Null | Null | Null | Null | Null | Null | Null | Null | Null | Null | Null | Null | Null | Null | Null | Null | Null | Null | 0
SF | 1 | Heating | Gas/Other | Program | PTHP | Null | Null | Null | Null | Null | Null | Null | Null | Null | Null | Null | Null | Null | Null | Null | Null | Null | Null | Null | Null | 0
SF | 2 | Cooling | Electric | Baseline | RAC | 22.64% | 22.64% | 22.64% | 22.64% | 22.64% | 35.11% | 35.11% | 35.11% | 35.11% | 35.11% | 35.11% | 35.11% | 35.11% | 35.11% | 35.11% | 35.11% | 35.11% | 35.11% | 35.11% | 35.11% | 1
SF | 2 | Cooling | Electric | Baseline | No Cooling | 6.719% | 6.719% | 6.719% | 6.719% | 6.719% | 13.05% | 13.05% | 13.05% | 13.05% | 13.05% | 13.05% | 13.05% | 13.05% | 13.05% | 13.05% | 13.05% | 13.05% | 13.05% | 13.05% | 13.05% | 1
SF | 2 | Cooling | Electric | Baseline | CAC | 33.65% | 33.65% | 33.65% | 33.65% | 33.65% | 35.75% | 35.75% | 35.75% | 35.75% | 35.75% | 35.75% | 35.75% | 35.75% | 35.75% | 35.75% | 35.75% | 35.75% | 35.75% | 35.75% | 35.75% | 1
SF | 2 | Cooling | Electric | Baseline | DHP | 14.73% | 14.73% | 14.73% | 14.73% | 14.73% | 4.366% | 4.366% | 4.366% | 4.366% | 4.366% | 4.366% | 4.366% | 4.366% | 4.366% | 4.366% | 4.366% | 4.366% | 4.366% | 4.366% | 4.366% | 1
SF | 2 | Cooling | Electric | Baseline | GSHP | 0.2035% | 0.2035% | 0.2035% | 0.2035% | 0.2035% | 0.2035% | 0.2035% | 0.2035% | 0.2035% | 0.2035% | 0.2035% | 0.2035% | 0.2035% | 0.2035% | 0.2035% | 0.2035% | 0.2035% | 0.2035% | 0.2035% | 0.2035% | 1
SF | 2 | Cooling | Electric | Baseline | PTAC | 4.353e-05% | 4.353e-05% | 4.353e-05% | 4.353e-05% | 4.353e-05% | 4.353e-05% | 4.353e-05% | 4.353e-05% | 4.353e-05% | 4.353e-05% | 4.353e-05% | 4.353e-05% | 4.353e-05% | 4.353e-05% | 4.353e-05% | 4.353e-05% | 4.353e-05% | 4.353e-05% | 4.353e-05% | 4.353e-05% | 1
SF | 2 | Cooling | Electric | Baseline | ASHP | 22.05% | 22.05% | 22.05% | 22.05% | 22.05% | 11.51% | 11.51% | 11.51% | 11.51% | 11.51% | 11.51% | 11.51% | 11.51% | 11.51% | 11.51% | 11.51% | 11.51% | 11.51% | 11.51% | 11.51% | 1
SF | 2 | Cooling | Electric | Baseline | FAF Electric | 0% | 0% | 0% | 0% | 0% | 0% | 0% | 0% | 0% | 0% | 0% | 0% | 0% | 0% | 0% | 0% | 0% | 0% | 0% | 0% | 0
SF | 2 | Cooling | Electric | Baseline | FAF Gas/Other | 0% | 0% | 0% | 0% | 0% | 0% | 0% | 0% | 0% | 0% | 0% | 0% | 0% | 0% | 0% | 0% | 0% | 0% | 0% | 0% | 0
SF | 2 | Cooling | Electric | Baseline | Zonal | 0% | 0% | 0% | 0% | 0% | 0% | 0% | 0% | 0% | 0% | 0% | 0% | 0% | 0% | 0% | 0% | 0% | 0% | 0% | 0% | 0
SF | 2 | Cooling | Electric | Baseline | Evaporative Cooler | 1.844e-05% | 1.844e-05% | 1.844e-05% | 1.844e-05% | 1.844e-05% | 1.844e-05% | 1.844e-05% | 1.844e-05% | 1.844e-05% | 1.844e-05% | 1.844e-05% | 1.844e-05% | 1.844e-05% | 1.844e-05% | 1.844e-05% | 1.844e-05% | 1.844e-05% | 1.844e-05% | 1.844e-05% | 1.844e-05% | 1
SF | 2 | Cooling | Electric | Baseline | PTHP | 0.01147% | 0.01147% | 0.01147% | 0.01147% | 0.01147% | 0.01147% | 0.01147% | 0.01147% | 0.01147% | 0.01147% | 0.01147% | 0.01147% | 0.01147% | 0.01147% | 0.01147% | 0.01147% | 0.01147% | 0.01147% | 0.01147% | 0.01147% | 1
SF | 2 | Cooling | Electric | Market | RAC | 22.64% | 22.64% | 22.64% | 22.64% | 22.64% | 22.64% | 22.64% | 22.64% | 22.64% | 22.64% | 22.64% | 22.64% | 22.64% | 22.64% | 22.64% | 22.64% | 22.64% | 22.64% | 22.64% | 22.64% | 1
SF | 2 | Cooling | Electric | Market | No Cooling | 6.719% | 6.719% | 6.719% | 6.719% | 6.719% | 6.719% | 6.719% | 6.719% | 6.719% | 6.719% | 6.719% | 6.719% | 6.719% | 6.719% | 6.719% | 6.719% | 6.719% | 6.719% | 6.719% | 6.719% | 1
SF | 2 | Cooling | Electric | Market | CAC | 33.65% | 33.65% | 33.65% | 33.65% | 33.65% | 33.65% | 33.65% | 33.65% | 33.65% | 33.65% | 33.65% | 33.65% | 33.65% | 33.65% | 33.65% | 33.65% | 33.65% | 33.65% | 33.65% | 33.65% | 1
SF | 2 | Cooling | Electric | Market | DHP | 14.73% | 14.73% | 14.73% | 14.73% | 14.73% | 14.73% | 14.73% | 14.73% | 14.73% | 14.73% | 14.73% | 14.73% | 14.73% | 14.73% | 14.73% | 14.73% | 14.73% | 14.73% | 14.73% | 14.73% | 1
SF | 2 | Cooling | Electric | Market | GSHP | 0.2035% | 0.2035% | 0.2035% | 0.2035% | 0.2035% | 0.2035% | 0.2035% | 0.2035% | 0.2035% | 0.2035% | 0.2035% | 0.2035% | 0.2035% | 0.2035% | 0.2035% | 0.2035% | 0.2035% | 0.2035% | 0.2035% | 0.2035% | 1
SF | 2 | Cooling | Electric | Market | PTAC | 4.353e-05% | 4.353e-05% | 4.353e-05% | 4.353e-05% | 4.353e-05% | 4.353e-05% | 4.353e-05% | 4.353e-05% | 4.353e-05% | 4.353e-05% | 4.353e-05% | 4.353e-05% | 4.353e-05% | 4.353e-05% | 4.353e-05% | 4.353e-05% | 4.353e-05% | 4.353e-05% | 4.353e-05% | 4.353e-05% | 1
SF | 2 | Cooling | Electric | Market | ASHP | 22.05% | 22.05% | 22.05% | 22.05% | 22.05% | 22.05% | 22.05% | 22.05% | 22.05% | 22.05% | 22.05% | 22.05% | 22.05% | 22.05% | 22.05% | 22.05% | 22.05% | 22.05% | 22.05% | 22.05% | 1
SF | 2 | Cooling | Electric | Market | FAF Electric | 0% | 0% | 0% | 0% | 0% | 0% | 0% | 0% | 0% | 0% | 0% | 0% | 0% | 0% | 0% | 0% | 0% | 0% | 0% | 0% | 0
SF | 2 | Cooling | Electric | Market | FAF Gas/Other | 0% | 0% | 0% | 0% | 0% | 0% | 0% | 0% | 0% | 0% | 0% | 0% | 0% | 0% | 0% | 0% | 0% | 0% | 0% | 0% | 0
SF | 2 | Cooling | Electric | Market | Zonal | 0% | 0% | 0% | 0% | 0% | 0% | 0% | 0% | 0% | 0% | 0% | 0% | 0% | 0% | 0% | 0% | 0% | 0% | 0% | 0% | 0
SF | 2 | Cooling | Electric | Market | Evaporative Cooler | 1.844e-05% | 1.844e-05% | 1.844e-05% | 1.844e-05% | 1.844e-05% | 1.844e-05% | 1.844e-05% | 1.844e-05% | 1.844e-05% | 1.844e-05% | 1.844e-05% | 1.844e-05% | 1.844e-05% | 1.844e-05% | 1.844e-05% | 1.844e-05% | 1.844e-05% | 1.844e-05% | 1.844e-05% | 1.844e-05% | 1
SF | 2 | Cooling | Electric | Market | PTHP | 0.01147% | 0.01147% | 0.01147% | 0.01147% | 0.01147% | 0.01147% | 0.01147% | 0.01147% | 0.01147% | 0.01147% | 0.01147% | 0.01147% | 0.01147% | 0.01147% | 0.01147% | 0.01147% | 0.01147% | 0.01147% | 0.01147% | 0.01147% | 1
SF | 2 | Cooling | Electric | Program | RAC | 22.64% | 22.64% | 22.64% | 22.64% | 22.64% | 35.11% | 35.11% | 35.11% | 35.11% | 35.11% | 35.11% | 35.11% | 35.11% | 35.11% | 35.11% | 35.11% | 35.11% | 35.11% | 35.11% | 35.11% | 1
SF | 2 | Cooling | Electric | Program | No Cooling | 6.719% | 6.719% | 6.719% | 6.719% | 6.719% | 13.05% | 13.05% | 13.05% | 13.05% | 13.05% | 13.05% | 13.05% | 13.05% | 13.05% | 13.05% | 13.05% | 13.05% | 13.05% | 13.05% | 13.05% | 1
SF | 2 | Cooling | Electric | Program | CAC | 33.65% | 33.65% | 33.65% | 33.65% | 33.65% | 35.75% | 35.75% | 35.75% | 35.75% | 35.75% | 35.75% | 35.75% | 35.75% | 35.75% | 35.75% | 35.75% | 35.75% | 35.75% | 35.75% | 35.75% | 1
SF | 2 | Cooling | Electric | Program | DHP | 14.73% | 14.73% | 14.73% | 14.73% | 14.73% | 4.366% | 4.366% | 4.366% | 4.366% | 4.366% | 4.366% | 4.366% | 4.366% | 4.366% | 4.366% | 4.366% | 4.366% | 4.366% | 4.366% | 4.366% | 1
SF | 2 | Cooling | Electric | Program | GSHP | 0.2035% | 0.2035% | 0.2035% | 0.2035% | 0.2035% | 0.2035% | 0.2035% | 0.2035% | 0.2035% | 0.2035% | 0.2035% | 0.2035% | 0.2035% | 0.2035% | 0.2035% | 0.2035% | 0.2035% | 0.2035% | 0.2035% | 0.2035% | 1
SF | 2 | Cooling | Electric | Program | PTAC | 4.353e-05% | 4.353e-05% | 4.353e-05% | 4.353e-05% | 4.353e-05% | 4.353e-05% | 4.353e-05% | 4.353e-05% | 4.353e-05% | 4.353e-05% | 4.353e-05% | 4.353e-05% | 4.353e-05% | 4.353e-05% | 4.353e-05% | 4.353e-05% | 4.353e-05% | 4.353e-05% | 4.353e-05% | 4.353e-05% | 1
SF | 2 | Cooling | Electric | Program | ASHP | 22.05% | 22.05% | 22.05% | 22.05% | 22.05% | 11.51% | 11.51% | 11.51% | 11.51% | 11.51% | 11.51% | 11.51% | 11.51% | 11.51% | 11.51% | 11.51% | 11.51% | 11.51% | 11.51% | 11.51% | 1
SF | 2 | Cooling | Electric | Program | FAF Electric | 0% | 0% | 0% | 0% | 0% | 0% | 0% | 0% | 0% | 0% | 0% | 0% | 0% | 0% | 0% | 0% | 0% | 0% | 0% | 0% | 0
SF | 2 | Cooling | Electric | Program | FAF Gas/Other | 0% | 0% | 0% | 0% | 0% | 0% | 0% | 0% | 0% | 0% | 0% | 0% | 0% | 0% | 0% | 0% | 0% | 0% | 0% | 0% | 0
SF | 2 | Cooling | Electric | Program | Zonal | 0% | 0% | 0% | 0% | 0% | 0% | 0% | 0% | 0% | 0% | 0% | 0% | 0% | 0% | 0% | 0% | 0% | 0% | 0% | 0% | 0
SF | 2 | Cooling | Electric | Program | Evaporative Cooler | 1.844e-05% | 1.844e-05% | 1.844e-05% | 1.844e-05% | 1.844e-05% | 1.844e-05% | 1.844e-05% | 1.844e-05% | 1.844e-05% | 1.844e-05% | 1.844e-05% | 1.844e-05% | 1.844e-05% | 1.844e-05% | 1.844e-05% | 1.844e-05% | 1.844e-05% | 1.844e-05% | 1.844e-05% | 1.844e-05% | 1
SF | 2 | Cooling | Electric | Program | PTHP | 0.01147% | 0.01147% | 0.01147% | 0.01147% | 0.01147% | 0.01147% | 0.01147% | 0.01147% | 0.01147% | 0.01147% | 0.01147% | 0.01147% | 0.01147% | 0.01147% | 0.01147% | 0.01147% | 0.01147% | 0.01147% | 0.01147% | 0.01147% | 1
SF | 2 | Cooling | Gas/Other | Baseline | RAC | Null | Null | Null | Null | Null | Null | Null | Null | Null | Null | Null | Null | Null | Null | Null | Null | Null | Null | Null | Null | 0
SF | 2 | Cooling | Gas/Other | Baseline | No Cooling | Null | Null | Null | Null | Null | Null | Null | Null | Null | Null | Null | Null | Null | Null | Null | Null | Null | Null | Null | Null | 0
SF | 2 | Cooling | Gas/Other | Baseline | CAC | Null | Null | Null | Null | Null | Null | Null | Null | Null | Null | Null | Null | Null | Null | Null | Null | Null | Null | Null | Null | 0
SF | 2 | Cooling | Gas/Other | Baseline | DHP | Null | Null | Null | Null | Null | Null | Null | Null | Null | Null | Null | Null | Null | Null | Null | Null | Null | Null | Null | Null | 0
SF | 2 | Cooling | Gas/Other | Baseline | GSHP | Null | Null | Null | Null | Null | Null | Null | Null | Null | Null | Null | Null | Null | Null | Null | Null | Null | Null | Null | Null | 0
SF | 2 | Cooling | Gas/Other | Baseline | PTAC | Null | Null | Null | Null | Null | Null | Null | Null | Null | Null | Null | Null | Null | Null | Null | Null | Null | Null | Null | Null | 0
SF | 2 | Cooling | Gas/Other | Baseline | ASHP | Null | Null | Null | Null | Null | Null | Null | Null | Null | Null | Null | Null | Null | Null | Null | Null | Null | Null | Null | Null | 0
SF | 2 | Cooling | Gas/Other | Baseline | FAF Electric | Null | Null | Null | Null | Null | Null | Null | Null | Null | Null | Null | Null | Null | Null | Null | Null | Null | Null | Null | Null | 0
SF | 2 | Cooling | Gas/Other | Baseline | FAF Gas/Other | Null | Null | Null | Null | Null | Null | Null | Null | Null | Null | Null | Null | Null | Null | Null | Null | Null | Null | Null | Null | 0
SF | 2 | Cooling | Gas/Other | Baseline | Zonal | Null | Null | Null | Null | Null | Null | Null | Null | Null | Null | Null | Null | Null | Null | Null | Null | Null | Null | Null | Null | 0
SF | 2 | Cooling | Gas/Other | Baseline | Evaporative Cooler | Null | Null | Null | Null | Null | Null | Null | Null | Null | Null | Null | Null | Null | Null | Null | Null | Null | Null | Null | Null | 0
SF | 2 | Cooling | Gas/Other | Baseline | PTHP | Null | Null | Null | Null | Null | Null | Null | Null | Null | Null | Null | Null | Null | Null | Null | Null | Null | Null | Null | Null | 0
SF | 2 | Cooling | Gas/Other | Market | RAC | 0% | 0% | 0% | 0% | 0% | 0% | 0% | 0% | 0% | 0% | 0% | 0% | 0% | 0% | 0% | 0% | 0% | 0% | 0% | 0% | 0
SF | 2 | Cooling | Gas/Other | Market | No Cooling | 0% | 0% | 0% | 0% | 0% | 0% | 0% | 0% | 0% | 0% | 0% | 0% | 0% | 0% | 0% | 0% | 0% | 0% | 0% | 0% | 0
SF | 2 | Cooling | Gas/Other | Market | CAC | 0% | 0% | 0% | 0% | 0% | 0% | 0% | 0% | 0% | 0% | 0% | 0% | 0% | 0% | 0% | 0% | 0% | 0% | 0% | 0% | 0
SF | 2 | Cooling | Gas/Other | Market | DHP | 0% | 0% | 0% | 0% | 0% | 0% | 0% | 0% | 0% | 0% | 0% | 0% | 0% | 0% | 0% | 0% | 0% | 0% | 0% | 0% | 0
SF | 2 | Cooling | Gas/Other | Market | GSHP | 0% | 0% | 0% | 0% | 0% | 0% | 0% | 0% | 0% | 0% | 0% | 0% | 0% | 0% | 0% | 0% | 0% | 0% | 0% | 0% | 0
SF | 2 | Cooling | Gas/Other | Market | PTAC | 0% | 0% | 0% | 0% | 0% | 0% | 0% | 0% | 0% | 0% | 0% | 0% | 0% | 0% | 0% | 0% | 0% | 0% | 0% | 0% | 0
SF | 2 | Cooling | Gas/Other | Market | ASHP | 0% | 0% | 0% | 0% | 0% | 0% | 0% | 0% | 0% | 0% | 0% | 0% | 0% | 0% | 0% | 0% | 0% | 0% | 0% | 0% | 0
SF | 2 | Cooling | Gas/Other | Market | FAF Electric | 0% | 0% | 0% | 0% | 0% | 0% | 0% | 0% | 0% | 0% | 0% | 0% | 0% | 0% | 0% | 0% | 0% | 0% | 0% | 0% | 0
SF | 2 | Cooling | Gas/Other | Market | FAF Gas/Other | 0% | 0% | 0% | 0% | 0% | 0% | 0% | 0% | 0% | 0% | 0% | 0% | 0% | 0% | 0% | 0% | 0% | 0% | 0% | 0% | 0
SF | 2 | Cooling | Gas/Other | Market | Zonal | 0% | 0% | 0% | 0% | 0% | 0% | 0% | 0% | 0% | 0% | 0% | 0% | 0% | 0% | 0% | 0% | 0% | 0% | 0% | 0% | 0
SF | 2 | Cooling | Gas/Other | Market | Evaporative Cooler | 0% | 0% | 0% | 0% | 0% | 0% | 0% | 0% | 0% | 0% | 0% | 0% | 0% | 0% | 0% | 0% | 0% | 0% | 0% | 0% | 0
SF | 2 | Cooling | Gas/Other | Market | PTHP | 0% | 0% | 0% | 0% | 0% | 0% | 0% | 0% | 0% | 0% | 0% | 0% | 0% | 0% | 0% | 0% | 0% | 0% | 0% | 0% | 0
SF | 2 | Cooling | Gas/Other | Program | RAC | Null | Null | Null | Null | Null | Null | Null | Null | Null | Null | Null | Null | Null | Null | Null | Null | Null | Null | Null | Null | 0
SF | 2 | Cooling | Gas/Other | Program | No Cooling | Null | Null | Null | Null | Null | Null | Null | Null | Null | Null | Null | Null | Null | Null | Null | Null | Null | Null | Null | Null | 0
SF | 2 | Cooling | Gas/Other | Program | CAC | Null | Null | Null | Null | Null | Null | Null | Null | Null | Null | Null | Null | Null | Null | Null | Null | Null | Null | Null | Null | 0
SF | 2 | Cooling | Gas/Other | Program | DHP | Null | Null | Null | Null | Null | Null | Null | Null | Null | Null | Null | Null | Null | Null | Null | Null | Null | Null | Null | Null | 0
SF | 2 | Cooling | Gas/Other | Program | GSHP | Null | Null | Null | Null | Null | Null | Null | Null | Null | Null | Null | Null | Null | Null | Null | Null | Null | Null | Null | Null | 0
SF | 2 | Cooling | Gas/Other | Program | PTAC | Null | Null | Null | Null | Null | Null | Null | Null | Null | Null | Null | Null | Null | Null | Null | Null | Null | Null | Null | Null | 0
SF | 2 | Cooling | Gas/Other | Program | ASHP | Null | Null | Null | Null | Null | Null | Null | Null | Null | Null | Null | Null | Null | Null | Null | Null | Null | Null | Null | Null | 0
SF | 2 | Cooling | Gas/Other | Program | FAF Electric | Null | Null | Null | Null | Null | Null | Null | Null | Null | Null | Null | Null | Null | Null | Null | Null | Null | Null | Null | Null | 0
SF | 2 | Cooling | Gas/Other | Program | FAF Gas/Other | Null | Null | Null | Null | Null | Null | Null | Null | Null | Null | Null | Null | Null | Null | Null | Null | Null | Null | Null | Null | 0
SF | 2 | Cooling | Gas/Other | Program | Zonal | Null | Null | Null | Null | Null | Null | Null | Null | Null | Null | Null | Null | Null | Null | Null | Null | Null | Null | Null | Null | 0
SF | 2 | Cooling | Gas/Other | Program | Evaporative Cooler | Null | Null | Null | Null | Null | Null | Null | Null | Null | Null | Null | Null | Null | Null | Null | Null | Null | Null | Null | Null | 0
SF | 2 | Cooling | Gas/Other | Program | PTHP | Null | Null | Null | Null | Null | Null | Null | Null | Null | Null | Null | Null | Null | Null | Null | Null | Null | Null | Null | Null | 0
SF | 2 | Heating | Electric | Baseline | RAC | 0% | 0% | 0% | 0% | 0% | 0% | 0% | 0% | 0% | 0% | 0% | 0% | 0% | 0% | 0% | 0% | 0% | 0% | 0% | 0% | 0
SF | 2 | Heating | Electric | Baseline | No Cooling | 0% | 0% | 0% | 0% | 0% | 0% | 0% | 0% | 0% | 0% | 0% | 0% | 0% | 0% | 0% | 0% | 0% | 0% | 0% | 0% | 0
SF | 2 | Heating | Electric | Baseline | CAC | 0% | 0% | 0% | 0% | 0% | 0% | 0% | 0% | 0% | 0% | 0% | 0% | 0% | 0% | 0% | 0% | 0% | 0% | 0% | 0% | 0
SF | 2 | Heating | Electric | Baseline | DHP | 18.66% | 18.66% | 18.66% | 18.66% | 18.66% | 5.37% | 5.37% | 5.37% | 5.37% | 5.37% | 5.37% | 5.37% | 5.37% | 5.37% | 5.37% | 5.37% | 5.37% | 5.37% | 5.37% | 5.37% | 1
SF | 2 | Heating | Electric | Baseline | GSHP | 0.05912% | 0.05912% | 0.05912% | 0.05912% | 0.05912% | 0.05912% | 0.05912% | 0.05912% | 0.05912% | 0.05912% | 0.05912% | 0.05912% | 0.05912% | 0.05912% | 0.05912% | 0.05912% | 0.05912% | 0.05912% | 0.05912% | 0.05912% | 1
SF | 2 | Heating | Electric | Baseline | PTAC | 0% | 0% | 0% | 0% | 0% | 0% | 0% | 0% | 0% | 0% | 0% | 0% | 0% | 0% | 0% | 0% | 0% | 0% | 0% | 0% | 0
SF | 2 | Heating | Electric | Baseline | ASHP | 24.89% | 24.89% | 24.89% | 24.89% | 24.89% | 20.2% | 20.2% | 20.2% | 20.2% | 20.2% | 20.2% | 20.2% | 20.2% | 20.2% | 20.2% | 20.2% | 20.2% | 20.2% | 20.2% | 20.2% | 1
SF | 2 | Heating | Electric | Baseline | FAF Electric | 0.0085% | 0.0085% | 0.0085% | 0.0085% | 0.0085% | 6.177% | 6.177% | 6.177% | 6.177% | 6.177% | 6.177% | 6.177% | 6.177% | 6.177% | 6.177% | 6.177% | 6.177% | 6.177% | 6.177% | 6.177% | 1
SF | 2 | Heating | Electric | Baseline | FAF Gas/Other | 0% | 0% | 0% | 0% | 0% | 0% | 0% | 0% | 0% | 0% | 0% | 0% | 0% | 0% | 0% | 0% | 0% | 0% | 0% | 0% | 0
SF | 2 | Heating | Electric | Baseline | Zonal | 3.123% | 3.123% | 3.123% | 3.123% | 3.123% | 14.94% | 14.94% | 14.94% | 14.94% | 14.94% | 14.94% | 14.94% | 14.94% | 14.94% | 14.94% | 14.94% | 14.94% | 14.94% | 14.94% | 14.94% | 1
SF | 2 | Heating | Electric | Baseline | Evaporative Cooler | bar: 2011 to Filter1
SF | 2 | Heating | Electric | Baseline | PTHP | 0.01097% | 0.01097% | 0.01097% | 0.01097% | 0.01097% | 0.01097% | 0.01097% | 0.01097% | 0.01097% | 0.01097% | 0.01097% | 0.01097% | 0.01097% | 0.01097% | 0.01097% | 0.01097% | 0.01097% | 0.01097% | 0.01097% | 0.01097% | 1
SF | 2 | Heating | Electric | Market | RAC | 0% | 0% | 0% | 0% | 0% | 0% | 0% | 0% | 0% | 0% | 0% | 0% | 0% | 0% | 0% | 0% | 0% | 0% | 0% | 0% | 0
SF | 2 | Heating | Electric | Market | No Cooling | 0% | 0% | 0% | 0% | 0% | 0% | 0% | 0% | 0% | 0% | 0% | 0% | 0% | 0% | 0% | 0% | 0% | 0% | 0% | 0% | 0
SF | 2 | Heating | Electric | Market | CAC | 0% | 0% | 0% | 0% | 0% | 0% | 0% | 0% | 0% | 0% | 0% | 0% | 0% | 0% | 0% | 0% | 0% | 0% | 0% | 0% | 0
SF | 2 | Heating | Electric | Market | DHP | 18.66% | 18.66% | 18.66% | 18.66% | 18.66% | 18.66% | 18.66% | 18.66% | 18.66% | 18.66% | 18.66% | 18.66% | 18.66% | 18.66% | 18.66% | 18.66% | 18.66% | 18.66% | 18.66% | 18.66% | 1
SF | 2 | Heating | Electric | Market | GSHP | 0.05912% | 0.05912% | 0.05912% | 0.05912% | 0.05912% | 0.2591% | 0.05912% | 0.05912% | 0.05912% | 0.05912% | 0.05912% | 0.05912% | 0.05912% | 0.05912% | 0.05912% | 0.05912% | 0.05912% | 0.05912% | 0.05912% | 0.05912% | 1
SF | 2 | Heating | Electric | Market | PTAC | 0% | 0% | 0% | 0% | 0% | 0% | 0% | 0% | 0% | 0% | 0% | 0% | 0% | 0% | 0% | 0% | 0% | 0% | 0% | 0% | 0
SF | 2 | Heating | Electric | Market | ASHP | 24.89% | 24.89% | 24.89% | 24.89% | 24.89% | 24.89% | 24.89% | 24.89% | 24.89% | 24.89% | 24.89% | 24.89% | 24.89% | 24.89% | 24.89% | 24.89% | 24.89% | 24.89% | 24.89% | 24.89% | 1
SF | 2 | Heating | Electric | Market | FAF Electric | 0.0085% | 0.0085% | 0.0085% | 0.0085% | 0.0085% | 0.0085% | 0.0085% | 0.0085% | 0.0085% | 0.0085% | 0.0085% | 0.0085% | 0.0085% | 0.0085% | 0.0085% | 0.0085% | 0.0085% | 0.0085% | 0.0085% | 0.0085% | 1
SF | 2 | Heating | Electric | Market | FAF Gas/Other | 0% | 0% | 0% | 0% | 0% | 0% | 0% | 0% | 0% | 0% | 0% | 0% | 0% | 0% | 0% | 0% | 0% | 0% | 0% | 0% | 0
SF | 2 | Heating | Electric | Market | Zonal | 3.123% | 3.123% | 3.123% | 3.123% | 3.123% | 3.123% | 3.123% | 3.123% | 3.123% | 3.123% | 3.123% | 3.123% | 3.123% | 3.123% | 3.123% | 3.123% | 3.123% | 3.123% | 3.123% | 3.123% | 1
SF | 2 | Heating | Electric | Market | Evaporative Cooler | bar: 2011 to Filter1
SF | 2 | Heating | Electric | Market | PTHP | 0.01097% | 0.01097% | 0.01097% | 0.01097% | 0.01097% | 0.01097% | 0.01097% | 0.01097% | 0.01097% | 0.01097% | 0.01097% | 0.01097% | 0.01097% | 0.01097% | 0.01097% | 0.01097% | 0.01097% | 0.01097% | 0.01097% | 0.01097% | 1
SF | 2 | Heating | Electric | Program | RAC | 0% | 0% | 0% | 0% | 0% | 0% | 0% | 0% | 0% | 0% | 0% | 0% | 0% | 0% | 0% | 0% | 0% | 0% | 0% | 0% | 0
SF | 2 | Heating | Electric | Program | No Cooling | 0% | 0% | 0% | 0% | 0% | 0% | 0% | 0% | 0% | 0% | 0% | 0% | 0% | 0% | 0% | 0% | 0% | 0% | 0% | 0% | 0
SF | 2 | Heating | Electric | Program | CAC | 0% | 0% | 0% | 0% | 0% | 0% | 0% | 0% | 0% | 0% | 0% | 0% | 0% | 0% | 0% | 0% | 0% | 0% | 0% | 0% | 0
SF | 2 | Heating | Electric | Program | DHP | 18.66% | 18.66% | 18.66% | 18.66% | 18.66% | 5.366% | 5.366% | 5.366% | 5.366% | 5.366% | 5.366% | 5.366% | 5.366% | 5.366% | 5.366% | 5.366% | 5.366% | 5.366% | 5.366% | 5.366% | 1
SF | 2 | Heating | Electric | Program | GSHP | 0.05912% | 0.05912% | 0.05912% | 0.05912% | 0.05912% | 0.05912% | 0.05912% | 0.05912% | 0.05912% | 0.05912% | 0.05912% | 0.05912% | 0.05912% | 0.05912% | 0.05912% | 0.05912% | 0.05912% | 0.05912% | 0.05912% | 0.05912% | 1
SF | 2 | Heating | Electric | Program | PTAC | 0% | 0% | 0% | 0% | 0% | 0% | 0% | 0% | 0% | 0% | 0% | 0% | 0% | 0% | 0% | 0% | 0% | 0% | 0% | 0% | 0
SF | 2 | Heating | Electric | Program | ASHP | 24.89% | 24.89% | 24.89% | 24.89% | 24.89% | 20.2% | 20.2% | 20.2% | 20.2% | 20.2% | 20.2% | 20.2% | 20.2% | 20.2% | 20.2% | 20.2% | 20.2% | 20.2% | 20.2% | 20.2% | 1
SF | 2 | Heating | Electric | Program | FAF Electric | 0.0085% | 0.0085% | 0.0085% | 0.0085% | 0.0085% | 6.171% | 6.171% | 6.171% | 6.171% | 6.171% | 6.171% | 6.171% | 6.171% | 6.171% | 6.171% | 6.171% | 6.171% | 6.171% | 6.171% | 6.171% | 1
SF | 2 | Heating | Electric | Program | FAF Gas/Other | 0% | 0% | 0% | 0% | 0% | 0% | 0% | 0% | 0% | 0% | 0% | 0% | 0% | 0% | 0% | 0% | 0% | 0% | 0% | 0% | 0
SF | 2 | Heating | Electric | Program | Zonal | 3.123% | 3.123% | 3.123% | 3.123% | 3.123% | 14.94% | 14.94% | 14.94% | 14.94% | 14.94% | 14.94% | 14.94% | 14.94% | 14.94% | 14.94% | 14.94% | 14.94% | 14.94% | 14.94% | 14.94% | 1
SF | 2 | Heating | Electric | Program | Evaporative Cooler | bar: 2011 to Filter1
SF | 2 | Heating | Electric | Program | PTHP | 0.01097% | 0.01097% | 0.01097% | 0.01097% | 0.01097% | 0.01097% | 0.01097% | 0.01097% | 0.01097% | 0.01097% | 0.01097% | 0.01097% | 0.01097% | 0.01097% | 0.01097% | 0.01097% | 0.01097% | 0.01097% | 0.01097% | 0.01097% | 1
SF | 2 | Heating | Gas/Other | Baseline | RAC | 0% | 0% | 0% | 0% | 0% | 0% | 0% | 0% | 0% | 0% | 0% | 0% | 0% | 0% | 0% | 0% | 0% | 0% | 0% | 0% | 0
SF | 2 | Heating | Gas/Other | Baseline | No Cooling | 0% | 0% | 0% | 0% | 0% | 0% | 0% | 0% | 0% | 0% | 0% | 0% | 0% | 0% | 0% | 0% | 0% | 0% | 0% | 0% | 0
SF | 2 | Heating | Gas/Other | Baseline | CAC | Null | Null | Null | Null | Null | Null | Null | Null | Null | Null | Null | Null | Null | Null | Null | Null | Null | Null | Null | Null | 0
SF | 2 | Heating | Gas/Other | Baseline | DHP | Null | Null | Null | Null | Null | Null | Null | Null | Null | Null | Null | Null | Null | Null | Null | Null | Null | Null | Null | Null | 0
SF | 2 | Heating | Gas/Other | Baseline | GSHP | Null | Null | Null | Null | Null | Null | Null | Null | Null | Null | Null | Null | Null | Null | Null | Null | Null | Null | Null | Null | 0
SF | 2 | Heating | Gas/Other | Baseline | PTAC | 0% | 0% | 0% | 0% | 0% | 0% | 0% | 0% | 0% | 0% | 0% | 0% | 0% | 0% | 0% | 0% | 0% | 0% | 0% | 0% | 0
SF | 2 | Heating | Gas/Other | Baseline | ASHP | Null | Null | Null | Null | Null | Null | Null | Null | Null | Null | Null | Null | Null | Null | Null | Null | Null | Null | Null | Null | 0
SF | 2 | Heating | Gas/Other | Baseline | FAF Electric | Null | Null | Null | Null | Null | Null | Null | Null | Null | Null | Null | Null | Null | Null | Null | Null | Null | Null | Null | Null | 0
SF | 2 | Heating | Gas/Other | Baseline | FAF Gas/Other | 53.23% | 53.23% | 53.23% | 53.23% | 53.23% | 53.23% | 53.23% | 53.23% | 53.23% | 53.23% | 53.23% | 53.23% | 53.23% | 53.23% | 53.23% | 53.23% | 53.23% | 53.23% | 53.23% | 53.23% | 1
SF | 2 | Heating | Gas/Other | Baseline | Zonal | 0.01192% | 0.01192% | 0.01192% | 0.01192% | 0.01192% | 0.01192% | 0.01192% | 0.01192% | 0.01192% | 0.01192% | 0.01192% | 0.01192% | 0.01192% | 0.01192% | 0.01192% | 0.01192% | 0.01192% | 0.01192% | 0.01192% | 0.01192% | 1
SF | 2 | Heating | Gas/Other | Baseline | Evaporative Cooler | Null | Null | Null | Null | Null | Null | Null | Null | Null | Null | Null | Null | Null | Null | Null | Null | Null | Null | Null | Null | 0
SF | 2 | Heating | Gas/Other | Baseline | PTHP | Null | Null | Null | Null | Null | Null | Null | Null | Null | Null | Null | Null | Null | Null | Null | Null | Null | Null | Null | Null | 0
SF | 2 | Heating | Gas/Other | Market | RAC | 0% | 0% | 0% | 0% | 0% | 0% | 0% | 0% | 0% | 0% | 0% | 0% | 0% | 0% | 0% | 0% | 0% | 0% | 0% | 0% | 0
SF | 2 | Heating | Gas/Other | Market | No Cooling | 0% | 0% | 0% | 0% | 0% | 0% | 0% | 0% | 0% | 0% | 0% | 0% | 0% | 0% | 0% | 0% | 0% | 0% | 0% | 0% | 0
SF | 2 | Heating | Gas/Other | Market | CAC | Null | Null | Null | Null | Null | Null | Null | Null | Null | Null | Null | Null | Null | Null | Null | Null | Null | Null | Null | Null | 0
SF | 2 | Heating | Gas/Other | Market | DHP | Null | Null | Null | Null | Null | Null | Null | Null | Null | Null | Null | Null | Null | Null | Null | Null | Null | Null | Null | Null | 0
SF | 2 | Heating | Gas/Other | Market | GSHP | Null | Null | Null | Null | Null | Null | Null | Null | Null | Null | Null | Null | Null | Null | Null | Null | Null | Null | Null | Null | 0
SF | 2 | Heating | Gas/Other | Market | PTAC | 0% | 0% | 0% | 0% | 0% | 0% | 0% | 0% | 0% | 0% | 0% | 0% | 0% | 0% | 0% | 0% | 0% | 0% | 0% | 0% | 0
SF | 2 | Heating | Gas/Other | Market | ASHP | Null | Null | Null | Null | Null | Null | Null | Null | Null | Null | Null | Null | Null | Null | Null | Null | Null | Null | Null | Null | 0
SF | 2 | Heating | Gas/Other | Market | FAF Electric | Null | Null | Null | Null | Null | Null | Null | Null | Null | Null | Null | Null | Null | Null | Null | Null | Null | Null | Null | Null | 0
SF | 2 | Heating | Gas/Other | Market | FAF Gas/Other | 53.23% | 53.23% | 53.23% | 53.23% | 53.23% | 53.03% | 53.23% | 53.23% | 53.23% | 53.23% | 53.23% | 53.23% | 53.23% | 53.23% | 53.23% | 53.23% | 53.23% | 53.23% | 53.23% | 53.23% | 1
SF | 2 | Heating | Gas/Other | Market | Zonal | 0.01192% | 0.01192% | 0.01192% | 0.01192% | 0.01192% | 0.01192% | 0.01192% | 0.01192% | 0.01192% | 0.01192% | 0.01192% | 0.01192% | 0.01192% | 0.01192% | 0.01192% | 0.01192% | 0.01192% | 0.01192% | 0.01192% | 0.01192% | 1
SF | 2 | Heating | Gas/Other | Market | Evaporative Cooler | Null | Null | Null | Null | Null | Null | Null | Null | Null | Null | Null | Null | Null | Null | Null | Null | Null | Null | Null | Null | 0
SF | 2 | Heating | Gas/Other | Market | PTHP | Null | Null | Null | Null | Null | Null | Null | Null | Null | Null | Null | Null | Null | Null | Null | Null | Null | Null | Null | Null | 0
SF | 2 | Heating | Gas/Other | Program | RAC | 0% | 0% | 0% | 0% | 0% | 0% | 0% | 0% | 0% | 0% | 0% | 0% | 0% | 0% | 0% | 0% | 0% | 0% | 0% | 0% | 0
SF | 2 | Heating | Gas/Other | Program | No Cooling | 0% | 0% | 0% | 0% | 0% | 0% | 0% | 0% | 0% | 0% | 0% | 0% | 0% | 0% | 0% | 0% | 0% | 0% | 0% | 0% | 0
SF | 2 | Heating | Gas/Other | Program | CAC | Null | Null | Null | Null | Null | Null | Null | Null | Null | Null | Null | Null | Null | Null | Null | Null | Null | Null | Null | Null | 0
SF | 2 | Heating | Gas/Other | Program | DHP | Null | Null | Null | Null | Null | Null | Null | Null | Null | Null | Null | Null | Null | Null | Null | Null | Null | Null | Null | Null | 0
SF | 2 | Heating | Gas/Other | Program | GSHP | Null | Null | Null | Null | Null | Null | Null | Null | Null | Null | Null | Null | Null | Null | Null | Null | Null | Null | Null | Null | 0
SF | 2 | Heating | Gas/Other | Program | PTAC | 0% | 0% | 0% | 0% | 0% | 0% | 0% | 0% | 0% | 0% | 0% | 0% | 0% | 0% | 0% | 0% | 0% | 0% | 0% | 0% | 0
SF | 2 | Heating | Gas/Other | Program | ASHP | Null | Null | Null | Null | Null | Null | Null | Null | Null | Null | Null | Null | Null | Null | Null | Null | Null | Null | Null | Null | 0
SF | 2 | Heating | Gas/Other | Program | FAF Electric | Null | Null | Null | Null | Null | Null | Null | Null | Null | Null | Null | Null | Null | Null | Null | Null | Null | Null | Null | Null | 0
SF | 2 | Heating | Gas/Other | Program | FAF Gas/Other | 53.23% | 53.23% | 53.23% | 53.23% | 53.23% | 53.23% | 53.23% | 53.23% | 53.23% | 53.23% | 53.23% | 53.23% | 53.23% | 53.23% | 53.23% | 53.23% | 53.23% | 53.23% | 53.23% | 53.23% | 1
SF | 2 | Heating | Gas/Other | Program | Zonal | 0.01192% | 0.01192% | 0.01192% | 0.01192% | 0.01192% | 0.01192% | 0.01192% | 0.01192% | 0.01192% | 0.01192% | 0.01192% | 0.01192% | 0.01192% | 0.01192% | 0.01192% | 0.01192% | 0.01192% | 0.01192% | 0.01192% | 0.01192% | 1
SF | 2 | Heating | Gas/Other | Program | Evaporative Cooler | Null | Null | Null | Null | Null | Null | Null | Null | Null | Null | Null | Null | Null | Null | Null | Null | Null | Null | Null | Null | 0
SF | 2 | Heating | Gas/Other | Program | PTHP | Null | Null | Null | Null | Null | Null | Null | Null | Null | Null | Null | Null | Null | Null | Null | Null | Null | Null | Null | Null | 0
SF | 3 | Cooling | Electric | Baseline | RAC | 22.64% | 22.64% | 22.64% | 22.64% | 22.64% | 37.15% | 37.15% | 37.15% | 37.15% | 37.15% | 37.15% | 37.15% | 37.15% | 37.15% | 37.15% | 37.15% | 37.15% | 37.15% | 37.15% | 37.15% | 1
SF | 3 | Cooling | Electric | Baseline | No Cooling | 6.719% | 6.719% | 6.719% | 6.719% | 6.719% | 6.045% | 6.045% | 6.045% | 6.045% | 6.045% | 6.045% | 6.045% | 6.045% | 6.045% | 6.045% | 6.045% | 6.045% | 6.045% | 6.045% | 6.045% | 1
SF | 3 | Cooling | Electric | Baseline | CAC | 33.65% | 33.65% | 33.65% | 33.65% | 33.65% | 33.42% | 33.42% | 33.42% | 33.42% | 33.42% | 33.42% | 33.42% | 33.42% | 33.42% | 33.42% | 33.42% | 33.42% | 33.42% | 33.42% | 33.42% | 1
SF | 3 | Cooling | Electric | Baseline | DHP | 14.73% | 14.73% | 14.73% | 14.73% | 14.73% | 0% | 0% | 0% | 0% | 0% | 0% | 0% | 0% | 0% | 0% | 0% | 0% | 0% | 0% | 0% | 1
SF | 3 | Cooling | Electric | Baseline | GSHP | 0.2035% | 0.2035% | 0.2035% | 0.2035% | 0.2035% | 0.2035% | 0.2035% | 0.2035% | 0.2035% | 0.2035% | 0.2035% | 0.2035% | 0.2035% | 0.2035% | 0.2035% | 0.2035% | 0.2035% | 0.2035% | 0.2035% | 0.2035% | 1
SF | 3 | Cooling | Electric | Baseline | PTAC | 4.353e-05% | 4.353e-05% | 4.353e-05% | 4.353e-05% | 4.353e-05% | 4.353e-05% | 4.353e-05% | 4.353e-05% | 4.353e-05% | 4.353e-05% | 4.353e-05% | 4.353e-05% | 4.353e-05% | 4.353e-05% | 4.353e-05% | 4.353e-05% | 4.353e-05% | 4.353e-05% | 4.353e-05% | 4.353e-05% | 1
SF | 3 | Cooling | Electric | Baseline | ASHP | 22.05% | 22.05% | 22.05% | 22.05% | 22.05% | 23.17% | 23.17% | 23.17% | 23.17% | 23.17% | 23.17% | 23.17% | 23.17% | 23.17% | 23.17% | 23.17% | 23.17% | 23.17% | 23.17% | 23.17% | 1
SF | 3 | Cooling | Electric | Baseline | FAF Electric | 0% | 0% | 0% | 0% | 0% | 0% | 0% | 0% | 0% | 0% | 0% | 0% | 0% | 0% | 0% | 0% | 0% | 0% | 0% | 0% | 0
SF | 3 | Cooling | Electric | Baseline | FAF Gas/Other | 0% | 0% | 0% | 0% | 0% | 0% | 0% | 0% | 0% | 0% | 0% | 0% | 0% | 0% | 0% | 0% | 0% | 0% | 0% | 0% | 0
SF | 3 | Cooling | Electric | Baseline | Zonal | 0% | 0% | 0% | 0% | 0% | 0% | 0% | 0% | 0% | 0% | 0% | 0% | 0% | 0% | 0% | 0% | 0% | 0% | 0% | 0% | 0
SF | 3 | Cooling | Electric | Baseline | Evaporative Cooler | 1.844e-05% | 1.844e-05% | 1.844e-05% | 1.844e-05% | 1.844e-05% | 1.844e-05% | 1.844e-05% | 1.844e-05% | 1.844e-05% | 1.844e-05% | 1.844e-05% | 1.844e-05% | 1.844e-05% | 1.844e-05% | 1.844e-05% | 1.844e-05% | 1.844e-05% | 1.844e-05% | 1.844e-05% | 1.844e-05% | 1
SF | 3 | Cooling | Electric | Baseline | PTHP | 0.01147% | 0.01147% | 0.01147% | 0.01147% | 0.01147% | 0.01147% | 0.01147% | 0.01147% | 0.01147% | 0.01147% | 0.01147% | 0.01147% | 0.01147% | 0.01147% | 0.01147% | 0.01147% | 0.01147% | 0.01147% | 0.01147% | 0.01147% | 1
SF | 3 | Cooling | Electric | Market | RAC | 22.64% | 22.64% | 22.64% | 22.64% | 22.64% | 22.64% | 22.64% | 22.64% | 22.64% | 22.64% | 22.64% | 22.64% | 22.64% | 22.64% | 22.64% | 22.64% | 22.64% | 22.64% | 22.64% | 22.64% | 1
SF | 3 | Cooling | Electric | Market | No Cooling | 6.719% | 6.719% | 6.719% | 6.719% | 6.719% | 6.719% | 6.719% | 6.719% | 6.719% | 6.719% | 6.719% | 6.719% | 6.719% | 6.719% | 6.719% | 6.719% | 6.719% | 6.719% | 6.719% | 6.719% | 1
SF | 3 | Cooling | Electric | Market | CAC | 33.65% | 33.65% | 33.65% | 33.65% | 33.65% | 33.65% | 33.65% | 33.65% | 33.65% | 33.65% | 33.65% | 33.65% | 33.65% | 33.65% | 33.65% | 33.65% | 33.65% | 33.65% | 33.65% | 33.65% | 1
SF | 3 | Cooling | Electric | Market | DHP | 14.73% | 14.73% | 14.73% | 14.73% | 14.73% | 14.73% | 14.73% | 14.73% | 14.73% | 14.73% | 14.73% | 14.73% | 14.73% | 14.73% | 14.73% | 14.73% | 14.73% | 14.73% | 14.73% | 14.73% | 1
SF | 3 | Cooling | Electric | Market | GSHP | 0.2035% | 0.2035% | 0.2035% | 0.2035% | 0.2035% | 0.2035% | 0.2035% | 0.2035% | 0.2035% | 0.2035% | 0.2035% | 0.2035% | 0.2035% | 0.2035% | 0.2035% | 0.2035% | 0.2035% | 0.2035% | 0.2035% | 0.2035% | 1
SF | 3 | Cooling | Electric | Market | PTAC | 4.353e-05% | 4.353e-05% | 4.353e-05% | 4.353e-05% | 4.353e-05% | 4.353e-05% | 4.353e-05% | 4.353e-05% | 4.353e-05% | 4.353e-05% | 4.353e-05% | 4.353e-05% | 4.353e-05% | 4.353e-05% | 4.353e-05% | 4.353e-05% | 4.353e-05% | 4.353e-05% | 4.353e-05% | 4.353e-05% | 1
SF | 3 | Cooling | Electric | Market | ASHP | 22.05% | 22.05% | 22.05% | 22.05% | 22.05% | 22.05% | 22.05% | 22.05% | 22.05% | 22.05% | 22.05% | 22.05% | 22.05% | 22.05% | 22.05% | 22.05% | 22.05% | 22.05% | 22.05% | 22.05% | 1
SF | 3 | Cooling | Electric | Market | FAF Electric | 0% | 0% | 0% | 0% | 0% | 0% | 0% | 0% | 0% | 0% | 0% | 0% | 0% | 0% | 0% | 0% | 0% | 0% | 0% | 0% | 0
SF | 3 | Cooling | Electric | Market | FAF Gas/Other | 0% | 0% | 0% | 0% | 0% | 0% | 0% | 0% | 0% | 0% | 0% | 0% | 0% | 0% | 0% | 0% | 0% | 0% | 0% | 0% | 0
SF | 3 | Cooling | Electric | Market | Zonal | 0% | 0% | 0% | 0% | 0% | 0% | 0% | 0% | 0% | 0% | 0% | 0% | 0% | 0% | 0% | 0% | 0% | 0% | 0% | 0% | 0
SF | 3 | Cooling | Electric | Market | Evaporative Cooler | 1.844e-05% | 1.844e-05% | 1.844e-05% | 1.844e-05% | 1.844e-05% | 1.844e-05% | 1.844e-05% | 1.844e-05% | 1.844e-05% | 1.844e-05% | 1.844e-05% | 1.844e-05% | 1.844e-05% | 1.844e-05% | 1.844e-05% | 1.844e-05% | 1.844e-05% | 1.844e-05% | 1.844e-05% | 1.844e-05% | 1
SF | 3 | Cooling | Electric | Market | PTHP | 0.01147% | 0.01147% | 0.01147% | 0.01147% | 0.01147% | 0.01147% | 0.01147% | 0.01147% | 0.01147% | 0.01147% | 0.01147% | 0.01147% | 0.01147% | 0.01147% | 0.01147% | 0.01147% | 0.01147% | 0.01147% | 0.01147% | 0.01147% | 1
SF | 3 | Cooling | Electric | Program | RAC | 22.64% | 22.64% | 22.64% | 22.64% | 22.64% | 37.15% | 37.15% | 37.15% | 37.15% | 37.15% | 37.15% | 37.15% | 37.15% | 37.15% | 37.15% | 37.15% | 37.15% | 37.15% | 37.15% | 37.15% | 1
SF | 3 | Cooling | Electric | Program | No Cooling | 6.719% | 6.719% | 6.719% | 6.719% | 6.719% | 6.045% | 6.045% | 6.045% | 6.045% | 6.045% | 6.045% | 6.045% | 6.045% | 6.045% | 6.045% | 6.045% | 6.045% | 6.045% | 6.045% | 6.045% | 1
SF | 3 | Cooling | Electric | Program | CAC | 33.65% | 33.65% | 33.65% | 33.65% | 33.65% | 33.42% | 33.42% | 33.42% | 33.42% | 33.42% | 33.42% | 33.42% | 33.42% | 33.42% | 33.42% | 33.42% | 33.42% | 33.42% | 33.42% | 33.42% | 1
SF | 3 | Cooling | Electric | Program | DHP | 14.73% | 14.73% | 14.73% | 14.73% | 14.73% | 0% | 0% | 0% | 0% | 0% | 0% | 0% | 0% | 0% | 0% | 0% | 0% | 0% | 0% | 0% | 1
SF | 3 | Cooling | Electric | Program | GSHP | 0.2035% | 0.2035% | 0.2035% | 0.2035% | 0.2035% | 0.2035% | 0.2035% | 0.2035% | 0.2035% | 0.2035% | 0.2035% | 0.2035% | 0.2035% | 0.2035% | 0.2035% | 0.2035% | 0.2035% | 0.2035% | 0.2035% | 0.2035% | 1
SF | 3 | Cooling | Electric | Program | PTAC | 4.353e-05% | 4.353e-05% | 4.353e-05% | 4.353e-05% | 4.353e-05% | 4.353e-05% | 4.353e-05% | 4.353e-05% | 4.353e-05% | 4.353e-05% | 4.353e-05% | 4.353e-05% | 4.353e-05% | 4.353e-05% | 4.353e-05% | 4.353e-05% | 4.353e-05% | 4.353e-05% | 4.353e-05% | 4.353e-05% | 1
SF | 3 | Cooling | Electric | Program | ASHP | 22.05% | 22.05% | 22.05% | 22.05% | 22.05% | 23.17% | 23.17% | 23.17% | 23.17% | 23.17% | 23.17% | 23.17% | 23.17% | 23.17% | 23.17% | 23.17% | 23.17% | 23.17% | 23.17% | 23.17% | 1
SF | 3 | Cooling | Electric | Program | FAF Electric | 0% | 0% | 0% | 0% | 0% | 0% | 0% | 0% | 0% | 0% | 0% | 0% | 0% | 0% | 0% | 0% | 0% | 0% | 0% | 0% | 0
SF | 3 | Cooling | Electric | Program | FAF Gas/Other | 0% | 0% | 0% | 0% | 0% | 0% | 0% | 0% | 0% | 0% | 0% | 0% | 0% | 0% | 0% | 0% | 0% | 0% | 0% | 0% | 0
SF | 3 | Cooling | Electric | Program | Zonal | 0% | 0% | 0% | 0% | 0% | 0% | 0% | 0% | 0% | 0% | 0% | 0% | 0% | 0% | 0% | 0% | 0% | 0% | 0% | 0% | 0
SF | 3 | Cooling | Electric | Program | Evaporative Cooler | 1.844e-05% | 1.844e-05% | 1.844e-05% | 1.844e-05% | 1.844e-05% | 1.844e-05% | 1.844e-05% | 1.844e-05% | 1.844e-05% | 1.844e-05% | 1.844e-05% | 1.844e-05% | 1.844e-05% | 1.844e-05% | 1.844e-05% | 1.844e-05% | 1.844e-05% | 1.844e-05% | 1.844e-05% | 1.844e-05% | 1
SF | 3 | Cooling | Electric | Program | PTHP | 0.01147% | 0.01147% | 0.01147% | 0.01147% | 0.01147% | 0.01147% | 0.01147% | 0.01147% | 0.01147% | 0.01147% | 0.01147% | 0.01147% | 0.01147% | 0.01147% | 0.01147% | 0.01147% | 0.01147% | 0.01147% | 0.01147% | 0.01147% | 1
SF | 3 | Cooling | Gas/Other | Baseline | RAC | Null | Null | Null | Null | Null | Null | Null | Null | Null | Null | Null | Null | Null | Null | Null | Null | Null | Null | Null | Null | 0
SF | 3 | Cooling | Gas/Other | Baseline | No Cooling | Null | Null | Null | Null | Null | Null | Null | Null | Null | Null | Null | Null | Null | Null | Null | Null | Null | Null | Null | Null | 0
SF | 3 | Cooling | Gas/Other | Baseline | CAC | Null | Null | Null | Null | Null | Null | Null | Null | Null | Null | Null | Null | Null | Null | Null | Null | Null | Null | Null | Null | 0
SF | 3 | Cooling | Gas/Other | Baseline | DHP | Null | Null | Null | Null | Null | Null | Null | Null | Null | Null | Null | Null | Null | Null | Null | Null | Null | Null | Null | Null | 0
SF | 3 | Cooling | Gas/Other | Baseline | GSHP | Null | Null | Null | Null | Null | Null | Null | Null | Null | Null | Null | Null | Null | Null | Null | Null | Null | Null | Null | Null | 0
SF | 3 | Cooling | Gas/Other | Baseline | PTAC | Null | Null | Null | Null | Null | Null | Null | Null | Null | Null | Null | Null | Null | Null | Null | Null | Null | Null | Null | Null | 0
SF | 3 | Cooling | Gas/Other | Baseline | ASHP | Null | Null | Null | Null | Null | Null | Null | Null | Null | Null | Null | Null | Null | Null | Null | Null | Null | Null | Null | Null | 0
SF | 3 | Cooling | Gas/Other | Baseline | FAF Electric | Null | Null | Null | Null | Null | Null | Null | Null | Null | Null | Null | Null | Null | Null | Null | Null | Null | Null | Null | Null | 0
SF | 3 | Cooling | Gas/Other | Baseline | FAF Gas/Other | Null | Null | Null | Null | Null | Null | Null | Null | Null | Null | Null | Null | Null | Null | Null | Null | Null | Null | Null | Null | 0
SF | 3 | Cooling | Gas/Other | Baseline | Zonal | Null | Null | Null | Null | Null | Null | Null | Null | Null | Null | Null | Null | Null | Null | Null | Null | Null | Null | Null | Null | 0
SF | 3 | Cooling | Gas/Other | Baseline | Evaporative Cooler | Null | Null | Null | Null | Null | Null | Null | Null | Null | Null | Null | Null | Null | Null | Null | Null | Null | Null | Null | Null | 0
SF | 3 | Cooling | Gas/Other | Baseline | PTHP | Null | Null | Null | Null | Null | Null | Null | Null | Null | Null | Null | Null | Null | Null | Null | Null | Null | Null | Null | Null | 0
SF | 3 | Cooling | Gas/Other | Market | RAC | 0% | 0% | 0% | 0% | 0% | 0% | 0% | 0% | 0% | 0% | 0% | 0% | 0% | 0% | 0% | 0% | 0% | 0% | 0% | 0% | 0
SF | 3 | Cooling | Gas/Other | Market | No Cooling | 0% | 0% | 0% | 0% | 0% | 0% | 0% | 0% | 0% | 0% | 0% | 0% | 0% | 0% | 0% | 0% | 0% | 0% | 0% | 0% | 0
SF | 3 | Cooling | Gas/Other | Market | CAC | 0% | 0% | 0% | 0% | 0% | 0% | 0% | 0% | 0% | 0% | 0% | 0% | 0% | 0% | 0% | 0% | 0% | 0% | 0% | 0% | 0
SF | 3 | Cooling | Gas/Other | Market | DHP | 0% | 0% | 0% | 0% | 0% | 0% | 0% | 0% | 0% | 0% | 0% | 0% | 0% | 0% | 0% | 0% | 0% | 0% | 0% | 0% | 0
SF | 3 | Cooling | Gas/Other | Market | GSHP | 0% | 0% | 0% | 0% | 0% | 0% | 0% | 0% | 0% | 0% | 0% | 0% | 0% | 0% | 0% | 0% | 0% | 0% | 0% | 0% | 0
SF | 3 | Cooling | Gas/Other | Market | PTAC | 0% | 0% | 0% | 0% | 0% | 0% | 0% | 0% | 0% | 0% | 0% | 0% | 0% | 0% | 0% | 0% | 0% | 0% | 0% | 0% | 0
SF | 3 | Cooling | Gas/Other | Market | ASHP | 0% | 0% | 0% | 0% | 0% | 0% | 0% | 0% | 0% | 0% | 0% | 0% | 0% | 0% | 0% | 0% | 0% | 0% | 0% | 0% | 0
SF | 3 | Cooling | Gas/Other | Market | FAF Electric | 0% | 0% | 0% | 0% | 0% | 0% | 0% | 0% | 0% | 0% | 0% | 0% | 0% | 0% | 0% | 0% | 0% | 0% | 0% | 0% | 0
SF | 3 | Cooling | Gas/Other | Market | FAF Gas/Other | 0% | 0% | 0% | 0% | 0% | 0% | 0% | 0% | 0% | 0% | 0% | 0% | 0% | 0% | 0% | 0% | 0% | 0% | 0% | 0% | 0
SF | 3 | Cooling | Gas/Other | Market | Zonal | 0% | 0% | 0% | 0% | 0% | 0% | 0% | 0% | 0% | 0% | 0% | 0% | 0% | 0% | 0% | 0% | 0% | 0% | 0% | 0% | 0
SF | 3 | Cooling | Gas/Other | Market | Evaporative Cooler | 0% | 0% | 0% | 0% | 0% | 0% | 0% | 0% | 0% | 0% | 0% | 0% | 0% | 0% | 0% | 0% | 0% | 0% | 0% | 0% | 0
SF | 3 | Cooling | Gas/Other | Market | PTHP | 0% | 0% | 0% | 0% | 0% | 0% | 0% | 0% | 0% | 0% | 0% | 0% | 0% | 0% | 0% | 0% | 0% | 0% | 0% | 0% | 0
SF | 3 | Cooling | Gas/Other | Program | RAC | Null | Null | Null | Null | Null | Null | Null | Null | Null | Null | Null | Null | Null | Null | Null | Null | Null | Null | Null | Null | 0
SF | 3 | Cooling | Gas/Other | Program | No Cooling | Null | Null | Null | Null | Null | Null | Null | Null | Null | Null | Null | Null | Null | Null | Null | Null | Null | Null | Null | Null | 0
SF | 3 | Cooling | Gas/Other | Program | CAC | Null | Null | Null | Null | Null | Null | Null | Null | Null | Null | Null | Null | Null | Null | Null | Null | Null | Null | Null | Null | 0
SF | 3 | Cooling | Gas/Other | Program | DHP | Null | Null | Null | Null | Null | Null | Null | Null | Null | Null | Null | Null | Null | Null | Null | Null | Null | Null | Null | Null | 0
SF | 3 | Cooling | Gas/Other | Program | GSHP | Null | Null | Null | Null | Null | Null | Null | Null | Null | Null | Null | Null | Null | Null | Null | Null | Null | Null | Null | Null | 0
SF | 3 | Cooling | Gas/Other | Program | PTAC | Null | Null | Null | Null | Null | Null | Null | Null | Null | Null | Null | Null | Null | Null | Null | Null | Null | Null | Null | Null | 0
SF | 3 | Cooling | Gas/Other | Program | ASHP | Null | Null | Null | Null | Null | Null | Null | Null | Null | Null | Null | Null | Null | Null | Null | Null | Null | Null | Null | Null | 0
SF | 3 | Cooling | Gas/Other | Program | FAF Electric | Null | Null | Null | Null | Null | Null | Null | Null | Null | Null | Null | Null | Null | Null | Null | Null | Null | Null | Null | Null | 0
SF | 3 | Cooling | Gas/Other | Program | FAF Gas/Other | Null | Null | Null | Null | Null | Null | Null | Null | Null | Null | Null | Null | Null | Null | Null | Null | Null | Null | Null | Null | 0
SF | 3 | Cooling | Gas/Other | Program | Zonal | Null | Null | Null | Null | Null | Null | Null | Null | Null | Null | Null | Null | Null | Null | Null | Null | Null | Null | Null | Null | 0
SF | 3 | Cooling | Gas/Other | Program | Evaporative Cooler | Null | Null | Null | Null | Null | Null | Null | Null | Null | Null | Null | Null | Null | Null | Null | Null | Null | Null | Null | Null | 0
SF | 3 | Cooling | Gas/Other | Program | PTHP | Null | Null | Null | Null | Null | Null | Null | Null | Null | Null | Null | Null | Null | Null | Null | Null | Null | Null | Null | Null | 0
SF | 3 | Heating | Electric | Baseline | RAC | 0% | 0% | 0% | 0% | 0% | 0% | 0% | 0% | 0% | 0% | 0% | 0% | 0% | 0% | 0% | 0% | 0% | 0% | 0% | 0% | 0
SF | 3 | Heating | Electric | Baseline | No Cooling | 0% | 0% | 0% | 0% | 0% | 0% | 0% | 0% | 0% | 0% | 0% | 0% | 0% | 0% | 0% | 0% | 0% | 0% | 0% | 0% | 0
SF | 3 | Heating | Electric | Baseline | CAC | 0% | 0% | 0% | 0% | 0% | 0% | 0% | 0% | 0% | 0% | 0% | 0% | 0% | 0% | 0% | 0% | 0% | 0% | 0% | 0% | 0
SF | 3 | Heating | Electric | Baseline | DHP | 18.66% | 18.66% | 18.66% | 18.66% | 18.66% | 5.212% | 5.212% | 5.212% | 5.212% | 5.212% | 5.212% | 5.212% | 5.212% | 5.212% | 5.212% | 5.212% | 5.212% | 5.212% | 5.212% | 5.212% | 1
SF | 3 | Heating | Electric | Baseline | GSHP | 0.05912% | 0.05912% | 0.05912% | 0.05912% | 0.05912% | 0.05912% | 0.05912% | 0.05912% | 0.05912% | 0.05912% | 0.05912% | 0.05912% | 0.05912% | 0.05912% | 0.05912% | 0.05912% | 0.05912% | 0.05912% | 0.05912% | 0.05912% | 1
SF | 3 | Heating | Electric | Baseline | PTAC | 0% | 0% | 0% | 0% | 0% | 0% | 0% | 0% | 0% | 0% | 0% | 0% | 0% | 0% | 0% | 0% | 0% | 0% | 0% | 0% | 0
SF | 3 | Heating | Electric | Baseline | ASHP | 24.89% | 24.89% | 24.89% | 24.89% | 24.89% | 18.68% | 18.68% | 18.68% | 18.68% | 18.68% | 18.68% | 18.68% | 18.68% | 18.68% | 18.68% | 18.68% | 18.68% | 18.68% | 18.68% | 18.68% | 1
SF | 3 | Heating | Electric | Baseline | FAF Electric | 0.0085% | 0.0085% | 0.0085% | 0.0085% | 0.0085% | 7.71% | 7.71% | 7.71% | 7.71% | 7.71% | 7.71% | 7.71% | 7.71% | 7.71% | 7.71% | 7.71% | 7.71% | 7.71% | 7.71% | 7.71% | 1
SF | 3 | Heating | Electric | Baseline | FAF Gas/Other | 0% | 0% | 0% | 0% | 0% | 0% | 0% | 0% | 0% | 0% | 0% | 0% | 0% | 0% | 0% | 0% | 0% | 0% | 0% | 0% | 0
SF | 3 | Heating | Electric | Baseline | Zonal | 3.123% | 3.123% | 3.123% | 3.123% | 3.123% | 15.08% | 15.08% | 15.08% | 15.08% | 15.08% | 15.08% | 15.08% | 15.08% | 15.08% | 15.08% | 15.08% | 15.08% | 15.08% | 15.08% | 15.08% | 1
SF | 3 | Heating | Electric | Baseline | Evaporative Cooler | bar: 2011 to Filter1
SF | 3 | Heating | Electric | Baseline | PTHP | 0.01097% | 0.01097% | 0.01097% | 0.01097% | 0.01097% | 0.01097% | 0.01097% | 0.01097% | 0.01097% | 0.01097% | 0.01097% | 0.01097% | 0.01097% | 0.01097% | 0.01097% | 0.01097% | 0.01097% | 0.01097% | 0.01097% | 0.01097% | 1
SF | 3 | Heating | Electric | Market | RAC | 0% | 0% | 0% | 0% | 0% | 0% | 0% | 0% | 0% | 0% | 0% | 0% | 0% | 0% | 0% | 0% | 0% | 0% | 0% | 0% | 0
SF | 3 | Heating | Electric | Market | No Cooling | 0% | 0% | 0% | 0% | 0% | 0% | 0% | 0% | 0% | 0% | 0% | 0% | 0% | 0% | 0% | 0% | 0% | 0% | 0% | 0% | 0
SF | 3 | Heating | Electric | Market | CAC | 0% | 0% | 0% | 0% | 0% | 0% | 0% | 0% | 0% | 0% | 0% | 0% | 0% | 0% | 0% | 0% | 0% | 0% | 0% | 0% | 0
SF | 3 | Heating | Electric | Market | DHP | 18.66% | 18.66% | 18.66% | 18.66% | 18.66% | 18.66% | 18.66% | 18.66% | 18.66% | 18.66% | 18.66% | 18.66% | 18.66% | 18.66% | 18.66% | 18.66% | 18.66% | 18.66% | 18.66% | 18.66% | 1
SF | 3 | Heating | Electric | Market | GSHP | 0.05912% | 0.05912% | 0.05912% | 0.05912% | 0.05912% | 0.2591% | 0.05912% | 0.05912% | 0.05912% | 0.05912% | 0.05912% | 0.05912% | 0.05912% | 0.05912% | 0.05912% | 0.05912% | 0.05912% | 0.05912% | 0.05912% | 0.05912% | 1
SF | 3 | Heating | Electric | Market | PTAC | 0% | 0% | 0% | 0% | 0% | 0% | 0% | 0% | 0% | 0% | 0% | 0% | 0% | 0% | 0% | 0% | 0% | 0% | 0% | 0% | 0
SF | 3 | Heating | Electric | Market | ASHP | 24.89% | 24.89% | 24.89% | 24.89% | 24.89% | 24.89% | 24.89% | 24.89% | 24.89% | 24.89% | 24.89% | 24.89% | 24.89% | 24.89% | 24.89% | 24.89% | 24.89% | 24.89% | 24.89% | 24.89% | 1
SF | 3 | Heating | Electric | Market | FAF Electric | 0.0085% | 0.0085% | 0.0085% | 0.0085% | 0.0085% | 0.0085% | 0.0085% | 0.0085% | 0.0085% | 0.0085% | 0.0085% | 0.0085% | 0.0085% | 0.0085% | 0.0085% | 0.0085% | 0.0085% | 0.0085% | 0.0085% | 0.0085% | 1
SF | 3 | Heating | Electric | Market | FAF Gas/Other | 0% | 0% | 0% | 0% | 0% | 0% | 0% | 0% | 0% | 0% | 0% | 0% | 0% | 0% | 0% | 0% | 0% | 0% | 0% | 0% | 0
SF | 3 | Heating | Electric | Market | Zonal | 3.123% | 3.123% | 3.123% | 3.123% | 3.123% | 3.123% | 3.123% | 3.123% | 3.123% | 3.123% | 3.123% | 3.123% | 3.123% | 3.123% | 3.123% | 3.123% | 3.123% | 3.123% | 3.123% | 3.123% | 1
SF | 3 | Heating | Electric | Market | Evaporative Cooler | bar: 2011 to Filter1
SF | 3 | Heating | Electric | Market | PTHP | 0.01097% | 0.01097% | 0.01097% | 0.01097% | 0.01097% | 0.01097% | 0.01097% | 0.01097% | 0.01097% | 0.01097% | 0.01097% | 0.01097% | 0.01097% | 0.01097% | 0.01097% | 0.01097% | 0.01097% | 0.01097% | 0.01097% | 0.01097% | 1
SF | 3 | Heating | Electric | Program | RAC | 0% | 0% | 0% | 0% | 0% | 0% | 0% | 0% | 0% | 0% | 0% | 0% | 0% | 0% | 0% | 0% | 0% | 0% | 0% | 0% | 0
SF | 3 | Heating | Electric | Program | No Cooling | 0% | 0% | 0% | 0% | 0% | 0% | 0% | 0% | 0% | 0% | 0% | 0% | 0% | 0% | 0% | 0% | 0% | 0% | 0% | 0% | 0
SF | 3 | Heating | Electric | Program | CAC | 0% | 0% | 0% | 0% | 0% | 0% | 0% | 0% | 0% | 0% | 0% | 0% | 0% | 0% | 0% | 0% | 0% | 0% | 0% | 0% | 0
SF | 3 | Heating | Electric | Program | DHP | 18.66% | 18.66% | 18.66% | 18.66% | 18.66% | 5.211% | 5.211% | 5.211% | 5.211% | 5.211% | 5.211% | 5.211% | 5.211% | 5.211% | 5.211% | 5.211% | 5.211% | 5.211% | 5.211% | 5.211% | 1
SF | 3 | Heating | Electric | Program | GSHP | 0.05912% | 0.05912% | 0.05912% | 0.05912% | 0.05912% | 0.05912% | 0.05912% | 0.05912% | 0.05912% | 0.05912% | 0.05912% | 0.05912% | 0.05912% | 0.05912% | 0.05912% | 0.05912% | 0.05912% | 0.05912% | 0.05912% | 0.05912% | 1
SF | 3 | Heating | Electric | Program | PTAC | 0% | 0% | 0% | 0% | 0% | 0% | 0% | 0% | 0% | 0% | 0% | 0% | 0% | 0% | 0% | 0% | 0% | 0% | 0% | 0% | 0
SF | 3 | Heating | Electric | Program | ASHP | 24.89% | 24.89% | 24.89% | 24.89% | 24.89% | 18.69% | 18.69% | 18.69% | 18.69% | 18.69% | 18.69% | 18.69% | 18.69% | 18.69% | 18.69% | 18.69% | 18.69% | 18.69% | 18.69% | 18.69% | 1
SF | 3 | Heating | Electric | Program | FAF Electric | 0.0085% | 0.0085% | 0.0085% | 0.0085% | 0.0085% | 7.708% | 7.708% | 7.708% | 7.708% | 7.708% | 7.708% | 7.708% | 7.708% | 7.708% | 7.708% | 7.708% | 7.708% | 7.708% | 7.708% | 7.708% | 1
SF | 3 | Heating | Electric | Program | FAF Gas/Other | 0% | 0% | 0% | 0% | 0% | 0% | 0% | 0% | 0% | 0% | 0% | 0% | 0% | 0% | 0% | 0% | 0% | 0% | 0% | 0% | 0
SF | 3 | Heating | Electric | Program | Zonal | 3.123% | 3.123% | 3.123% | 3.123% | 3.123% | 15.08% | 15.08% | 15.08% | 15.08% | 15.08% | 15.08% | 15.08% | 15.08% | 15.08% | 15.08% | 15.08% | 15.08% | 15.08% | 15.08% | 15.08% | 1
SF | 3 | Heating | Electric | Program | Evaporative Cooler | bar: 2011 to Filter1
SF | 3 | Heating | Electric | Program | PTHP | 0.01097% | 0.01097% | 0.01097% | 0.01097% | 0.01097% | 0.01097% | 0.01097% | 0.01097% | 0.01097% | 0.01097% | 0.01097% | 0.01097% | 0.01097% | 0.01097% | 0.01097% | 0.01097% | 0.01097% | 0.01097% | 0.01097% | 0.01097% | 1
SF | 3 | Heating | Gas/Other | Baseline | RAC | 0% | 0% | 0% | 0% | 0% | 0% | 0% | 0% | 0% | 0% | 0% | 0% | 0% | 0% | 0% | 0% | 0% | 0% | 0% | 0% | 0
SF | 3 | Heating | Gas/Other | Baseline | No Cooling | 0% | 0% | 0% | 0% | 0% | 0% | 0% | 0% | 0% | 0% | 0% | 0% | 0% | 0% | 0% | 0% | 0% | 0% | 0% | 0% | 0
SF | 3 | Heating | Gas/Other | Baseline | CAC | Null | Null | Null | Null | Null | Null | Null | Null | Null | Null | Null | Null | Null | Null | Null | Null | Null | Null | Null | Null | 0
SF | 3 | Heating | Gas/Other | Baseline | DHP | Null | Null | Null | Null | Null | Null | Null | Null | Null | Null | Null | Null | Null | Null | Null | Null | Null | Null | Null | Null | 0
SF | 3 | Heating | Gas/Other | Baseline | GSHP | Null | Null | Null | Null | Null | Null | Null | Null | Null | Null | Null | Null | Null | Null | Null | Null | Null | Null | Null | Null | 0
SF | 3 | Heating | Gas/Other | Baseline | PTAC | 0% | 0% | 0% | 0% | 0% | 0% | 0% | 0% | 0% | 0% | 0% | 0% | 0% | 0% | 0% | 0% | 0% | 0% | 0% | 0% | 0
SF | 3 | Heating | Gas/Other | Baseline | ASHP | Null | Null | Null | Null | Null | Null | Null | Null | Null | Null | Null | Null | Null | Null | Null | Null | Null | Null | Null | Null | 0
SF | 3 | Heating | Gas/Other | Baseline | FAF Electric | Null | Null | Null | Null | Null | Null | Null | Null | Null | Null | Null | Null | Null | Null | Null | Null | Null | Null | Null | Null | 0
SF | 3 | Heating | Gas/Other | Baseline | FAF Gas/Other | 53.23% | 53.23% | 53.23% | 53.23% | 53.23% | 53.23% | 53.23% | 53.23% | 53.23% | 53.23% | 53.23% | 53.23% | 53.23% | 53.23% | 53.23% | 53.23% | 53.23% | 53.23% | 53.23% | 53.23% | 1
SF | 3 | Heating | Gas/Other | Baseline | Zonal | 0.01192% | 0.01192% | 0.01192% | 0.01192% | 0.01192% | 0.01192% | 0.01192% | 0.01192% | 0.01192% | 0.01192% | 0.01192% | 0.01192% | 0.01192% | 0.01192% | 0.01192% | 0.01192% | 0.01192% | 0.01192% | 0.01192% | 0.01192% | 1
SF | 3 | Heating | Gas/Other | Baseline | Evaporative Cooler | Null | Null | Null | Null | Null | Null | Null | Null | Null | Null | Null | Null | Null | Null | Null | Null | Null | Null | Null | Null | 0
SF | 3 | Heating | Gas/Other | Baseline | PTHP | Null | Null | Null | Null | Null | Null | Null | Null | Null | Null | Null | Null | Null | Null | Null | Null | Null | Null | Null | Null | 0
SF | 3 | Heating | Gas/Other | Market | RAC | 0% | 0% | 0% | 0% | 0% | 0% | 0% | 0% | 0% | 0% | 0% | 0% | 0% | 0% | 0% | 0% | 0% | 0% | 0% | 0% | 0
SF | 3 | Heating | Gas/Other | Market | No Cooling | 0% | 0% | 0% | 0% | 0% | 0% | 0% | 0% | 0% | 0% | 0% | 0% | 0% | 0% | 0% | 0% | 0% | 0% | 0% | 0% | 0
SF | 3 | Heating | Gas/Other | Market | CAC | Null | Null | Null | Null | Null | Null | Null | Null | Null | Null | Null | Null | Null | Null | Null | Null | Null | Null | Null | Null | 0
SF | 3 | Heating | Gas/Other | Market | DHP | Null | Null | Null | Null | Null | Null | Null | Null | Null | Null | Null | Null | Null | Null | Null | Null | Null | Null | Null | Null | 0
SF | 3 | Heating | Gas/Other | Market | GSHP | Null | Null | Null | Null | Null | Null | Null | Null | Null | Null | Null | Null | Null | Null | Null | Null | Null | Null | Null | Null | 0
SF | 3 | Heating | Gas/Other | Market | PTAC | 0% | 0% | 0% | 0% | 0% | 0% | 0% | 0% | 0% | 0% | 0% | 0% | 0% | 0% | 0% | 0% | 0% | 0% | 0% | 0% | 0
SF | 3 | Heating | Gas/Other | Market | ASHP | Null | Null | Null | Null | Null | Null | Null | Null | Null | Null | Null | Null | Null | Null | Null | Null | Null | Null | Null | Null | 0
SF | 3 | Heating | Gas/Other | Market | FAF Electric | Null | Null | Null | Null | Null | Null | Null | Null | Null | Null | Null | Null | Null | Null | Null | Null | Null | Null | Null | Null | 0
SF | 3 | Heating | Gas/Other | Market | FAF Gas/Other | 53.23% | 53.23% | 53.23% | 53.23% | 53.23% | 53.03% | 53.23% | 53.23% | 53.23% | 53.23% | 53.23% | 53.23% | 53.23% | 53.23% | 53.23% | 53.23% | 53.23% | 53.23% | 53.23% | 53.23% | 1
SF | 3 | Heating | Gas/Other | Market | Zonal | 0.01192% | 0.01192% | 0.01192% | 0.01192% | 0.01192% | 0.01192% | 0.01192% | 0.01192% | 0.01192% | 0.01192% | 0.01192% | 0.01192% | 0.01192% | 0.01192% | 0.01192% | 0.01192% | 0.01192% | 0.01192% | 0.01192% | 0.01192% | 1
SF | 3 | Heating | Gas/Other | Market | Evaporative Cooler | Null | Null | Null | Null | Null | Null | Null | Null | Null | Null | Null | Null | Null | Null | Null | Null | Null | Null | Null | Null | 0
SF | 3 | Heating | Gas/Other | Market | PTHP | Null | Null | Null | Null | Null | Null | Null | Null | Null | Null | Null | Null | Null | Null | Null | Null | Null | Null | Null | Null | 0
SF | 3 | Heating | Gas/Other | Program | RAC | 0% | 0% | 0% | 0% | 0% | 0% | 0% | 0% | 0% | 0% | 0% | 0% | 0% | 0% | 0% | 0% | 0% | 0% | 0% | 0% | 0
SF | 3 | Heating | Gas/Other | Program | No Cooling | 0% | 0% | 0% | 0% | 0% | 0% | 0% | 0% | 0% | 0% | 0% | 0% | 0% | 0% | 0% | 0% | 0% | 0% | 0% | 0% | 0
SF | 3 | Heating | Gas/Other | Program | CAC | Null | Null | Null | Null | Null | Null | Null | Null | Null | Null | Null | Null | Null | Null | Null | Null | Null | Null | Null | Null | 0
SF | 3 | Heating | Gas/Other | Program | DHP | Null | Null | Null | Null | Null | Null | Null | Null | Null | Null | Null | Null | Null | Null | Null | Null | Null | Null | Null | Null | 0
SF | 3 | Heating | Gas/Other | Program | GSHP | Null | Null | Null | Null | Null | Null | Null | Null | Null | Null | Null | Null | Null | Null | Null | Null | Null | Null | Null | Null | 0
SF | 3 | Heating | Gas/Other | Program | PTAC | 0% | 0% | 0% | 0% | 0% | 0% | 0% | 0% | 0% | 0% | 0% | 0% | 0% | 0% | 0% | 0% | 0% | 0% | 0% | 0% | 0
SF | 3 | Heating | Gas/Other | Program | ASHP | Null | Null | Null | Null | Null | Null | Null | Null | Null | Null | Null | Null | Null | Null | Null | Null | Null | Null | Null | Null | 0
SF | 3 | Heating | Gas/Other | Program | FAF Electric | Null | Null | Null | Null | Null | Null | Null | Null | Null | Null | Null | Null | Null | Null | Null | Null | Null | Null | Null | Null | 0
SF | 3 | Heating | Gas/Other | Program | FAF Gas/Other | 53.23% | 53.23% | 53.23% | 53.23% | 53.23% | 53.23% | 53.23% | 53.23% | 53.23% | 53.23% | 53.23% | 53.23% | 53.23% | 53.23% | 53.23% | 53.23% | 53.23% | 53.23% | 53.23% | 53.23% | 1
SF | 3 | Heating | Gas/Other | Program | Zonal | 0.01192% | 0.01192% | 0.01192% | 0.01192% | 0.01192% | 0.01192% | 0.01192% | 0.01192% | 0.01192% | 0.01192% | 0.01192% | 0.01192% | 0.01192% | 0.01192% | 0.01192% | 0.01192% | 0.01192% | 0.01192% | 0.01192% | 0.01192% | 1
SF | 3 | Heating | Gas/Other | Program | Evaporative Cooler | Null | Null | Null | Null | Null | Null | Null | Null | Null | Null | Null | Null | Null | Null | Null | Null | Null | Null | Null | Null | 0
SF | 3 | Heating | Gas/Other | Program | PTHP | Null | Null | Null | Null | Null | Null | Null | Null | Null | Null | Null | Null | Null | Null | Null | Null | Null | Null | Null | Null | 0
MF | 1 | Cooling | Electric | Baseline | RAC | 6.72% | 6.72% | 6.72% | 6.72% | 6.72% | 9.872% | 9.872% | 9.872% | 9.872% | 9.872% | 9.872% | 9.872% | 9.872% | 9.872% | 9.872% | 9.872% | 9.872% | 9.872% | 9.872% | 9.872% | 1
MF | 1 | Cooling | Electric | Baseline | No Cooling | 61.96% | 61.96% | 61.96% | 61.96% | 61.96% | 62.62% | 62.62% | 62.62% | 62.62% | 62.62% | 62.62% | 62.62% | 62.62% | 62.62% | 62.62% | 62.62% | 62.62% | 62.62% | 62.62% | 62.62% | 1
MF | 1 | Cooling | Electric | Baseline | CAC | 2.94% | 2.94% | 2.94% | 2.94% | 2.94% | 3.16% | 3.16% | 3.16% | 3.16% | 3.16% | 3.16% | 3.16% | 3.16% | 3.16% | 3.16% | 3.16% | 3.16% | 3.16% | 3.16% | 3.16% | 1
MF | 1 | Cooling | Electric | Baseline | DHP | 6.256% | 6.256% | 6.256% | 6.256% | 6.256% | 3.323% | 3.323% | 3.323% | 3.323% | 3.323% | 3.323% | 3.323% | 3.323% | 3.323% | 3.323% | 3.323% | 3.323% | 3.323% | 3.323% | 3.323% | 1
MF | 1 | Cooling | Electric | Baseline | GSHP | bar: 2011 to Filter1
MF | 1 | Cooling | Electric | Baseline | PTAC | 18.48% | 18.48% | 18.48% | 18.48% | 18.48% | 18.48% | 18.48% | 18.48% | 18.48% | 18.48% | 18.48% | 18.48% | 18.48% | 18.48% | 18.48% | 18.48% | 18.48% | 18.48% | 18.48% | 18.48% | 1
MF | 1 | Cooling | Electric | Baseline | ASHP | 3.637% | 3.637% | 3.637% | 3.637% | 3.637% | 2.537% | 2.537% | 2.537% | 2.537% | 2.537% | 2.537% | 2.537% | 2.537% | 2.537% | 2.537% | 2.537% | 2.537% | 2.537% | 2.537% | 2.537% | 1
MF | 1 | Cooling | Electric | Baseline | FAF Electric | 0% | 0% | 0% | 0% | 0% | 0% | 0% | 0% | 0% | 0% | 0% | 0% | 0% | 0% | 0% | 0% | 0% | 0% | 0% | 0% | 0
MF | 1 | Cooling | Electric | Baseline | FAF Gas/Other | 0% | 0% | 0% | 0% | 0% | 0% | 0% | 0% | 0% | 0% | 0% | 0% | 0% | 0% | 0% | 0% | 0% | 0% | 0% | 0% | 0
MF | 1 | Cooling | Electric | Baseline | Zonal | 0% | 0% | 0% | 0% | 0% | 0% | 0% | 0% | 0% | 0% | 0% | 0% | 0% | 0% | 0% | 0% | 0% | 0% | 0% | 0% | 0
MF | 1 | Cooling | Electric | Baseline | Evaporative Cooler | 0.003654% | 0.003654% | 0.003654% | 0.003654% | 0.003654% | 0.003654% | 0.003654% | 0.003654% | 0.003654% | 0.003654% | 0.003654% | 0.003654% | 0.003654% | 0.003654% | 0.003654% | 0.003654% | 0.003654% | 0.003654% | 0.003654% | 0.003654% | 1
MF | 1 | Cooling | Electric | Baseline | PTHP | 0.003654% | 0.003654% | 0.003654% | 0.003654% | 0.003654% | 0.003654% | 0.003654% | 0.003654% | 0.003654% | 0.003654% | 0.003654% | 0.003654% | 0.003654% | 0.003654% | 0.003654% | 0.003654% | 0.003654% | 0.003654% | 0.003654% | 0.003654% | 1
MF | 1 | Cooling | Electric | Market | RAC | 6.72% | 6.72% | 6.72% | 6.72% | 6.72% | 6.72% | 6.72% | 6.72% | 6.72% | 6.72% | 6.72% | 6.72% | 6.72% | 6.72% | 6.72% | 6.72% | 6.72% | 6.72% | 6.72% | 6.72% | 1
MF | 1 | Cooling | Electric | Market | No Cooling | 61.96% | 61.96% | 61.96% | 61.96% | 61.96% | 61.96% | 61.96% | 61.96% | 61.96% | 61.96% | 61.96% | 61.96% | 61.96% | 61.96% | 61.96% | 61.96% | 61.96% | 61.96% | 61.96% | 61.96% | 1
MF | 1 | Cooling | Electric | Market | CAC | 2.94% | 2.94% | 2.94% | 2.94% | 2.94% | 2.94% | 2.94% | 2.94% | 2.94% | 2.94% | 2.94% | 2.94% | 2.94% | 2.94% | 2.94% | 2.94% | 2.94% | 2.94% | 2.94% | 2.94% | 1
MF | 1 | Cooling | Electric | Market | DHP | 6.256% | 6.256% | 6.256% | 6.256% | 6.256% | 6.256% | 6.256% | 6.256% | 6.256% | 6.256% | 6.256% | 6.256% | 6.256% | 6.256% | 6.256% | 6.256% | 6.256% | 6.256% | 6.256% | 6.256% | 1
MF | 1 | Cooling | Electric | Market | GSHP | bar: 2011 to Filter1
MF | 1 | Cooling | Electric | Market | PTAC | 18.48% | 18.48% | 18.48% | 18.48% | 18.48% | 18.48% | 18.48% | 18.48% | 18.48% | 18.48% | 18.48% | 18.48% | 18.48% | 18.48% | 18.48% | 18.48% | 18.48% | 18.48% | 18.48% | 18.48% | 1
MF | 1 | Cooling | Electric | Market | ASHP | 3.637% | 3.637% | 3.637% | 3.637% | 3.637% | 3.637% | 3.637% | 3.637% | 3.637% | 3.637% | 3.637% | 3.637% | 3.637% | 3.637% | 3.637% | 3.637% | 3.637% | 3.637% | 3.637% | 3.637% | 1
MF | 1 | Cooling | Electric | Market | FAF Electric | 0% | 0% | 0% | 0% | 0% | 0% | 0% | 0% | 0% | 0% | 0% | 0% | 0% | 0% | 0% | 0% | 0% | 0% | 0% | 0% | 0
MF | 1 | Cooling | Electric | Market | FAF Gas/Other | 0% | 0% | 0% | 0% | 0% | 0% | 0% | 0% | 0% | 0% | 0% | 0% | 0% | 0% | 0% | 0% | 0% | 0% | 0% | 0% | 0
MF | 1 | Cooling | Electric | Market | Zonal | 0% | 0% | 0% | 0% | 0% | 0% | 0% | 0% | 0% | 0% | 0% | 0% | 0% | 0% | 0% | 0% | 0% | 0% | 0% | 0% | 0
MF | 1 | Cooling | Electric | Market | Evaporative Cooler | 0.003654% | 0.003654% | 0.003654% | 0.003654% | 0.003654% | 0.003654% | 0.003654% | 0.003654% | 0.003654% | 0.003654% | 0.003654% | 0.003654% | 0.003654% | 0.003654% | 0.003654% | 0.003654% | 0.003654% | 0.003654% | 0.003654% | 0.003654% | 1
MF | 1 | Cooling | Electric | Market | PTHP | 0.003654% | 0.003654% | 0.003654% | 0.003654% | 0.003654% | 0.003654% | 0.003654% | 0.003654% | 0.003654% | 0.003654% | 0.003654% | 0.003654% | 0.003654% | 0.003654% | 0.003654% | 0.003654% | 0.003654% | 0.003654% | 0.003654% | 0.003654% | 1
MF | 1 | Cooling | Electric | Program | RAC | 6.72% | 6.72% | 6.72% | 6.72% | 6.72% | 9.916% | 9.916% | 9.916% | 9.916% | 9.916% | 9.916% | 9.916% | 9.916% | 9.916% | 9.916% | 9.916% | 9.916% | 9.916% | 9.916% | 9.916% | 1
MF | 1 | Cooling | Electric | Program | No Cooling | 61.96% | 61.96% | 61.96% | 61.96% | 61.96% | 62.82% | 62.82% | 62.82% | 62.82% | 62.82% | 62.82% | 62.82% | 62.82% | 62.82% | 62.82% | 62.82% | 62.82% | 62.82% | 62.82% | 62.82% | 1
MF | 1 | Cooling | Electric | Program | CAC | 2.94% | 2.94% | 2.94% | 2.94% | 2.94% | 3.225% | 3.225% | 3.225% | 3.225% | 3.225% | 3.225% | 3.225% | 3.225% | 3.225% | 3.225% | 3.225% | 3.225% | 3.225% | 3.225% | 3.225% | 1
MF | 1 | Cooling | Electric | Program | DHP | 6.256% | 6.256% | 6.256% | 6.256% | 6.256% | 3.345% | 3.345% | 3.345% | 3.345% | 3.345% | 3.345% | 3.345% | 3.345% | 3.345% | 3.345% | 3.345% | 3.345% | 3.345% | 3.345% | 3.345% | 1
MF | 1 | Cooling | Electric | Program | GSHP | bar: 2011 to Filter1
MF | 1 | Cooling | Electric | Program | PTAC | 18.48% | 18.48% | 18.48% | 18.48% | 18.48% | 18.48% | 18.48% | 18.48% | 18.48% | 18.48% | 18.48% | 18.48% | 18.48% | 18.48% | 18.48% | 18.48% | 18.48% | 18.48% | 18.48% | 18.48% | 1
MF | 1 | Cooling | Electric | Program | ASHP | 3.637% | 3.637% | 3.637% | 3.637% | 3.637% | 2.21% | 2.21% | 2.21% | 2.21% | 2.21% | 2.21% | 2.21% | 2.21% | 2.21% | 2.21% | 2.21% | 2.21% | 2.21% | 2.21% | 2.21% | 1
MF | 1 | Cooling | Electric | Program | FAF Electric | 0% | 0% | 0% | 0% | 0% | 0% | 0% | 0% | 0% | 0% | 0% | 0% | 0% | 0% | 0% | 0% | 0% | 0% | 0% | 0% | 0
MF | 1 | Cooling | Electric | Program | FAF Gas/Other | 0% | 0% | 0% | 0% | 0% | 0% | 0% | 0% | 0% | 0% | 0% | 0% | 0% | 0% | 0% | 0% | 0% | 0% | 0% | 0% | 0
MF | 1 | Cooling | Electric | Program | Zonal | 0% | 0% | 0% | 0% | 0% | 0% | 0% | 0% | 0% | 0% | 0% | 0% | 0% | 0% | 0% | 0% | 0% | 0% | 0% | 0% | 0
MF | 1 | Cooling | Electric | Program | Evaporative Cooler | 0.003654% | 0.003654% | 0.003654% | 0.003654% | 0.003654% | 0.003654% | 0.003654% | 0.003654% | 0.003654% | 0.003654% | 0.003654% | 0.003654% | 0.003654% | 0.003654% | 0.003654% | 0.003654% | 0.003654% | 0.003654% | 0.003654% | 0.003654% | 1
MF | 1 | Cooling | Electric | Program | PTHP | 0.003654% | 0.003654% | 0.003654% | 0.003654% | 0.003654% | 0.003654% | 0.003654% | 0.003654% | 0.003654% | 0.003654% | 0.003654% | 0.003654% | 0.003654% | 0.003654% | 0.003654% | 0.003654% | 0.003654% | 0.003654% | 0.003654% | 0.003654% | 1
MF | 1 | Cooling | Gas/Other | Baseline | RAC | Null | Null | Null | Null | Null | Null | Null | Null | Null | Null | Null | Null | Null | Null | Null | Null | Null | Null | Null | Null | 0
MF | 1 | Cooling | Gas/Other | Baseline | No Cooling | Null | Null | Null | Null | Null | Null | Null | Null | Null | Null | Null | Null | Null | Null | Null | Null | Null | Null | Null | Null | 0
MF | 1 | Cooling | Gas/Other | Baseline | CAC | Null | Null | Null | Null | Null | Null | Null | Null | Null | Null | Null | Null | Null | Null | Null | Null | Null | Null | Null | Null | 0
MF | 1 | Cooling | Gas/Other | Baseline | DHP | Null | Null | Null | Null | Null | Null | Null | Null | Null | Null | Null | Null | Null | Null | Null | Null | Null | Null | Null | Null | 0
MF | 1 | Cooling | Gas/Other | Baseline | GSHP | Null | Null | Null | Null | Null | Null | Null | Null | Null | Null | Null | Null | Null | Null | Null | Null | Null | Null | Null | Null | 0
MF | 1 | Cooling | Gas/Other | Baseline | PTAC | Null | Null | Null | Null | Null | Null | Null | Null | Null | Null | Null | Null | Null | Null | Null | Null | Null | Null | Null | Null | 0
MF | 1 | Cooling | Gas/Other | Baseline | ASHP | Null | Null | Null | Null | Null | Null | Null | Null | Null | Null | Null | Null | Null | Null | Null | Null | Null | Null | Null | Null | 0
MF | 1 | Cooling | Gas/Other | Baseline | FAF Electric | Null | Null | Null | Null | Null | Null | Null | Null | Null | Null | Null | Null | Null | Null | Null | Null | Null | Null | Null | Null | 0
MF | 1 | Cooling | Gas/Other | Baseline | FAF Gas/Other | Null | Null | Null | Null | Null | Null | Null | Null | Null | Null | Null | Null | Null | Null | Null | Null | Null | Null | Null | Null | 0
MF | 1 | Cooling | Gas/Other | Baseline | Zonal | Null | Null | Null | Null | Null | Null | Null | Null | Null | Null | Null | Null | Null | Null | Null | Null | Null | Null | Null | Null | 0
MF | 1 | Cooling | Gas/Other | Baseline | Evaporative Cooler | Null | Null | Null | Null | Null | Null | Null | Null | Null | Null | Null | Null | Null | Null | Null | Null | Null | Null | Null | Null | 0
MF | 1 | Cooling | Gas/Other | Baseline | PTHP | Null | Null | Null | Null | Null | Null | Null | Null | Null | Null | Null | Null | Null | Null | Null | Null | Null | Null | Null | Null | 0
MF | 1 | Cooling | Gas/Other | Market | RAC | 0% | 0% | 0% | 0% | 0% | 0% | 0% | 0% | 0% | 0% | 0% | 0% | 0% | 0% | 0% | 0% | 0% | 0% | 0% | 0% | 0
MF | 1 | Cooling | Gas/Other | Market | No Cooling | 0% | 0% | 0% | 0% | 0% | 0% | 0% | 0% | 0% | 0% | 0% | 0% | 0% | 0% | 0% | 0% | 0% | 0% | 0% | 0% | 0
MF | 1 | Cooling | Gas/Other | Market | CAC | 0% | 0% | 0% | 0% | 0% | 0% | 0% | 0% | 0% | 0% | 0% | 0% | 0% | 0% | 0% | 0% | 0% | 0% | 0% | 0% | 0
MF | 1 | Cooling | Gas/Other | Market | DHP | 0% | 0% | 0% | 0% | 0% | 0% | 0% | 0% | 0% | 0% | 0% | 0% | 0% | 0% | 0% | 0% | 0% | 0% | 0% | 0% | 0
MF | 1 | Cooling | Gas/Other | Market | GSHP | 0% | 0% | 0% | 0% | 0% | 0% | 0% | 0% | 0% | 0% | 0% | 0% | 0% | 0% | 0% | 0% | 0% | 0% | 0% | 0% | 0
MF | 1 | Cooling | Gas/Other | Market | PTAC | 0% | 0% | 0% | 0% | 0% | 0% | 0% | 0% | 0% | 0% | 0% | 0% | 0% | 0% | 0% | 0% | 0% | 0% | 0% | 0% | 0
MF | 1 | Cooling | Gas/Other | Market | ASHP | 0% | 0% | 0% | 0% | 0% | 0% | 0% | 0% | 0% | 0% | 0% | 0% | 0% | 0% | 0% | 0% | 0% | 0% | 0% | 0% | 0
MF | 1 | Cooling | Gas/Other | Market | FAF Electric | 0% | 0% | 0% | 0% | 0% | 0% | 0% | 0% | 0% | 0% | 0% | 0% | 0% | 0% | 0% | 0% | 0% | 0% | 0% | 0% | 0
MF | 1 | Cooling | Gas/Other | Market | FAF Gas/Other | 0% | 0% | 0% | 0% | 0% | 0% | 0% | 0% | 0% | 0% | 0% | 0% | 0% | 0% | 0% | 0% | 0% | 0% | 0% | 0% | 0
MF | 1 | Cooling | Gas/Other | Market | Zonal | 0% | 0% | 0% | 0% | 0% | 0% | 0% | 0% | 0% | 0% | 0% | 0% | 0% | 0% | 0% | 0% | 0% | 0% | 0% | 0% | 0
MF | 1 | Cooling | Gas/Other | Market | Evaporative Cooler | 0% | 0% | 0% | 0% | 0% | 0% | 0% | 0% | 0% | 0% | 0% | 0% | 0% | 0% | 0% | 0% | 0% | 0% | 0% | 0% | 0
MF | 1 | Cooling | Gas/Other | Market | PTHP | 0% | 0% | 0% | 0% | 0% | 0% | 0% | 0% | 0% | 0% | 0% | 0% | 0% | 0% | 0% | 0% | 0% | 0% | 0% | 0% | 0
MF | 1 | Cooling | Gas/Other | Program | RAC | Null | Null | Null | Null | Null | Null | Null | Null | Null | Null | Null | Null | Null | Null | Null | Null | Null | Null | Null | Null | 0
MF | 1 | Cooling | Gas/Other | Program | No Cooling | Null | Null | Null | Null | Null | Null | Null | Null | Null | Null | Null | Null | Null | Null | Null | Null | Null | Null | Null | Null | 0
MF | 1 | Cooling | Gas/Other | Program | CAC | Null | Null | Null | Null | Null | Null | Null | Null | Null | Null | Null | Null | Null | Null | Null | Null | Null | Null | Null | Null | 0
MF | 1 | Cooling | Gas/Other | Program | DHP | Null | Null | Null | Null | Null | Null | Null | Null | Null | Null | Null | Null | Null | Null | Null | Null | Null | Null | Null | Null | 0
MF | 1 | Cooling | Gas/Other | Program | GSHP | Null | Null | Null | Null | Null | Null | Null | Null | Null | Null | Null | Null | Null | Null | Null | Null | Null | Null | Null | Null | 0
MF | 1 | Cooling | Gas/Other | Program | PTAC | Null | Null | Null | Null | Null | Null | Null | Null | Null | Null | Null | Null | Null | Null | Null | Null | Null | Null | Null | Null | 0
MF | 1 | Cooling | Gas/Other | Program | ASHP | Null | Null | Null | Null | Null | Null | Null | Null | Null | Null | Null | Null | Null | Null | Null | Null | Null | Null | Null | Null | 0
MF | 1 | Cooling | Gas/Other | Program | FAF Electric | Null | Null | Null | Null | Null | Null | Null | Null | Null | Null | Null | Null | Null | Null | Null | Null | Null | Null | Null | Null | 0
MF | 1 | Cooling | Gas/Other | Program | FAF Gas/Other | Null | Null | Null | Null | Null | Null | Null | Null | Null | Null | Null | Null | Null | Null | Null | Null | Null | Null | Null | Null | 0
MF | 1 | Cooling | Gas/Other | Program | Zonal | Null | Null | Null | Null | Null | Null | Null | Null | Null | Null | Null | Null | Null | Null | Null | Null | Null | Null | Null | Null | 0
MF | 1 | Cooling | Gas/Other | Program | Evaporative Cooler | Null | Null | Null | Null | Null | Null | Null | Null | Null | Null | Null | Null | Null | Null | Null | Null | Null | Null | Null | Null | 0
MF | 1 | Cooling | Gas/Other | Program | PTHP | Null | Null | Null | Null | Null | Null | Null | Null | Null | Null | Null | Null | Null | Null | Null | Null | Null | Null | Null | Null | 0
MF | 1 | Heating | Electric | Baseline | RAC | 0% | 0% | 0% | 0% | 0% | 0% | 0% | 0% | 0% | 0% | 0% | 0% | 0% | 0% | 0% | 0% | 0% | 0% | 0% | 0% | 0
MF | 1 | Heating | Electric | Baseline | No Cooling | 0% | 0% | 0% | 0% | 0% | 0% | 0% | 0% | 0% | 0% | 0% | 0% | 0% | 0% | 0% | 0% | 0% | 0% | 0% | 0% | 0
MF | 1 | Heating | Electric | Baseline | CAC | 0% | 0% | 0% | 0% | 0% | 0% | 0% | 0% | 0% | 0% | 0% | 0% | 0% | 0% | 0% | 0% | 0% | 0% | 0% | 0% | 0
MF | 1 | Heating | Electric | Baseline | DHP | 7.024% | 7.024% | 7.024% | 7.024% | 7.024% | 3.941% | 3.941% | 3.941% | 3.941% | 3.941% | 3.941% | 3.941% | 3.941% | 3.941% | 3.941% | 3.941% | 3.941% | 3.941% | 3.941% | 3.941% | 1
MF | 1 | Heating | Electric | Baseline | GSHP | bar: 2011 to Filter1
MF | 1 | Heating | Electric | Baseline | PTAC | 0% | 0% | 0% | 0% | 0% | 0% | 0% | 0% | 0% | 0% | 0% | 0% | 0% | 0% | 0% | 0% | 0% | 0% | 0% | 0% | 0
MF | 1 | Heating | Electric | Baseline | ASHP | 5.35% | 5.35% | 5.35% | 5.35% | 5.35% | 4.537% | 4.537% | 4.537% | 4.537% | 4.537% | 4.537% | 4.537% | 4.537% | 4.537% | 4.537% | 4.537% | 4.537% | 4.537% | 4.537% | 4.537% | 1
MF | 1 | Heating | Electric | Baseline | FAF Electric | 0.748% | 0.748% | 0.748% | 0.748% | 0.748% | 1.904% | 1.904% | 1.904% | 1.904% | 1.904% | 1.904% | 1.904% | 1.904% | 1.904% | 1.904% | 1.904% | 1.904% | 1.904% | 1.904% | 1.904% | 1
MF | 1 | Heating | Electric | Baseline | FAF Gas/Other | 0% | 0% | 0% | 0% | 0% | 0% | 0% | 0% | 0% | 0% | 0% | 0% | 0% | 0% | 0% | 0% | 0% | 0% | 0% | 0% | 0
MF | 1 | Heating | Electric | Baseline | Zonal | 72% | 72% | 72% | 72% | 72% | 74.74% | 74.74% | 74.74% | 74.74% | 74.74% | 74.74% | 74.74% | 74.74% | 74.74% | 74.74% | 74.74% | 74.74% | 74.74% | 74.74% | 74.74% | 1
MF | 1 | Heating | Electric | Baseline | Evaporative Cooler | bar: 2011 to Filter1
MF | 1 | Heating | Electric | Baseline | PTHP | 0.05% | 0.05% | 0.05% | 0.05% | 0.05% | 0.05% | 0.05% | 0.05% | 0.05% | 0.05% | 0.05% | 0.05% | 0.05% | 0.05% | 0.05% | 0.05% | 0.05% | 0.05% | 0.05% | 0.05% | 1
MF | 1 | Heating | Electric | Market | RAC | 0% | 0% | 0% | 0% | 0% | 0% | 0% | 0% | 0% | 0% | 0% | 0% | 0% | 0% | 0% | 0% | 0% | 0% | 0% | 0% | 0
MF | 1 | Heating | Electric | Market | No Cooling | 0% | 0% | 0% | 0% | 0% | 0% | 0% | 0% | 0% | 0% | 0% | 0% | 0% | 0% | 0% | 0% | 0% | 0% | 0% | 0% | 0
MF | 1 | Heating | Electric | Market | CAC | 0% | 0% | 0% | 0% | 0% | 0% | 0% | 0% | 0% | 0% | 0% | 0% | 0% | 0% | 0% | 0% | 0% | 0% | 0% | 0% | 0
MF | 1 | Heating | Electric | Market | DHP | 7.024% | 7.024% | 7.024% | 7.024% | 7.024% | 7.024% | 7.024% | 7.024% | 7.024% | 7.024% | 7.024% | 7.024% | 7.024% | 7.024% | 7.024% | 7.024% | 7.024% | 7.024% | 7.024% | 7.024% | 1
MF | 1 | Heating | Electric | Market | GSHP | bar: 2011 to Filter1
MF | 1 | Heating | Electric | Market | PTAC | 0% | 0% | 0% | 0% | 0% | 0% | 0% | 0% | 0% | 0% | 0% | 0% | 0% | 0% | 0% | 0% | 0% | 0% | 0% | 0% | 0
MF | 1 | Heating | Electric | Market | ASHP | 5.35% | 5.35% | 5.35% | 5.35% | 5.35% | 5.35% | 5.35% | 5.35% | 5.35% | 5.35% | 5.35% | 5.35% | 5.35% | 5.35% | 5.35% | 5.35% | 5.35% | 5.35% | 5.35% | 5.35% | 1
MF | 1 | Heating | Electric | Market | FAF Electric | 0.748% | 0.748% | 0.748% | 0.748% | 0.748% | 0.748% | 0.748% | 0.748% | 0.748% | 0.748% | 0.748% | 0.748% | 0.748% | 0.748% | 0.748% | 0.748% | 0.748% | 0.748% | 0.748% | 0.748% | 1
MF | 1 | Heating | Electric | Market | FAF Gas/Other | 0% | 0% | 0% | 0% | 0% | 0% | 0% | 0% | 0% | 0% | 0% | 0% | 0% | 0% | 0% | 0% | 0% | 0% | 0% | 0% | 0
MF | 1 | Heating | Electric | Market | Zonal | 72% | 72% | 72% | 72% | 72% | 72% | 72% | 72% | 72% | 72% | 72% | 72% | 72% | 72% | 72% | 72% | 72% | 72% | 72% | 72% | 1
MF | 1 | Heating | Electric | Market | Evaporative Cooler | bar: 2011 to Filter1
MF | 1 | Heating | Electric | Market | PTHP | 0.05% | 0.05% | 0.05% | 0.05% | 0.05% | 0.05% | 0.05% | 0.05% | 0.05% | 0.05% | 0.05% | 0.05% | 0.05% | 0.05% | 0.05% | 0.05% | 0.05% | 0.05% | 0.05% | 0.05% | 1
MF | 1 | Heating | Electric | Program | RAC | 0% | 0% | 0% | 0% | 0% | 0% | 0% | 0% | 0% | 0% | 0% | 0% | 0% | 0% | 0% | 0% | 0% | 0% | 0% | 0% | 0
MF | 1 | Heating | Electric | Program | No Cooling | 0% | 0% | 0% | 0% | 0% | 0% | 0% | 0% | 0% | 0% | 0% | 0% | 0% | 0% | 0% | 0% | 0% | 0% | 0% | 0% | 0
MF | 1 | Heating | Electric | Program | CAC | 0% | 0% | 0% | 0% | 0% | 0% | 0% | 0% | 0% | 0% | 0% | 0% | 0% | 0% | 0% | 0% | 0% | 0% | 0% | 0% | 0
MF | 1 | Heating | Electric | Program | DHP | 7.024% | 7.024% | 7.024% | 7.024% | 7.024% | 3.941% | 3.941% | 3.941% | 3.941% | 3.941% | 3.941% | 3.941% | 3.941% | 3.941% | 3.941% | 3.941% | 3.941% | 3.941% | 3.941% | 3.941% | 1
MF | 1 | Heating | Electric | Program | GSHP | bar: 2011 to Filter1
MF | 1 | Heating | Electric | Program | PTAC | 0% | 0% | 0% | 0% | 0% | 0% | 0% | 0% | 0% | 0% | 0% | 0% | 0% | 0% | 0% | 0% | 0% | 0% | 0% | 0% | 0
MF | 1 | Heating | Electric | Program | ASHP | 5.35% | 5.35% | 5.35% | 5.35% | 5.35% | 4.537% | 4.537% | 4.537% | 4.537% | 4.537% | 4.537% | 4.537% | 4.537% | 4.537% | 4.537% | 4.537% | 4.537% | 4.537% | 4.537% | 4.537% | 1
MF | 1 | Heating | Electric | Program | FAF Electric | 0.748% | 0.748% | 0.748% | 0.748% | 0.748% | 1.904% | 1.904% | 1.904% | 1.904% | 1.904% | 1.904% | 1.904% | 1.904% | 1.904% | 1.904% | 1.904% | 1.904% | 1.904% | 1.904% | 1.904% | 1
MF | 1 | Heating | Electric | Program | FAF Gas/Other | 0% | 0% | 0% | 0% | 0% | 0% | 0% | 0% | 0% | 0% | 0% | 0% | 0% | 0% | 0% | 0% | 0% | 0% | 0% | 0% | 0
MF | 1 | Heating | Electric | Program | Zonal | 72% | 72% | 72% | 72% | 72% | 74.74% | 74.74% | 74.74% | 74.74% | 74.74% | 74.74% | 74.74% | 74.74% | 74.74% | 74.74% | 74.74% | 74.74% | 74.74% | 74.74% | 74.74% | 1
MF | 1 | Heating | Electric | Program | Evaporative Cooler | bar: 2011 to Filter1
MF | 1 | Heating | Electric | Program | PTHP | 0.05% | 0.05% | 0.05% | 0.05% | 0.05% | 0.05% | 0.05% | 0.05% | 0.05% | 0.05% | 0.05% | 0.05% | 0.05% | 0.05% | 0.05% | 0.05% | 0.05% | 0.05% | 0.05% | 0.05% | 1
MF | 1 | Heating | Gas/Other | Baseline | RAC | 0% | 0% | 0% | 0% | 0% | 0% | 0% | 0% | 0% | 0% | 0% | 0% | 0% | 0% | 0% | 0% | 0% | 0% | 0% | 0% | 0
MF | 1 | Heating | Gas/Other | Baseline | No Cooling | 0% | 0% | 0% | 0% | 0% | 0% | 0% | 0% | 0% | 0% | 0% | 0% | 0% | 0% | 0% | 0% | 0% | 0% | 0% | 0% | 0
MF | 1 | Heating | Gas/Other | Baseline | CAC | Null | Null | Null | Null | Null | Null | Null | Null | Null | Null | Null | Null | Null | Null | Null | Null | Null | Null | Null | Null | 0
MF | 1 | Heating | Gas/Other | Baseline | DHP | Null | Null | Null | Null | Null | Null | Null | Null | Null | Null | Null | Null | Null | Null | Null | Null | Null | Null | Null | Null | 0
MF | 1 | Heating | Gas/Other | Baseline | GSHP | Null | Null | Null | Null | Null | Null | Null | Null | Null | Null | Null | Null | Null | Null | Null | Null | Null | Null | Null | Null | 0
MF | 1 | Heating | Gas/Other | Baseline | PTAC | 0% | 0% | 0% | 0% | 0% | 0% | 0% | 0% | 0% | 0% | 0% | 0% | 0% | 0% | 0% | 0% | 0% | 0% | 0% | 0% | 0
MF | 1 | Heating | Gas/Other | Baseline | ASHP | Null | Null | Null | Null | Null | Null | Null | Null | Null | Null | Null | Null | Null | Null | Null | Null | Null | Null | Null | Null | 0
MF | 1 | Heating | Gas/Other | Baseline | FAF Electric | Null | Null | Null | Null | Null | Null | Null | Null | Null | Null | Null | Null | Null | Null | Null | Null | Null | Null | Null | Null | 0
MF | 1 | Heating | Gas/Other | Baseline | FAF Gas/Other | 14.82% | 14.82% | 14.82% | 14.82% | 14.82% | 14.82% | 14.82% | 14.82% | 14.82% | 14.82% | 14.82% | 14.82% | 14.82% | 14.82% | 14.82% | 14.82% | 14.82% | 14.82% | 14.82% | 14.82% | 1
MF | 1 | Heating | Gas/Other | Baseline | Zonal | 0.008% | 0.008% | 0.008% | 0.008% | 0.008% | 0.008% | 0.008% | 0.008% | 0.008% | 0.008% | 0.008% | 0.008% | 0.008% | 0.008% | 0.008% | 0.008% | 0.008% | 0.008% | 0.008% | 0.008% | 1
MF | 1 | Heating | Gas/Other | Baseline | Evaporative Cooler | Null | Null | Null | Null | Null | Null | Null | Null | Null | Null | Null | Null | Null | Null | Null | Null | Null | Null | Null | Null | 0
MF | 1 | Heating | Gas/Other | Baseline | PTHP | Null | Null | Null | Null | Null | Null | Null | Null | Null | Null | Null | Null | Null | Null | Null | Null | Null | Null | Null | Null | 0
MF | 1 | Heating | Gas/Other | Market | RAC | 0% | 0% | 0% | 0% | 0% | 0% | 0% | 0% | 0% | 0% | 0% | 0% | 0% | 0% | 0% | 0% | 0% | 0% | 0% | 0% | 0
MF | 1 | Heating | Gas/Other | Market | No Cooling | 0% | 0% | 0% | 0% | 0% | 0% | 0% | 0% | 0% | 0% | 0% | 0% | 0% | 0% | 0% | 0% | 0% | 0% | 0% | 0% | 0
MF | 1 | Heating | Gas/Other | Market | CAC | Null | Null | Null | Null | Null | Null | Null | Null | Null | Null | Null | Null | Null | Null | Null | Null | Null | Null | Null | Null | 0
MF | 1 | Heating | Gas/Other | Market | DHP | Null | Null | Null | Null | Null | Null | Null | Null | Null | Null | Null | Null | Null | Null | Null | Null | Null | Null | Null | Null | 0
MF | 1 | Heating | Gas/Other | Market | GSHP | Null | Null | Null | Null | Null | Null | Null | Null | Null | Null | Null | Null | Null | Null | Null | Null | Null | Null | Null | Null | 0
MF | 1 | Heating | Gas/Other | Market | PTAC | 0% | 0% | 0% | 0% | 0% | 0% | 0% | 0% | 0% | 0% | 0% | 0% | 0% | 0% | 0% | 0% | 0% | 0% | 0% | 0% | 0
MF | 1 | Heating | Gas/Other | Market | ASHP | Null | Null | Null | Null | Null | Null | Null | Null | Null | Null | Null | Null | Null | Null | Null | Null | Null | Null | Null | Null | 0
MF | 1 | Heating | Gas/Other | Market | FAF Electric | Null | Null | Null | Null | Null | Null | Null | Null | Null | Null | Null | Null | Null | Null | Null | Null | Null | Null | Null | Null | 0
MF | 1 | Heating | Gas/Other | Market | FAF Gas/Other | 14.82% | 14.82% | 14.82% | 14.82% | 14.82% | 14.82% | 14.82% | 14.82% | 14.82% | 14.82% | 14.82% | 14.82% | 14.82% | 14.82% | 14.82% | 14.82% | 14.82% | 14.82% | 14.82% | 14.82% | 1
MF | 1 | Heating | Gas/Other | Market | Zonal | 0.008% | 0.008% | 0.008% | 0.008% | 0.008% | 0.008% | 0.008% | 0.008% | 0.008% | 0.008% | 0.008% | 0.008% | 0.008% | 0.008% | 0.008% | 0.008% | 0.008% | 0.008% | 0.008% | 0.008% | 1
MF | 1 | Heating | Gas/Other | Market | Evaporative Cooler | Null | Null | Null | Null | Null | Null | Null | Null | Null | Null | Null | Null | Null | Null | Null | Null | Null | Null | Null | Null | 0
MF | 1 | Heating | Gas/Other | Market | PTHP | Null | Null | Null | Null | Null | Null | Null | Null | Null | Null | Null | Null | Null | Null | Null | Null | Null | Null | Null | Null | 0
MF | 1 | Heating | Gas/Other | Program | RAC | 0% | 0% | 0% | 0% | 0% | 0% | 0% | 0% | 0% | 0% | 0% | 0% | 0% | 0% | 0% | 0% | 0% | 0% | 0% | 0% | 0
MF | 1 | Heating | Gas/Other | Program | No Cooling | 0% | 0% | 0% | 0% | 0% | 0% | 0% | 0% | 0% | 0% | 0% | 0% | 0% | 0% | 0% | 0% | 0% | 0% | 0% | 0% | 0
MF | 1 | Heating | Gas/Other | Program | CAC | Null | Null | Null | Null | Null | Null | Null | Null | Null | Null | Null | Null | Null | Null | Null | Null | Null | Null | Null | Null | 0
MF | 1 | Heating | Gas/Other | Program | DHP | Null | Null | Null | Null | Null | Null | Null | Null | Null | Null | Null | Null | Null | Null | Null | Null | Null | Null | Null | Null | 0
MF | 1 | Heating | Gas/Other | Program | GSHP | Null | Null | Null | Null | Null | Null | Null | Null | Null | Null | Null | Null | Null | Null | Null | Null | Null | Null | Null | Null | 0
MF | 1 | Heating | Gas/Other | Program | PTAC | 0% | 0% | 0% | 0% | 0% | 0% | 0% | 0% | 0% | 0% | 0% | 0% | 0% | 0% | 0% | 0% | 0% | 0% | 0% | 0% | 0
MF | 1 | Heating | Gas/Other | Program | ASHP | Null | Null | Null | Null | Null | Null | Null | Null | Null | Null | Null | Null | Null | Null | Null | Null | Null | Null | Null | Null | 0
MF | 1 | Heating | Gas/Other | Program | FAF Electric | Null | Null | Null | Null | Null | Null | Null | Null | Null | Null | Null | Null | Null | Null | Null | Null | Null | Null | Null | Null | 0
MF | 1 | Heating | Gas/Other | Program | FAF Gas/Other | 14.82% | 14.82% | 14.82% | 14.82% | 14.82% | 14.82% | 14.82% | 14.82% | 14.82% | 14.82% | 14.82% | 14.82% | 14.82% | 14.82% | 14.82% | 14.82% | 14.82% | 14.82% | 14.82% | 14.82% | 1
MF | 1 | Heating | Gas/Other | Program | Zonal | 0.008% | 0.008% | 0.008% | 0.008% | 0.008% | 0.008% | 0.008% | 0.008% | 0.008% | 0.008% | 0.008% | 0.008% | 0.008% | 0.008% | 0.008% | 0.008% | 0.008% | 0.008% | 0.008% | 0.008% | 1
MF | 1 | Heating | Gas/Other | Program | Evaporative Cooler | Null | Null | Null | Null | Null | Null | Null | Null | Null | Null | Null | Null | Null | Null | Null | Null | Null | Null | Null | Null | 0
MF | 1 | Heating | Gas/Other | Program | PTHP | Null | Null | Null | Null | Null | Null | Null | Null | Null | Null | Null | Null | Null | Null | Null | Null | Null | Null | Null | Null | 0
MF | 2 | Cooling | Electric | Baseline | RAC | 6.72% | 6.72% | 6.72% | 6.72% | 6.72% | 9.872% | 9.872% | 9.872% | 9.872% | 9.872% | 9.872% | 9.872% | 9.872% | 9.872% | 9.872% | 9.872% | 9.872% | 9.872% | 9.872% | 9.872% | 1
MF | 2 | Cooling | Electric | Baseline | No Cooling | 61.96% | 61.96% | 61.96% | 61.96% | 61.96% | 62.62% | 62.62% | 62.62% | 62.62% | 62.62% | 62.62% | 62.62% | 62.62% | 62.62% | 62.62% | 62.62% | 62.62% | 62.62% | 62.62% | 62.62% | 1
MF | 2 | Cooling | Electric | Baseline | CAC | 2.94% | 2.94% | 2.94% | 2.94% | 2.94% | 3.16% | 3.16% | 3.16% | 3.16% | 3.16% | 3.16% | 3.16% | 3.16% | 3.16% | 3.16% | 3.16% | 3.16% | 3.16% | 3.16% | 3.16% | 1
MF | 2 | Cooling | Electric | Baseline | DHP | 6.256% | 6.256% | 6.256% | 6.256% | 6.256% | 3.323% | 3.323% | 3.323% | 3.323% | 3.323% | 3.323% | 3.323% | 3.323% | 3.323% | 3.323% | 3.323% | 3.323% | 3.323% | 3.323% | 3.323% | 1
MF | 2 | Cooling | Electric | Baseline | GSHP | bar: 2011 to Filter1
MF | 2 | Cooling | Electric | Baseline | PTAC | 18.48% | 18.48% | 18.48% | 18.48% | 18.48% | 18.48% | 18.48% | 18.48% | 18.48% | 18.48% | 18.48% | 18.48% | 18.48% | 18.48% | 18.48% | 18.48% | 18.48% | 18.48% | 18.48% | 18.48% | 1
MF | 2 | Cooling | Electric | Baseline | ASHP | 3.637% | 3.637% | 3.637% | 3.637% | 3.637% | 2.537% | 2.537% | 2.537% | 2.537% | 2.537% | 2.537% | 2.537% | 2.537% | 2.537% | 2.537% | 2.537% | 2.537% | 2.537% | 2.537% | 2.537% | 1
MF | 2 | Cooling | Electric | Baseline | FAF Electric | 0% | 0% | 0% | 0% | 0% | 0% | 0% | 0% | 0% | 0% | 0% | 0% | 0% | 0% | 0% | 0% | 0% | 0% | 0% | 0% | 0
MF | 2 | Cooling | Electric | Baseline | FAF Gas/Other | 0% | 0% | 0% | 0% | 0% | 0% | 0% | 0% | 0% | 0% | 0% | 0% | 0% | 0% | 0% | 0% | 0% | 0% | 0% | 0% | 0
MF | 2 | Cooling | Electric | Baseline | Zonal | 0% | 0% | 0% | 0% | 0% | 0% | 0% | 0% | 0% | 0% | 0% | 0% | 0% | 0% | 0% | 0% | 0% | 0% | 0% | 0% | 0
MF | 2 | Cooling | Electric | Baseline | Evaporative Cooler | 0.003654% | 0.003654% | 0.003654% | 0.003654% | 0.003654% | 0.003654% | 0.003654% | 0.003654% | 0.003654% | 0.003654% | 0.003654% | 0.003654% | 0.003654% | 0.003654% | 0.003654% | 0.003654% | 0.003654% | 0.003654% | 0.003654% | 0.003654% | 1
MF | 2 | Cooling | Electric | Baseline | PTHP | 0.003654% | 0.003654% | 0.003654% | 0.003654% | 0.003654% | 0.003654% | 0.003654% | 0.003654% | 0.003654% | 0.003654% | 0.003654% | 0.003654% | 0.003654% | 0.003654% | 0.003654% | 0.003654% | 0.003654% | 0.003654% | 0.003654% | 0.003654% | 1
MF | 2 | Cooling | Electric | Market | RAC | 6.72% | 6.72% | 6.72% | 6.72% | 6.72% | 6.72% | 6.72% | 6.72% | 6.72% | 6.72% | 6.72% | 6.72% | 6.72% | 6.72% | 6.72% | 6.72% | 6.72% | 6.72% | 6.72% | 6.72% | 1
MF | 2 | Cooling | Electric | Market | No Cooling | 61.96% | 61.96% | 61.96% | 61.96% | 61.96% | 61.96% | 61.96% | 61.96% | 61.96% | 61.96% | 61.96% | 61.96% | 61.96% | 61.96% | 61.96% | 61.96% | 61.96% | 61.96% | 61.96% | 61.96% | 1
MF | 2 | Cooling | Electric | Market | CAC | 2.94% | 2.94% | 2.94% | 2.94% | 2.94% | 2.94% | 2.94% | 2.94% | 2.94% | 2.94% | 2.94% | 2.94% | 2.94% | 2.94% | 2.94% | 2.94% | 2.94% | 2.94% | 2.94% | 2.94% | 1
MF | 2 | Cooling | Electric | Market | DHP | 6.256% | 6.256% | 6.256% | 6.256% | 6.256% | 6.256% | 6.256% | 6.256% | 6.256% | 6.256% | 6.256% | 6.256% | 6.256% | 6.256% | 6.256% | 6.256% | 6.256% | 6.256% | 6.256% | 6.256% | 1
MF | 2 | Cooling | Electric | Market | GSHP | bar: 2011 to Filter1
MF | 2 | Cooling | Electric | Market | PTAC | 18.48% | 18.48% | 18.48% | 18.48% | 18.48% | 18.48% | 18.48% | 18.48% | 18.48% | 18.48% | 18.48% | 18.48% | 18.48% | 18.48% | 18.48% | 18.48% | 18.48% | 18.48% | 18.48% | 18.48% | 1
MF | 2 | Cooling | Electric | Market | ASHP | 3.637% | 3.637% | 3.637% | 3.637% | 3.637% | 3.637% | 3.637% | 3.637% | 3.637% | 3.637% | 3.637% | 3.637% | 3.637% | 3.637% | 3.637% | 3.637% | 3.637% | 3.637% | 3.637% | 3.637% | 1
MF | 2 | Cooling | Electric | Market | FAF Electric | 0% | 0% | 0% | 0% | 0% | 0% | 0% | 0% | 0% | 0% | 0% | 0% | 0% | 0% | 0% | 0% | 0% | 0% | 0% | 0% | 0
MF | 2 | Cooling | Electric | Market | FAF Gas/Other | 0% | 0% | 0% | 0% | 0% | 0% | 0% | 0% | 0% | 0% | 0% | 0% | 0% | 0% | 0% | 0% | 0% | 0% | 0% | 0% | 0
MF | 2 | Cooling | Electric | Market | Zonal | 0% | 0% | 0% | 0% | 0% | 0% | 0% | 0% | 0% | 0% | 0% | 0% | 0% | 0% | 0% | 0% | 0% | 0% | 0% | 0% | 0
MF | 2 | Cooling | Electric | Market | Evaporative Cooler | 0.003654% | 0.003654% | 0.003654% | 0.003654% | 0.003654% | 0.003654% | 0.003654% | 0.003654% | 0.003654% | 0.003654% | 0.003654% | 0.003654% | 0.003654% | 0.003654% | 0.003654% | 0.003654% | 0.003654% | 0.003654% | 0.003654% | 0.003654% | 1
MF | 2 | Cooling | Electric | Market | PTHP | 0.003654% | 0.003654% | 0.003654% | 0.003654% | 0.003654% | 0.003654% | 0.003654% | 0.003654% | 0.003654% | 0.003654% | 0.003654% | 0.003654% | 0.003654% | 0.003654% | 0.003654% | 0.003654% | 0.003654% | 0.003654% | 0.003654% | 0.003654% | 1
MF | 2 | Cooling | Electric | Program | RAC | 6.72% | 6.72% | 6.72% | 6.72% | 6.72% | 9.916% | 9.916% | 9.916% | 9.916% | 9.916% | 9.916% | 9.916% | 9.916% | 9.916% | 9.916% | 9.916% | 9.916% | 9.916% | 9.916% | 9.916% | 1
MF | 2 | Cooling | Electric | Program | No Cooling | 61.96% | 61.96% | 61.96% | 61.96% | 61.96% | 62.82% | 62.82% | 62.82% | 62.82% | 62.82% | 62.82% | 62.82% | 62.82% | 62.82% | 62.82% | 62.82% | 62.82% | 62.82% | 62.82% | 62.82% | 1
MF | 2 | Cooling | Electric | Program | CAC | 2.94% | 2.94% | 2.94% | 2.94% | 2.94% | 3.225% | 3.225% | 3.225% | 3.225% | 3.225% | 3.225% | 3.225% | 3.225% | 3.225% | 3.225% | 3.225% | 3.225% | 3.225% | 3.225% | 3.225% | 1
MF | 2 | Cooling | Electric | Program | DHP | 6.256% | 6.256% | 6.256% | 6.256% | 6.256% | 3.345% | 3.345% | 3.345% | 3.345% | 3.345% | 3.345% | 3.345% | 3.345% | 3.345% | 3.345% | 3.345% | 3.345% | 3.345% | 3.345% | 3.345% | 1
MF | 2 | Cooling | Electric | Program | GSHP | bar: 2011 to Filter1
MF | 2 | Cooling | Electric | Program | PTAC | 18.48% | 18.48% | 18.48% | 18.48% | 18.48% | 18.48% | 18.48% | 18.48% | 18.48% | 18.48% | 18.48% | 18.48% | 18.48% | 18.48% | 18.48% | 18.48% | 18.48% | 18.48% | 18.48% | 18.48% | 1
MF | 2 | Cooling | Electric | Program | ASHP | 3.637% | 3.637% | 3.637% | 3.637% | 3.637% | 2.21% | 2.21% | 2.21% | 2.21% | 2.21% | 2.21% | 2.21% | 2.21% | 2.21% | 2.21% | 2.21% | 2.21% | 2.21% | 2.21% | 2.21% | 1
MF | 2 | Cooling | Electric | Program | FAF Electric | 0% | 0% | 0% | 0% | 0% | 0% | 0% | 0% | 0% | 0% | 0% | 0% | 0% | 0% | 0% | 0% | 0% | 0% | 0% | 0% | 0
MF | 2 | Cooling | Electric | Program | FAF Gas/Other | 0% | 0% | 0% | 0% | 0% | 0% | 0% | 0% | 0% | 0% | 0% | 0% | 0% | 0% | 0% | 0% | 0% | 0% | 0% | 0% | 0
MF | 2 | Cooling | Electric | Program | Zonal | 0% | 0% | 0% | 0% | 0% | 0% | 0% | 0% | 0% | 0% | 0% | 0% | 0% | 0% | 0% | 0% | 0% | 0% | 0% | 0% | 0
MF | 2 | Cooling | Electric | Program | Evaporative Cooler | 0.003654% | 0.003654% | 0.003654% | 0.003654% | 0.003654% | 0.003654% | 0.003654% | 0.003654% | 0.003654% | 0.003654% | 0.003654% | 0.003654% | 0.003654% | 0.003654% | 0.003654% | 0.003654% | 0.003654% | 0.003654% | 0.003654% | 0.003654% | 1
MF | 2 | Cooling | Electric | Program | PTHP | 0.003654% | 0.003654% | 0.003654% | 0.003654% | 0.003654% | 0.003654% | 0.003654% | 0.003654% | 0.003654% | 0.003654% | 0.003654% | 0.003654% | 0.003654% | 0.003654% | 0.003654% | 0.003654% | 0.003654% | 0.003654% | 0.003654% | 0.003654% | 1
MF | 2 | Cooling | Gas/Other | Baseline | RAC | Null | Null | Null | Null | Null | Null | Null | Null | Null | Null | Null | Null | Null | Null | Null | Null | Null | Null | Null | Null | 0
MF | 2 | Cooling | Gas/Other | Baseline | No Cooling | Null | Null | Null | Null | Null | Null | Null | Null | Null | Null | Null | Null | Null | Null | Null | Null | Null | Null | Null | Null | 0
MF | 2 | Cooling | Gas/Other | Baseline | CAC | Null | Null | Null | Null | Null | Null | Null | Null | Null | Null | Null | Null | Null | Null | Null | Null | Null | Null | Null | Null | 0
MF | 2 | Cooling | Gas/Other | Baseline | DHP | Null | Null | Null | Null | Null | Null | Null | Null | Null | Null | Null | Null | Null | Null | Null | Null | Null | Null | Null | Null | 0
MF | 2 | Cooling | Gas/Other | Baseline | GSHP | Null | Null | Null | Null | Null | Null | Null | Null | Null | Null | Null | Null | Null | Null | Null | Null | Null | Null | Null | Null | 0
MF | 2 | Cooling | Gas/Other | Baseline | PTAC | Null | Null | Null | Null | Null | Null | Null | Null | Null | Null | Null | Null | Null | Null | Null | Null | Null | Null | Null | Null | 0
MF | 2 | Cooling | Gas/Other | Baseline | ASHP | Null | Null | Null | Null | Null | Null | Null | Null | Null | Null | Null | Null | Null | Null | Null | Null | Null | Null | Null | Null | 0
MF | 2 | Cooling | Gas/Other | Baseline | FAF Electric | Null | Null | Null | Null | Null | Null | Null | Null | Null | Null | Null | Null | Null | Null | Null | Null | Null | Null | Null | Null | 0
MF | 2 | Cooling | Gas/Other | Baseline | FAF Gas/Other | Null | Null | Null | Null | Null | Null | Null | Null | Null | Null | Null | Null | Null | Null | Null | Null | Null | Null | Null | Null | 0
MF | 2 | Cooling | Gas/Other | Baseline | Zonal | Null | Null | Null | Null | Null | Null | Null | Null | Null | Null | Null | Null | Null | Null | Null | Null | Null | Null | Null | Null | 0
MF | 2 | Cooling | Gas/Other | Baseline | Evaporative Cooler | Null | Null | Null | Null | Null | Null | Null | Null | Null | Null | Null | Null | Null | Null | Null | Null | Null | Null | Null | Null | 0
MF | 2 | Cooling | Gas/Other | Baseline | PTHP | Null | Null | Null | Null | Null | Null | Null | Null | Null | Null | Null | Null | Null | Null | Null | Null | Null | Null | Null | Null | 0
MF | 2 | Cooling | Gas/Other | Market | RAC | 0% | 0% | 0% | 0% | 0% | 0% | 0% | 0% | 0% | 0% | 0% | 0% | 0% | 0% | 0% | 0% | 0% | 0% | 0% | 0% | 0
MF | 2 | Cooling | Gas/Other | Market | No Cooling | 0% | 0% | 0% | 0% | 0% | 0% | 0% | 0% | 0% | 0% | 0% | 0% | 0% | 0% | 0% | 0% | 0% | 0% | 0% | 0% | 0
MF | 2 | Cooling | Gas/Other | Market | CAC | 0% | 0% | 0% | 0% | 0% | 0% | 0% | 0% | 0% | 0% | 0% | 0% | 0% | 0% | 0% | 0% | 0% | 0% | 0% | 0% | 0
MF | 2 | Cooling | Gas/Other | Market | DHP | 0% | 0% | 0% | 0% | 0% | 0% | 0% | 0% | 0% | 0% | 0% | 0% | 0% | 0% | 0% | 0% | 0% | 0% | 0% | 0% | 0
MF | 2 | Cooling | Gas/Other | Market | GSHP | 0% | 0% | 0% | 0% | 0% | 0% | 0% | 0% | 0% | 0% | 0% | 0% | 0% | 0% | 0% | 0% | 0% | 0% | 0% | 0% | 0
MF | 2 | Cooling | Gas/Other | Market | PTAC | 0% | 0% | 0% | 0% | 0% | 0% | 0% | 0% | 0% | 0% | 0% | 0% | 0% | 0% | 0% | 0% | 0% | 0% | 0% | 0% | 0
MF | 2 | Cooling | Gas/Other | Market | ASHP | 0% | 0% | 0% | 0% | 0% | 0% | 0% | 0% | 0% | 0% | 0% | 0% | 0% | 0% | 0% | 0% | 0% | 0% | 0% | 0% | 0
MF | 2 | Cooling | Gas/Other | Market | FAF Electric | 0% | 0% | 0% | 0% | 0% | 0% | 0% | 0% | 0% | 0% | 0% | 0% | 0% | 0% | 0% | 0% | 0% | 0% | 0% | 0% | 0
MF | 2 | Cooling | Gas/Other | Market | FAF Gas/Other | 0% | 0% | 0% | 0% | 0% | 0% | 0% | 0% | 0% | 0% | 0% | 0% | 0% | 0% | 0% | 0% | 0% | 0% | 0% | 0% | 0
MF | 2 | Cooling | Gas/Other | Market | Zonal | 0% | 0% | 0% | 0% | 0% | 0% | 0% | 0% | 0% | 0% | 0% | 0% | 0% | 0% | 0% | 0% | 0% | 0% | 0% | 0% | 0
MF | 2 | Cooling | Gas/Other | Market | Evaporative Cooler | 0% | 0% | 0% | 0% | 0% | 0% | 0% | 0% | 0% | 0% | 0% | 0% | 0% | 0% | 0% | 0% | 0% | 0% | 0% | 0% | 0
MF | 2 | Cooling | Gas/Other | Market | PTHP | 0% | 0% | 0% | 0% | 0% | 0% | 0% | 0% | 0% | 0% | 0% | 0% | 0% | 0% | 0% | 0% | 0% | 0% | 0% | 0% | 0
MF | 2 | Cooling | Gas/Other | Program | RAC | Null | Null | Null | Null | Null | Null | Null | Null | Null | Null | Null | Null | Null | Null | Null | Null | Null | Null | Null | Null | 0
MF | 2 | Cooling | Gas/Other | Program | No Cooling | Null | Null | Null | Null | Null | Null | Null | Null | Null | Null | Null | Null | Null | Null | Null | Null | Null | Null | Null | Null | 0
MF | 2 | Cooling | Gas/Other | Program | CAC | Null | Null | Null | Null | Null | Null | Null | Null | Null | Null | Null | Null | Null | Null | Null | Null | Null | Null | Null | Null | 0
MF | 2 | Cooling | Gas/Other | Program | DHP | Null | Null | Null | Null | Null | Null | Null | Null | Null | Null | Null | Null | Null | Null | Null | Null | Null | Null | Null | Null | 0
MF | 2 | Cooling | Gas/Other | Program | GSHP | Null | Null | Null | Null | Null | Null | Null | Null | Null | Null | Null | Null | Null | Null | Null | Null | Null | Null | Null | Null | 0
MF | 2 | Cooling | Gas/Other | Program | PTAC | Null | Null | Null | Null | Null | Null | Null | Null | Null | Null | Null | Null | Null | Null | Null | Null | Null | Null | Null | Null | 0
MF | 2 | Cooling | Gas/Other | Program | ASHP | Null | Null | Null | Null | Null | Null | Null | Null | Null | Null | Null | Null | Null | Null | Null | Null | Null | Null | Null | Null | 0
MF | 2 | Cooling | Gas/Other | Program | FAF Electric | Null | Null | Null | Null | Null | Null | Null | Null | Null | Null | Null | Null | Null | Null | Null | Null | Null | Null | Null | Null | 0
MF | 2 | Cooling | Gas/Other | Program | FAF Gas/Other | Null | Null | Null | Null | Null | Null | Null | Null | Null | Null | Null | Null | Null | Null | Null | Null | Null | Null | Null | Null | 0
MF | 2 | Cooling | Gas/Other | Program | Zonal | Null | Null | Null | Null | Null | Null | Null | Null | Null | Null | Null | Null | Null | Null | Null | Null | Null | Null | Null | Null | 0
MF | 2 | Cooling | Gas/Other | Program | Evaporative Cooler | Null | Null | Null | Null | Null | Null | Null | Null | Null | Null | Null | Null | Null | Null | Null | Null | Null | Null | Null | Null | 0
MF | 2 | Cooling | Gas/Other | Program | PTHP | Null | Null | Null | Null | Null | Null | Null | Null | Null | Null | Null | Null | Null | Null | Null | Null | Null | Null | Null | Null | 0
MF | 2 | Heating | Electric | Baseline | RAC | 0% | 0% | 0% | 0% | 0% | 0% | 0% | 0% | 0% | 0% | 0% | 0% | 0% | 0% | 0% | 0% | 0% | 0% | 0% | 0% | 0
MF | 2 | Heating | Electric | Baseline | No Cooling | 0% | 0% | 0% | 0% | 0% | 0% | 0% | 0% | 0% | 0% | 0% | 0% | 0% | 0% | 0% | 0% | 0% | 0% | 0% | 0% | 0
MF | 2 | Heating | Electric | Baseline | CAC | 0% | 0% | 0% | 0% | 0% | 0% | 0% | 0% | 0% | 0% | 0% | 0% | 0% | 0% | 0% | 0% | 0% | 0% | 0% | 0% | 0
MF | 2 | Heating | Electric | Baseline | DHP | 7.024% | 7.024% | 7.024% | 7.024% | 7.024% | 3.941% | 3.941% | 3.941% | 3.941% | 3.941% | 3.941% | 3.941% | 3.941% | 3.941% | 3.941% | 3.941% | 3.941% | 3.941% | 3.941% | 3.941% | 1
MF | 2 | Heating | Electric | Baseline | GSHP | bar: 2011 to Filter1
MF | 2 | Heating | Electric | Baseline | PTAC | 0% | 0% | 0% | 0% | 0% | 0% | 0% | 0% | 0% | 0% | 0% | 0% | 0% | 0% | 0% | 0% | 0% | 0% | 0% | 0% | 0
MF | 2 | Heating | Electric | Baseline | ASHP | 5.35% | 5.35% | 5.35% | 5.35% | 5.35% | 4.537% | 4.537% | 4.537% | 4.537% | 4.537% | 4.537% | 4.537% | 4.537% | 4.537% | 4.537% | 4.537% | 4.537% | 4.537% | 4.537% | 4.537% | 1
MF | 2 | Heating | Electric | Baseline | FAF Electric | 0.748% | 0.748% | 0.748% | 0.748% | 0.748% | 1.904% | 1.904% | 1.904% | 1.904% | 1.904% | 1.904% | 1.904% | 1.904% | 1.904% | 1.904% | 1.904% | 1.904% | 1.904% | 1.904% | 1.904% | 1
MF | 2 | Heating | Electric | Baseline | FAF Gas/Other | 0% | 0% | 0% | 0% | 0% | 0% | 0% | 0% | 0% | 0% | 0% | 0% | 0% | 0% | 0% | 0% | 0% | 0% | 0% | 0% | 0
MF | 2 | Heating | Electric | Baseline | Zonal | 72% | 72% | 72% | 72% | 72% | 74.74% | 74.74% | 74.74% | 74.74% | 74.74% | 74.74% | 74.74% | 74.74% | 74.74% | 74.74% | 74.74% | 74.74% | 74.74% | 74.74% | 74.74% | 1
MF | 2 | Heating | Electric | Baseline | Evaporative Cooler | bar: 2011 to Filter1
MF | 2 | Heating | Electric | Baseline | PTHP | 0.05% | 0.05% | 0.05% | 0.05% | 0.05% | 0.05% | 0.05% | 0.05% | 0.05% | 0.05% | 0.05% | 0.05% | 0.05% | 0.05% | 0.05% | 0.05% | 0.05% | 0.05% | 0.05% | 0.05% | 1
MF | 2 | Heating | Electric | Market | RAC | 0% | 0% | 0% | 0% | 0% | 0% | 0% | 0% | 0% | 0% | 0% | 0% | 0% | 0% | 0% | 0% | 0% | 0% | 0% | 0% | 0
MF | 2 | Heating | Electric | Market | No Cooling | 0% | 0% | 0% | 0% | 0% | 0% | 0% | 0% | 0% | 0% | 0% | 0% | 0% | 0% | 0% | 0% | 0% | 0% | 0% | 0% | 0
MF | 2 | Heating | Electric | Market | CAC | 0% | 0% | 0% | 0% | 0% | 0% | 0% | 0% | 0% | 0% | 0% | 0% | 0% | 0% | 0% | 0% | 0% | 0% | 0% | 0% | 0
MF | 2 | Heating | Electric | Market | DHP | 7.024% | 7.024% | 7.024% | 7.024% | 7.024% | 7.024% | 7.024% | 7.024% | 7.024% | 7.024% | 7.024% | 7.024% | 7.024% | 7.024% | 7.024% | 7.024% | 7.024% | 7.024% | 7.024% | 7.024% | 1
MF | 2 | Heating | Electric | Market | GSHP | bar: 2011 to Filter1
MF | 2 | Heating | Electric | Market | PTAC | 0% | 0% | 0% | 0% | 0% | 0% | 0% | 0% | 0% | 0% | 0% | 0% | 0% | 0% | 0% | 0% | 0% | 0% | 0% | 0% | 0
MF | 2 | Heating | Electric | Market | ASHP | 5.35% | 5.35% | 5.35% | 5.35% | 5.35% | 5.35% | 5.35% | 5.35% | 5.35% | 5.35% | 5.35% | 5.35% | 5.35% | 5.35% | 5.35% | 5.35% | 5.35% | 5.35% | 5.35% | 5.35% | 1
MF | 2 | Heating | Electric | Market | FAF Electric | 0.748% | 0.748% | 0.748% | 0.748% | 0.748% | 0.748% | 0.748% | 0.748% | 0.748% | 0.748% | 0.748% | 0.748% | 0.748% | 0.748% | 0.748% | 0.748% | 0.748% | 0.748% | 0.748% | 0.748% | 1
MF | 2 | Heating | Electric | Market | FAF Gas/Other | 0% | 0% | 0% | 0% | 0% | 0% | 0% | 0% | 0% | 0% | 0% | 0% | 0% | 0% | 0% | 0% | 0% | 0% | 0% | 0% | 0
MF | 2 | Heating | Electric | Market | Zonal | 72% | 72% | 72% | 72% | 72% | 72% | 72% | 72% | 72% | 72% | 72% | 72% | 72% | 72% | 72% | 72% | 72% | 72% | 72% | 72% | 1
MF | 2 | Heating | Electric | Market | Evaporative Cooler | bar: 2011 to Filter1
MF | 2 | Heating | Electric | Market | PTHP | 0.05% | 0.05% | 0.05% | 0.05% | 0.05% | 0.05% | 0.05% | 0.05% | 0.05% | 0.05% | 0.05% | 0.05% | 0.05% | 0.05% | 0.05% | 0.05% | 0.05% | 0.05% | 0.05% | 0.05% | 1
MF | 2 | Heating | Electric | Program | RAC | 0% | 0% | 0% | 0% | 0% | 0% | 0% | 0% | 0% | 0% | 0% | 0% | 0% | 0% | 0% | 0% | 0% | 0% | 0% | 0% | 0
MF | 2 | Heating | Electric | Program | No Cooling | 0% | 0% | 0% | 0% | 0% | 0% | 0% | 0% | 0% | 0% | 0% | 0% | 0% | 0% | 0% | 0% | 0% | 0% | 0% | 0% | 0
MF | 2 | Heating | Electric | Program | CAC | 0% | 0% | 0% | 0% | 0% | 0% | 0% | 0% | 0% | 0% | 0% | 0% | 0% | 0% | 0% | 0% | 0% | 0% | 0% | 0% | 0
MF | 2 | Heating | Electric | Program | DHP | 7.024% | 7.024% | 7.024% | 7.024% | 7.024% | 3.941% | 3.941% | 3.941% | 3.941% | 3.941% | 3.941% | 3.941% | 3.941% | 3.941% | 3.941% | 3.941% | 3.941% | 3.941% | 3.941% | 3.941% | 1
MF | 2 | Heating | Electric | Program | GSHP | bar: 2011 to Filter1
MF | 2 | Heating | Electric | Program | PTAC | 0% | 0% | 0% | 0% | 0% | 0% | 0% | 0% | 0% | 0% | 0% | 0% | 0% | 0% | 0% | 0% | 0% | 0% | 0% | 0% | 0
MF | 2 | Heating | Electric | Program | ASHP | 5.35% | 5.35% | 5.35% | 5.35% | 5.35% | 4.537% | 4.537% | 4.537% | 4.537% | 4.537% | 4.537% | 4.537% | 4.537% | 4.537% | 4.537% | 4.537% | 4.537% | 4.537% | 4.537% | 4.537% | 1
MF | 2 | Heating | Electric | Program | FAF Electric | 0.748% | 0.748% | 0.748% | 0.748% | 0.748% | 1.904% | 1.904% | 1.904% | 1.904% | 1.904% | 1.904% | 1.904% | 1.904% | 1.904% | 1.904% | 1.904% | 1.904% | 1.904% | 1.904% | 1.904% | 1
MF | 2 | Heating | Electric | Program | FAF Gas/Other | 0% | 0% | 0% | 0% | 0% | 0% | 0% | 0% | 0% | 0% | 0% | 0% | 0% | 0% | 0% | 0% | 0% | 0% | 0% | 0% | 0
MF | 2 | Heating | Electric | Program | Zonal | 72% | 72% | 72% | 72% | 72% | 74.74% | 74.74% | 74.74% | 74.74% | 74.74% | 74.74% | 74.74% | 74.74% | 74.74% | 74.74% | 74.74% | 74.74% | 74.74% | 74.74% | 74.74% | 1
MF | 2 | Heating | Electric | Program | Evaporative Cooler | bar: 2011 to Filter1
MF | 2 | Heating | Electric | Program | PTHP | 0.05% | 0.05% | 0.05% | 0.05% | 0.05% | 0.05% | 0.05% | 0.05% | 0.05% | 0.05% | 0.05% | 0.05% | 0.05% | 0.05% | 0.05% | 0.05% | 0.05% | 0.05% | 0.05% | 0.05% | 1
MF | 2 | Heating | Gas/Other | Baseline | RAC | 0% | 0% | 0% | 0% | 0% | 0% | 0% | 0% | 0% | 0% | 0% | 0% | 0% | 0% | 0% | 0% | 0% | 0% | 0% | 0% | 0
MF | 2 | Heating | Gas/Other | Baseline | No Cooling | 0% | 0% | 0% | 0% | 0% | 0% | 0% | 0% | 0% | 0% | 0% | 0% | 0% | 0% | 0% | 0% | 0% | 0% | 0% | 0% | 0
MF | 2 | Heating | Gas/Other | Baseline | CAC | Null | Null | Null | Null | Null | Null | Null | Null | Null | Null | Null | Null | Null | Null | Null | Null | Null | Null | Null | Null | 0
MF | 2 | Heating | Gas/Other | Baseline | DHP | Null | Null | Null | Null | Null | Null | Null | Null | Null | Null | Null | Null | Null | Null | Null | Null | Null | Null | Null | Null | 0
MF | 2 | Heating | Gas/Other | Baseline | GSHP | Null | Null | Null | Null | Null | Null | Null | Null | Null | Null | Null | Null | Null | Null | Null | Null | Null | Null | Null | Null | 0
MF | 2 | Heating | Gas/Other | Baseline | PTAC | 0% | 0% | 0% | 0% | 0% | 0% | 0% | 0% | 0% | 0% | 0% | 0% | 0% | 0% | 0% | 0% | 0% | 0% | 0% | 0% | 0
MF | 2 | Heating | Gas/Other | Baseline | ASHP | Null | Null | Null | Null | Null | Null | Null | Null | Null | Null | Null | Null | Null | Null | Null | Null | Null | Null | Null | Null | 0
MF | 2 | Heating | Gas/Other | Baseline | FAF Electric | Null | Null | Null | Null | Null | Null | Null | Null | Null | Null | Null | Null | Null | Null | Null | Null | Null | Null | Null | Null | 0
MF | 2 | Heating | Gas/Other | Baseline | FAF Gas/Other | 14.82% | 14.82% | 14.82% | 14.82% | 14.82% | 14.82% | 14.82% | 14.82% | 14.82% | 14.82% | 14.82% | 14.82% | 14.82% | 14.82% | 14.82% | 14.82% | 14.82% | 14.82% | 14.82% | 14.82% | 1
MF | 2 | Heating | Gas/Other | Baseline | Zonal | 0.008% | 0.008% | 0.008% | 0.008% | 0.008% | 0.008% | 0.008% | 0.008% | 0.008% | 0.008% | 0.008% | 0.008% | 0.008% | 0.008% | 0.008% | 0.008% | 0.008% | 0.008% | 0.008% | 0.008% | 1
MF | 2 | Heating | Gas/Other | Baseline | Evaporative Cooler | Null | Null | Null | Null | Null | Null | Null | Null | Null | Null | Null | Null | Null | Null | Null | Null | Null | Null | Null | Null | 0
MF | 2 | Heating | Gas/Other | Baseline | PTHP | Null | Null | Null | Null | Null | Null | Null | Null | Null | Null | Null | Null | Null | Null | Null | Null | Null | Null | Null | Null | 0
MF | 2 | Heating | Gas/Other | Market | RAC | 0% | 0% | 0% | 0% | 0% | 0% | 0% | 0% | 0% | 0% | 0% | 0% | 0% | 0% | 0% | 0% | 0% | 0% | 0% | 0% | 0
MF | 2 | Heating | Gas/Other | Market | No Cooling | 0% | 0% | 0% | 0% | 0% | 0% | 0% | 0% | 0% | 0% | 0% | 0% | 0% | 0% | 0% | 0% | 0% | 0% | 0% | 0% | 0
MF | 2 | Heating | Gas/Other | Market | CAC | Null | Null | Null | Null | Null | Null | Null | Null | Null | Null | Null | Null | Null | Null | Null | Null | Null | Null | Null | Null | 0
MF | 2 | Heating | Gas/Other | Market | DHP | Null | Null | Null | Null | Null | Null | Null | Null | Null | Null | Null | Null | Null | Null | Null | Null | Null | Null | Null | Null | 0
MF | 2 | Heating | Gas/Other | Market | GSHP | Null | Null | Null | Null | Null | Null | Null | Null | Null | Null | Null | Null | Null | Null | Null | Null | Null | Null | Null | Null | 0
MF | 2 | Heating | Gas/Other | Market | PTAC | 0% | 0% | 0% | 0% | 0% | 0% | 0% | 0% | 0% | 0% | 0% | 0% | 0% | 0% | 0% | 0% | 0% | 0% | 0% | 0% | 0
MF | 2 | Heating | Gas/Other | Market | ASHP | Null | Null | Null | Null | Null | Null | Null | Null | Null | Null | Null | Null | Null | Null | Null | Null | Null | Null | Null | Null | 0
MF | 2 | Heating | Gas/Other | Market | FAF Electric | Null | Null | Null | Null | Null | Null | Null | Null | Null | Null | Null | Null | Null | Null | Null | Null | Null | Null | Null | Null | 0
MF | 2 | Heating | Gas/Other | Market | FAF Gas/Other | 14.82% | 14.82% | 14.82% | 14.82% | 14.82% | 14.82% | 14.82% | 14.82% | 14.82% | 14.82% | 14.82% | 14.82% | 14.82% | 14.82% | 14.82% | 14.82% | 14.82% | 14.82% | 14.82% | 14.82% | 1
MF | 2 | Heating | Gas/Other | Market | Zonal | 0.008% | 0.008% | 0.008% | 0.008% | 0.008% | 0.008% | 0.008% | 0.008% | 0.008% | 0.008% | 0.008% | 0.008% | 0.008% | 0.008% | 0.008% | 0.008% | 0.008% | 0.008% | 0.008% | 0.008% | 1
MF | 2 | Heating | Gas/Other | Market | Evaporative Cooler | Null | Null | Null | Null | Null | Null | Null | Null | Null | Null | Null | Null | Null | Null | Null | Null | Null | Null | Null | Null | 0
MF | 2 | Heating | Gas/Other | Market | PTHP | Null | Null | Null | Null | Null | Null | Null | Null | Null | Null | Null | Null | Null | Null | Null | Null | Null | Null | Null | Null | 0
MF | 2 | Heating | Gas/Other | Program | RAC | 0% | 0% | 0% | 0% | 0% | 0% | 0% | 0% | 0% | 0% | 0% | 0% | 0% | 0% | 0% | 0% | 0% | 0% | 0% | 0% | 0
MF | 2 | Heating | Gas/Other | Program | No Cooling | 0% | 0% | 0% | 0% | 0% | 0% | 0% | 0% | 0% | 0% | 0% | 0% | 0% | 0% | 0% | 0% | 0% | 0% | 0% | 0% | 0
MF | 2 | Heating | Gas/Other | Program | CAC | Null | Null | Null | Null | Null | Null | Null | Null | Null | Null | Null | Null | Null | Null | Null | Null | Null | Null | Null | Null | 0
MF | 2 | Heating | Gas/Other | Program | DHP | Null | Null | Null | Null | Null | Null | Null | Null | Null | Null | Null | Null | Null | Null | Null | Null | Null | Null | Null | Null | 0
MF | 2 | Heating | Gas/Other | Program | GSHP | Null | Null | Null | Null | Null | Null | Null | Null | Null | Null | Null | Null | Null | Null | Null | Null | Null | Null | Null | Null | 0
MF | 2 | Heating | Gas/Other | Program | PTAC | 0% | 0% | 0% | 0% | 0% | 0% | 0% | 0% | 0% | 0% | 0% | 0% | 0% | 0% | 0% | 0% | 0% | 0% | 0% | 0% | 0
MF | 2 | Heating | Gas/Other | Program | ASHP | Null | Null | Null | Null | Null | Null | Null | Null | Null | Null | Null | Null | Null | Null | Null | Null | Null | Null | Null | Null | 0
MF | 2 | Heating | Gas/Other | Program | FAF Electric | Null | Null | Null | Null | Null | Null | Null | Null | Null | Null | Null | Null | Null | Null | Null | Null | Null | Null | Null | Null | 0
MF | 2 | Heating | Gas/Other | Program | FAF Gas/Other | 14.82% | 14.82% | 14.82% | 14.82% | 14.82% | 14.82% | 14.82% | 14.82% | 14.82% | 14.82% | 14.82% | 14.82% | 14.82% | 14.82% | 14.82% | 14.82% | 14.82% | 14.82% | 14.82% | 14.82% | 1
MF | 2 | Heating | Gas/Other | Program | Zonal | 0.008% | 0.008% | 0.008% | 0.008% | 0.008% | 0.008% | 0.008% | 0.008% | 0.008% | 0.008% | 0.008% | 0.008% | 0.008% | 0.008% | 0.008% | 0.008% | 0.008% | 0.008% | 0.008% | 0.008% | 1
MF | 2 | Heating | Gas/Other | Program | Evaporative Cooler | Null | Null | Null | Null | Null | Null | Null | Null | Null | Null | Null | Null | Null | Null | Null | Null | Null | Null | Null | Null | 0
MF | 2 | Heating | Gas/Other | Program | PTHP | Null | Null | Null | Null | Null | Null | Null | Null | Null | Null | Null | Null | Null | Null | Null | Null | Null | Null | Null | Null | 0
MF | 3 | Cooling | Electric | Baseline | RAC | 6.72% | 6.72% | 6.72% | 6.72% | 6.72% | 9.872% | 9.872% | 9.872% | 9.872% | 9.872% | 9.872% | 9.872% | 9.872% | 9.872% | 9.872% | 9.872% | 9.872% | 9.872% | 9.872% | 9.872% | 1
MF | 3 | Cooling | Electric | Baseline | No Cooling | 61.96% | 61.96% | 61.96% | 61.96% | 61.96% | 62.62% | 62.62% | 62.62% | 62.62% | 62.62% | 62.62% | 62.62% | 62.62% | 62.62% | 62.62% | 62.62% | 62.62% | 62.62% | 62.62% | 62.62% | 1
MF | 3 | Cooling | Electric | Baseline | CAC | 2.94% | 2.94% | 2.94% | 2.94% | 2.94% | 3.16% | 3.16% | 3.16% | 3.16% | 3.16% | 3.16% | 3.16% | 3.16% | 3.16% | 3.16% | 3.16% | 3.16% | 3.16% | 3.16% | 3.16% | 1
MF | 3 | Cooling | Electric | Baseline | DHP | 6.256% | 6.256% | 6.256% | 6.256% | 6.256% | 3.323% | 3.323% | 3.323% | 3.323% | 3.323% | 3.323% | 3.323% | 3.323% | 3.323% | 3.323% | 3.323% | 3.323% | 3.323% | 3.323% | 3.323% | 1
MF | 3 | Cooling | Electric | Baseline | GSHP | bar: 2011 to Filter1
MF | 3 | Cooling | Electric | Baseline | PTAC | 18.48% | 18.48% | 18.48% | 18.48% | 18.48% | 18.48% | 18.48% | 18.48% | 18.48% | 18.48% | 18.48% | 18.48% | 18.48% | 18.48% | 18.48% | 18.48% | 18.48% | 18.48% | 18.48% | 18.48% | 1
MF | 3 | Cooling | Electric | Baseline | ASHP | 3.637% | 3.637% | 3.637% | 3.637% | 3.637% | 2.537% | 2.537% | 2.537% | 2.537% | 2.537% | 2.537% | 2.537% | 2.537% | 2.537% | 2.537% | 2.537% | 2.537% | 2.537% | 2.537% | 2.537% | 1
MF | 3 | Cooling | Electric | Baseline | FAF Electric | 0% | 0% | 0% | 0% | 0% | 0% | 0% | 0% | 0% | 0% | 0% | 0% | 0% | 0% | 0% | 0% | 0% | 0% | 0% | 0% | 0
MF | 3 | Cooling | Electric | Baseline | FAF Gas/Other | 0% | 0% | 0% | 0% | 0% | 0% | 0% | 0% | 0% | 0% | 0% | 0% | 0% | 0% | 0% | 0% | 0% | 0% | 0% | 0% | 0
MF | 3 | Cooling | Electric | Baseline | Zonal | 0% | 0% | 0% | 0% | 0% | 0% | 0% | 0% | 0% | 0% | 0% | 0% | 0% | 0% | 0% | 0% | 0% | 0% | 0% | 0% | 0
MF | 3 | Cooling | Electric | Baseline | Evaporative Cooler | 0.003654% | 0.003654% | 0.003654% | 0.003654% | 0.003654% | 0.003654% | 0.003654% | 0.003654% | 0.003654% | 0.003654% | 0.003654% | 0.003654% | 0.003654% | 0.003654% | 0.003654% | 0.003654% | 0.003654% | 0.003654% | 0.003654% | 0.003654% | 1
MF | 3 | Cooling | Electric | Baseline | PTHP | 0.003654% | 0.003654% | 0.003654% | 0.003654% | 0.003654% | 0.003654% | 0.003654% | 0.003654% | 0.003654% | 0.003654% | 0.003654% | 0.003654% | 0.003654% | 0.003654% | 0.003654% | 0.003654% | 0.003654% | 0.003654% | 0.003654% | 0.003654% | 1
MF | 3 | Cooling | Electric | Market | RAC | 6.72% | 6.72% | 6.72% | 6.72% | 6.72% | 6.72% | 6.72% | 6.72% | 6.72% | 6.72% | 6.72% | 6.72% | 6.72% | 6.72% | 6.72% | 6.72% | 6.72% | 6.72% | 6.72% | 6.72% | 1
MF | 3 | Cooling | Electric | Market | No Cooling | 61.96% | 61.96% | 61.96% | 61.96% | 61.96% | 61.96% | 61.96% | 61.96% | 61.96% | 61.96% | 61.96% | 61.96% | 61.96% | 61.96% | 61.96% | 61.96% | 61.96% | 61.96% | 61.96% | 61.96% | 1
MF | 3 | Cooling | Electric | Market | CAC | 2.94% | 2.94% | 2.94% | 2.94% | 2.94% | 2.94% | 2.94% | 2.94% | 2.94% | 2.94% | 2.94% | 2.94% | 2.94% | 2.94% | 2.94% | 2.94% | 2.94% | 2.94% | 2.94% | 2.94% | 1
MF | 3 | Cooling | Electric | Market | DHP | 6.256% | 6.256% | 6.256% | 6.256% | 6.256% | 6.256% | 6.256% | 6.256% | 6.256% | 6.256% | 6.256% | 6.256% | 6.256% | 6.256% | 6.256% | 6.256% | 6.256% | 6.256% | 6.256% | 6.256% | 1
MF | 3 | Cooling | Electric | Market | GSHP | bar: 2011 to Filter1
MF | 3 | Cooling | Electric | Market | PTAC | 18.48% | 18.48% | 18.48% | 18.48% | 18.48% | 18.48% | 18.48% | 18.48% | 18.48% | 18.48% | 18.48% | 18.48% | 18.48% | 18.48% | 18.48% | 18.48% | 18.48% | 18.48% | 18.48% | 18.48% | 1
MF | 3 | Cooling | Electric | Market | ASHP | 3.637% | 3.637% | 3.637% | 3.637% | 3.637% | 3.637% | 3.637% | 3.637% | 3.637% | 3.637% | 3.637% | 3.637% | 3.637% | 3.637% | 3.637% | 3.637% | 3.637% | 3.637% | 3.637% | 3.637% | 1
MF | 3 | Cooling | Electric | Market | FAF Electric | 0% | 0% | 0% | 0% | 0% | 0% | 0% | 0% | 0% | 0% | 0% | 0% | 0% | 0% | 0% | 0% | 0% | 0% | 0% | 0% | 0
MF | 3 | Cooling | Electric | Market | FAF Gas/Other | 0% | 0% | 0% | 0% | 0% | 0% | 0% | 0% | 0% | 0% | 0% | 0% | 0% | 0% | 0% | 0% | 0% | 0% | 0% | 0% | 0
MF | 3 | Cooling | Electric | Market | Zonal | 0% | 0% | 0% | 0% | 0% | 0% | 0% | 0% | 0% | 0% | 0% | 0% | 0% | 0% | 0% | 0% | 0% | 0% | 0% | 0% | 0
MF | 3 | Cooling | Electric | Market | Evaporative Cooler | 0.003654% | 0.003654% | 0.003654% | 0.003654% | 0.003654% | 0.003654% | 0.003654% | 0.003654% | 0.003654% | 0.003654% | 0.003654% | 0.003654% | 0.003654% | 0.003654% | 0.003654% | 0.003654% | 0.003654% | 0.003654% | 0.003654% | 0.003654% | 1
MF | 3 | Cooling | Electric | Market | PTHP | 0.003654% | 0.003654% | 0.003654% | 0.003654% | 0.003654% | 0.003654% | 0.003654% | 0.003654% | 0.003654% | 0.003654% | 0.003654% | 0.003654% | 0.003654% | 0.003654% | 0.003654% | 0.003654% | 0.003654% | 0.003654% | 0.003654% | 0.003654% | 1
MF | 3 | Cooling | Electric | Program | RAC | 6.72% | 6.72% | 6.72% | 6.72% | 6.72% | 9.916% | 9.916% | 9.916% | 9.916% | 9.916% | 9.916% | 9.916% | 9.916% | 9.916% | 9.916% | 9.916% | 9.916% | 9.916% | 9.916% | 9.916% | 1
MF | 3 | Cooling | Electric | Program | No Cooling | 61.96% | 61.96% | 61.96% | 61.96% | 61.96% | 62.82% | 62.82% | 62.82% | 62.82% | 62.82% | 62.82% | 62.82% | 62.82% | 62.82% | 62.82% | 62.82% | 62.82% | 62.82% | 62.82% | 62.82% | 1
MF | 3 | Cooling | Electric | Program | CAC | 2.94% | 2.94% | 2.94% | 2.94% | 2.94% | 3.225% | 3.225% | 3.225% | 3.225% | 3.225% | 3.225% | 3.225% | 3.225% | 3.225% | 3.225% | 3.225% | 3.225% | 3.225% | 3.225% | 3.225% | 1
MF | 3 | Cooling | Electric | Program | DHP | 6.256% | 6.256% | 6.256% | 6.256% | 6.256% | 3.345% | 3.345% | 3.345% | 3.345% | 3.345% | 3.345% | 3.345% | 3.345% | 3.345% | 3.345% | 3.345% | 3.345% | 3.345% | 3.345% | 3.345% | 1
MF | 3 | Cooling | Electric | Program | GSHP | bar: 2011 to Filter1
MF | 3 | Cooling | Electric | Program | PTAC | 18.48% | 18.48% | 18.48% | 18.48% | 18.48% | 18.48% | 18.48% | 18.48% | 18.48% | 18.48% | 18.48% | 18.48% | 18.48% | 18.48% | 18.48% | 18.48% | 18.48% | 18.48% | 18.48% | 18.48% | 1
MF | 3 | Cooling | Electric | Program | ASHP | 3.637% | 3.637% | 3.637% | 3.637% | 3.637% | 2.21% | 2.21% | 2.21% | 2.21% | 2.21% | 2.21% | 2.21% | 2.21% | 2.21% | 2.21% | 2.21% | 2.21% | 2.21% | 2.21% | 2.21% | 1
MF | 3 | Cooling | Electric | Program | FAF Electric | 0% | 0% | 0% | 0% | 0% | 0% | 0% | 0% | 0% | 0% | 0% | 0% | 0% | 0% | 0% | 0% | 0% | 0% | 0% | 0% | 0
MF | 3 | Cooling | Electric | Program | FAF Gas/Other | 0% | 0% | 0% | 0% | 0% | 0% | 0% | 0% | 0% | 0% | 0% | 0% | 0% | 0% | 0% | 0% | 0% | 0% | 0% | 0% | 0
MF | 3 | Cooling | Electric | Program | Zonal | 0% | 0% | 0% | 0% | 0% | 0% | 0% | 0% | 0% | 0% | 0% | 0% | 0% | 0% | 0% | 0% | 0% | 0% | 0% | 0% | 0
MF | 3 | Cooling | Electric | Program | Evaporative Cooler | 0.003654% | 0.003654% | 0.003654% | 0.003654% | 0.003654% | 0.003654% | 0.003654% | 0.003654% | 0.003654% | 0.003654% | 0.003654% | 0.003654% | 0.003654% | 0.003654% | 0.003654% | 0.003654% | 0.003654% | 0.003654% | 0.003654% | 0.003654% | 1
MF | 3 | Cooling | Electric | Program | PTHP | 0.003654% | 0.003654% | 0.003654% | 0.003654% | 0.003654% | 0.003654% | 0.003654% | 0.003654% | 0.003654% | 0.003654% | 0.003654% | 0.003654% | 0.003654% | 0.003654% | 0.003654% | 0.003654% | 0.003654% | 0.003654% | 0.003654% | 0.003654% | 1
MF | 3 | Cooling | Gas/Other | Baseline | RAC | Null | Null | Null | Null | Null | Null | Null | Null | Null | Null | Null | Null | Null | Null | Null | Null | Null | Null | Null | Null | 0
MF | 3 | Cooling | Gas/Other | Baseline | No Cooling | Null | Null | Null | Null | Null | Null | Null | Null | Null | Null | Null | Null | Null | Null | Null | Null | Null | Null | Null | Null | 0
MF | 3 | Cooling | Gas/Other | Baseline | CAC | Null | Null | Null | Null | Null | Null | Null | Null | Null | Null | Null | Null | Null | Null | Null | Null | Null | Null | Null | Null | 0
MF | 3 | Cooling | Gas/Other | Baseline | DHP | Null | Null | Null | Null | Null | Null | Null | Null | Null | Null | Null | Null | Null | Null | Null | Null | Null | Null | Null | Null | 0
MF | 3 | Cooling | Gas/Other | Baseline | GSHP | Null | Null | Null | Null | Null | Null | Null | Null | Null | Null | Null | Null | Null | Null | Null | Null | Null | Null | Null | Null | 0
MF | 3 | Cooling | Gas/Other | Baseline | PTAC | Null | Null | Null | Null | Null | Null | Null | Null | Null | Null | Null | Null | Null | Null | Null | Null | Null | Null | Null | Null | 0
MF | 3 | Cooling | Gas/Other | Baseline | ASHP | Null | Null | Null | Null | Null | Null | Null | Null | Null | Null | Null | Null | Null | Null | Null | Null | Null | Null | Null | Null | 0
MF | 3 | Cooling | Gas/Other | Baseline | FAF Electric | Null | Null | Null | Null | Null | Null | Null | Null | Null | Null | Null | Null | Null | Null | Null | Null | Null | Null | Null | Null | 0
MF | 3 | Cooling | Gas/Other | Baseline | FAF Gas/Other | Null | Null | Null | Null | Null | Null | Null | Null | Null | Null | Null | Null | Null | Null | Null | Null | Null | Null | Null | Null | 0
MF | 3 | Cooling | Gas/Other | Baseline | Zonal | Null | Null | Null | Null | Null | Null | Null | Null | Null | Null | Null | Null | Null | Null | Null | Null | Null | Null | Null | Null | 0
MF | 3 | Cooling | Gas/Other | Baseline | Evaporative Cooler | Null | Null | Null | Null | Null | Null | Null | Null | Null | Null | Null | Null | Null | Null | Null | Null | Null | Null | Null | Null | 0
MF | 3 | Cooling | Gas/Other | Baseline | PTHP | Null | Null | Null | Null | Null | Null | Null | Null | Null | Null | Null | Null | Null | Null | Null | Null | Null | Null | Null | Null | 0
MF | 3 | Cooling | Gas/Other | Market | RAC | 0% | 0% | 0% | 0% | 0% | 0% | 0% | 0% | 0% | 0% | 0% | 0% | 0% | 0% | 0% | 0% | 0% | 0% | 0% | 0% | 0
MF | 3 | Cooling | Gas/Other | Market | No Cooling | 0% | 0% | 0% | 0% | 0% | 0% | 0% | 0% | 0% | 0% | 0% | 0% | 0% | 0% | 0% | 0% | 0% | 0% | 0% | 0% | 0
MF | 3 | Cooling | Gas/Other | Market | CAC | 0% | 0% | 0% | 0% | 0% | 0% | 0% | 0% | 0% | 0% | 0% | 0% | 0% | 0% | 0% | 0% | 0% | 0% | 0% | 0% | 0
MF | 3 | Cooling | Gas/Other | Market | DHP | 0% | 0% | 0% | 0% | 0% | 0% | 0% | 0% | 0% | 0% | 0% | 0% | 0% | 0% | 0% | 0% | 0% | 0% | 0% | 0% | 0
MF | 3 | Cooling | Gas/Other | Market | GSHP | 0% | 0% | 0% | 0% | 0% | 0% | 0% | 0% | 0% | 0% | 0% | 0% | 0% | 0% | 0% | 0% | 0% | 0% | 0% | 0% | 0
MF | 3 | Cooling | Gas/Other | Market | PTAC | 0% | 0% | 0% | 0% | 0% | 0% | 0% | 0% | 0% | 0% | 0% | 0% | 0% | 0% | 0% | 0% | 0% | 0% | 0% | 0% | 0
MF | 3 | Cooling | Gas/Other | Market | ASHP | 0% | 0% | 0% | 0% | 0% | 0% | 0% | 0% | 0% | 0% | 0% | 0% | 0% | 0% | 0% | 0% | 0% | 0% | 0% | 0% | 0
MF | 3 | Cooling | Gas/Other | Market | FAF Electric | 0% | 0% | 0% | 0% | 0% | 0% | 0% | 0% | 0% | 0% | 0% | 0% | 0% | 0% | 0% | 0% | 0% | 0% | 0% | 0% | 0
MF | 3 | Cooling | Gas/Other | Market | FAF Gas/Other | 0% | 0% | 0% | 0% | 0% | 0% | 0% | 0% | 0% | 0% | 0% | 0% | 0% | 0% | 0% | 0% | 0% | 0% | 0% | 0% | 0
MF | 3 | Cooling | Gas/Other | Market | Zonal | 0% | 0% | 0% | 0% | 0% | 0% | 0% | 0% | 0% | 0% | 0% | 0% | 0% | 0% | 0% | 0% | 0% | 0% | 0% | 0% | 0
MF | 3 | Cooling | Gas/Other | Market | Evaporative Cooler | 0% | 0% | 0% | 0% | 0% | 0% | 0% | 0% | 0% | 0% | 0% | 0% | 0% | 0% | 0% | 0% | 0% | 0% | 0% | 0% | 0
MF | 3 | Cooling | Gas/Other | Market | PTHP | 0% | 0% | 0% | 0% | 0% | 0% | 0% | 0% | 0% | 0% | 0% | 0% | 0% | 0% | 0% | 0% | 0% | 0% | 0% | 0% | 0
MF | 3 | Cooling | Gas/Other | Program | RAC | Null | Null | Null | Null | Null | Null | Null | Null | Null | Null | Null | Null | Null | Null | Null | Null | Null | Null | Null | Null | 0
MF | 3 | Cooling | Gas/Other | Program | No Cooling | Null | Null | Null | Null | Null | Null | Null | Null | Null | Null | Null | Null | Null | Null | Null | Null | Null | Null | Null | Null | 0
MF | 3 | Cooling | Gas/Other | Program | CAC | Null | Null | Null | Null | Null | Null | Null | Null | Null | Null | Null | Null | Null | Null | Null | Null | Null | Null | Null | Null | 0
MF | 3 | Cooling | Gas/Other | Program | DHP | Null | Null | Null | Null | Null | Null | Null | Null | Null | Null | Null | Null | Null | Null | Null | Null | Null | Null | Null | Null | 0
MF | 3 | Cooling | Gas/Other | Program | GSHP | Null | Null | Null | Null | Null | Null | Null | Null | Null | Null | Null | Null | Null | Null | Null | Null | Null | Null | Null | Null | 0
MF | 3 | Cooling | Gas/Other | Program | PTAC | Null | Null | Null | Null | Null | Null | Null | Null | Null | Null | Null | Null | Null | Null | Null | Null | Null | Null | Null | Null | 0
MF | 3 | Cooling | Gas/Other | Program | ASHP | Null | Null | Null | Null | Null | Null | Null | Null | Null | Null | Null | Null | Null | Null | Null | Null | Null | Null | Null | Null | 0
MF | 3 | Cooling | Gas/Other | Program | FAF Electric | Null | Null | Null | Null | Null | Null | Null | Null | Null | Null | Null | Null | Null | Null | Null | Null | Null | Null | Null | Null | 0
MF | 3 | Cooling | Gas/Other | Program | FAF Gas/Other | Null | Null | Null | Null | Null | Null | Null | Null | Null | Null | Null | Null | Null | Null | Null | Null | Null | Null | Null | Null | 0
MF | 3 | Cooling | Gas/Other | Program | Zonal | Null | Null | Null | Null | Null | Null | Null | Null | Null | Null | Null | Null | Null | Null | Null | Null | Null | Null | Null | Null | 0
MF | 3 | Cooling | Gas/Other | Program | Evaporative Cooler | Null | Null | Null | Null | Null | Null | Null | Null | Null | Null | Null | Null | Null | Null | Null | Null | Null | Null | Null | Null | 0
MF | 3 | Cooling | Gas/Other | Program | PTHP | Null | Null | Null | Null | Null | Null | Null | Null | Null | Null | Null | Null | Null | Null | Null | Null | Null | Null | Null | Null | 0
MF | 3 | Heating | Electric | Baseline | RAC | 0% | 0% | 0% | 0% | 0% | 0% | 0% | 0% | 0% | 0% | 0% | 0% | 0% | 0% | 0% | 0% | 0% | 0% | 0% | 0% | 0
MF | 3 | Heating | Electric | Baseline | No Cooling | 0% | 0% | 0% | 0% | 0% | 0% | 0% | 0% | 0% | 0% | 0% | 0% | 0% | 0% | 0% | 0% | 0% | 0% | 0% | 0% | 0
MF | 3 | Heating | Electric | Baseline | CAC | 0% | 0% | 0% | 0% | 0% | 0% | 0% | 0% | 0% | 0% | 0% | 0% | 0% | 0% | 0% | 0% | 0% | 0% | 0% | 0% | 0
MF | 3 | Heating | Electric | Baseline | DHP | 7.024% | 7.024% | 7.024% | 7.024% | 7.024% | 3.941% | 3.941% | 3.941% | 3.941% | 3.941% | 3.941% | 3.941% | 3.941% | 3.941% | 3.941% | 3.941% | 3.941% | 3.941% | 3.941% | 3.941% | 1
MF | 3 | Heating | Electric | Baseline | GSHP | bar: 2011 to Filter1
MF | 3 | Heating | Electric | Baseline | PTAC | 0% | 0% | 0% | 0% | 0% | 0% | 0% | 0% | 0% | 0% | 0% | 0% | 0% | 0% | 0% | 0% | 0% | 0% | 0% | 0% | 0
MF | 3 | Heating | Electric | Baseline | ASHP | 5.35% | 5.35% | 5.35% | 5.35% | 5.35% | 4.537% | 4.537% | 4.537% | 4.537% | 4.537% | 4.537% | 4.537% | 4.537% | 4.537% | 4.537% | 4.537% | 4.537% | 4.537% | 4.537% | 4.537% | 1
MF | 3 | Heating | Electric | Baseline | FAF Electric | 0.748% | 0.748% | 0.748% | 0.748% | 0.748% | 1.904% | 1.904% | 1.904% | 1.904% | 1.904% | 1.904% | 1.904% | 1.904% | 1.904% | 1.904% | 1.904% | 1.904% | 1.904% | 1.904% | 1.904% | 1
MF | 3 | Heating | Electric | Baseline | FAF Gas/Other | 0% | 0% | 0% | 0% | 0% | 0% | 0% | 0% | 0% | 0% | 0% | 0% | 0% | 0% | 0% | 0% | 0% | 0% | 0% | 0% | 0
MF | 3 | Heating | Electric | Baseline | Zonal | 72% | 72% | 72% | 72% | 72% | 74.74% | 74.74% | 74.74% | 74.74% | 74.74% | 74.74% | 74.74% | 74.74% | 74.74% | 74.74% | 74.74% | 74.74% | 74.74% | 74.74% | 74.74% | 1
MF | 3 | Heating | Electric | Baseline | Evaporative Cooler | bar: 2011 to Filter1
MF | 3 | Heating | Electric | Baseline | PTHP | 0.05% | 0.05% | 0.05% | 0.05% | 0.05% | 0.05% | 0.05% | 0.05% | 0.05% | 0.05% | 0.05% | 0.05% | 0.05% | 0.05% | 0.05% | 0.05% | 0.05% | 0.05% | 0.05% | 0.05% | 1
MF | 3 | Heating | Electric | Market | RAC | 0% | 0% | 0% | 0% | 0% | 0% | 0% | 0% | 0% | 0% | 0% | 0% | 0% | 0% | 0% | 0% | 0% | 0% | 0% | 0% | 0
MF | 3 | Heating | Electric | Market | No Cooling | 0% | 0% | 0% | 0% | 0% | 0% | 0% | 0% | 0% | 0% | 0% | 0% | 0% | 0% | 0% | 0% | 0% | 0% | 0% | 0% | 0
MF | 3 | Heating | Electric | Market | CAC | 0% | 0% | 0% | 0% | 0% | 0% | 0% | 0% | 0% | 0% | 0% | 0% | 0% | 0% | 0% | 0% | 0% | 0% | 0% | 0% | 0
MF | 3 | Heating | Electric | Market | DHP | 7.024% | 7.024% | 7.024% | 7.024% | 7.024% | 7.024% | 7.024% | 7.024% | 7.024% | 7.024% | 7.024% | 7.024% | 7.024% | 7.024% | 7.024% | 7.024% | 7.024% | 7.024% | 7.024% | 7.024% | 1
MF | 3 | Heating | Electric | Market | GSHP | bar: 2011 to Filter1
MF | 3 | Heating | Electric | Market | PTAC | 0% | 0% | 0% | 0% | 0% | 0% | 0% | 0% | 0% | 0% | 0% | 0% | 0% | 0% | 0% | 0% | 0% | 0% | 0% | 0% | 0
MF | 3 | Heating | Electric | Market | ASHP | 5.35% | 5.35% | 5.35% | 5.35% | 5.35% | 5.35% | 5.35% | 5.35% | 5.35% | 5.35% | 5.35% | 5.35% | 5.35% | 5.35% | 5.35% | 5.35% | 5.35% | 5.35% | 5.35% | 5.35% | 1
MF | 3 | Heating | Electric | Market | FAF Electric | 0.748% | 0.748% | 0.748% | 0.748% | 0.748% | 0.748% | 0.748% | 0.748% | 0.748% | 0.748% | 0.748% | 0.748% | 0.748% | 0.748% | 0.748% | 0.748% | 0.748% | 0.748% | 0.748% | 0.748% | 1
MF | 3 | Heating | Electric | Market | FAF Gas/Other | 0% | 0% | 0% | 0% | 0% | 0% | 0% | 0% | 0% | 0% | 0% | 0% | 0% | 0% | 0% | 0% | 0% | 0% | 0% | 0% | 0
MF | 3 | Heating | Electric | Market | Zonal | 72% | 72% | 72% | 72% | 72% | 72% | 72% | 72% | 72% | 72% | 72% | 72% | 72% | 72% | 72% | 72% | 72% | 72% | 72% | 72% | 1
MF | 3 | Heating | Electric | Market | Evaporative Cooler | bar: 2011 to Filter1
MF | 3 | Heating | Electric | Market | PTHP | 0.05% | 0.05% | 0.05% | 0.05% | 0.05% | 0.05% | 0.05% | 0.05% | 0.05% | 0.05% | 0.05% | 0.05% | 0.05% | 0.05% | 0.05% | 0.05% | 0.05% | 0.05% | 0.05% | 0.05% | 1
MF | 3 | Heating | Electric | Program | RAC | 0% | 0% | 0% | 0% | 0% | 0% | 0% | 0% | 0% | 0% | 0% | 0% | 0% | 0% | 0% | 0% | 0% | 0% | 0% | 0% | 0
MF | 3 | Heating | Electric | Program | No Cooling | 0% | 0% | 0% | 0% | 0% | 0% | 0% | 0% | 0% | 0% | 0% | 0% | 0% | 0% | 0% | 0% | 0% | 0% | 0% | 0% | 0
MF | 3 | Heating | Electric | Program | CAC | 0% | 0% | 0% | 0% | 0% | 0% | 0% | 0% | 0% | 0% | 0% | 0% | 0% | 0% | 0% | 0% | 0% | 0% | 0% | 0% | 0
MF | 3 | Heating | Electric | Program | DHP | 7.024% | 7.024% | 7.024% | 7.024% | 7.024% | 3.941% | 3.941% | 3.941% | 3.941% | 3.941% | 3.941% | 3.941% | 3.941% | 3.941% | 3.941% | 3.941% | 3.941% | 3.941% | 3.941% | 3.941% | 1
MF | 3 | Heating | Electric | Program | GSHP | bar: 2011 to Filter1
MF | 3 | Heating | Electric | Program | PTAC | 0% | 0% | 0% | 0% | 0% | 0% | 0% | 0% | 0% | 0% | 0% | 0% | 0% | 0% | 0% | 0% | 0% | 0% | 0% | 0% | 0
MF | 3 | Heating | Electric | Program | ASHP | 5.35% | 5.35% | 5.35% | 5.35% | 5.35% | 4.537% | 4.537% | 4.537% | 4.537% | 4.537% | 4.537% | 4.537% | 4.537% | 4.537% | 4.537% | 4.537% | 4.537% | 4.537% | 4.537% | 4.537% | 1
MF | 3 | Heating | Electric | Program | FAF Electric | 0.748% | 0.748% | 0.748% | 0.748% | 0.748% | 1.904% | 1.904% | 1.904% | 1.904% | 1.904% | 1.904% | 1.904% | 1.904% | 1.904% | 1.904% | 1.904% | 1.904% | 1.904% | 1.904% | 1.904% | 1
MF | 3 | Heating | Electric | Program | FAF Gas/Other | 0% | 0% | 0% | 0% | 0% | 0% | 0% | 0% | 0% | 0% | 0% | 0% | 0% | 0% | 0% | 0% | 0% | 0% | 0% | 0% | 0
MF | 3 | Heating | Electric | Program | Zonal | 72% | 72% | 72% | 72% | 72% | 74.74% | 74.74% | 74.74% | 74.74% | 74.74% | 74.74% | 74.74% | 74.74% | 74.74% | 74.74% | 74.74% | 74.74% | 74.74% | 74.74% | 74.74% | 1
MF | 3 | Heating | Electric | Program | Evaporative Cooler | bar: 2011 to Filter1
MF | 3 | Heating | Electric | Program | PTHP | 0.05% | 0.05% | 0.05% | 0.05% | 0.05% | 0.05% | 0.05% | 0.05% | 0.05% | 0.05% | 0.05% | 0.05% | 0.05% | 0.05% | 0.05% | 0.05% | 0.05% | 0.05% | 0.05% | 0.05% | 1
MF | 3 | Heating | Gas/Other | Baseline | RAC | 0% | 0% | 0% | 0% | 0% | 0% | 0% | 0% | 0% | 0% | 0% | 0% | 0% | 0% | 0% | 0% | 0% | 0% | 0% | 0% | 0
MF | 3 | Heating | Gas/Other | Baseline | No Cooling | 0% | 0% | 0% | 0% | 0% | 0% | 0% | 0% | 0% | 0% | 0% | 0% | 0% | 0% | 0% | 0% | 0% | 0% | 0% | 0% | 0
MF | 3 | Heating | Gas/Other | Baseline | CAC | Null | Null | Null | Null | Null | Null | Null | Null | Null | Null | Null | Null | Null | Null | Null | Null | Null | Null | Null | Null | 0
MF | 3 | Heating | Gas/Other | Baseline | DHP | Null | Null | Null | Null | Null | Null | Null | Null | Null | Null | Null | Null | Null | Null | Null | Null | Null | Null | Null | Null | 0
MF | 3 | Heating | Gas/Other | Baseline | GSHP | Null | Null | Null | Null | Null | Null | Null | Null | Null | Null | Null | Null | Null | Null | Null | Null | Null | Null | Null | Null | 0
MF | 3 | Heating | Gas/Other | Baseline | PTAC | 0% | 0% | 0% | 0% | 0% | 0% | 0% | 0% | 0% | 0% | 0% | 0% | 0% | 0% | 0% | 0% | 0% | 0% | 0% | 0% | 0
MF | 3 | Heating | Gas/Other | Baseline | ASHP | Null | Null | Null | Null | Null | Null | Null | Null | Null | Null | Null | Null | Null | Null | Null | Null | Null | Null | Null | Null | 0
MF | 3 | Heating | Gas/Other | Baseline | FAF Electric | Null | Null | Null | Null | Null | Null | Null | Null | Null | Null | Null | Null | Null | Null | Null | Null | Null | Null | Null | Null | 0
MF | 3 | Heating | Gas/Other | Baseline | FAF Gas/Other | 14.82% | 14.82% | 14.82% | 14.82% | 14.82% | 14.82% | 14.82% | 14.82% | 14.82% | 14.82% | 14.82% | 14.82% | 14.82% | 14.82% | 14.82% | 14.82% | 14.82% | 14.82% | 14.82% | 14.82% | 1
MF | 3 | Heating | Gas/Other | Baseline | Zonal | 0.008% | 0.008% | 0.008% | 0.008% | 0.008% | 0.008% | 0.008% | 0.008% | 0.008% | 0.008% | 0.008% | 0.008% | 0.008% | 0.008% | 0.008% | 0.008% | 0.008% | 0.008% | 0.008% | 0.008% | 1
MF | 3 | Heating | Gas/Other | Baseline | Evaporative Cooler | Null | Null | Null | Null | Null | Null | Null | Null | Null | Null | Null | Null | Null | Null | Null | Null | Null | Null | Null | Null | 0
MF | 3 | Heating | Gas/Other | Baseline | PTHP | Null | Null | Null | Null | Null | Null | Null | Null | Null | Null | Null | Null | Null | Null | Null | Null | Null | Null | Null | Null | 0
MF | 3 | Heating | Gas/Other | Market | RAC | 0% | 0% | 0% | 0% | 0% | 0% | 0% | 0% | 0% | 0% | 0% | 0% | 0% | 0% | 0% | 0% | 0% | 0% | 0% | 0% | 0
MF | 3 | Heating | Gas/Other | Market | No Cooling | 0% | 0% | 0% | 0% | 0% | 0% | 0% | 0% | 0% | 0% | 0% | 0% | 0% | 0% | 0% | 0% | 0% | 0% | 0% | 0% | 0
MF | 3 | Heating | Gas/Other | Market | CAC | Null | Null | Null | Null | Null | Null | Null | Null | Null | Null | Null | Null | Null | Null | Null | Null | Null | Null | Null | Null | 0
MF | 3 | Heating | Gas/Other | Market | DHP | Null | Null | Null | Null | Null | Null | Null | Null | Null | Null | Null | Null | Null | Null | Null | Null | Null | Null | Null | Null | 0
MF | 3 | Heating | Gas/Other | Market | GSHP | Null | Null | Null | Null | Null | Null | Null | Null | Null | Null | Null | Null | Null | Null | Null | Null | Null | Null | Null | Null | 0
MF | 3 | Heating | Gas/Other | Market | PTAC | 0% | 0% | 0% | 0% | 0% | 0% | 0% | 0% | 0% | 0% | 0% | 0% | 0% | 0% | 0% | 0% | 0% | 0% | 0% | 0% | 0
MF | 3 | Heating | Gas/Other | Market | ASHP | Null | Null | Null | Null | Null | Null | Null | Null | Null | Null | Null | Null | Null | Null | Null | Null | Null | Null | Null | Null | 0
MF | 3 | Heating | Gas/Other | Market | FAF Electric | Null | Null | Null | Null | Null | Null | Null | Null | Null | Null | Null | Null | Null | Null | Null | Null | Null | Null | Null | Null | 0
MF | 3 | Heating | Gas/Other | Market | FAF Gas/Other | 14.82% | 14.82% | 14.82% | 14.82% | 14.82% | 14.82% | 14.82% | 14.82% | 14.82% | 14.82% | 14.82% | 14.82% | 14.82% | 14.82% | 14.82% | 14.82% | 14.82% | 14.82% | 14.82% | 14.82% | 1
MF | 3 | Heating | Gas/Other | Market | Zonal | 0.008% | 0.008% | 0.008% | 0.008% | 0.008% | 0.008% | 0.008% | 0.008% | 0.008% | 0.008% | 0.008% | 0.008% | 0.008% | 0.008% | 0.008% | 0.008% | 0.008% | 0.008% | 0.008% | 0.008% | 1
MF | 3 | Heating | Gas/Other | Market | Evaporative Cooler | Null | Null | Null | Null | Null | Null | Null | Null | Null | Null | Null | Null | Null | Null | Null | Null | Null | Null | Null | Null | 0
MF | 3 | Heating | Gas/Other | Market | PTHP | Null | Null | Null | Null | Null | Null | Null | Null | Null | Null | Null | Null | Null | Null | Null | Null | Null | Null | Null | Null | 0
MF | 3 | Heating | Gas/Other | Program | RAC | 0% | 0% | 0% | 0% | 0% | 0% | 0% | 0% | 0% | 0% | 0% | 0% | 0% | 0% | 0% | 0% | 0% | 0% | 0% | 0% | 0
MF | 3 | Heating | Gas/Other | Program | No Cooling | 0% | 0% | 0% | 0% | 0% | 0% | 0% | 0% | 0% | 0% | 0% | 0% | 0% | 0% | 0% | 0% | 0% | 0% | 0% | 0% | 0
MF | 3 | Heating | Gas/Other | Program | CAC | Null | Null | Null | Null | Null | Null | Null | Null | Null | Null | Null | Null | Null | Null | Null | Null | Null | Null | Null | Null | 0
MF | 3 | Heating | Gas/Other | Program | DHP | Null | Null | Null | Null | Null | Null | Null | Null | Null | Null | Null | Null | Null | Null | Null | Null | Null | Null | Null | Null | 0
MF | 3 | Heating | Gas/Other | Program | GSHP | Null | Null | Null | Null | Null | Null | Null | Null | Null | Null | Null | Null | Null | Null | Null | Null | Null | Null | Null | Null | 0
MF | 3 | Heating | Gas/Other | Program | PTAC | 0% | 0% | 0% | 0% | 0% | 0% | 0% | 0% | 0% | 0% | 0% | 0% | 0% | 0% | 0% | 0% | 0% | 0% | 0% | 0% | 0
MF | 3 | Heating | Gas/Other | Program | ASHP | Null | Null | Null | Null | Null | Null | Null | Null | Null | Null | Null | Null | Null | Null | Null | Null | Null | Null | Null | Null | 0
MF | 3 | Heating | Gas/Other | Program | FAF Electric | Null | Null | Null | Null | Null | Null | Null | Null | Null | Null | Null | Null | Null | Null | Null | Null | Null | Null | Null | Null | 0
MF | 3 | Heating | Gas/Other | Program | FAF Gas/Other | 14.82% | 14.82% | 14.82% | 14.82% | 14.82% | 14.82% | 14.82% | 14.82% | 14.82% | 14.82% | 14.82% | 14.82% | 14.82% | 14.82% | 14.82% | 14.82% | 14.82% | 14.82% | 14.82% | 14.82% | 1
MF | 3 | Heating | Gas/Other | Program | Zonal | 0.008% | 0.008% | 0.008% | 0.008% | 0.008% | 0.008% | 0.008% | 0.008% | 0.008% | 0.008% | 0.008% | 0.008% | 0.008% | 0.008% | 0.008% | 0.008% | 0.008% | 0.008% | 0.008% | 0.008% | 1
MF | 3 | Heating | Gas/Other | Program | Evaporative Cooler | Null | Null | Null | Null | Null | Null | Null | Null | Null | Null | Null | Null | Null | Null | Null | Null | Null | Null | Null | Null | 0
MF | 3 | Heating | Gas/Other | Program | PTHP | Null | Null | Null | Null | Null | Null | Null | Null | Null | Null | Null | Null | Null | Null | Null | Null | Null | Null | Null | Null | 0
MH | 1 | Cooling | Electric | Baseline | RAC | 21.02% | 21.02% | 21.02% | 21.02% | 21.02% | 34.66% | 34.66% | 34.66% | 34.66% | 34.66% | 34.66% | 34.66% | 34.66% | 34.66% | 34.66% | 34.66% | 34.66% | 34.66% | 34.66% | 34.66% | 1
MH | 1 | Cooling | Electric | Baseline | No Cooling | 0.007699% | 0.007699% | 0.007699% | 0.007699% | 0.007699% | 16.33% | 16.33% | 16.33% | 16.33% | 16.33% | 16.33% | 16.33% | 16.33% | 16.33% | 16.33% | 16.33% | 16.33% | 16.33% | 16.33% | 16.33% | 1
MH | 1 | Cooling | Electric | Baseline | CAC | 13.95% | 13.95% | 13.95% | 13.95% | 13.95% | 19.39% | 19.39% | 19.39% | 19.39% | 19.39% | 19.39% | 19.39% | 19.39% | 19.39% | 19.39% | 19.39% | 19.39% | 19.39% | 19.39% | 19.39% | 1
MH | 1 | Cooling | Electric | Baseline | DHP | 11.83% | 11.83% | 11.83% | 11.83% | 11.83% | 3.633% | 3.633% | 3.633% | 3.633% | 3.633% | 3.633% | 3.633% | 3.633% | 3.633% | 3.633% | 3.633% | 3.633% | 3.633% | 3.633% | 3.633% | 1
MH | 1 | Cooling | Electric | Baseline | GSHP | 0.01232% | 0.01232% | 0.01232% | 0.01232% | 0.01232% | 0.01232% | 0.01232% | 0.01232% | 0.01232% | 0.01232% | 0.01232% | 0.01232% | 0.01232% | 0.01232% | 0.01232% | 0.01232% | 0.01232% | 0.01232% | 0.01232% | 0.01232% | 1
MH | 1 | Cooling | Electric | Baseline | PTAC | 0.3557% | 0.3557% | 0.3557% | 0.3557% | 0.3557% | 0.3557% | 0.3557% | 0.3557% | 0.3557% | 0.3557% | 0.3557% | 0.3557% | 0.3557% | 0.3557% | 0.3557% | 0.3557% | 0.3557% | 0.3557% | 0.3557% | 0.3557% | 1
MH | 1 | Cooling | Electric | Baseline | ASHP | 52.72% | 52.72% | 52.72% | 52.72% | 52.72% | 25.52% | 25.52% | 25.52% | 25.52% | 25.52% | 25.52% | 25.52% | 25.52% | 25.52% | 25.52% | 25.52% | 25.52% | 25.52% | 25.52% | 25.52% | 1
MH | 1 | Cooling | Electric | Baseline | FAF Electric | 0% | 0% | 0% | 0% | 0% | 0% | 0% | 0% | 0% | 0% | 0% | 0% | 0% | 0% | 0% | 0% | 0% | 0% | 0% | 0% | 0
MH | 1 | Cooling | Electric | Baseline | FAF Gas/Other | 0% | 0% | 0% | 0% | 0% | 0% | 0% | 0% | 0% | 0% | 0% | 0% | 0% | 0% | 0% | 0% | 0% | 0% | 0% | 0% | 0
MH | 1 | Cooling | Electric | Baseline | Zonal | 0% | 0% | 0% | 0% | 0% | 0% | 0% | 0% | 0% | 0% | 0% | 0% | 0% | 0% | 0% | 0% | 0% | 0% | 0% | 0% | 0
MH | 1 | Cooling | Electric | Baseline | Evaporative Cooler | 0.006211% | 0.006211% | 0.006211% | 0.006211% | 0.006211% | 0.006211% | 0.006211% | 0.006211% | 0.006211% | 0.006211% | 0.006211% | 0.006211% | 0.006211% | 0.006211% | 0.006211% | 0.006211% | 0.006211% | 0.006211% | 0.006211% | 0.006211% | 1
MH | 1 | Cooling | Electric | Baseline | PTHP | 0.1012% | 0.1012% | 0.1012% | 0.1012% | 0.1012% | 0.1012% | 0.1012% | 0.1012% | 0.1012% | 0.1012% | 0.1012% | 0.1012% | 0.1012% | 0.1012% | 0.1012% | 0.1012% | 0.1012% | 0.1012% | 0.1012% | 0.1012% | 1
MH | 1 | Cooling | Electric | Market | RAC | 21.02% | 21.02% | 21.02% | 21.02% | 21.02% | 21.02% | 21.02% | 21.02% | 21.02% | 21.02% | 21.02% | 21.02% | 21.02% | 21.02% | 21.02% | 21.02% | 21.02% | 21.02% | 21.02% | 21.02% | 1
MH | 1 | Cooling | Electric | Market | No Cooling | 0.007699% | 0.007699% | 0.007699% | 0.007699% | 0.007699% | 0.007699% | 0.007699% | 0.007699% | 0.007699% | 0.007699% | 0.007699% | 0.007699% | 0.007699% | 0.007699% | 0.007699% | 0.007699% | 0.007699% | 0.007699% | 0.007699% | 0.007699% | 1
MH | 1 | Cooling | Electric | Market | CAC | 13.95% | 13.95% | 13.95% | 13.95% | 13.95% | 13.95% | 13.95% | 13.95% | 13.95% | 13.95% | 13.95% | 13.95% | 13.95% | 13.95% | 13.95% | 13.95% | 13.95% | 13.95% | 13.95% | 13.95% | 1
MH | 1 | Cooling | Electric | Market | DHP | 11.83% | 11.83% | 11.83% | 11.83% | 11.83% | 11.83% | 11.83% | 11.83% | 11.83% | 11.83% | 11.83% | 11.83% | 11.83% | 11.83% | 11.83% | 11.83% | 11.83% | 11.83% | 11.83% | 11.83% | 1
MH | 1 | Cooling | Electric | Market | GSHP | 0.01232% | 0.01232% | 0.01232% | 0.01232% | 0.01232% | 0.01232% | 0.01232% | 0.01232% | 0.01232% | 0.01232% | 0.01232% | 0.01232% | 0.01232% | 0.01232% | 0.01232% | 0.01232% | 0.01232% | 0.01232% | 0.01232% | 0.01232% | 1
MH | 1 | Cooling | Electric | Market | PTAC | 0.3557% | 0.3557% | 0.3557% | 0.3557% | 0.3557% | 0.3557% | 0.3557% | 0.3557% | 0.3557% | 0.3557% | 0.3557% | 0.3557% | 0.3557% | 0.3557% | 0.3557% | 0.3557% | 0.3557% | 0.3557% | 0.3557% | 0.3557% | 1
MH | 1 | Cooling | Electric | Market | ASHP | 52.72% | 52.72% | 52.72% | 52.72% | 52.72% | 52.72% | 52.72% | 52.72% | 52.72% | 52.72% | 52.72% | 52.72% | 52.72% | 52.72% | 52.72% | 52.72% | 52.72% | 52.72% | 52.72% | 52.72% | 1
MH | 1 | Cooling | Electric | Market | FAF Electric | 0% | 0% | 0% | 0% | 0% | 0% | 0% | 0% | 0% | 0% | 0% | 0% | 0% | 0% | 0% | 0% | 0% | 0% | 0% | 0% | 0
MH | 1 | Cooling | Electric | Market | FAF Gas/Other | 0% | 0% | 0% | 0% | 0% | 0% | 0% | 0% | 0% | 0% | 0% | 0% | 0% | 0% | 0% | 0% | 0% | 0% | 0% | 0% | 0
MH | 1 | Cooling | Electric | Market | Zonal | 0% | 0% | 0% | 0% | 0% | 0% | 0% | 0% | 0% | 0% | 0% | 0% | 0% | 0% | 0% | 0% | 0% | 0% | 0% | 0% | 0
MH | 1 | Cooling | Electric | Market | Evaporative Cooler | 0.006211% | 0.006211% | 0.006211% | 0.006211% | 0.006211% | 0.006211% | 0.006211% | 0.006211% | 0.006211% | 0.006211% | 0.006211% | 0.006211% | 0.006211% | 0.006211% | 0.006211% | 0.006211% | 0.006211% | 0.006211% | 0.006211% | 0.006211% | 1
MH | 1 | Cooling | Electric | Market | PTHP | 0.1012% | 0.1012% | 0.1012% | 0.1012% | 0.1012% | 0.1012% | 0.1012% | 0.1012% | 0.1012% | 0.1012% | 0.1012% | 0.1012% | 0.1012% | 0.1012% | 0.1012% | 0.1012% | 0.1012% | 0.1012% | 0.1012% | 0.1012% | 1
MH | 1 | Cooling | Electric | Program | RAC | 21.02% | 21.02% | 21.02% | 21.02% | 21.02% | 34.66% | 34.66% | 34.66% | 34.66% | 34.66% | 34.66% | 34.66% | 34.66% | 34.66% | 34.66% | 34.66% | 34.66% | 34.66% | 34.66% | 34.66% | 1
MH | 1 | Cooling | Electric | Program | No Cooling | 0.007699% | 0.007699% | 0.007699% | 0.007699% | 0.007699% | 16.33% | 16.33% | 16.33% | 16.33% | 16.33% | 16.33% | 16.33% | 16.33% | 16.33% | 16.33% | 16.33% | 16.33% | 16.33% | 16.33% | 16.33% | 1
MH | 1 | Cooling | Electric | Program | CAC | 13.95% | 13.95% | 13.95% | 13.95% | 13.95% | 19.39% | 19.39% | 19.39% | 19.39% | 19.39% | 19.39% | 19.39% | 19.39% | 19.39% | 19.39% | 19.39% | 19.39% | 19.39% | 19.39% | 19.39% | 1
MH | 1 | Cooling | Electric | Program | DHP | 11.83% | 11.83% | 11.83% | 11.83% | 11.83% | 3.633% | 3.633% | 3.633% | 3.633% | 3.633% | 3.633% | 3.633% | 3.633% | 3.633% | 3.633% | 3.633% | 3.633% | 3.633% | 3.633% | 3.633% | 1
MH | 1 | Cooling | Electric | Program | GSHP | 0.01232% | 0.01232% | 0.01232% | 0.01232% | 0.01232% | 0.01232% | 0.01232% | 0.01232% | 0.01232% | 0.01232% | 0.01232% | 0.01232% | 0.01232% | 0.01232% | 0.01232% | 0.01232% | 0.01232% | 0.01232% | 0.01232% | 0.01232% | 1
MH | 1 | Cooling | Electric | Program | PTAC | 0.3557% | 0.3557% | 0.3557% | 0.3557% | 0.3557% | 0.3557% | 0.3557% | 0.3557% | 0.3557% | 0.3557% | 0.3557% | 0.3557% | 0.3557% | 0.3557% | 0.3557% | 0.3557% | 0.3557% | 0.3557% | 0.3557% | 0.3557% | 1
MH | 1 | Cooling | Electric | Program | ASHP | 52.72% | 52.72% | 52.72% | 52.72% | 52.72% | 25.52% | 25.52% | 25.52% | 25.52% | 25.52% | 25.52% | 25.52% | 25.52% | 25.52% | 25.52% | 25.52% | 25.52% | 25.52% | 25.52% | 25.52% | 1
MH | 1 | Cooling | Electric | Program | FAF Electric | 0% | 0% | 0% | 0% | 0% | 0% | 0% | 0% | 0% | 0% | 0% | 0% | 0% | 0% | 0% | 0% | 0% | 0% | 0% | 0% | 0
MH | 1 | Cooling | Electric | Program | FAF Gas/Other | 0% | 0% | 0% | 0% | 0% | 0% | 0% | 0% | 0% | 0% | 0% | 0% | 0% | 0% | 0% | 0% | 0% | 0% | 0% | 0% | 0
MH | 1 | Cooling | Electric | Program | Zonal | 0% | 0% | 0% | 0% | 0% | 0% | 0% | 0% | 0% | 0% | 0% | 0% | 0% | 0% | 0% | 0% | 0% | 0% | 0% | 0% | 0
MH | 1 | Cooling | Electric | Program | Evaporative Cooler | 0.006211% | 0.006211% | 0.006211% | 0.006211% | 0.006211% | 0.006211% | 0.006211% | 0.006211% | 0.006211% | 0.006211% | 0.006211% | 0.006211% | 0.006211% | 0.006211% | 0.006211% | 0.006211% | 0.006211% | 0.006211% | 0.006211% | 0.006211% | 1
MH | 1 | Cooling | Electric | Program | PTHP | 0.1012% | 0.1012% | 0.1012% | 0.1012% | 0.1012% | 0.1012% | 0.1012% | 0.1012% | 0.1012% | 0.1012% | 0.1012% | 0.1012% | 0.1012% | 0.1012% | 0.1012% | 0.1012% | 0.1012% | 0.1012% | 0.1012% | 0.1012% | 1
MH | 1 | Cooling | Gas/Other | Baseline | RAC | Null | Null | Null | Null | Null | Null | Null | Null | Null | Null | Null | Null | Null | Null | Null | Null | Null | Null | Null | Null | 0
MH | 1 | Cooling | Gas/Other | Baseline | No Cooling | Null | Null | Null | Null | Null | Null | Null | Null | Null | Null | Null | Null | Null | Null | Null | Null | Null | Null | Null | Null | 0
MH | 1 | Cooling | Gas/Other | Baseline | CAC | Null | Null | Null | Null | Null | Null | Null | Null | Null | Null | Null | Null | Null | Null | Null | Null | Null | Null | Null | Null | 0
MH | 1 | Cooling | Gas/Other | Baseline | DHP | Null | Null | Null | Null | Null | Null | Null | Null | Null | Null | Null | Null | Null | Null | Null | Null | Null | Null | Null | Null | 0
MH | 1 | Cooling | Gas/Other | Baseline | GSHP | Null | Null | Null | Null | Null | Null | Null | Null | Null | Null | Null | Null | Null | Null | Null | Null | Null | Null | Null | Null | 0
MH | 1 | Cooling | Gas/Other | Baseline | PTAC | Null | Null | Null | Null | Null | Null | Null | Null | Null | Null | Null | Null | Null | Null | Null | Null | Null | Null | Null | Null | 0
MH | 1 | Cooling | Gas/Other | Baseline | ASHP | Null | Null | Null | Null | Null | Null | Null | Null | Null | Null | Null | Null | Null | Null | Null | Null | Null | Null | Null | Null | 0
MH | 1 | Cooling | Gas/Other | Baseline | FAF Electric | Null | Null | Null | Null | Null | Null | Null | Null | Null | Null | Null | Null | Null | Null | Null | Null | Null | Null | Null | Null | 0
MH | 1 | Cooling | Gas/Other | Baseline | FAF Gas/Other | Null | Null | Null | Null | Null | Null | Null | Null | Null | Null | Null | Null | Null | Null | Null | Null | Null | Null | Null | Null | 0
MH | 1 | Cooling | Gas/Other | Baseline | Zonal | Null | Null | Null | Null | Null | Null | Null | Null | Null | Null | Null | Null | Null | Null | Null | Null | Null | Null | Null | Null | 0
MH | 1 | Cooling | Gas/Other | Baseline | Evaporative Cooler | Null | Null | Null | Null | Null | Null | Null | Null | Null | Null | Null | Null | Null | Null | Null | Null | Null | Null | Null | Null | 0
MH | 1 | Cooling | Gas/Other | Baseline | PTHP | Null | Null | Null | Null | Null | Null | Null | Null | Null | Null | Null | Null | Null | Null | Null | Null | Null | Null | Null | Null | 0
MH | 1 | Cooling | Gas/Other | Market | RAC | 0% | 0% | 0% | 0% | 0% | 0% | 0% | 0% | 0% | 0% | 0% | 0% | 0% | 0% | 0% | 0% | 0% | 0% | 0% | 0% | 0
MH | 1 | Cooling | Gas/Other | Market | No Cooling | 0% | 0% | 0% | 0% | 0% | 0% | 0% | 0% | 0% | 0% | 0% | 0% | 0% | 0% | 0% | 0% | 0% | 0% | 0% | 0% | 0
MH | 1 | Cooling | Gas/Other | Market | CAC | 0% | 0% | 0% | 0% | 0% | 0% | 0% | 0% | 0% | 0% | 0% | 0% | 0% | 0% | 0% | 0% | 0% | 0% | 0% | 0% | 0
MH | 1 | Cooling | Gas/Other | Market | DHP | 0% | 0% | 0% | 0% | 0% | 0% | 0% | 0% | 0% | 0% | 0% | 0% | 0% | 0% | 0% | 0% | 0% | 0% | 0% | 0% | 0
MH | 1 | Cooling | Gas/Other | Market | GSHP | 0% | 0% | 0% | 0% | 0% | 0% | 0% | 0% | 0% | 0% | 0% | 0% | 0% | 0% | 0% | 0% | 0% | 0% | 0% | 0% | 0
MH | 1 | Cooling | Gas/Other | Market | PTAC | 0% | 0% | 0% | 0% | 0% | 0% | 0% | 0% | 0% | 0% | 0% | 0% | 0% | 0% | 0% | 0% | 0% | 0% | 0% | 0% | 0
MH | 1 | Cooling | Gas/Other | Market | ASHP | 0% | 0% | 0% | 0% | 0% | 0% | 0% | 0% | 0% | 0% | 0% | 0% | 0% | 0% | 0% | 0% | 0% | 0% | 0% | 0% | 0
MH | 1 | Cooling | Gas/Other | Market | FAF Electric | 0% | 0% | 0% | 0% | 0% | 0% | 0% | 0% | 0% | 0% | 0% | 0% | 0% | 0% | 0% | 0% | 0% | 0% | 0% | 0% | 0
MH | 1 | Cooling | Gas/Other | Market | FAF Gas/Other | 0% | 0% | 0% | 0% | 0% | 0% | 0% | 0% | 0% | 0% | 0% | 0% | 0% | 0% | 0% | 0% | 0% | 0% | 0% | 0% | 0
MH | 1 | Cooling | Gas/Other | Market | Zonal | 0% | 0% | 0% | 0% | 0% | 0% | 0% | 0% | 0% | 0% | 0% | 0% | 0% | 0% | 0% | 0% | 0% | 0% | 0% | 0% | 0
MH | 1 | Cooling | Gas/Other | Market | Evaporative Cooler | 0% | 0% | 0% | 0% | 0% | 0% | 0% | 0% | 0% | 0% | 0% | 0% | 0% | 0% | 0% | 0% | 0% | 0% | 0% | 0% | 0
MH | 1 | Cooling | Gas/Other | Market | PTHP | 0% | 0% | 0% | 0% | 0% | 0% | 0% | 0% | 0% | 0% | 0% | 0% | 0% | 0% | 0% | 0% | 0% | 0% | 0% | 0% | 0
MH | 1 | Cooling | Gas/Other | Program | RAC | Null | Null | Null | Null | Null | Null | Null | Null | Null | Null | Null | Null | Null | Null | Null | Null | Null | Null | Null | Null | 0
MH | 1 | Cooling | Gas/Other | Program | No Cooling | Null | Null | Null | Null | Null | Null | Null | Null | Null | Null | Null | Null | Null | Null | Null | Null | Null | Null | Null | Null | 0
MH | 1 | Cooling | Gas/Other | Program | CAC | Null | Null | Null | Null | Null | Null | Null | Null | Null | Null | Null | Null | Null | Null | Null | Null | Null | Null | Null | Null | 0
MH | 1 | Cooling | Gas/Other | Program | DHP | Null | Null | Null | Null | Null | Null | Null | Null | Null | Null | Null | Null | Null | Null | Null | Null | Null | Null | Null | Null | 0
MH | 1 | Cooling | Gas/Other | Program | GSHP | Null | Null | Null | Null | Null | Null | Null | Null | Null | Null | Null | Null | Null | Null | Null | Null | Null | Null | Null | Null | 0
MH | 1 | Cooling | Gas/Other | Program | PTAC | Null | Null | Null | Null | Null | Null | Null | Null | Null | Null | Null | Null | Null | Null | Null | Null | Null | Null | Null | Null | 0
MH | 1 | Cooling | Gas/Other | Program | ASHP | Null | Null | Null | Null | Null | Null | Null | Null | Null | Null | Null | Null | Null | Null | Null | Null | Null | Null | Null | Null | 0
MH | 1 | Cooling | Gas/Other | Program | FAF Electric | Null | Null | Null | Null | Null | Null | Null | Null | Null | Null | Null | Null | Null | Null | Null | Null | Null | Null | Null | Null | 0
MH | 1 | Cooling | Gas/Other | Program | FAF Gas/Other | Null | Null | Null | Null | Null | Null | Null | Null | Null | Null | Null | Null | Null | Null | Null | Null | Null | Null | Null | Null | 0
MH | 1 | Cooling | Gas/Other | Program | Zonal | Null | Null | Null | Null | Null | Null | Null | Null | Null | Null | Null | Null | Null | Null | Null | Null | Null | Null | Null | Null | 0
MH | 1 | Cooling | Gas/Other | Program | Evaporative Cooler | Null | Null | Null | Null | Null | Null | Null | Null | Null | Null | Null | Null | Null | Null | Null | Null | Null | Null | Null | Null | 0
MH | 1 | Cooling | Gas/Other | Program | PTHP | Null | Null | Null | Null | Null | Null | Null | Null | Null | Null | Null | Null | Null | Null | Null | Null | Null | Null | Null | Null | 0
MH | 1 | Heating | Electric | Baseline | RAC | 0% | 0% | 0% | 0% | 0% | 0% | 0% | 0% | 0% | 0% | 0% | 0% | 0% | 0% | 0% | 0% | 0% | 0% | 0% | 0% | 0
MH | 1 | Heating | Electric | Baseline | No Cooling | 0% | 0% | 0% | 0% | 0% | 0% | 0% | 0% | 0% | 0% | 0% | 0% | 0% | 0% | 0% | 0% | 0% | 0% | 0% | 0% | 0
MH | 1 | Heating | Electric | Baseline | CAC | 0% | 0% | 0% | 0% | 0% | 0% | 0% | 0% | 0% | 0% | 0% | 0% | 0% | 0% | 0% | 0% | 0% | 0% | 0% | 0% | 0
MH | 1 | Heating | Electric | Baseline | DHP | 16.09% | 16.09% | 16.09% | 16.09% | 16.09% | 4.92% | 4.92% | 4.92% | 4.92% | 4.92% | 4.92% | 4.92% | 4.92% | 4.92% | 4.92% | 4.92% | 4.92% | 4.92% | 4.92% | 4.92% | 1
MH | 1 | Heating | Electric | Baseline | GSHP | 0.00213% | 0.00213% | 0.00213% | 0.00213% | 0.00213% | 0.00213% | 0.00213% | 0.00213% | 0.00213% | 0.00213% | 0.00213% | 0.00213% | 0.00213% | 0.00213% | 0.00213% | 0.00213% | 0.00213% | 0.00213% | 0.00213% | 0.00213% | 1
MH | 1 | Heating | Electric | Baseline | PTAC | 0% | 0% | 0% | 0% | 0% | 0% | 0% | 0% | 0% | 0% | 0% | 0% | 0% | 0% | 0% | 0% | 0% | 0% | 0% | 0% | 0
MH | 1 | Heating | Electric | Baseline | ASHP | 83.89% | 83.89% | 83.89% | 83.89% | 83.89% | 66.09% | 66.09% | 66.09% | 66.09% | 66.09% | 66.09% | 66.09% | 66.09% | 66.09% | 66.09% | 66.09% | 66.09% | 66.09% | 66.09% | 66.09% | 1
MH | 1 | Heating | Electric | Baseline | FAF Electric | 0.00466% | 0.00466% | 0.00466% | 0.00466% | 0.00466% | 19.04% | 19.04% | 19.04% | 19.04% | 19.04% | 19.04% | 19.04% | 19.04% | 19.04% | 19.04% | 19.04% | 19.04% | 19.04% | 19.04% | 19.04% | 1
MH | 1 | Heating | Electric | Baseline | FAF Gas/Other | 0% | 0% | 0% | 0% | 0% | 0% | 0% | 0% | 0% | 0% | 0% | 0% | 0% | 0% | 0% | 0% | 0% | 0% | 0% | 0% | 0
MH | 1 | Heating | Electric | Baseline | Zonal | 0.008647% | 0.008647% | 0.008647% | 0.008647% | 0.008647% | 9.938% | 9.938% | 9.938% | 9.938% | 9.938% | 9.938% | 9.938% | 9.938% | 9.938% | 9.938% | 9.938% | 9.938% | 9.938% | 9.938% | 9.938% | 1
MH | 1 | Heating | Electric | Baseline | Evaporative Cooler | bar: 2011 to Filter1
MH | 1 | Heating | Electric | Baseline | PTHP | bar: 2011 to Filter1
MH | 1 | Heating | Electric | Market | RAC | 0% | 0% | 0% | 0% | 0% | 0% | 0% | 0% | 0% | 0% | 0% | 0% | 0% | 0% | 0% | 0% | 0% | 0% | 0% | 0% | 0
MH | 1 | Heating | Electric | Market | No Cooling | 0% | 0% | 0% | 0% | 0% | 0% | 0% | 0% | 0% | 0% | 0% | 0% | 0% | 0% | 0% | 0% | 0% | 0% | 0% | 0% | 0
MH | 1 | Heating | Electric | Market | CAC | 0% | 0% | 0% | 0% | 0% | 0% | 0% | 0% | 0% | 0% | 0% | 0% | 0% | 0% | 0% | 0% | 0% | 0% | 0% | 0% | 0
MH | 1 | Heating | Electric | Market | DHP | 16.09% | 16.09% | 16.09% | 16.09% | 16.09% | 16.09% | 16.09% | 16.09% | 16.09% | 16.09% | 16.09% | 16.09% | 16.09% | 16.09% | 16.09% | 16.09% | 16.09% | 16.09% | 16.09% | 16.09% | 1
MH | 1 | Heating | Electric | Market | GSHP | 0.00213% | 0.00213% | 0.00213% | 0.00213% | 0.00213% | 0.00213% | 0.00213% | 0.00213% | 0.00213% | 0.00213% | 0.00213% | 0.00213% | 0.00213% | 0.00213% | 0.00213% | 0.00213% | 0.00213% | 0.00213% | 0.00213% | 0.00213% | 1
MH | 1 | Heating | Electric | Market | PTAC | 0% | 0% | 0% | 0% | 0% | 0% | 0% | 0% | 0% | 0% | 0% | 0% | 0% | 0% | 0% | 0% | 0% | 0% | 0% | 0% | 0
MH | 1 | Heating | Electric | Market | ASHP | 83.89% | 83.89% | 83.89% | 83.89% | 83.89% | 83.89% | 83.89% | 83.89% | 83.89% | 83.89% | 83.89% | 83.89% | 83.89% | 83.89% | 83.89% | 83.89% | 83.89% | 83.89% | 83.89% | 83.89% | 1
MH | 1 | Heating | Electric | Market | FAF Electric | 0.00466% | 0.00466% | 0.00466% | 0.00466% | 0.00466% | 0.00466% | 0.00466% | 0.00466% | 0.00466% | 0.00466% | 0.00466% | 0.00466% | 0.00466% | 0.00466% | 0.00466% | 0.00466% | 0.00466% | 0.00466% | 0.00466% | 0.00466% | 1
MH | 1 | Heating | Electric | Market | FAF Gas/Other | 0% | 0% | 0% | 0% | 0% | 0% | 0% | 0% | 0% | 0% | 0% | 0% | 0% | 0% | 0% | 0% | 0% | 0% | 0% | 0% | 0
MH | 1 | Heating | Electric | Market | Zonal | 0.008647% | 0.008647% | 0.008647% | 0.008647% | 0.008647% | 0.008647% | 0.008647% | 0.008647% | 0.008647% | 0.008647% | 0.008647% | 0.008647% | 0.008647% | 0.008647% | 0.008647% | 0.008647% | 0.008647% | 0.008647% | 0.008647% | 0.008647% | 1
MH | 1 | Heating | Electric | Market | Evaporative Cooler | bar: 2011 to Filter1
MH | 1 | Heating | Electric | Market | PTHP | bar: 2011 to Filter1
MH | 1 | Heating | Electric | Program | RAC | 0% | 0% | 0% | 0% | 0% | 0% | 0% | 0% | 0% | 0% | 0% | 0% | 0% | 0% | 0% | 0% | 0% | 0% | 0% | 0% | 0
MH | 1 | Heating | Electric | Program | No Cooling | 0% | 0% | 0% | 0% | 0% | 0% | 0% | 0% | 0% | 0% | 0% | 0% | 0% | 0% | 0% | 0% | 0% | 0% | 0% | 0% | 0
MH | 1 | Heating | Electric | Program | CAC | 0% | 0% | 0% | 0% | 0% | 0% | 0% | 0% | 0% | 0% | 0% | 0% | 0% | 0% | 0% | 0% | 0% | 0% | 0% | 0% | 0
MH | 1 | Heating | Electric | Program | DHP | 14.09% | 14.09% | 14.09% | 14.09% | 14.09% | 4.377% | 4.377% | 4.377% | 4.377% | 4.377% | 4.377% | 4.377% | 4.377% | 4.377% | 4.377% | 4.377% | 4.377% | 4.377% | 4.377% | 4.377% | 1
MH | 1 | Heating | Electric | Program | GSHP | 0.00213% | 0.00213% | 0.00213% | 0.00213% | 0.00213% | 0.00213% | 0.00213% | 0.00213% | 0.00213% | 0.00213% | 0.00213% | 0.00213% | 0.00213% | 0.00213% | 0.00213% | 0.00213% | 0.00213% | 0.00213% | 0.00213% | 0.00213% | 1
MH | 1 | Heating | Electric | Program | PTAC | 0% | 0% | 0% | 0% | 0% | 0% | 0% | 0% | 0% | 0% | 0% | 0% | 0% | 0% | 0% | 0% | 0% | 0% | 0% | 0% | 0
MH | 1 | Heating | Electric | Program | ASHP | 85.89% | 85.89% | 85.89% | 85.89% | 85.89% | 67.56% | 67.56% | 67.56% | 67.56% | 67.56% | 67.56% | 67.56% | 67.56% | 67.56% | 67.56% | 67.56% | 67.56% | 67.56% | 67.56% | 67.56% | 1
MH | 1 | Heating | Electric | Program | FAF Electric | 0.00466% | 0.00466% | 0.00466% | 0.00466% | 0.00466% | 19.41% | 19.41% | 19.41% | 19.41% | 19.41% | 19.41% | 19.41% | 19.41% | 19.41% | 19.41% | 19.41% | 19.41% | 19.41% | 19.41% | 19.41% | 1
MH | 1 | Heating | Electric | Program | FAF Gas/Other | 0% | 0% | 0% | 0% | 0% | 0% | 0% | 0% | 0% | 0% | 0% | 0% | 0% | 0% | 0% | 0% | 0% | 0% | 0% | 0% | 0
MH | 1 | Heating | Electric | Program | Zonal | 0.008647% | 0.008647% | 0.008647% | 0.008647% | 0.008647% | 8.643% | 8.643% | 8.643% | 8.643% | 8.643% | 8.643% | 8.643% | 8.643% | 8.643% | 8.643% | 8.643% | 8.643% | 8.643% | 8.643% | 8.643% | 1
MH | 1 | Heating | Electric | Program | Evaporative Cooler | bar: 2011 to Filter1
MH | 1 | Heating | Electric | Program | PTHP | bar: 2011 to Filter1
MH | 1 | Heating | Gas/Other | Baseline | RAC | 0% | 0% | 0% | 0% | 0% | 0% | 0% | 0% | 0% | 0% | 0% | 0% | 0% | 0% | 0% | 0% | 0% | 0% | 0% | 0% | 0
MH | 1 | Heating | Gas/Other | Baseline | No Cooling | 0% | 0% | 0% | 0% | 0% | 0% | 0% | 0% | 0% | 0% | 0% | 0% | 0% | 0% | 0% | 0% | 0% | 0% | 0% | 0% | 0
MH | 1 | Heating | Gas/Other | Baseline | CAC | Null | Null | Null | Null | Null | Null | Null | Null | Null | Null | Null | Null | Null | Null | Null | Null | Null | Null | Null | Null | 0
MH | 1 | Heating | Gas/Other | Baseline | DHP | Null | Null | Null | Null | Null | Null | Null | Null | Null | Null | Null | Null | Null | Null | Null | Null | Null | Null | Null | Null | 0
MH | 1 | Heating | Gas/Other | Baseline | GSHP | Null | Null | Null | Null | Null | Null | Null | Null | Null | Null | Null | Null | Null | Null | Null | Null | Null | Null | Null | Null | 0
MH | 1 | Heating | Gas/Other | Baseline | PTAC | 0% | 0% | 0% | 0% | 0% | 0% | 0% | 0% | 0% | 0% | 0% | 0% | 0% | 0% | 0% | 0% | 0% | 0% | 0% | 0% | 0
MH | 1 | Heating | Gas/Other | Baseline | ASHP | Null | Null | Null | Null | Null | Null | Null | Null | Null | Null | Null | Null | Null | Null | Null | Null | Null | Null | Null | Null | 0
MH | 1 | Heating | Gas/Other | Baseline | FAF Electric | Null | Null | Null | Null | Null | Null | Null | Null | Null | Null | Null | Null | Null | Null | Null | Null | Null | Null | Null | Null | 0
MH | 1 | Heating | Gas/Other | Baseline | FAF Gas/Other | 0.00865% | 0.00865% | 0.00865% | 0.00865% | 0.00865% | 0.00865% | 0.00865% | 0.00865% | 0.00865% | 0.00865% | 0.00865% | 0.00865% | 0.00865% | 0.00865% | 0.00865% | 0.00865% | 0.00865% | 0.00865% | 0.00865% | 0.00865% | 1
MH | 1 | Heating | Gas/Other | Baseline | Zonal | 0.002125% | 0.002125% | 0.002125% | 0.002125% | 0.002125% | 0.002125% | 0.002125% | 0.002125% | 0.002125% | 0.002125% | 0.002125% | 0.002125% | 0.002125% | 0.002125% | 0.002125% | 0.002125% | 0.002125% | 0.002125% | 0.002125% | 0.002125% | 1
MH | 1 | Heating | Gas/Other | Baseline | Evaporative Cooler | Null | Null | Null | Null | Null | Null | Null | Null | Null | Null | Null | Null | Null | Null | Null | Null | Null | Null | Null | Null | 0
MH | 1 | Heating | Gas/Other | Baseline | PTHP | Null | Null | Null | Null | Null | Null | Null | Null | Null | Null | Null | Null | Null | Null | Null | Null | Null | Null | Null | Null | 0
MH | 1 | Heating | Gas/Other | Market | RAC | 0% | 0% | 0% | 0% | 0% | 0% | 0% | 0% | 0% | 0% | 0% | 0% | 0% | 0% | 0% | 0% | 0% | 0% | 0% | 0% | 0
MH | 1 | Heating | Gas/Other | Market | No Cooling | 0% | 0% | 0% | 0% | 0% | 0% | 0% | 0% | 0% | 0% | 0% | 0% | 0% | 0% | 0% | 0% | 0% | 0% | 0% | 0% | 0
MH | 1 | Heating | Gas/Other | Market | CAC | Null | Null | Null | Null | Null | Null | Null | Null | Null | Null | Null | Null | Null | Null | Null | Null | Null | Null | Null | Null | 0
MH | 1 | Heating | Gas/Other | Market | DHP | Null | Null | Null | Null | Null | Null | Null | Null | Null | Null | Null | Null | Null | Null | Null | Null | Null | Null | Null | Null | 0
MH | 1 | Heating | Gas/Other | Market | GSHP | Null | Null | Null | Null | Null | Null | Null | Null | Null | Null | Null | Null | Null | Null | Null | Null | Null | Null | Null | Null | 0
MH | 1 | Heating | Gas/Other | Market | PTAC | 0% | 0% | 0% | 0% | 0% | 0% | 0% | 0% | 0% | 0% | 0% | 0% | 0% | 0% | 0% | 0% | 0% | 0% | 0% | 0% | 0
MH | 1 | Heating | Gas/Other | Market | ASHP | Null | Null | Null | Null | Null | Null | Null | Null | Null | Null | Null | Null | Null | Null | Null | Null | Null | Null | Null | Null | 0
MH | 1 | Heating | Gas/Other | Market | FAF Electric | Null | Null | Null | Null | Null | Null | Null | Null | Null | Null | Null | Null | Null | Null | Null | Null | Null | Null | Null | Null | 0
MH | 1 | Heating | Gas/Other | Market | FAF Gas/Other | 0.00865% | 0.00865% | 0.00865% | 0.00865% | 0.00865% | 0.00865% | 0.00865% | 0.00865% | 0.00865% | 0.00865% | 0.00865% | 0.00865% | 0.00865% | 0.00865% | 0.00865% | 0.00865% | 0.00865% | 0.00865% | 0.00865% | 0.00865% | 1
MH | 1 | Heating | Gas/Other | Market | Zonal | 0.002125% | 0.002125% | 0.002125% | 0.002125% | 0.002125% | 0.002125% | 0.002125% | 0.002125% | 0.002125% | 0.002125% | 0.002125% | 0.002125% | 0.002125% | 0.002125% | 0.002125% | 0.002125% | 0.002125% | 0.002125% | 0.002125% | 0.002125% | 1
MH | 1 | Heating | Gas/Other | Market | Evaporative Cooler | Null | Null | Null | Null | Null | Null | Null | Null | Null | Null | Null | Null | Null | Null | Null | Null | Null | Null | Null | Null | 0
MH | 1 | Heating | Gas/Other | Market | PTHP | Null | Null | Null | Null | Null | Null | Null | Null | Null | Null | Null | Null | Null | Null | Null | Null | Null | Null | Null | Null | 0
MH | 1 | Heating | Gas/Other | Program | RAC | 0% | 0% | 0% | 0% | 0% | 0% | 0% | 0% | 0% | 0% | 0% | 0% | 0% | 0% | 0% | 0% | 0% | 0% | 0% | 0% | 0
MH | 1 | Heating | Gas/Other | Program | No Cooling | 0% | 0% | 0% | 0% | 0% | 0% | 0% | 0% | 0% | 0% | 0% | 0% | 0% | 0% | 0% | 0% | 0% | 0% | 0% | 0% | 0
MH | 1 | Heating | Gas/Other | Program | CAC | Null | Null | Null | Null | Null | Null | Null | Null | Null | Null | Null | Null | Null | Null | Null | Null | Null | Null | Null | Null | 0
MH | 1 | Heating | Gas/Other | Program | DHP | Null | Null | Null | Null | Null | Null | Null | Null | Null | Null | Null | Null | Null | Null | Null | Null | Null | Null | Null | Null | 0
MH | 1 | Heating | Gas/Other | Program | GSHP | Null | Null | Null | Null | Null | Null | Null | Null | Null | Null | Null | Null | Null | Null | Null | Null | Null | Null | Null | Null | 0
MH | 1 | Heating | Gas/Other | Program | PTAC | 0% | 0% | 0% | 0% | 0% | 0% | 0% | 0% | 0% | 0% | 0% | 0% | 0% | 0% | 0% | 0% | 0% | 0% | 0% | 0% | 0
MH | 1 | Heating | Gas/Other | Program | ASHP | Null | Null | Null | Null | Null | Null | Null | Null | Null | Null | Null | Null | Null | Null | Null | Null | Null | Null | Null | Null | 0
MH | 1 | Heating | Gas/Other | Program | FAF Electric | Null | Null | Null | Null | Null | Null | Null | Null | Null | Null | Null | Null | Null | Null | Null | Null | Null | Null | Null | Null | 0
MH | 1 | Heating | Gas/Other | Program | FAF Gas/Other | 0.00865% | 0.00865% | 0.00865% | 0.00865% | 0.00865% | 0.00865% | 0.00865% | 0.00865% | 0.00865% | 0.00865% | 0.00865% | 0.00865% | 0.00865% | 0.00865% | 0.00865% | 0.00865% | 0.00865% | 0.00865% | 0.00865% | 0.00865% | 1
MH | 1 | Heating | Gas/Other | Program | Zonal | 0.002125% | 0.002125% | 0.002125% | 0.002125% | 0.002125% | 0.002125% | 0.002125% | 0.002125% | 0.002125% | 0.002125% | 0.002125% | 0.002125% | 0.002125% | 0.002125% | 0.002125% | 0.002125% | 0.002125% | 0.002125% | 0.002125% | 0.002125% | 1
MH | 1 | Heating | Gas/Other | Program | Evaporative Cooler | Null | Null | Null | Null | Null | Null | Null | Null | Null | Null | Null | Null | Null | Null | Null | Null | Null | Null | Null | Null | 0
MH | 1 | Heating | Gas/Other | Program | PTHP | Null | Null | Null | Null | Null | Null | Null | Null | Null | Null | Null | Null | Null | Null | Null | Null | Null | Null | Null | Null | 0
MH | 2 | Cooling | Electric | Baseline | RAC | 21.02% | 21.02% | 21.02% | 21.02% | 21.02% | 34.68% | 34.68% | 34.68% | 34.68% | 34.68% | 34.68% | 34.68% | 34.68% | 34.68% | 34.68% | 34.68% | 34.68% | 34.68% | 34.68% | 34.68% | 1
MH | 2 | Cooling | Electric | Baseline | No Cooling | 0.007699% | 0.007699% | 0.007699% | 0.007699% | 0.007699% | 15.5% | 15.5% | 15.5% | 15.5% | 15.5% | 15.5% | 15.5% | 15.5% | 15.5% | 15.5% | 15.5% | 15.5% | 15.5% | 15.5% | 15.5% | 1
MH | 2 | Cooling | Electric | Baseline | CAC | 13.95% | 13.95% | 13.95% | 13.95% | 13.95% | 19.12% | 19.12% | 19.12% | 19.12% | 19.12% | 19.12% | 19.12% | 19.12% | 19.12% | 19.12% | 19.12% | 19.12% | 19.12% | 19.12% | 19.12% | 1
MH | 2 | Cooling | Electric | Baseline | DHP | 11.83% | 11.83% | 11.83% | 11.83% | 11.83% | 3.34% | 3.34% | 3.34% | 3.34% | 3.34% | 3.34% | 3.34% | 3.34% | 3.34% | 3.34% | 3.34% | 3.34% | 3.34% | 3.34% | 3.34% | 1
MH | 2 | Cooling | Electric | Baseline | GSHP | 0.01232% | 0.01232% | 0.01232% | 0.01232% | 0.01232% | 0.01232% | 0.01232% | 0.01232% | 0.01232% | 0.01232% | 0.01232% | 0.01232% | 0.01232% | 0.01232% | 0.01232% | 0.01232% | 0.01232% | 0.01232% | 0.01232% | 0.01232% | 1
MH | 2 | Cooling | Electric | Baseline | PTAC | 0.3557% | 0.3557% | 0.3557% | 0.3557% | 0.3557% | 0.3557% | 0.3557% | 0.3557% | 0.3557% | 0.3557% | 0.3557% | 0.3557% | 0.3557% | 0.3557% | 0.3557% | 0.3557% | 0.3557% | 0.3557% | 0.3557% | 0.3557% | 1
MH | 2 | Cooling | Electric | Baseline | ASHP | 52.72% | 52.72% | 52.72% | 52.72% | 52.72% | 26.89% | 26.89% | 26.89% | 26.89% | 26.89% | 26.89% | 26.89% | 26.89% | 26.89% | 26.89% | 26.89% | 26.89% | 26.89% | 26.89% | 26.89% | 1
MH | 2 | Cooling | Electric | Baseline | FAF Electric | 0% | 0% | 0% | 0% | 0% | 0% | 0% | 0% | 0% | 0% | 0% | 0% | 0% | 0% | 0% | 0% | 0% | 0% | 0% | 0% | 0
MH | 2 | Cooling | Electric | Baseline | FAF Gas/Other | 0% | 0% | 0% | 0% | 0% | 0% | 0% | 0% | 0% | 0% | 0% | 0% | 0% | 0% | 0% | 0% | 0% | 0% | 0% | 0% | 0
MH | 2 | Cooling | Electric | Baseline | Zonal | 0% | 0% | 0% | 0% | 0% | 0% | 0% | 0% | 0% | 0% | 0% | 0% | 0% | 0% | 0% | 0% | 0% | 0% | 0% | 0% | 0
MH | 2 | Cooling | Electric | Baseline | Evaporative Cooler | 0.006211% | 0.006211% | 0.006211% | 0.006211% | 0.006211% | 0.006211% | 0.006211% | 0.006211% | 0.006211% | 0.006211% | 0.006211% | 0.006211% | 0.006211% | 0.006211% | 0.006211% | 0.006211% | 0.006211% | 0.006211% | 0.006211% | 0.006211% | 1
MH | 2 | Cooling | Electric | Baseline | PTHP | 0.1012% | 0.1012% | 0.1012% | 0.1012% | 0.1012% | 0.1012% | 0.1012% | 0.1012% | 0.1012% | 0.1012% | 0.1012% | 0.1012% | 0.1012% | 0.1012% | 0.1012% | 0.1012% | 0.1012% | 0.1012% | 0.1012% | 0.1012% | 1
MH | 2 | Cooling | Electric | Market | RAC | 21.02% | 21.02% | 21.02% | 21.02% | 21.02% | 21.02% | 21.02% | 21.02% | 21.02% | 21.02% | 21.02% | 21.02% | 21.02% | 21.02% | 21.02% | 21.02% | 21.02% | 21.02% | 21.02% | 21.02% | 1
MH | 2 | Cooling | Electric | Market | No Cooling | 0.007699% | 0.007699% | 0.007699% | 0.007699% | 0.007699% | 0.007699% | 0.007699% | 0.007699% | 0.007699% | 0.007699% | 0.007699% | 0.007699% | 0.007699% | 0.007699% | 0.007699% | 0.007699% | 0.007699% | 0.007699% | 0.007699% | 0.007699% | 1
MH | 2 | Cooling | Electric | Market | CAC | 13.95% | 13.95% | 13.95% | 13.95% | 13.95% | 13.95% | 13.95% | 13.95% | 13.95% | 13.95% | 13.95% | 13.95% | 13.95% | 13.95% | 13.95% | 13.95% | 13.95% | 13.95% | 13.95% | 13.95% | 1
MH | 2 | Cooling | Electric | Market | DHP | 11.83% | 11.83% | 11.83% | 11.83% | 11.83% | 11.83% | 11.83% | 11.83% | 11.83% | 11.83% | 11.83% | 11.83% | 11.83% | 11.83% | 11.83% | 11.83% | 11.83% | 11.83% | 11.83% | 11.83% | 1
MH | 2 | Cooling | Electric | Market | GSHP | 0.01232% | 0.01232% | 0.01232% | 0.01232% | 0.01232% | 0.01232% | 0.01232% | 0.01232% | 0.01232% | 0.01232% | 0.01232% | 0.01232% | 0.01232% | 0.01232% | 0.01232% | 0.01232% | 0.01232% | 0.01232% | 0.01232% | 0.01232% | 1
MH | 2 | Cooling | Electric | Market | PTAC | 0.3557% | 0.3557% | 0.3557% | 0.3557% | 0.3557% | 0.3557% | 0.3557% | 0.3557% | 0.3557% | 0.3557% | 0.3557% | 0.3557% | 0.3557% | 0.3557% | 0.3557% | 0.3557% | 0.3557% | 0.3557% | 0.3557% | 0.3557% | 1
MH | 2 | Cooling | Electric | Market | ASHP | 52.72% | 52.72% | 52.72% | 52.72% | 52.72% | 52.72% | 52.72% | 52.72% | 52.72% | 52.72% | 52.72% | 52.72% | 52.72% | 52.72% | 52.72% | 52.72% | 52.72% | 52.72% | 52.72% | 52.72% | 1
MH | 2 | Cooling | Electric | Market | FAF Electric | 0% | 0% | 0% | 0% | 0% | 0% | 0% | 0% | 0% | 0% | 0% | 0% | 0% | 0% | 0% | 0% | 0% | 0% | 0% | 0% | 0
MH | 2 | Cooling | Electric | Market | FAF Gas/Other | 0% | 0% | 0% | 0% | 0% | 0% | 0% | 0% | 0% | 0% | 0% | 0% | 0% | 0% | 0% | 0% | 0% | 0% | 0% | 0% | 0
MH | 2 | Cooling | Electric | Market | Zonal | 0% | 0% | 0% | 0% | 0% | 0% | 0% | 0% | 0% | 0% | 0% | 0% | 0% | 0% | 0% | 0% | 0% | 0% | 0% | 0% | 0
MH | 2 | Cooling | Electric | Market | Evaporative Cooler | 0.006211% | 0.006211% | 0.006211% | 0.006211% | 0.006211% | 0.006211% | 0.006211% | 0.006211% | 0.006211% | 0.006211% | 0.006211% | 0.006211% | 0.006211% | 0.006211% | 0.006211% | 0.006211% | 0.006211% | 0.006211% | 0.006211% | 0.006211% | 1
MH | 2 | Cooling | Electric | Market | PTHP | 0.1012% | 0.1012% | 0.1012% | 0.1012% | 0.1012% | 0.1012% | 0.1012% | 0.1012% | 0.1012% | 0.1012% | 0.1012% | 0.1012% | 0.1012% | 0.1012% | 0.1012% | 0.1012% | 0.1012% | 0.1012% | 0.1012% | 0.1012% | 1
MH | 2 | Cooling | Electric | Program | RAC | 21.02% | 21.02% | 21.02% | 21.02% | 21.02% | 34.68% | 34.68% | 34.68% | 34.68% | 34.68% | 34.68% | 34.68% | 34.68% | 34.68% | 34.68% | 34.68% | 34.68% | 34.68% | 34.68% | 34.68% | 1
MH | 2 | Cooling | Electric | Program | No Cooling | 0.007699% | 0.007699% | 0.007699% | 0.007699% | 0.007699% | 15.5% | 15.5% | 15.5% | 15.5% | 15.5% | 15.5% | 15.5% | 15.5% | 15.5% | 15.5% | 15.5% | 15.5% | 15.5% | 15.5% | 15.5% | 1
MH | 2 | Cooling | Electric | Program | CAC | 13.95% | 13.95% | 13.95% | 13.95% | 13.95% | 19.12% | 19.12% | 19.12% | 19.12% | 19.12% | 19.12% | 19.12% | 19.12% | 19.12% | 19.12% | 19.12% | 19.12% | 19.12% | 19.12% | 19.12% | 1
MH | 2 | Cooling | Electric | Program | DHP | 11.83% | 11.83% | 11.83% | 11.83% | 11.83% | 3.34% | 3.34% | 3.34% | 3.34% | 3.34% | 3.34% | 3.34% | 3.34% | 3.34% | 3.34% | 3.34% | 3.34% | 3.34% | 3.34% | 3.34% | 1
MH | 2 | Cooling | Electric | Program | GSHP | 0.01232% | 0.01232% | 0.01232% | 0.01232% | 0.01232% | 0.01232% | 0.01232% | 0.01232% | 0.01232% | 0.01232% | 0.01232% | 0.01232% | 0.01232% | 0.01232% | 0.01232% | 0.01232% | 0.01232% | 0.01232% | 0.01232% | 0.01232% | 1
MH | 2 | Cooling | Electric | Program | PTAC | 0.3557% | 0.3557% | 0.3557% | 0.3557% | 0.3557% | 0.3557% | 0.3557% | 0.3557% | 0.3557% | 0.3557% | 0.3557% | 0.3557% | 0.3557% | 0.3557% | 0.3557% | 0.3557% | 0.3557% | 0.3557% | 0.3557% | 0.3557% | 1
MH | 2 | Cooling | Electric | Program | ASHP | 52.72% | 52.72% | 52.72% | 52.72% | 52.72% | 26.89% | 26.89% | 26.89% | 26.89% | 26.89% | 26.89% | 26.89% | 26.89% | 26.89% | 26.89% | 26.89% | 26.89% | 26.89% | 26.89% | 26.89% | 1
MH | 2 | Cooling | Electric | Program | FAF Electric | 0% | 0% | 0% | 0% | 0% | 0% | 0% | 0% | 0% | 0% | 0% | 0% | 0% | 0% | 0% | 0% | 0% | 0% | 0% | 0% | 0
MH | 2 | Cooling | Electric | Program | FAF Gas/Other | 0% | 0% | 0% | 0% | 0% | 0% | 0% | 0% | 0% | 0% | 0% | 0% | 0% | 0% | 0% | 0% | 0% | 0% | 0% | 0% | 0
MH | 2 | Cooling | Electric | Program | Zonal | 0% | 0% | 0% | 0% | 0% | 0% | 0% | 0% | 0% | 0% | 0% | 0% | 0% | 0% | 0% | 0% | 0% | 0% | 0% | 0% | 0
MH | 2 | Cooling | Electric | Program | Evaporative Cooler | 0.006211% | 0.006211% | 0.006211% | 0.006211% | 0.006211% | 0.006211% | 0.006211% | 0.006211% | 0.006211% | 0.006211% | 0.006211% | 0.006211% | 0.006211% | 0.006211% | 0.006211% | 0.006211% | 0.006211% | 0.006211% | 0.006211% | 0.006211% | 1
MH | 2 | Cooling | Electric | Program | PTHP | 0.1012% | 0.1012% | 0.1012% | 0.1012% | 0.1012% | 0.1012% | 0.1012% | 0.1012% | 0.1012% | 0.1012% | 0.1012% | 0.1012% | 0.1012% | 0.1012% | 0.1012% | 0.1012% | 0.1012% | 0.1012% | 0.1012% | 0.1012% | 1
MH | 2 | Cooling | Gas/Other | Baseline | RAC | Null | Null | Null | Null | Null | Null | Null | Null | Null | Null | Null | Null | Null | Null | Null | Null | Null | Null | Null | Null | 0
MH | 2 | Cooling | Gas/Other | Baseline | No Cooling | Null | Null | Null | Null | Null | Null | Null | Null | Null | Null | Null | Null | Null | Null | Null | Null | Null | Null | Null | Null | 0
MH | 2 | Cooling | Gas/Other | Baseline | CAC | Null | Null | Null | Null | Null | Null | Null | Null | Null | Null | Null | Null | Null | Null | Null | Null | Null | Null | Null | Null | 0
MH | 2 | Cooling | Gas/Other | Baseline | DHP | Null | Null | Null | Null | Null | Null | Null | Null | Null | Null | Null | Null | Null | Null | Null | Null | Null | Null | Null | Null | 0
MH | 2 | Cooling | Gas/Other | Baseline | GSHP | Null | Null | Null | Null | Null | Null | Null | Null | Null | Null | Null | Null | Null | Null | Null | Null | Null | Null | Null | Null | 0
MH | 2 | Cooling | Gas/Other | Baseline | PTAC | Null | Null | Null | Null | Null | Null | Null | Null | Null | Null | Null | Null | Null | Null | Null | Null | Null | Null | Null | Null | 0
MH | 2 | Cooling | Gas/Other | Baseline | ASHP | Null | Null | Null | Null | Null | Null | Null | Null | Null | Null | Null | Null | Null | Null | Null | Null | Null | Null | Null | Null | 0
MH | 2 | Cooling | Gas/Other | Baseline | FAF Electric | Null | Null | Null | Null | Null | Null | Null | Null | Null | Null | Null | Null | Null | Null | Null | Null | Null | Null | Null | Null | 0
MH | 2 | Cooling | Gas/Other | Baseline | FAF Gas/Other | Null | Null | Null | Null | Null | Null | Null | Null | Null | Null | Null | Null | Null | Null | Null | Null | Null | Null | Null | Null | 0
MH | 2 | Cooling | Gas/Other | Baseline | Zonal | Null | Null | Null | Null | Null | Null | Null | Null | Null | Null | Null | Null | Null | Null | Null | Null | Null | Null | Null | Null | 0
MH | 2 | Cooling | Gas/Other | Baseline | Evaporative Cooler | Null | Null | Null | Null | Null | Null | Null | Null | Null | Null | Null | Null | Null | Null | Null | Null | Null | Null | Null | Null | 0
MH | 2 | Cooling | Gas/Other | Baseline | PTHP | Null | Null | Null | Null | Null | Null | Null | Null | Null | Null | Null | Null | Null | Null | Null | Null | Null | Null | Null | Null | 0
MH | 2 | Cooling | Gas/Other | Market | RAC | 0% | 0% | 0% | 0% | 0% | 0% | 0% | 0% | 0% | 0% | 0% | 0% | 0% | 0% | 0% | 0% | 0% | 0% | 0% | 0% | 0
MH | 2 | Cooling | Gas/Other | Market | No Cooling | 0% | 0% | 0% | 0% | 0% | 0% | 0% | 0% | 0% | 0% | 0% | 0% | 0% | 0% | 0% | 0% | 0% | 0% | 0% | 0% | 0
MH | 2 | Cooling | Gas/Other | Market | CAC | 0% | 0% | 0% | 0% | 0% | 0% | 0% | 0% | 0% | 0% | 0% | 0% | 0% | 0% | 0% | 0% | 0% | 0% | 0% | 0% | 0
MH | 2 | Cooling | Gas/Other | Market | DHP | 0% | 0% | 0% | 0% | 0% | 0% | 0% | 0% | 0% | 0% | 0% | 0% | 0% | 0% | 0% | 0% | 0% | 0% | 0% | 0% | 0
MH | 2 | Cooling | Gas/Other | Market | GSHP | 0% | 0% | 0% | 0% | 0% | 0% | 0% | 0% | 0% | 0% | 0% | 0% | 0% | 0% | 0% | 0% | 0% | 0% | 0% | 0% | 0
MH | 2 | Cooling | Gas/Other | Market | PTAC | 0% | 0% | 0% | 0% | 0% | 0% | 0% | 0% | 0% | 0% | 0% | 0% | 0% | 0% | 0% | 0% | 0% | 0% | 0% | 0% | 0
MH | 2 | Cooling | Gas/Other | Market | ASHP | 0% | 0% | 0% | 0% | 0% | 0% | 0% | 0% | 0% | 0% | 0% | 0% | 0% | 0% | 0% | 0% | 0% | 0% | 0% | 0% | 0
MH | 2 | Cooling | Gas/Other | Market | FAF Electric | 0% | 0% | 0% | 0% | 0% | 0% | 0% | 0% | 0% | 0% | 0% | 0% | 0% | 0% | 0% | 0% | 0% | 0% | 0% | 0% | 0
MH | 2 | Cooling | Gas/Other | Market | FAF Gas/Other | 0% | 0% | 0% | 0% | 0% | 0% | 0% | 0% | 0% | 0% | 0% | 0% | 0% | 0% | 0% | 0% | 0% | 0% | 0% | 0% | 0
MH | 2 | Cooling | Gas/Other | Market | Zonal | 0% | 0% | 0% | 0% | 0% | 0% | 0% | 0% | 0% | 0% | 0% | 0% | 0% | 0% | 0% | 0% | 0% | 0% | 0% | 0% | 0
MH | 2 | Cooling | Gas/Other | Market | Evaporative Cooler | 0% | 0% | 0% | 0% | 0% | 0% | 0% | 0% | 0% | 0% | 0% | 0% | 0% | 0% | 0% | 0% | 0% | 0% | 0% | 0% | 0
MH | 2 | Cooling | Gas/Other | Market | PTHP | 0% | 0% | 0% | 0% | 0% | 0% | 0% | 0% | 0% | 0% | 0% | 0% | 0% | 0% | 0% | 0% | 0% | 0% | 0% | 0% | 0
MH | 2 | Cooling | Gas/Other | Program | RAC | Null | Null | Null | Null | Null | Null | Null | Null | Null | Null | Null | Null | Null | Null | Null | Null | Null | Null | Null | Null | 0
MH | 2 | Cooling | Gas/Other | Program | No Cooling | Null | Null | Null | Null | Null | Null | Null | Null | Null | Null | Null | Null | Null | Null | Null | Null | Null | Null | Null | Null | 0
MH | 2 | Cooling | Gas/Other | Program | CAC | Null | Null | Null | Null | Null | Null | Null | Null | Null | Null | Null | Null | Null | Null | Null | Null | Null | Null | Null | Null | 0
MH | 2 | Cooling | Gas/Other | Program | DHP | Null | Null | Null | Null | Null | Null | Null | Null | Null | Null | Null | Null | Null | Null | Null | Null | Null | Null | Null | Null | 0
MH | 2 | Cooling | Gas/Other | Program | GSHP | Null | Null | Null | Null | Null | Null | Null | Null | Null | Null | Null | Null | Null | Null | Null | Null | Null | Null | Null | Null | 0
MH | 2 | Cooling | Gas/Other | Program | PTAC | Null | Null | Null | Null | Null | Null | Null | Null | Null | Null | Null | Null | Null | Null | Null | Null | Null | Null | Null | Null | 0
MH | 2 | Cooling | Gas/Other | Program | ASHP | Null | Null | Null | Null | Null | Null | Null | Null | Null | Null | Null | Null | Null | Null | Null | Null | Null | Null | Null | Null | 0
MH | 2 | Cooling | Gas/Other | Program | FAF Electric | Null | Null | Null | Null | Null | Null | Null | Null | Null | Null | Null | Null | Null | Null | Null | Null | Null | Null | Null | Null | 0
MH | 2 | Cooling | Gas/Other | Program | FAF Gas/Other | Null | Null | Null | Null | Null | Null | Null | Null | Null | Null | Null | Null | Null | Null | Null | Null | Null | Null | Null | Null | 0
MH | 2 | Cooling | Gas/Other | Program | Zonal | Null | Null | Null | Null | Null | Null | Null | Null | Null | Null | Null | Null | Null | Null | Null | Null | Null | Null | Null | Null | 0
MH | 2 | Cooling | Gas/Other | Program | Evaporative Cooler | Null | Null | Null | Null | Null | Null | Null | Null | Null | Null | Null | Null | Null | Null | Null | Null | Null | Null | Null | Null | 0
MH | 2 | Cooling | Gas/Other | Program | PTHP | Null | Null | Null | Null | Null | Null | Null | Null | Null | Null | Null | Null | Null | Null | Null | Null | Null | Null | Null | Null | 0
MH | 2 | Heating | Electric | Baseline | RAC | 0% | 0% | 0% | 0% | 0% | 0% | 0% | 0% | 0% | 0% | 0% | 0% | 0% | 0% | 0% | 0% | 0% | 0% | 0% | 0% | 0
MH | 2 | Heating | Electric | Baseline | No Cooling | 0% | 0% | 0% | 0% | 0% | 0% | 0% | 0% | 0% | 0% | 0% | 0% | 0% | 0% | 0% | 0% | 0% | 0% | 0% | 0% | 0
MH | 2 | Heating | Electric | Baseline | CAC | 0% | 0% | 0% | 0% | 0% | 0% | 0% | 0% | 0% | 0% | 0% | 0% | 0% | 0% | 0% | 0% | 0% | 0% | 0% | 0% | 0
MH | 2 | Heating | Electric | Baseline | DHP | 16.09% | 16.09% | 16.09% | 16.09% | 16.09% | 5.21% | 5.21% | 5.21% | 5.21% | 5.21% | 5.21% | 5.21% | 5.21% | 5.21% | 5.21% | 5.21% | 5.21% | 5.21% | 5.21% | 5.21% | 1
MH | 2 | Heating | Electric | Baseline | GSHP | 0.00213% | 0.00213% | 0.00213% | 0.00213% | 0.00213% | 0.00213% | 0.00213% | 0.00213% | 0.00213% | 0.00213% | 0.00213% | 0.00213% | 0.00213% | 0.00213% | 0.00213% | 0.00213% | 0.00213% | 0.00213% | 0.00213% | 0.00213% | 1
MH | 2 | Heating | Electric | Baseline | PTAC | 0% | 0% | 0% | 0% | 0% | 0% | 0% | 0% | 0% | 0% | 0% | 0% | 0% | 0% | 0% | 0% | 0% | 0% | 0% | 0% | 0
MH | 2 | Heating | Electric | Baseline | ASHP | 83.89% | 83.89% | 83.89% | 83.89% | 83.89% | 62.71% | 62.71% | 62.71% | 62.71% | 62.71% | 62.71% | 62.71% | 62.71% | 62.71% | 62.71% | 62.71% | 62.71% | 62.71% | 62.71% | 62.71% | 1
MH | 2 | Heating | Electric | Baseline | FAF Electric | 0.00466% | 0.00466% | 0.00466% | 0.00466% | 0.00466% | 22.4% | 22.4% | 22.4% | 22.4% | 22.4% | 22.4% | 22.4% | 22.4% | 22.4% | 22.4% | 22.4% | 22.4% | 22.4% | 22.4% | 22.4% | 1
MH | 2 | Heating | Electric | Baseline | FAF Gas/Other | 0% | 0% | 0% | 0% | 0% | 0% | 0% | 0% | 0% | 0% | 0% | 0% | 0% | 0% | 0% | 0% | 0% | 0% | 0% | 0% | 0
MH | 2 | Heating | Electric | Baseline | Zonal | 0.008647% | 0.008647% | 0.008647% | 0.008647% | 0.008647% | 9.679% | 9.679% | 9.679% | 9.679% | 9.679% | 9.679% | 9.679% | 9.679% | 9.679% | 9.679% | 9.679% | 9.679% | 9.679% | 9.679% | 9.679% | 1
MH | 2 | Heating | Electric | Baseline | Evaporative Cooler | bar: 2011 to Filter1
MH | 2 | Heating | Electric | Baseline | PTHP | bar: 2011 to Filter1
MH | 2 | Heating | Electric | Market | RAC | 0% | 0% | 0% | 0% | 0% | 0% | 0% | 0% | 0% | 0% | 0% | 0% | 0% | 0% | 0% | 0% | 0% | 0% | 0% | 0% | 0
MH | 2 | Heating | Electric | Market | No Cooling | 0% | 0% | 0% | 0% | 0% | 0% | 0% | 0% | 0% | 0% | 0% | 0% | 0% | 0% | 0% | 0% | 0% | 0% | 0% | 0% | 0
MH | 2 | Heating | Electric | Market | CAC | 0% | 0% | 0% | 0% | 0% | 0% | 0% | 0% | 0% | 0% | 0% | 0% | 0% | 0% | 0% | 0% | 0% | 0% | 0% | 0% | 0
MH | 2 | Heating | Electric | Market | DHP | 16.09% | 16.09% | 16.09% | 16.09% | 16.09% | 16.09% | 16.09% | 16.09% | 16.09% | 16.09% | 16.09% | 16.09% | 16.09% | 16.09% | 16.09% | 16.09% | 16.09% | 16.09% | 16.09% | 16.09% | 1
MH | 2 | Heating | Electric | Market | GSHP | 0.00213% | 0.00213% | 0.00213% | 0.00213% | 0.00213% | 0.00213% | 0.00213% | 0.00213% | 0.00213% | 0.00213% | 0.00213% | 0.00213% | 0.00213% | 0.00213% | 0.00213% | 0.00213% | 0.00213% | 0.00213% | 0.00213% | 0.00213% | 1
MH | 2 | Heating | Electric | Market | PTAC | 0% | 0% | 0% | 0% | 0% | 0% | 0% | 0% | 0% | 0% | 0% | 0% | 0% | 0% | 0% | 0% | 0% | 0% | 0% | 0% | 0
MH | 2 | Heating | Electric | Market | ASHP | 83.89% | 83.89% | 83.89% | 83.89% | 83.89% | 83.89% | 83.89% | 83.89% | 83.89% | 83.89% | 83.89% | 83.89% | 83.89% | 83.89% | 83.89% | 83.89% | 83.89% | 83.89% | 83.89% | 83.89% | 1
MH | 2 | Heating | Electric | Market | FAF Electric | 0.00466% | 0.00466% | 0.00466% | 0.00466% | 0.00466% | 0.00466% | 0.00466% | 0.00466% | 0.00466% | 0.00466% | 0.00466% | 0.00466% | 0.00466% | 0.00466% | 0.00466% | 0.00466% | 0.00466% | 0.00466% | 0.00466% | 0.00466% | 1
MH | 2 | Heating | Electric | Market | FAF Gas/Other | 0% | 0% | 0% | 0% | 0% | 0% | 0% | 0% | 0% | 0% | 0% | 0% | 0% | 0% | 0% | 0% | 0% | 0% | 0% | 0% | 0
MH | 2 | Heating | Electric | Market | Zonal | 0.008647% | 0.008647% | 0.008647% | 0.008647% | 0.008647% | 0.008647% | 0.008647% | 0.008647% | 0.008647% | 0.008647% | 0.008647% | 0.008647% | 0.008647% | 0.008647% | 0.008647% | 0.008647% | 0.008647% | 0.008647% | 0.008647% | 0.008647% | 1
MH | 2 | Heating | Electric | Market | Evaporative Cooler | bar: 2011 to Filter1
MH | 2 | Heating | Electric | Market | PTHP | bar: 2011 to Filter1
MH | 2 | Heating | Electric | Program | RAC | 0% | 0% | 0% | 0% | 0% | 0% | 0% | 0% | 0% | 0% | 0% | 0% | 0% | 0% | 0% | 0% | 0% | 0% | 0% | 0% | 0
MH | 2 | Heating | Electric | Program | No Cooling | 0% | 0% | 0% | 0% | 0% | 0% | 0% | 0% | 0% | 0% | 0% | 0% | 0% | 0% | 0% | 0% | 0% | 0% | 0% | 0% | 0
MH | 2 | Heating | Electric | Program | CAC | 0% | 0% | 0% | 0% | 0% | 0% | 0% | 0% | 0% | 0% | 0% | 0% | 0% | 0% | 0% | 0% | 0% | 0% | 0% | 0% | 0
MH | 2 | Heating | Electric | Program | DHP | 14.09% | 14.09% | 14.09% | 14.09% | 14.09% | 4.707% | 4.707% | 4.707% | 4.707% | 4.707% | 4.707% | 4.707% | 4.707% | 4.707% | 4.707% | 4.707% | 4.707% | 4.707% | 4.707% | 4.707% | 1
MH | 2 | Heating | Electric | Program | GSHP | 0.00213% | 0.00213% | 0.00213% | 0.00213% | 0.00213% | 0.00213% | 0.00213% | 0.00213% | 0.00213% | 0.00213% | 0.00213% | 0.00213% | 0.00213% | 0.00213% | 0.00213% | 0.00213% | 0.00213% | 0.00213% | 0.00213% | 0.00213% | 1
MH | 2 | Heating | Electric | Program | PTAC | 0% | 0% | 0% | 0% | 0% | 0% | 0% | 0% | 0% | 0% | 0% | 0% | 0% | 0% | 0% | 0% | 0% | 0% | 0% | 0% | 0
MH | 2 | Heating | Electric | Program | ASHP | 85.89% | 85.89% | 85.89% | 85.89% | 85.89% | 64.16% | 64.16% | 64.16% | 64.16% | 64.16% | 64.16% | 64.16% | 64.16% | 64.16% | 64.16% | 64.16% | 64.16% | 64.16% | 64.16% | 64.16% | 1
MH | 2 | Heating | Electric | Program | FAF Electric | 0.00466% | 0.00466% | 0.00466% | 0.00466% | 0.00466% | 22.78% | 22.78% | 22.78% | 22.78% | 22.78% | 22.78% | 22.78% | 22.78% | 22.78% | 22.78% | 22.78% | 22.78% | 22.78% | 22.78% | 22.78% | 1
MH | 2 | Heating | Electric | Program | FAF Gas/Other | 0% | 0% | 0% | 0% | 0% | 0% | 0% | 0% | 0% | 0% | 0% | 0% | 0% | 0% | 0% | 0% | 0% | 0% | 0% | 0% | 0
MH | 2 | Heating | Electric | Program | Zonal | 0.008647% | 0.008647% | 0.008647% | 0.008647% | 0.008647% | 8.35% | 8.35% | 8.35% | 8.35% | 8.35% | 8.35% | 8.35% | 8.35% | 8.35% | 8.35% | 8.35% | 8.35% | 8.35% | 8.35% | 8.35% | 1
MH | 2 | Heating | Electric | Program | Evaporative Cooler | bar: 2011 to Filter1
MH | 2 | Heating | Electric | Program | PTHP | bar: 2011 to Filter1
MH | 2 | Heating | Gas/Other | Baseline | RAC | 0% | 0% | 0% | 0% | 0% | 0% | 0% | 0% | 0% | 0% | 0% | 0% | 0% | 0% | 0% | 0% | 0% | 0% | 0% | 0% | 0
MH | 2 | Heating | Gas/Other | Baseline | No Cooling | 0% | 0% | 0% | 0% | 0% | 0% | 0% | 0% | 0% | 0% | 0% | 0% | 0% | 0% | 0% | 0% | 0% | 0% | 0% | 0% | 0
MH | 2 | Heating | Gas/Other | Baseline | CAC | Null | Null | Null | Null | Null | Null | Null | Null | Null | Null | Null | Null | Null | Null | Null | Null | Null | Null | Null | Null | 0
MH | 2 | Heating | Gas/Other | Baseline | DHP | Null | Null | Null | Null | Null | Null | Null | Null | Null | Null | Null | Null | Null | Null | Null | Null | Null | Null | Null | Null | 0
MH | 2 | Heating | Gas/Other | Baseline | GSHP | Null | Null | Null | Null | Null | Null | Null | Null | Null | Null | Null | Null | Null | Null | Null | Null | Null | Null | Null | Null | 0
MH | 2 | Heating | Gas/Other | Baseline | PTAC | 0% | 0% | 0% | 0% | 0% | 0% | 0% | 0% | 0% | 0% | 0% | 0% | 0% | 0% | 0% | 0% | 0% | 0% | 0% | 0% | 0
MH | 2 | Heating | Gas/Other | Baseline | ASHP | Null | Null | Null | Null | Null | Null | Null | Null | Null | Null | Null | Null | Null | Null | Null | Null | Null | Null | Null | Null | 0
MH | 2 | Heating | Gas/Other | Baseline | FAF Electric | Null | Null | Null | Null | Null | Null | Null | Null | Null | Null | Null | Null | Null | Null | Null | Null | Null | Null | Null | Null | 0
MH | 2 | Heating | Gas/Other | Baseline | FAF Gas/Other | 0.00865% | 0.00865% | 0.00865% | 0.00865% | 0.00865% | 0.00865% | 0.00865% | 0.00865% | 0.00865% | 0.00865% | 0.00865% | 0.00865% | 0.00865% | 0.00865% | 0.00865% | 0.00865% | 0.00865% | 0.00865% | 0.00865% | 0.00865% | 1
MH | 2 | Heating | Gas/Other | Baseline | Zonal | 0.002125% | 0.002125% | 0.002125% | 0.002125% | 0.002125% | 0.002125% | 0.002125% | 0.002125% | 0.002125% | 0.002125% | 0.002125% | 0.002125% | 0.002125% | 0.002125% | 0.002125% | 0.002125% | 0.002125% | 0.002125% | 0.002125% | 0.002125% | 1
MH | 2 | Heating | Gas/Other | Baseline | Evaporative Cooler | Null | Null | Null | Null | Null | Null | Null | Null | Null | Null | Null | Null | Null | Null | Null | Null | Null | Null | Null | Null | 0
MH | 2 | Heating | Gas/Other | Baseline | PTHP | Null | Null | Null | Null | Null | Null | Null | Null | Null | Null | Null | Null | Null | Null | Null | Null | Null | Null | Null | Null | 0
MH | 2 | Heating | Gas/Other | Market | RAC | 0% | 0% | 0% | 0% | 0% | 0% | 0% | 0% | 0% | 0% | 0% | 0% | 0% | 0% | 0% | 0% | 0% | 0% | 0% | 0% | 0
MH | 2 | Heating | Gas/Other | Market | No Cooling | 0% | 0% | 0% | 0% | 0% | 0% | 0% | 0% | 0% | 0% | 0% | 0% | 0% | 0% | 0% | 0% | 0% | 0% | 0% | 0% | 0
MH | 2 | Heating | Gas/Other | Market | CAC | Null | Null | Null | Null | Null | Null | Null | Null | Null | Null | Null | Null | Null | Null | Null | Null | Null | Null | Null | Null | 0
MH | 2 | Heating | Gas/Other | Market | DHP | Null | Null | Null | Null | Null | Null | Null | Null | Null | Null | Null | Null | Null | Null | Null | Null | Null | Null | Null | Null | 0
MH | 2 | Heating | Gas/Other | Market | GSHP | Null | Null | Null | Null | Null | Null | Null | Null | Null | Null | Null | Null | Null | Null | Null | Null | Null | Null | Null | Null | 0
MH | 2 | Heating | Gas/Other | Market | PTAC | 0% | 0% | 0% | 0% | 0% | 0% | 0% | 0% | 0% | 0% | 0% | 0% | 0% | 0% | 0% | 0% | 0% | 0% | 0% | 0% | 0
MH | 2 | Heating | Gas/Other | Market | ASHP | Null | Null | Null | Null | Null | Null | Null | Null | Null | Null | Null | Null | Null | Null | Null | Null | Null | Null | Null | Null | 0
MH | 2 | Heating | Gas/Other | Market | FAF Electric | Null | Null | Null | Null | Null | Null | Null | Null | Null | Null | Null | Null | Null | Null | Null | Null | Null | Null | Null | Null | 0
MH | 2 | Heating | Gas/Other | Market | FAF Gas/Other | 0.00865% | 0.00865% | 0.00865% | 0.00865% | 0.00865% | 0.00865% | 0.00865% | 0.00865% | 0.00865% | 0.00865% | 0.00865% | 0.00865% | 0.00865% | 0.00865% | 0.00865% | 0.00865% | 0.00865% | 0.00865% | 0.00865% | 0.00865% | 1
MH | 2 | Heating | Gas/Other | Market | Zonal | 0.002125% | 0.002125% | 0.002125% | 0.002125% | 0.002125% | 0.002125% | 0.002125% | 0.002125% | 0.002125% | 0.002125% | 0.002125% | 0.002125% | 0.002125% | 0.002125% | 0.002125% | 0.002125% | 0.002125% | 0.002125% | 0.002125% | 0.002125% | 1
MH | 2 | Heating | Gas/Other | Market | Evaporative Cooler | Null | Null | Null | Null | Null | Null | Null | Null | Null | Null | Null | Null | Null | Null | Null | Null | Null | Null | Null | Null | 0
MH | 2 | Heating | Gas/Other | Market | PTHP | Null | Null | Null | Null | Null | Null | Null | Null | Null | Null | Null | Null | Null | Null | Null | Null | Null | Null | Null | Null | 0
MH | 2 | Heating | Gas/Other | Program | RAC | 0% | 0% | 0% | 0% | 0% | 0% | 0% | 0% | 0% | 0% | 0% | 0% | 0% | 0% | 0% | 0% | 0% | 0% | 0% | 0% | 0
MH | 2 | Heating | Gas/Other | Program | No Cooling | 0% | 0% | 0% | 0% | 0% | 0% | 0% | 0% | 0% | 0% | 0% | 0% | 0% | 0% | 0% | 0% | 0% | 0% | 0% | 0% | 0
MH | 2 | Heating | Gas/Other | Program | CAC | Null | Null | Null | Null | Null | Null | Null | Null | Null | Null | Null | Null | Null | Null | Null | Null | Null | Null | Null | Null | 0
MH | 2 | Heating | Gas/Other | Program | DHP | Null | Null | Null | Null | Null | Null | Null | Null | Null | Null | Null | Null | Null | Null | Null | Null | Null | Null | Null | Null | 0
MH | 2 | Heating | Gas/Other | Program | GSHP | Null | Null | Null | Null | Null | Null | Null | Null | Null | Null | Null | Null | Null | Null | Null | Null | Null | Null | Null | Null | 0
MH | 2 | Heating | Gas/Other | Program | PTAC | 0% | 0% | 0% | 0% | 0% | 0% | 0% | 0% | 0% | 0% | 0% | 0% | 0% | 0% | 0% | 0% | 0% | 0% | 0% | 0% | 0
MH | 2 | Heating | Gas/Other | Program | ASHP | Null | Null | Null | Null | Null | Null | Null | Null | Null | Null | Null | Null | Null | Null | Null | Null | Null | Null | Null | Null | 0
MH | 2 | Heating | Gas/Other | Program | FAF Electric | Null | Null | Null | Null | Null | Null | Null | Null | Null | Null | Null | Null | Null | Null | Null | Null | Null | Null | Null | Null | 0
MH | 2 | Heating | Gas/Other | Program | FAF Gas/Other | 0.00865% | 0.00865% | 0.00865% | 0.00865% | 0.00865% | 0.00865% | 0.00865% | 0.00865% | 0.00865% | 0.00865% | 0.00865% | 0.00865% | 0.00865% | 0.00865% | 0.00865% | 0.00865% | 0.00865% | 0.00865% | 0.00865% | 0.00865% | 1
MH | 2 | Heating | Gas/Other | Program | Zonal | 0.002125% | 0.002125% | 0.002125% | 0.002125% | 0.002125% | 0.002125% | 0.002125% | 0.002125% | 0.002125% | 0.002125% | 0.002125% | 0.002125% | 0.002125% | 0.002125% | 0.002125% | 0.002125% | 0.002125% | 0.002125% | 0.002125% | 0.002125% | 1
MH | 2 | Heating | Gas/Other | Program | Evaporative Cooler | Null | Null | Null | Null | Null | Null | Null | Null | Null | Null | Null | Null | Null | Null | Null | Null | Null | Null | Null | Null | 0
MH | 2 | Heating | Gas/Other | Program | PTHP | Null | Null | Null | Null | Null | Null | Null | Null | Null | Null | Null | Null | Null | Null | Null | Null | Null | Null | Null | Null | 0
MH | 3 | Cooling | Electric | Baseline | RAC | 21.02% | 21.02% | 21.02% | 21.02% | 21.02% | 37.53% | 37.53% | 37.53% | 37.53% | 37.53% | 37.53% | 37.53% | 37.53% | 37.53% | 37.53% | 37.53% | 37.53% | 37.53% | 37.53% | 37.53% | 1
MH | 3 | Cooling | Electric | Baseline | No Cooling | 0.007699% | 0.007699% | 0.007699% | 0.007699% | 0.007699% | 14.04% | 14.04% | 14.04% | 14.04% | 14.04% | 14.04% | 14.04% | 14.04% | 14.04% | 14.04% | 14.04% | 14.04% | 14.04% | 14.04% | 14.04% | 1
MH | 3 | Cooling | Electric | Baseline | CAC | 13.95% | 13.95% | 13.95% | 13.95% | 13.95% | 18.63% | 18.63% | 18.63% | 18.63% | 18.63% | 18.63% | 18.63% | 18.63% | 18.63% | 18.63% | 18.63% | 18.63% | 18.63% | 18.63% | 18.63% | 1
MH | 3 | Cooling | Electric | Baseline | DHP | 11.83% | 11.83% | 11.83% | 11.83% | 11.83% | 0% | 0% | 0% | 0% | 0% | 0% | 0% | 0% | 0% | 0% | 0% | 0% | 0% | 0% | 0% | 1
MH | 3 | Cooling | Electric | Baseline | GSHP | 0.01232% | 0.01232% | 0.01232% | 0.01232% | 0.01232% | 0.01232% | 0.01232% | 0.01232% | 0.01232% | 0.01232% | 0.01232% | 0.01232% | 0.01232% | 0.01232% | 0.01232% | 0.01232% | 0.01232% | 0.01232% | 0.01232% | 0.01232% | 1
MH | 3 | Cooling | Electric | Baseline | PTAC | 0.3557% | 0.3557% | 0.3557% | 0.3557% | 0.3557% | 0.3557% | 0.3557% | 0.3557% | 0.3557% | 0.3557% | 0.3557% | 0.3557% | 0.3557% | 0.3557% | 0.3557% | 0.3557% | 0.3557% | 0.3557% | 0.3557% | 0.3557% | 1
MH | 3 | Cooling | Electric | Baseline | ASHP | 52.72% | 52.72% | 52.72% | 52.72% | 52.72% | 29.33% | 29.33% | 29.33% | 29.33% | 29.33% | 29.33% | 29.33% | 29.33% | 29.33% | 29.33% | 29.33% | 29.33% | 29.33% | 29.33% | 29.33% | 1
MH | 3 | Cooling | Electric | Baseline | FAF Electric | 0% | 0% | 0% | 0% | 0% | 0% | 0% | 0% | 0% | 0% | 0% | 0% | 0% | 0% | 0% | 0% | 0% | 0% | 0% | 0% | 0
MH | 3 | Cooling | Electric | Baseline | FAF Gas/Other | 0% | 0% | 0% | 0% | 0% | 0% | 0% | 0% | 0% | 0% | 0% | 0% | 0% | 0% | 0% | 0% | 0% | 0% | 0% | 0% | 0
MH | 3 | Cooling | Electric | Baseline | Zonal | 0% | 0% | 0% | 0% | 0% | 0% | 0% | 0% | 0% | 0% | 0% | 0% | 0% | 0% | 0% | 0% | 0% | 0% | 0% | 0% | 0
MH | 3 | Cooling | Electric | Baseline | Evaporative Cooler | 0.006211% | 0.006211% | 0.006211% | 0.006211% | 0.006211% | 0.006211% | 0.006211% | 0.006211% | 0.006211% | 0.006211% | 0.006211% | 0.006211% | 0.006211% | 0.006211% | 0.006211% | 0.006211% | 0.006211% | 0.006211% | 0.006211% | 0.006211% | 1
MH | 3 | Cooling | Electric | Baseline | PTHP | 0.1012% | 0.1012% | 0.1012% | 0.1012% | 0.1012% | 0.1012% | 0.1012% | 0.1012% | 0.1012% | 0.1012% | 0.1012% | 0.1012% | 0.1012% | 0.1012% | 0.1012% | 0.1012% | 0.1012% | 0.1012% | 0.1012% | 0.1012% | 1
MH | 3 | Cooling | Electric | Market | RAC | 21.02% | 21.02% | 21.02% | 21.02% | 21.02% | 21.02% | 21.02% | 21.02% | 21.02% | 21.02% | 21.02% | 21.02% | 21.02% | 21.02% | 21.02% | 21.02% | 21.02% | 21.02% | 21.02% | 21.02% | 1
MH | 3 | Cooling | Electric | Market | No Cooling | 0.007699% | 0.007699% | 0.007699% | 0.007699% | 0.007699% | 0.007699% | 0.007699% | 0.007699% | 0.007699% | 0.007699% | 0.007699% | 0.007699% | 0.007699% | 0.007699% | 0.007699% | 0.007699% | 0.007699% | 0.007699% | 0.007699% | 0.007699% | 1
MH | 3 | Cooling | Electric | Market | CAC | 13.95% | 13.95% | 13.95% | 13.95% | 13.95% | 13.95% | 13.95% | 13.95% | 13.95% | 13.95% | 13.95% | 13.95% | 13.95% | 13.95% | 13.95% | 13.95% | 13.95% | 13.95% | 13.95% | 13.95% | 1
MH | 3 | Cooling | Electric | Market | DHP | 11.83% | 11.83% | 11.83% | 11.83% | 11.83% | 11.83% | 11.83% | 11.83% | 11.83% | 11.83% | 11.83% | 11.83% | 11.83% | 11.83% | 11.83% | 11.83% | 11.83% | 11.83% | 11.83% | 11.83% | 1
MH | 3 | Cooling | Electric | Market | GSHP | 0.01232% | 0.01232% | 0.01232% | 0.01232% | 0.01232% | 0.01232% | 0.01232% | 0.01232% | 0.01232% | 0.01232% | 0.01232% | 0.01232% | 0.01232% | 0.01232% | 0.01232% | 0.01232% | 0.01232% | 0.01232% | 0.01232% | 0.01232% | 1
MH | 3 | Cooling | Electric | Market | PTAC | 0.3557% | 0.3557% | 0.3557% | 0.3557% | 0.3557% | 0.3557% | 0.3557% | 0.3557% | 0.3557% | 0.3557% | 0.3557% | 0.3557% | 0.3557% | 0.3557% | 0.3557% | 0.3557% | 0.3557% | 0.3557% | 0.3557% | 0.3557% | 1
MH | 3 | Cooling | Electric | Market | ASHP | 52.72% | 52.72% | 52.72% | 52.72% | 52.72% | 52.72% | 52.72% | 52.72% | 52.72% | 52.72% | 52.72% | 52.72% | 52.72% | 52.72% | 52.72% | 52.72% | 52.72% | 52.72% | 52.72% | 52.72% | 1
MH | 3 | Cooling | Electric | Market | FAF Electric | 0% | 0% | 0% | 0% | 0% | 0% | 0% | 0% | 0% | 0% | 0% | 0% | 0% | 0% | 0% | 0% | 0% | 0% | 0% | 0% | 0
MH | 3 | Cooling | Electric | Market | FAF Gas/Other | 0% | 0% | 0% | 0% | 0% | 0% | 0% | 0% | 0% | 0% | 0% | 0% | 0% | 0% | 0% | 0% | 0% | 0% | 0% | 0% | 0
MH | 3 | Cooling | Electric | Market | Zonal | 0% | 0% | 0% | 0% | 0% | 0% | 0% | 0% | 0% | 0% | 0% | 0% | 0% | 0% | 0% | 0% | 0% | 0% | 0% | 0% | 0
MH | 3 | Cooling | Electric | Market | Evaporative Cooler | 0.006211% | 0.006211% | 0.006211% | 0.006211% | 0.006211% | 0.006211% | 0.006211% | 0.006211% | 0.006211% | 0.006211% | 0.006211% | 0.006211% | 0.006211% | 0.006211% | 0.006211% | 0.006211% | 0.006211% | 0.006211% | 0.006211% | 0.006211% | 1
MH | 3 | Cooling | Electric | Market | PTHP | 0.1012% | 0.1012% | 0.1012% | 0.1012% | 0.1012% | 0.1012% | 0.1012% | 0.1012% | 0.1012% | 0.1012% | 0.1012% | 0.1012% | 0.1012% | 0.1012% | 0.1012% | 0.1012% | 0.1012% | 0.1012% | 0.1012% | 0.1012% | 1
MH | 3 | Cooling | Electric | Program | RAC | 21.02% | 21.02% | 21.02% | 21.02% | 21.02% | 37.53% | 37.53% | 37.53% | 37.53% | 37.53% | 37.53% | 37.53% | 37.53% | 37.53% | 37.53% | 37.53% | 37.53% | 37.53% | 37.53% | 37.53% | 1
MH | 3 | Cooling | Electric | Program | No Cooling | 0.007699% | 0.007699% | 0.007699% | 0.007699% | 0.007699% | 14.04% | 14.04% | 14.04% | 14.04% | 14.04% | 14.04% | 14.04% | 14.04% | 14.04% | 14.04% | 14.04% | 14.04% | 14.04% | 14.04% | 14.04% | 1
MH | 3 | Cooling | Electric | Program | CAC | 13.95% | 13.95% | 13.95% | 13.95% | 13.95% | 18.63% | 18.63% | 18.63% | 18.63% | 18.63% | 18.63% | 18.63% | 18.63% | 18.63% | 18.63% | 18.63% | 18.63% | 18.63% | 18.63% | 18.63% | 1
MH | 3 | Cooling | Electric | Program | DHP | 11.83% | 11.83% | 11.83% | 11.83% | 11.83% | 0% | 0% | 0% | 0% | 0% | 0% | 0% | 0% | 0% | 0% | 0% | 0% | 0% | 0% | 0% | 1
MH | 3 | Cooling | Electric | Program | GSHP | 0.01232% | 0.01232% | 0.01232% | 0.01232% | 0.01232% | 0.01232% | 0.01232% | 0.01232% | 0.01232% | 0.01232% | 0.01232% | 0.01232% | 0.01232% | 0.01232% | 0.01232% | 0.01232% | 0.01232% | 0.01232% | 0.01232% | 0.01232% | 1
MH | 3 | Cooling | Electric | Program | PTAC | 0.3557% | 0.3557% | 0.3557% | 0.3557% | 0.3557% | 0.3557% | 0.3557% | 0.3557% | 0.3557% | 0.3557% | 0.3557% | 0.3557% | 0.3557% | 0.3557% | 0.3557% | 0.3557% | 0.3557% | 0.3557% | 0.3557% | 0.3557% | 1
MH | 3 | Cooling | Electric | Program | ASHP | 52.72% | 52.72% | 52.72% | 52.72% | 52.72% | 29.33% | 29.33% | 29.33% | 29.33% | 29.33% | 29.33% | 29.33% | 29.33% | 29.33% | 29.33% | 29.33% | 29.33% | 29.33% | 29.33% | 29.33% | 1
MH | 3 | Cooling | Electric | Program | FAF Electric | 0% | 0% | 0% | 0% | 0% | 0% | 0% | 0% | 0% | 0% | 0% | 0% | 0% | 0% | 0% | 0% | 0% | 0% | 0% | 0% | 0
MH | 3 | Cooling | Electric | Program | FAF Gas/Other | 0% | 0% | 0% | 0% | 0% | 0% | 0% | 0% | 0% | 0% | 0% | 0% | 0% | 0% | 0% | 0% | 0% | 0% | 0% | 0% | 0
MH | 3 | Cooling | Electric | Program | Zonal | 0% | 0% | 0% | 0% | 0% | 0% | 0% | 0% | 0% | 0% | 0% | 0% | 0% | 0% | 0% | 0% | 0% | 0% | 0% | 0% | 0
MH | 3 | Cooling | Electric | Program | Evaporative Cooler | 0.006211% | 0.006211% | 0.006211% | 0.006211% | 0.006211% | 0.006211% | 0.006211% | 0.006211% | 0.006211% | 0.006211% | 0.006211% | 0.006211% | 0.006211% | 0.006211% | 0.006211% | 0.006211% | 0.006211% | 0.006211% | 0.006211% | 0.006211% | 1
MH | 3 | Cooling | Electric | Program | PTHP | 0.1012% | 0.1012% | 0.1012% | 0.1012% | 0.1012% | 0.1012% | 0.1012% | 0.1012% | 0.1012% | 0.1012% | 0.1012% | 0.1012% | 0.1012% | 0.1012% | 0.1012% | 0.1012% | 0.1012% | 0.1012% | 0.1012% | 0.1012% | 1
MH | 3 | Cooling | Gas/Other | Baseline | RAC | Null | Null | Null | Null | Null | Null | Null | Null | Null | Null | Null | Null | Null | Null | Null | Null | Null | Null | Null | Null | 0
MH | 3 | Cooling | Gas/Other | Baseline | No Cooling | Null | Null | Null | Null | Null | Null | Null | Null | Null | Null | Null | Null | Null | Null | Null | Null | Null | Null | Null | Null | 0
MH | 3 | Cooling | Gas/Other | Baseline | CAC | Null | Null | Null | Null | Null | Null | Null | Null | Null | Null | Null | Null | Null | Null | Null | Null | Null | Null | Null | Null | 0
MH | 3 | Cooling | Gas/Other | Baseline | DHP | Null | Null | Null | Null | Null | Null | Null | Null | Null | Null | Null | Null | Null | Null | Null | Null | Null | Null | Null | Null | 0
MH | 3 | Cooling | Gas/Other | Baseline | GSHP | Null | Null | Null | Null | Null | Null | Null | Null | Null | Null | Null | Null | Null | Null | Null | Null | Null | Null | Null | Null | 0
MH | 3 | Cooling | Gas/Other | Baseline | PTAC | Null | Null | Null | Null | Null | Null | Null | Null | Null | Null | Null | Null | Null | Null | Null | Null | Null | Null | Null | Null | 0
MH | 3 | Cooling | Gas/Other | Baseline | ASHP | Null | Null | Null | Null | Null | Null | Null | Null | Null | Null | Null | Null | Null | Null | Null | Null | Null | Null | Null | Null | 0
MH | 3 | Cooling | Gas/Other | Baseline | FAF Electric | Null | Null | Null | Null | Null | Null | Null | Null | Null | Null | Null | Null | Null | Null | Null | Null | Null | Null | Null | Null | 0
MH | 3 | Cooling | Gas/Other | Baseline | FAF Gas/Other | Null | Null | Null | Null | Null | Null | Null | Null | Null | Null | Null | Null | Null | Null | Null | Null | Null | Null | Null | Null | 0
MH | 3 | Cooling | Gas/Other | Baseline | Zonal | Null | Null | Null | Null | Null | Null | Null | Null | Null | Null | Null | Null | Null | Null | Null | Null | Null | Null | Null | Null | 0
MH | 3 | Cooling | Gas/Other | Baseline | Evaporative Cooler | Null | Null | Null | Null | Null | Null | Null | Null | Null | Null | Null | Null | Null | Null | Null | Null | Null | Null | Null | Null | 0
MH | 3 | Cooling | Gas/Other | Baseline | PTHP | Null | Null | Null | Null | Null | Null | Null | Null | Null | Null | Null | Null | Null | Null | Null | Null | Null | Null | Null | Null | 0
MH | 3 | Cooling | Gas/Other | Market | RAC | 0% | 0% | 0% | 0% | 0% | 0% | 0% | 0% | 0% | 0% | 0% | 0% | 0% | 0% | 0% | 0% | 0% | 0% | 0% | 0% | 0
MH | 3 | Cooling | Gas/Other | Market | No Cooling | 0% | 0% | 0% | 0% | 0% | 0% | 0% | 0% | 0% | 0% | 0% | 0% | 0% | 0% | 0% | 0% | 0% | 0% | 0% | 0% | 0
MH | 3 | Cooling | Gas/Other | Market | CAC | 0% | 0% | 0% | 0% | 0% | 0% | 0% | 0% | 0% | 0% | 0% | 0% | 0% | 0% | 0% | 0% | 0% | 0% | 0% | 0% | 0
MH | 3 | Cooling | Gas/Other | Market | DHP | 0% | 0% | 0% | 0% | 0% | 0% | 0% | 0% | 0% | 0% | 0% | 0% | 0% | 0% | 0% | 0% | 0% | 0% | 0% | 0% | 0
MH | 3 | Cooling | Gas/Other | Market | GSHP | 0% | 0% | 0% | 0% | 0% | 0% | 0% | 0% | 0% | 0% | 0% | 0% | 0% | 0% | 0% | 0% | 0% | 0% | 0% | 0% | 0
MH | 3 | Cooling | Gas/Other | Market | PTAC | 0% | 0% | 0% | 0% | 0% | 0% | 0% | 0% | 0% | 0% | 0% | 0% | 0% | 0% | 0% | 0% | 0% | 0% | 0% | 0% | 0
MH | 3 | Cooling | Gas/Other | Market | ASHP | 0% | 0% | 0% | 0% | 0% | 0% | 0% | 0% | 0% | 0% | 0% | 0% | 0% | 0% | 0% | 0% | 0% | 0% | 0% | 0% | 0
MH | 3 | Cooling | Gas/Other | Market | FAF Electric | 0% | 0% | 0% | 0% | 0% | 0% | 0% | 0% | 0% | 0% | 0% | 0% | 0% | 0% | 0% | 0% | 0% | 0% | 0% | 0% | 0
MH | 3 | Cooling | Gas/Other | Market | FAF Gas/Other | 0% | 0% | 0% | 0% | 0% | 0% | 0% | 0% | 0% | 0% | 0% | 0% | 0% | 0% | 0% | 0% | 0% | 0% | 0% | 0% | 0
MH | 3 | Cooling | Gas/Other | Market | Zonal | 0% | 0% | 0% | 0% | 0% | 0% | 0% | 0% | 0% | 0% | 0% | 0% | 0% | 0% | 0% | 0% | 0% | 0% | 0% | 0% | 0
MH | 3 | Cooling | Gas/Other | Market | Evaporative Cooler | 0% | 0% | 0% | 0% | 0% | 0% | 0% | 0% | 0% | 0% | 0% | 0% | 0% | 0% | 0% | 0% | 0% | 0% | 0% | 0% | 0
MH | 3 | Cooling | Gas/Other | Market | PTHP | 0% | 0% | 0% | 0% | 0% | 0% | 0% | 0% | 0% | 0% | 0% | 0% | 0% | 0% | 0% | 0% | 0% | 0% | 0% | 0% | 0
MH | 3 | Cooling | Gas/Other | Program | RAC | Null | Null | Null | Null | Null | Null | Null | Null | Null | Null | Null | Null | Null | Null | Null | Null | Null | Null | Null | Null | 0
MH | 3 | Cooling | Gas/Other | Program | No Cooling | Null | Null | Null | Null | Null | Null | Null | Null | Null | Null | Null | Null | Null | Null | Null | Null | Null | Null | Null | Null | 0
MH | 3 | Cooling | Gas/Other | Program | CAC | Null | Null | Null | Null | Null | Null | Null | Null | Null | Null | Null | Null | Null | Null | Null | Null | Null | Null | Null | Null | 0
MH | 3 | Cooling | Gas/Other | Program | DHP | Null | Null | Null | Null | Null | Null | Null | Null | Null | Null | Null | Null | Null | Null | Null | Null | Null | Null | Null | Null | 0
MH | 3 | Cooling | Gas/Other | Program | GSHP | Null | Null | Null | Null | Null | Null | Null | Null | Null | Null | Null | Null | Null | Null | Null | Null | Null | Null | Null | Null | 0
MH | 3 | Cooling | Gas/Other | Program | PTAC | Null | Null | Null | Null | Null | Null | Null | Null | Null | Null | Null | Null | Null | Null | Null | Null | Null | Null | Null | Null | 0
MH | 3 | Cooling | Gas/Other | Program | ASHP | Null | Null | Null | Null | Null | Null | Null | Null | Null | Null | Null | Null | Null | Null | Null | Null | Null | Null | Null | Null | 0
MH | 3 | Cooling | Gas/Other | Program | FAF Electric | Null | Null | Null | Null | Null | Null | Null | Null | Null | Null | Null | Null | Null | Null | Null | Null | Null | Null | Null | Null | 0
MH | 3 | Cooling | Gas/Other | Program | FAF Gas/Other | Null | Null | Null | Null | Null | Null | Null | Null | Null | Null | Null | Null | Null | Null | Null | Null | Null | Null | Null | Null | 0
MH | 3 | Cooling | Gas/Other | Program | Zonal | Null | Null | Null | Null | Null | Null | Null | Null | Null | Null | Null | Null | Null | Null | Null | Null | Null | Null | Null | Null | 0
MH | 3 | Cooling | Gas/Other | Program | Evaporative Cooler | Null | Null | Null | Null | Null | Null | Null | Null | Null | Null | Null | Null | Null | Null | Null | Null | Null | Null | Null | Null | 0
MH | 3 | Cooling | Gas/Other | Program | PTHP | Null | Null | Null | Null | Null | Null | Null | Null | Null | Null | Null | Null | Null | Null | Null | Null | Null | Null | Null | Null | 0
MH | 3 | Heating | Electric | Baseline | RAC | 0% | 0% | 0% | 0% | 0% | 0% | 0% | 0% | 0% | 0% | 0% | 0% | 0% | 0% | 0% | 0% | 0% | 0% | 0% | 0% | 0
MH | 3 | Heating | Electric | Baseline | No Cooling | 0% | 0% | 0% | 0% | 0% | 0% | 0% | 0% | 0% | 0% | 0% | 0% | 0% | 0% | 0% | 0% | 0% | 0% | 0% | 0% | 0
MH | 3 | Heating | Electric | Baseline | CAC | 0% | 0% | 0% | 0% | 0% | 0% | 0% | 0% | 0% | 0% | 0% | 0% | 0% | 0% | 0% | 0% | 0% | 0% | 0% | 0% | 0
MH | 3 | Heating | Electric | Baseline | DHP | 16.09% | 16.09% | 16.09% | 16.09% | 16.09% | 1.609% | 1.609% | 1.609% | 1.609% | 1.609% | 1.609% | 1.609% | 1.609% | 1.609% | 1.609% | 1.609% | 1.609% | 1.609% | 1.609% | 1.609% | 1
MH | 3 | Heating | Electric | Baseline | GSHP | 0.00213% | 0.00213% | 0.00213% | 0.00213% | 0.00213% | 0.00213% | 0.00213% | 0.00213% | 0.00213% | 0.00213% | 0.00213% | 0.00213% | 0.00213% | 0.00213% | 0.00213% | 0.00213% | 0.00213% | 0.00213% | 0.00213% | 0.00213% | 1
MH | 3 | Heating | Electric | Baseline | PTAC | 0% | 0% | 0% | 0% | 0% | 0% | 0% | 0% | 0% | 0% | 0% | 0% | 0% | 0% | 0% | 0% | 0% | 0% | 0% | 0% | 0
MH | 3 | Heating | Electric | Baseline | ASHP | 83.89% | 83.89% | 83.89% | 83.89% | 83.89% | 56.21% | 56.21% | 56.21% | 56.21% | 56.21% | 56.21% | 56.21% | 56.21% | 56.21% | 56.21% | 56.21% | 56.21% | 56.21% | 56.21% | 56.21% | 1
MH | 3 | Heating | Electric | Baseline | FAF Electric | 0.00466% | 0.00466% | 0.00466% | 0.00466% | 0.00466% | 29.3% | 29.3% | 29.3% | 29.3% | 29.3% | 29.3% | 29.3% | 29.3% | 29.3% | 29.3% | 29.3% | 29.3% | 29.3% | 29.3% | 29.3% | 1
MH | 3 | Heating | Electric | Baseline | FAF Gas/Other | 0% | 0% | 0% | 0% | 0% | 0% | 0% | 0% | 0% | 0% | 0% | 0% | 0% | 0% | 0% | 0% | 0% | 0% | 0% | 0% | 0
MH | 3 | Heating | Electric | Baseline | Zonal | 0.008647% | 0.008647% | 0.008647% | 0.008647% | 0.008647% | 12.88% | 12.88% | 12.88% | 12.88% | 12.88% | 12.88% | 12.88% | 12.88% | 12.88% | 12.88% | 12.88% | 12.88% | 12.88% | 12.88% | 12.88% | 1
MH | 3 | Heating | Electric | Baseline | Evaporative Cooler | bar: 2011 to Filter1
MH | 3 | Heating | Electric | Baseline | PTHP | bar: 2011 to Filter1
MH | 3 | Heating | Electric | Market | RAC | 0% | 0% | 0% | 0% | 0% | 0% | 0% | 0% | 0% | 0% | 0% | 0% | 0% | 0% | 0% | 0% | 0% | 0% | 0% | 0% | 0
MH | 3 | Heating | Electric | Market | No Cooling | 0% | 0% | 0% | 0% | 0% | 0% | 0% | 0% | 0% | 0% | 0% | 0% | 0% | 0% | 0% | 0% | 0% | 0% | 0% | 0% | 0
MH | 3 | Heating | Electric | Market | CAC | 0% | 0% | 0% | 0% | 0% | 0% | 0% | 0% | 0% | 0% | 0% | 0% | 0% | 0% | 0% | 0% | 0% | 0% | 0% | 0% | 0
MH | 3 | Heating | Electric | Market | DHP | 16.09% | 16.09% | 16.09% | 16.09% | 16.09% | 16.09% | 16.09% | 16.09% | 16.09% | 16.09% | 16.09% | 16.09% | 16.09% | 16.09% | 16.09% | 16.09% | 16.09% | 16.09% | 16.09% | 16.09% | 1
MH | 3 | Heating | Electric | Market | GSHP | 0.00213% | 0.00213% | 0.00213% | 0.00213% | 0.00213% | 0.00213% | 0.00213% | 0.00213% | 0.00213% | 0.00213% | 0.00213% | 0.00213% | 0.00213% | 0.00213% | 0.00213% | 0.00213% | 0.00213% | 0.00213% | 0.00213% | 0.00213% | 1
MH | 3 | Heating | Electric | Market | PTAC | 0% | 0% | 0% | 0% | 0% | 0% | 0% | 0% | 0% | 0% | 0% | 0% | 0% | 0% | 0% | 0% | 0% | 0% | 0% | 0% | 0
MH | 3 | Heating | Electric | Market | ASHP | 83.89% | 83.89% | 83.89% | 83.89% | 83.89% | 83.89% | 83.89% | 83.89% | 83.89% | 83.89% | 83.89% | 83.89% | 83.89% | 83.89% | 83.89% | 83.89% | 83.89% | 83.89% | 83.89% | 83.89% | 1
MH | 3 | Heating | Electric | Market | FAF Electric | 0.00466% | 0.00466% | 0.00466% | 0.00466% | 0.00466% | 0.00466% | 0.00466% | 0.00466% | 0.00466% | 0.00466% | 0.00466% | 0.00466% | 0.00466% | 0.00466% | 0.00466% | 0.00466% | 0.00466% | 0.00466% | 0.00466% | 0.00466% | 1
MH | 3 | Heating | Electric | Market | FAF Gas/Other | 0% | 0% | 0% | 0% | 0% | 0% | 0% | 0% | 0% | 0% | 0% | 0% | 0% | 0% | 0% | 0% | 0% | 0% | 0% | 0% | 0
MH | 3 | Heating | Electric | Market | Zonal | 0.008647% | 0.008647% | 0.008647% | 0.008647% | 0.008647% | 0.008647% | 0.008647% | 0.008647% | 0.008647% | 0.008647% | 0.008647% | 0.008647% | 0.008647% | 0.008647% | 0.008647% | 0.008647% | 0.008647% | 0.008647% | 0.008647% | 0.008647% | 1
MH | 3 | Heating | Electric | Market | Evaporative Cooler | bar: 2011 to Filter1
MH | 3 | Heating | Electric | Market | PTHP | bar: 2011 to Filter1
MH | 3 | Heating | Electric | Program | RAC | 0% | 0% | 0% | 0% | 0% | 0% | 0% | 0% | 0% | 0% | 0% | 0% | 0% | 0% | 0% | 0% | 0% | 0% | 0% | 0% | 0
MH | 3 | Heating | Electric | Program | No Cooling | 0% | 0% | 0% | 0% | 0% | 0% | 0% | 0% | 0% | 0% | 0% | 0% | 0% | 0% | 0% | 0% | 0% | 0% | 0% | 0% | 0
MH | 3 | Heating | Electric | Program | CAC | 0% | 0% | 0% | 0% | 0% | 0% | 0% | 0% | 0% | 0% | 0% | 0% | 0% | 0% | 0% | 0% | 0% | 0% | 0% | 0% | 0
MH | 3 | Heating | Electric | Program | DHP | 14.09% | 14.09% | 14.09% | 14.09% | 14.09% | 1.409% | 1.409% | 1.409% | 1.409% | 1.409% | 1.409% | 1.409% | 1.409% | 1.409% | 1.409% | 1.409% | 1.409% | 1.409% | 1.409% | 1.409% | 1
MH | 3 | Heating | Electric | Program | GSHP | 0.00213% | 0.00213% | 0.00213% | 0.00213% | 0.00213% | 0.00213% | 0.00213% | 0.00213% | 0.00213% | 0.00213% | 0.00213% | 0.00213% | 0.00213% | 0.00213% | 0.00213% | 0.00213% | 0.00213% | 0.00213% | 0.00213% | 0.00213% | 1
MH | 3 | Heating | Electric | Program | PTAC | 0% | 0% | 0% | 0% | 0% | 0% | 0% | 0% | 0% | 0% | 0% | 0% | 0% | 0% | 0% | 0% | 0% | 0% | 0% | 0% | 0
MH | 3 | Heating | Electric | Program | ASHP | 85.89% | 85.89% | 85.89% | 85.89% | 85.89% | 57.55% | 57.55% | 57.55% | 57.55% | 57.55% | 57.55% | 57.55% | 57.55% | 57.55% | 57.55% | 57.55% | 57.55% | 57.55% | 57.55% | 57.55% | 1
MH | 3 | Heating | Electric | Program | FAF Electric | 0.00466% | 0.00466% | 0.00466% | 0.00466% | 0.00466% | 29.76% | 29.76% | 29.76% | 29.76% | 29.76% | 29.76% | 29.76% | 29.76% | 29.76% | 29.76% | 29.76% | 29.76% | 29.76% | 29.76% | 29.76% | 1
MH | 3 | Heating | Electric | Program | FAF Gas/Other | 0% | 0% | 0% | 0% | 0% | 0% | 0% | 0% | 0% | 0% | 0% | 0% | 0% | 0% | 0% | 0% | 0% | 0% | 0% | 0% | 0
MH | 3 | Heating | Electric | Program | Zonal | 0.008647% | 0.008647% | 0.008647% | 0.008647% | 0.008647% | 11.28% | 11.28% | 11.28% | 11.28% | 11.28% | 11.28% | 11.28% | 11.28% | 11.28% | 11.28% | 11.28% | 11.28% | 11.28% | 11.28% | 11.28% | 1
MH | 3 | Heating | Electric | Program | Evaporative Cooler | bar: 2011 to Filter1
MH | 3 | Heating | Electric | Program | PTHP | bar: 2011 to Filter1
MH | 3 | Heating | Gas/Other | Baseline | RAC | 0% | 0% | 0% | 0% | 0% | 0% | 0% | 0% | 0% | 0% | 0% | 0% | 0% | 0% | 0% | 0% | 0% | 0% | 0% | 0% | 0
MH | 3 | Heating | Gas/Other | Baseline | No Cooling | 0% | 0% | 0% | 0% | 0% | 0% | 0% | 0% | 0% | 0% | 0% | 0% | 0% | 0% | 0% | 0% | 0% | 0% | 0% | 0% | 0
MH | 3 | Heating | Gas/Other | Baseline | CAC | Null | Null | Null | Null | Null | Null | Null | Null | Null | Null | Null | Null | Null | Null | Null | Null | Null | Null | Null | Null | 0
MH | 3 | Heating | Gas/Other | Baseline | DHP | Null | Null | Null | Null | Null | Null | Null | Null | Null | Null | Null | Null | Null | Null | Null | Null | Null | Null | Null | Null | 0
MH | 3 | Heating | Gas/Other | Baseline | GSHP | Null | Null | Null | Null | Null | Null | Null | Null | Null | Null | Null | Null | Null | Null | Null | Null | Null | Null | Null | Null | 0
MH | 3 | Heating | Gas/Other | Baseline | PTAC | 0% | 0% | 0% | 0% | 0% | 0% | 0% | 0% | 0% | 0% | 0% | 0% | 0% | 0% | 0% | 0% | 0% | 0% | 0% | 0% | 0
MH | 3 | Heating | Gas/Other | Baseline | ASHP | Null | Null | Null | Null | Null | Null | Null | Null | Null | Null | Null | Null | Null | Null | Null | Null | Null | Null | Null | Null | 0
MH | 3 | Heating | Gas/Other | Baseline | FAF Electric | Null | Null | Null | Null | Null | Null | Null | Null | Null | Null | Null | Null | Null | Null | Null | Null | Null | Null | Null | Null | 0
MH | 3 | Heating | Gas/Other | Baseline | FAF Gas/Other | 0.00865% | 0.00865% | 0.00865% | 0.00865% | 0.00865% | 0.00865% | 0.00865% | 0.00865% | 0.00865% | 0.00865% | 0.00865% | 0.00865% | 0.00865% | 0.00865% | 0.00865% | 0.00865% | 0.00865% | 0.00865% | 0.00865% | 0.00865% | 1
MH | 3 | Heating | Gas/Other | Baseline | Zonal | 0.002125% | 0.002125% | 0.002125% | 0.002125% | 0.002125% | 0.002125% | 0.002125% | 0.002125% | 0.002125% | 0.002125% | 0.002125% | 0.002125% | 0.002125% | 0.002125% | 0.002125% | 0.002125% | 0.002125% | 0.002125% | 0.002125% | 0.002125% | 1
MH | 3 | Heating | Gas/Other | Baseline | Evaporative Cooler | Null | Null | Null | Null | Null | Null | Null | Null | Null | Null | Null | Null | Null | Null | Null | Null | Null | Null | Null | Null | 0
MH | 3 | Heating | Gas/Other | Baseline | PTHP | Null | Null | Null | Null | Null | Null | Null | Null | Null | Null | Null | Null | Null | Null | Null | Null | Null | Null | Null | Null | 0
MH | 3 | Heating | Gas/Other | Market | RAC | 0% | 0% | 0% | 0% | 0% | 0% | 0% | 0% | 0% | 0% | 0% | 0% | 0% | 0% | 0% | 0% | 0% | 0% | 0% | 0% | 0
MH | 3 | Heating | Gas/Other | Market | No Cooling | 0% | 0% | 0% | 0% | 0% | 0% | 0% | 0% | 0% | 0% | 0% | 0% | 0% | 0% | 0% | 0% | 0% | 0% | 0% | 0% | 0
MH | 3 | Heating | Gas/Other | Market | CAC | Null | Null | Null | Null | Null | Null | Null | Null | Null | Null | Null | Null | Null | Null | Null | Null | Null | Null | Null | Null | 0
MH | 3 | Heating | Gas/Other | Market | DHP | Null | Null | Null | Null | Null | Null | Null | Null | Null | Null | Null | Null | Null | Null | Null | Null | Null | Null | Null | Null | 0
MH | 3 | Heating | Gas/Other | Market | GSHP | Null | Null | Null | Null | Null | Null | Null | Null | Null | Null | Null | Null | Null | Null | Null | Null | Null | Null | Null | Null | 0
MH | 3 | Heating | Gas/Other | Market | PTAC | 0% | 0% | 0% | 0% | 0% | 0% | 0% | 0% | 0% | 0% | 0% | 0% | 0% | 0% | 0% | 0% | 0% | 0% | 0% | 0% | 0
MH | 3 | Heating | Gas/Other | Market | ASHP | Null | Null | Null | Null | Null | Null | Null | Null | Null | Null | Null | Null | Null | Null | Null | Null | Null | Null | Null | Null | 0
MH | 3 | Heating | Gas/Other | Market | FAF Electric | Null | Null | Null | Null | Null | Null | Null | Null | Null | Null | Null | Null | Null | Null | Null | Null | Null | Null | Null | Null | 0
MH | 3 | Heating | Gas/Other | Market | FAF Gas/Other | 0.00865% | 0.00865% | 0.00865% | 0.00865% | 0.00865% | 0.00865% | 0.00865% | 0.00865% | 0.00865% | 0.00865% | 0.00865% | 0.00865% | 0.00865% | 0.00865% | 0.00865% | 0.00865% | 0.00865% | 0.00865% | 0.00865% | 0.00865% | 1
MH | 3 | Heating | Gas/Other | Market | Zonal | 0.002125% | 0.002125% | 0.002125% | 0.002125% | 0.002125% | 0.002125% | 0.002125% | 0.002125% | 0.002125% | 0.002125% | 0.002125% | 0.002125% | 0.002125% | 0.002125% | 0.002125% | 0.002125% | 0.002125% | 0.002125% | 0.002125% | 0.002125% | 1
MH | 3 | Heating | Gas/Other | Market | Evaporative Cooler | Null | Null | Null | Null | Null | Null | Null | Null | Null | Null | Null | Null | Null | Null | Null | Null | Null | Null | Null | Null | 0
MH | 3 | Heating | Gas/Other | Market | PTHP | Null | Null | Null | Null | Null | Null | Null | Null | Null | Null | Null | Null | Null | Null | Null | Null | Null | Null | Null | Null | 0
MH | 3 | Heating | Gas/Other | Program | RAC | 0% | 0% | 0% | 0% | 0% | 0% | 0% | 0% | 0% | 0% | 0% | 0% | 0% | 0% | 0% | 0% | 0% | 0% | 0% | 0% | 0
MH | 3 | Heating | Gas/Other | Program | No Cooling | 0% | 0% | 0% | 0% | 0% | 0% | 0% | 0% | 0% | 0% | 0% | 0% | 0% | 0% | 0% | 0% | 0% | 0% | 0% | 0% | 0
MH | 3 | Heating | Gas/Other | Program | CAC | Null | Null | Null | Null | Null | Null | Null | Null | Null | Null | Null | Null | Null | Null | Null | Null | Null | Null | Null | Null | 0
MH | 3 | Heating | Gas/Other | Program | DHP | Null | Null | Null | Null | Null | Null | Null | Null | Null | Null | Null | Null | Null | Null | Null | Null | Null | Null | Null | Null | 0
MH | 3 | Heating | Gas/Other | Program | GSHP | Null | Null | Null | Null | Null | Null | Null | Null | Null | Null | Null | Null | Null | Null | Null | Null | Null | Null | Null | Null | 0
MH | 3 | Heating | Gas/Other | Program | PTAC | 0% | 0% | 0% | 0% | 0% | 0% | 0% | 0% | 0% | 0% | 0% | 0% | 0% | 0% | 0% | 0% | 0% | 0% | 0% | 0% | 0
MH | 3 | Heating | Gas/Other | Program | ASHP | Null | Null | Null | Null | Null | Null | Null | Null | Null | Null | Null | Null | Null | Null | Null | Null | Null | Null | Null | Null | 0
MH | 3 | Heating | Gas/Other | Program | FAF Electric | Null | Null | Null | Null | Null | Null | Null | Null | Null | Null | Null | Null | Null | Null | Null | Null | Null | Null | Null | Null | 0
MH | 3 | Heating | Gas/Other | Program | FAF Gas/Other | 0.00865% | 0.00865% | 0.00865% | 0.00865% | 0.00865% | 0.00865% | 0.00865% | 0.00865% | 0.00865% | 0.00865% | 0.00865% | 0.00865% | 0.00865% | 0.00865% | 0.00865% | 0.00865% | 0.00865% | 0.00865% | 0.00865% | 0.00865% | 1
MH | 3 | Heating | Gas/Other | Program | Zonal | 0.002125% | 0.002125% | 0.002125% | 0.002125% | 0.002125% | 0.002125% | 0.002125% | 0.002125% | 0.002125% | 0.002125% | 0.002125% | 0.002125% | 0.002125% | 0.002125% | 0.002125% | 0.002125% | 0.002125% | 0.002125% | 0.002125% | 0.002125% | 1
MH | 3 | Heating | Gas/Other | Program | Evaporative Cooler | Null | Null | Null | Null | Null | Null | Null | Null | Null | Null | Null | Null | Null | Null | Null | Null | Null | Null | Null | Null | 0
MH | 3 | Heating | Gas/Other | Program | PTHP | Null | Null | Null | Null | Null | Null | Null | Null | Null | Null | Null | Null | Null | Null | Null | Null | Null | Null | Null | Null | 0

## Census Bureau Summary
Census Bureau Summary
This is a summary of the Census Bureau HVAC system data for new construction. The Lit Review Sources worksheet includes a description and link to sources.
These numbers represent housing units with various HVAC types, per the Census Bureau.
This data is not only Pacific Northwest data. The data is the census's West region, which inlcudes California and other states besides the Pacific Northwest.
[14 empty] | Single Family Heating |  | Source: https://www.census.gov/construction/chars/ | [10 empty] | Source: https://www.census.gov/construction/chars/ | [14 empty] | Single Family Cooling |  | Source: https://www.census.gov/construction/chars/ |  |  |  |  | Multifamily Cooling |  | Source: https://www.census.gov/construction/chars/
[14 empty] | Type of Heating Fuel Used in New Single-Family Houses Completed1 | [10 empty] | Number of Multifamily Units Completed by Type of Heating System and Type of Heating Fuel | [16 empty] | Presence of Air-Conditioning in New Single-Family Houses Completed1 | [6 empty] | Number of Multifamily Units Completed With Air-Conditioning
Single Family, West Region | [13 empty] | By Type of Heating System | [27 empty] | (Components may not add to totals because of rounding. Percents computed from unrounded figures.) | [6 empty] | (Components may not add to totals because of rounding. Percents computed from unrounded figures.)
[5 empty] | Year | [5 empty] | Year |  |  | (Components may not add to totals because of rounding. Percents computed from unrounded figures.) | [10 empty] | (Components may not add to totals because of rounding. Percents computed from unrounded figures.)
End Use | HVAC System | 2015 | 2016 | 2017 | 2018 | 2019 | 2020 | 2015 | 2016 | 2017 | 2018 | 2019 | 2020 | [29 empty] | Number of houses (in thousands) |  |  | Percent distribution |  |  |  | Number of units (in thousands) |  |  | Percent distribution
Heating | eFAF | 4000 | 4000 | 6000 | 8000 | 7000 | 12000 | 2.759% | 2.469% | 3.352% | 3.756% | 3.196% | 5.405% |  | Number of houses (in thousands) |  |  |  |  | Percent distribution | [5 empty] | Number of units (in thousands) | [7 empty] | Percent Distribution | [7 empty] | Year |  | With air- | Without air- |  | With air- | Without air- | Year |  | With | Without |  | With | Without
| gFAF | 116000 | 134000 | 142000 | 168000 | 167000 | 167000 | 80% | 82.72% | 79.33% | 78.87% | 76.26% | 75.23% | Year |  |  |  |  | Other types |  |  |  |  | Other types |  | Units with a forced-air furnace |  |  |  | Units with a heat pump1 |  |  |  | Units with a forced-air furnace |  |  |  | Units with a heat pump1 |  |  |  |  | Total | conditioning | conditioning | Total | conditioning | conditioning |  | Total | air-conditioning | air-conditioning | Total | air-conditioning | air-conditioning
| Heat Pump | 20000 | 20000 | 25000 | 30000 | 38000 | 37000 | 13.79% | 12.35% | 13.97% | 14.08% | 17.35% | 16.67% |  | Total | Gas2 | Electricity | Oil3 | or none4 | Total | Gas2 | Electricity | Oil3 | or none4 | Year |  |  |  | Oil, other, |  |  |  | Oil, other, |  |  |  | Oil, other, |  |  |  | Oil, other, |  | United States | [6 empty] | United States
| Other | 5000 | 4000 | 6000 | 7000 | 7000 | 6000 | 3.448% | 2.469% | 3.352% | 3.286% | 3.196% | 2.703% |  | Forced-air Furnace | [10 empty] | Total | Gas2 | Electricity | or none3 | Total | Gas2 | Electricity | or none3 | Total | Gas2 | Electricity | or none3 | Total | Gas2 | Electricity | or none3
Cooling | Has Cooling | 114000 | 128000 | 143000 | 175000 | 182000 | 193000 | 77.55% | 78.05% | 79.44% | 81.78% | 82.73% | 86.55% |  | United States | [10 empty] | United States | [15 empty] | 1973 | 1197 | 582 | 616 | 100 | 49 | 51 | 1972 | 828 | (NA) | (NA) | 100 | (NA) | (NA)
| No Cooling | 33000 | 36000 | 37000 | 39000 | 38000 | 30000 | 22.45% | 21.95% | 20.56% | 18.22% | 17.27% | 13.45% | [28 empty] | 1974 | 940 | 451 | 489 | 100 | 48 | 52 | 1973 | 840 | (S) | (S) | 100 | (S) | (S)
[14 empty] | 1999 | 914 | 834 | 67 | 13 | 0 | 100 | 91 | 7 | 1 | 0 | 2015 | 118.383 | 67.094 | 51.272 | (Z) | 150 | 25.619 | 124.388 | (Z) | 100 | 56.6754 | 43.3103 | (Z) | 100 | 17.0785 | 82.9215 | 0 | 1975 | 875 | 403 | 473 | 100 | 46 | 54 | 1974 | 760 | 653 | 107 | 100 | 86 | 14
[14 empty] | 2000 | 880 | 814 | 53 | 14 | (Z) | 100 | 92 | 6 | 2 | (Z) | 2016 | 110 | 62 | 48 | (Z) | 165 | 23 | 142 | 0 | 100 | 57 | 43 | (Z) | 100 | 14 | 86 | 0 | 1976 | 1034 | 511 | 523 | 100 | 49 | 51 | 1975 | 430 | 367 | 63 | 100 | 85 | 15
[14 empty] | 2001 | 888 | 819 | 57 | 12 | (Z) | 100 | 92 | 6 | 1 | (Z) | 2017 | 132 | 69 | 63 | (Z) | 173 | 25 | 148 | 0 | 100 | 52 | 48 | (Z) | 100 | 15 | 85 | 0 | 1977 | 1258 | 679 | 579 | 100 | 54 | 46 | 1976 | 336 | 254 | 83 | 100 | 75 | 25
[14 empty] | 2002 | 942 | 849 | 78 | 15 | (Z) | 100 | 90 | 8 | 2 | (Z) | 2018 | 119 | 68 | 51 | (Z) | 169 | 28 | 140 | 0 | 100 | 57 | 43 | (Z) | 100 | 17 | 83 | 0 | 1978 | 1369 | 797 | 572 | 100 | 58 | 42 | 1977 | 399 | 319 | 81 | 100 | 80 | 20
[14 empty] | 2003 | 990 | 901 | 77 | 12 | (Z) | 100 | 91 | 8 | 1 | (Z) | 2019 | 134 | 77 | 58 | 0 | 154 | 27 | 127 | 0 | 100 | 57 | 43 | 0 | 100 | 17 | 83 | 0 | 1979 | 1301 | 784 | 517 | 100 | 60 | 40 | 1978 | 498 | 392 | 107 | 100 | 79 | 21
[14 empty] | 2004 | 1069 | 979 | 77 | 13 | (Z) | 100 | 92 | 7 | 1 | (Z) | 2020 | 132 | 71 | 61 | (Z) | 185 | 29 | 156 | 0 | 100 | 54 | 46 | (Z) | 100 | 16 | 84 | 0 | 1980 | 957 | 598 | 358 | 100 | 63 | 37 | 1979 | 570 | 475 | 95 | 100 | 83 | 17
Multifamily, West Region | [13 empty] | 2005 | 1092 | 1013 | 67 | 12 | (Z) | 100 | 93 | 6 | 1 | (Z) | [17 empty] | 1981 | 819 | 530 | 289 | 100 | 65 | 35 | 1980 | 545 | 460 | 85 | 100 | 84 | 16
|  | Year 2018: Year; Year 2018: Year | 2006 | 1040 | 964 | 66 | 9 | 1 | 100 | 93 | 6 | 1 | (Z) | RSE/SE | 8 | 12 | 15 | (A) | 9 | 20 | 10 | (A) | (NA) | 2 | 2 | (Z) | 2 | 1 | 3 | 0 | 1982 | 632 | 416 | 216 | 100 | 66 | 34 | 1981 | 447 | 383 | 65 | 100 | 86 | 14
End Use | HVAC System | 2015 | 2016 | 2017 | 2018 | 2019 | 2020 | 2015 | 2016 | 2017 | 2018 | 2019 | 2020 | 2007 | 752 | 685 | 60 | 6 | (Z) | 100 | 91 | 8 | 1 | (Z) |  | Northeast | [15 empty] | 1983 | 924 | 642 | 282 | 100 | 70 | 30 | 1982 | 374 | 327 | 47 | 100 | 87 | 13
Heating | eFAF | 5331 | 5000 | 6000 | 11000 | 6000 | 3000 | 6.288% | 6.098% | 6.742% | 10.89% | 5.769% | 2.804% | 2008 | 494 | 445 | 44 | 4 | (Z) | 100 | 90 | 9 | 1 | (Z) | [17 empty] | 1984 | 1025 | 723 | 302 | 100 | 71 | 29 | 1983 | 467 | 414 | 53 | 100 | 89 | 11
| gFAF | 26430 | 24000 | 26000 | 28000 | 27000 | 25000 | 31.17% | 29.27% | 29.21% | 27.72% | 25.96% | 23.36% | 2009 | 289 | 255 | 31 | 2 | 1 | 100 | 88 | 11 | 1 | (Z) | 2015 | 25.253 | 24.401 | 0.835 | (Z) | 8.506 | 5.355 | 3.151 | (Z) | 100 | 96.6261 | 3.3065 | (Z) | 100 | 62.9556 | 37.0444 | 0 | 1985 | 1072 | 746 | 326 | 100 | 70 | 30 | 1984 | 627 | 561 | 66 | 100 | 89 | 11
| Heat Pump | 22016 | 30000 | 30000 | 29000 | 36000 | 42000 | 25.97% | 36.59% | 33.71% | 28.71% | 34.62% | 39.25% | 2010 | 279 | 239 | 37 | 3 | (Z) | 100 | 86 | 13 | 1 | (Z) | 2016 | 24 | 22 | 2 | (Z) | 7 | 2 | 4 | 0 | 100 | 91 | 8 | 1 | 100 | 36 | 64 | 0 | 1986 | 1120 | 775 | 346 | 100 | 69 | 31 | 1985 | 631 | 553 | 78 | 100 | 88 | 12
| Other | 31003 | 23000 | 27000 | 33000 | 35000 | 37000 | 36.57% | 28.05% | 30.34% | 32.67% | 33.65% | 34.58% | 2011 | 250 | 221 | 28 | 1 | (Z) | 100 | 88 | 11 | 1 | (Z) | 2017 | 25 | 24 | 1 | (Z) | 10 | 4 | 6 | 0 | 100 | 94 | 6 | (Z) | 100 | 41 | 59 | 0 | 1987 | 1123 | 801 | 322 | 100 | 71 | 29 | 1986 | 636 | 558 | 78 | 100 | 88 | 12
Cooling | Has Cooling | 63000 | 67000 | 72000 | 87000 | 83000 | 91000 | 74.12% | 82.72% | 80.9% | 86.14% | 79.81% | 85.05% | 2012 | 278 | 254 | 22 | 1 | (Z) | 100 | 92 | 8 | (Z) | (Z) | 2018 | 25 | 25 | 1 | (Z) | 9 | 5 | 5 | 0 | 100 | 98 | 2 | (Z) | 100 | 51 | 49 | 0 | 1988 | 1085 | 810 | 275 | 100 | 75 | 25 | 1987 | 546 | 471 | 75 | 100 | 86 | 14
| No Cooling | 22000 | 14000 | 17000 | 14000 | 21000 | 16000 | 25.88% | 17.28% | 19.1% | 13.86% | 20.19% | 14.95% | 2013 | 333 | 307 | 25 | 1 | (Z) | 100 | 92 | 8 | (Z) | (Z) | 2019 | 32 | 32 | (Z) | 0 | 6 | 1 | 5 | 0 | 100 | 99 | 1 | 0 | 100 | 19 | 81 | 0 | 1989 | 1026 | 785 | 241 | 100 | 77 | 23 | 1988 | 445 | 375 | 70 | 100 | 84 | 16
[14 empty] | 2014 | 354 | 321 | 32 | (NA) | 1 | 100 | 91 | 9 | (NA) | (Z) | 2020 | 19 | 17 | 2 | 0 | 7 | 4 | 3 | 0 | 100 | 92 | 8 | 0 | 100 | 59 | 41 | 0 | 1990 | 966 | 731 | 235 | 100 | 76 | 24 | 1989 | 397 | 328 | 68 | 100 | 83 | 17
[14 empty] | 2015 | 364 | 333 | 30 | (NA) | (Z) | 100 | 92 | 8 | (NA) | (Z) | [17 empty] | 1991 | 838 | 628 | 210 | 100 | 75 | 25 | 1990 | 342 | 280 | 62 | 100 | 82 | 18
[14 empty] | 2016 | 416 | 382 | 33 | (NA) | 1 | 100 | 92 | 8 | (NA) | (Z) | RSE/SE | 18 | 21 | 46 | (A) | 28 | 39 | 31 | (A) | (NA) | 9 | 2 | 0 | (NA) | 3 | 2 | 0 | 1992 | 964 | 738 | 225 | 100 | 77 | 23 | 1991 | 253 | 205 | 48 | 100 | 81 | 19
[14 empty] | 2017 | 451 | 407 | 43 | (NA) | 1 | 100 | 90 | 10 | (NA) | (Z) |  | Midwest | [15 empty] | 1993 | 1039 | 806 | 234 | 100 | 78 | 22 | 1992 | 194 | 163 | 31 | 100 | 84 | 16
[14 empty] | 2018 | 484 | 443 | 41 | (NA) | 1 | 100 | 91 | 8 | (NA) | (Z) | [17 empty] | 1994 | 1160 | 912 | 248 | 100 | 79 | 21 | 1993 | 153 | 126 | 28 | 100 | 82 | 18
[14 empty] | 2019 | 513 | 453 | 59 | (NA) | 1 | 100 | 88 | 12 | (NA) | (Z) | 2015 | 27.559 | 11.78 | 15.779 | (Z) | 17.346 | 11.566 | 5.78 | (Z) | 100 | 42.7447 | 57.2553 | 0 | 100 | 66.6782 | 33.3218 | 0 | 1995 | 1066 | 846 | 219 | 100 | 80 | 20 | 1994 | 187 | 162 | 25 | 100 | 86.631 | 13.369
Census data are from a survey of permits | [13 empty] | 2020 | 538 | 449 | 88 | (NA) | 1 | 100 | 83 | 16 | (NA) | (Z) | 2016 | 23 | 12 | 11 | 0 | 17 | 12 | 5 | 0 | 100 | 52 | 48 | 0 | 100 | 73 | 27 | 0 | 1996 | 1129 | 916 | 213 | 100 | 81 | 19 | 1995 | 247 | 212 | 35 | 100 | 85.83 | 14.17
https://www.census.gov/construction/nrc/how_the_data_are_collected/soc.html | [24 empty] | 2017 | 36 | 15 | 21 | 0 | 14 | 8 | 6 | 0 | 100 | 42 | 58 | 0 | 100 | 58 | 42 | 0 | 1997 | 1116 | 917 | 199 | 100 | 82 | 18 | 1996 | 284 | 252 | 32 | 100 | 88.7324 | 11.2676
[14 empty] | RSE/SE | 7 | 7 | 18 | (NA) | 39 | (NA) | 3 | 3 | (NA) | (Z) | 2018 | 24 | 11 | 13 | 0 | 18 | 9 | 9 | 0 | 100 | 45 | 55 | 0 | 100 | 48 | 52 | 0 | 1998 | 1160 | 957 | 203 | 100 | 83 | 17 | 1997 | 284 | 253 | 32 | 100 | 89.0845 | 11.2676
The Census field representatives use interviewing software on laptop computers to collect the data. Facsimiles of the computer-based questionnaires are provided to respondents to familiarize them with the survey. These facsimiles show the questions that are asked for housing units in single-family buildings on Form SOC-QI/SF.1 and in multifamily buildings on Form SOC-QI/MF.1. In addition the Census field representatives provide an introductory letter explaining the survey. Field representatives also use Form SOC-QBPO.1 to collect information regarding procedures for handling building permits in building permit offices (BPOs) sampled for the SUP. | [14 empty] | Northeast | [9 empty] | 2019 | 33 | 16 | 17 | 0 | 14 | 7 | 6 | 0 | 100 | 49 | 51 | 0 | 100 | 53 | 47 | 0 | 1999 | 1270 | 1072 | 198 | 100 | 84 | 16 | 1998 | 314 | 286 | 29 | 100 | 91.0828 | 9.2357
[25 empty] | 2020 | 40 | 24 | 16 | 0 | 11 | 4 | 7 | 0 | 100 | 60 | 40 | 0 | 100 | 40 | 60 | 0 | 2000 | 1242 | 1060 | 181 | 100 | 85 | 15 | 1999 | 334 | 300 | 34 | 100 | 90 | 10
[14 empty] | 1999 | 76 | 65 | (Z) | 11 | 0 | 100 | 86 | (Z) | 14 | 0 | [17 empty] | 2001 | 1256 | 1081 | 175 | 100 | 86 | 14 | 2000 | 332 | 299 | 33 | 100 | 90 | 10
[14 empty] | 2000 | 81 | 69 | 1 | 12 | (Z) | 100 | 85 | 1 | 15 | (Z) | RSE/SE | 11 | 12 | 20 | (A) | 28 | 58 | 29 | (A) | (NA) | 5 | 5 | 0 | (NA) | 4 | 3 | 0 | 2002 | 1325 | 1155 | 170 | 100 | 87 | 13 | 2001 | 315 | 291 | 24 | 100 | 92 | 8
[14 empty] | 2001 | 76 | 66 | (Z) | 10 | (Z) | 100 | 86 | (Z) | 13 | (Z) |  | South | [15 empty] | 2003 | 1386 | 1223 | 164 | 100 | 88 | 12 | 2002 | 323 | 297 | 27 | 100 | 92 | 8
[14 empty] | 2002 | 77 | 64 | 1 | 13 | (Z) | 100 | 82 | 1 | 17 | (Z) | [17 empty] | 2004 | 1532 | 1378 | 153 | 100 | 90 | 10 | 2003 | 292 | 266 | 26 | 100 | 91 | 9
[14 empty] | 2003 | 75 | 63 | (Z) | 11 | (Z) | 100 | 85 | (Z) | 15 | (Z) | 2015 | 33.81 | 4.483 | 29.327 | (Z) | 102.139 | (Z) | 101.642 | (Z) | 100 | 13.2594 | 86.7406 | 0 | 100 | (Z) | 99.5134 | 0 | 2005 | 1636 | 1463 | 173 | 100 | 89 | 11 | 2004 | 310 | 288 | 22 | 100 | 93 | 7
[14 empty] | 2004 | 79 | 67 | 1 | 12 | (Z) | 100 | 85 | 1 | 15 | (Z) | 2016 | 34 | 5 | 29 | (Z) | 112 | (Z) | 111 | 0 | 100 | 14 | 86 | (Z) | 100 | (Z) | 100 | 0 | 2006 | 1654 | 1476 | 179 | 100 | 89 | 11 | 2005 | 296 | 275 | 20 | 100 | 93 | 7
[14 empty] | 2005 | 90 | 78 | 1 | 10 | (Z) | 100 | 87 | 1 | 12 | (Z) | 2017 | 38 | 4 | 34 | 0 | 119 | 1 | 117 | 0 | 100 | 10 | 90 | 0 | 100 | 1 | 99 | 0 | 2007 | 1218 | 1093 | 125 | 100 | 90 | 10 | 2006 | 325 | 297 | 28 | 100 | 91 | 9
[14 empty] | 2006 | 93 | 84 | 1 | 8 | (Z) | 100 | 90 | 1 | 8 | (Z) | 2018 | 30 | 4 | 26 | 0 | 113 | 3 | 110 | 0 | 100 | 13 | 87 | 0 | 100 | 3 | 97 | 0 | 2008 | 819 | 727 | 92 | 100 | 89 | 11 | 2007 | 284 | 260 | 25 | 100 | 91 | 9
[14 empty] | 2007 | 76 | 69 | 1 | 6 | (Z) | 100 | 91 | 1 | 8 | (Z) | 2019 | 37 | 2 | 34 | 0 | 99 | 1 | 98 | 0 | 100 | 7 | 93 | 0 | 100 | 1 | 99 | 0 | 2009 | 520 | 460 | 61 | 100 | 88 | 12 | 2008 | 301 | 275 | 26 | 100 | 91 | 9
[14 empty] | 2008 | 53 | 49 | 1 | 4 | 0 | 100 | 92 | 1 | 7 | 0 | 2020 | 45 | 4 | 40 | 0 | 126 | 1 | 125 | 0 | 100 | 10 | 90 | 0 | 100 | (Z) | 100 | 0 | 2010 | 496 | 436 | 60 | 100 | 88 | 12 | 2009 | 274 | 262 | 13 | 100 | 95 | 5
[14 empty] | 2009 | 36 | 33 | 1 | 2 | (Z) | 100 | 91 | 2 | 7 | 1 | [17 empty] | 2011 | 447 | 395 | 52 | 100 | 88 | 12 | 2010 | 155 | 145 | 10 | 100 | 93 | 7
[14 empty] | 2010 | 41 | 38 | 1 | 3 | 0 | 100 | 92 | 1 | 6 | 0 | RSE/SE | 18 | 22 | 20 | (A) | 10 | 32 | 10 | (A) | (NA) | 1 | 4 | 0 | (NA) | (Z) | 5 | 0 | 2012 | 483 | 432 | 51 | 100 | 89 | 11 | 2011 | 138 | 130 | 9 | 100 | 94 | 6
[14 empty] | 2011 | 33 | 30 | 1 | 1 | (Z) | 100 | 92 | 4 | 4 | (Z) |  | West | [15 empty] | 2013 | 569 | 518 | 51 | 100 | 91 | 9 | 2012 | 166 | 156 | 10 | 100 | 94 | 6
[14 empty] | 2012 | 36 | 34 | 1 | 1 | (Z) | 100 | 95 | 2 | 3 | (Z) | [17 empty] | 2014 | 620 | 565 | 55 | 100 | 91 | 9 | 2013 | 195 | 184 | 11 | 100 | 94 | 6
[14 empty] | 2013 | 37 | 36 | (Z) | 1 | 0 | 100 | 97 | 1 | 2 | 0 | 2015 | 31.761 | 26.43 | 5.331 | (Z) | 22.016 | 8.201 | 13.815 | (Z) | 100 | 83.2153 | 16.7847 | 0 | 100 | 37.2502 | 62.7498 | 0 | 2015 | 648 | 600 | 48 | 100 | 93 | 7 | 2014 | 264 | 260 | 4 | 100 | 98 | 2
[14 empty] | 2014 | 38 | 37 | (Z) | (NA) | 1 | 100 | 97 | 1 | (NA) | 3 | 2016 | 29 | 24 | 5 | 0 | 30 | 9 | 22 | 0 | 100 | 82 | 18 | 0 | 100 | 29 | 71 | 0 | 2016 | 738 | 686 | 53 | 100 | 93 | 7 | 2015 | 320 | 298 | 23 | 100 | 93 | 7
[14 empty] | 2015 | 37 | 37 | (Z) | (NA) | (Z) | 100 | 98 | 1 | (NA) | 1 | 2017 | 32 | 26 | 6 | 0 | 30 | 11 | 19 | 0 | 100 | 81 | 19 | 0 | 100 | 37 | 63 | 0 | 2017 | 795 | 742 | 53 | 100 | 93 | 7 | 2016 | 321 | 306 | 15 | 100 | 95 | 5
[14 empty] | 2016 | 44 | 43 | 1 | (NA) | 1 | 100 | 97 | 2 | (NA) | 2 | 2018 | 39 | 28 | 11 | 0 | 29 | 12 | 17 | 0 | 100 | 72 | 28 | 0 | 100 | 41 | 59 | 0 | 2018 | 840 | 783 | 57 | 100 | 93 | 7 | 2017 | 358 | 339 | 18 | 100 | 95 | 5
[14 empty] | 2017 | 46 | 45 | 1 | (NA) | (Z) | 100 | 98 | 2 | (NA) | 1 | 2019 | 33 | 26 | 6 | 0 | 36 | 18 | 18 | 0 | 100 | 81 | 19 | 0 | 100 | 49 | 51 | 0 | 2019 | 903 | 849 | 54 | 100 | 94 | 6 | 2018 | 345 | 329 | 15 | 100 | 96 | 4
[14 empty] | 2018 | 43 | 42 | 1 | (NA) | (Z) | 100 | 97 | 2 | (NA) | (Z) | 2020 | 28 | 25 | 3 | (Z) | 42 | 21 | 22 | 0 | 100 | 88 | 12 | (Z) | 100 | 49 | 51 | 0 | 2020 | 912 | 870 | 42 | 100 | 95 | 5 | 2019 | 352 | 328 | 24 | 100 | 93 | 7
[14 empty] | 2019 | 49 | 46 | 3 | (NA) | 1 | 100 | 93 | 6 | (NA) | 1 | [24 empty] | 2020 | 375 | 358 | 17 | 100 | 95 | 5
[14 empty] | 2020 | 45 | 43 | 1 | (NA) | (Z) | 100 | 97 | 2 | (NA) | 1 | RSE/SE | 22 | 29 | 39 | (A) | 17 | 25 | 22 | (A) | (NA) | 6 | 1 | (Z) | (NA) | 4 | 4 | 0 | RSE/SE | 1 | 2 | 16 | (NA) | 1 | 1
[43 empty] | Northeast | [5 empty] | RSE/SE | 6 | 7 | 39 | (NA) | 2 | 2
[14 empty] | RSE/SE | 13 | 14 | 57 | (NA) | 50 | (NA) | 1 | 1 | (NA) | 1 | [25 empty] | Northeast
[15 empty] | Midwest | [10 empty] | Number of units (in thousands) | [7 empty] | Percent Distribution | [7 empty] | 1973 | 156 | 22 | 134 | 100 | 14 | 86
[26 empty] | Units with hot water or steam |  |  |  | Other types or none4 |  |  |  | Units with hot water or steam |  |  |  | Other types or none4 |  |  |  | 1974 | 132 | 21 | 111 | 100 | 16 | 84 | 1972 | 132 | (NA) | (NA) | 100 | (NA) | (NA)
[14 empty] | 1999 | 251 | 239 | 11 | 1 | 0 | 100 | 95 | 5 | (Z) | 0 | Year |  |  |  | Oil, other, |  |  |  | Oil, other, |  |  |  | Oil, other, |  |  |  | Oil, other, | 1975 | 114 | 15 | 99 | 100 | 13 | 87 | 1973 | 131 | (S) | (S) | 100 | (S) | (S)
[14 empty] | 2000 | 243 | 238 | 5 | 1 | 0 | 100 | 98 | 2 | (Z) | 0 |  | Total | Gas2 | Electricity | or none3 | Total | Gas2 | Electricity | or none3 | Total | Gas2 | Electricity | or none3 | Total | Gas2 | Electricity | or none3 | 1976 | 121 | 16 | 105 | 100 | 13 | 87 | 1974 | 95 | 79 | 16 | 100 | 84 | 16
[14 empty] | 2001 | 233 | 227 | 5 | 1 | (Z) | 100 | 97 | 2 | (Z) | (Z) |  | United States | [15 empty] | 1977 | 135 | 23 | 112 | 100 | 17 | 83 | 1975 | 69 | 62 | 8 | 100 | 89 | 11
[14 empty] | 2002 | 244 | 237 | 7 | (Z) | (Z) | 100 | 97 | 3 | (Z) | (Z) | [17 empty] | 1978 | 141 | 28 | 113 | 100 | 20 | 80 | 1976 | 49 | 38 | 11 | 100 | 78 | 22
[14 empty] | 2003 | 248 | 243 | 5 | (Z) | (Z) | 100 | 98 | 2 | (Z) | (Z) | 2015 | 24.511 | 22.062 | 2.442 | (Z) | 27.452 | 2.05 | 24.952 | (Z) | 100 | 90.0086 | 9.9629 | (Z) | 100 | 7.4676 | 90.8932 | 1.6392 | 1979 | 135 | 35 | 100 | 100 | 26 | 74 | 1977 | 41 | 35 | 7 | 100 | 84 | 16
[14 empty] | 2004 | 272 | 266 | 6 | (Z) | (Z) | 100 | 98 | 2 | (Z) | (Z) | 2016 | 21 | 20 | 1 | (Z) | 25 | 2 | 23 | (Z) | 100 | 94 | 5 | (Z) | 100 | 10 | 90 | (Z) | 1980 | 100 | 29 | 71 | 100 | 29 | 71 | 1978 | 41 | 22 | 18 | 100 | 55 | 45
[14 empty] | 2005 | 270 | 263 | 7 | (Z) | (Z) | 100 | 97 | 3 | (Z) | (Z) | 2017 | 29 | 27 | 2 | (Z) | 23 | 1 | 22 | 1 | 100 | 92 | 8 | (Z) | 100 | 4 | 92 | 4 | 1981 | 87 | 25 | 62 | 100 | 29 | 71 | 1979 | 53 | 43 | 10 | 100 | 81 | 19
[14 empty] | 2006 | 237 | 226 | 10 | (Z) | 1 | 100 | 96 | 4 | (Z) | (Z) | 2018 | 28 | 25 | 3 | (Z) | 29 | 6 | 23 | 1 | 100 | 88 | 12 | (Z) | 100 | 20 | 78 | 3 | 1982 | 79 | 21 | 58 | 100 | 27 | 73 | 1980 | 46 | 35 | 11 | 100 | 77 | 23
[14 empty] | 2007 | 153 | 144 | 9 | 0 | (Z) | 100 | 94 | 6 | 0 | (Z) | 2019 | 29 | 24 | 5 | 1 | 34 | 2 | 31 | 1 | 100 | 81 | 16 | 3 | 100 | 6 | 92 | 2 | 1983 | 106 | 35 | 72 | 100 | 33 | 67 | 1981 | 40 | 32 | 8 | 100 | 79 | 21
[14 empty] | 2008 | 108 | 101 | 7 | (Z) | (Z) | 100 | 93 | 7 | (Z) | (Z) | 2020 | 24 | 21 | 3 | 0 | 34 | 3 | 28 | 2 | 100 | 88 | 12 | 0 | 100 | 10 | 84 | 6 | 1984 | 129 | 44 | 85 | 100 | 34 | 66 | 1982 | 41 | 29 | 13 | 100 | 69 | 31
[14 empty] | 2009 | 62 | 58 | 4 | 0 | (Z) | 100 | 93 | 6 | 0 | 1 | [17 empty] | 1985 | 168 | 70 | 98 | 100 | 42 | 58 | 1983 | 33 | 20 | 13 | 100 | 60 | 40
[14 empty] | 2010 | 58 | 53 | 4 | (Z) | (Z) | 100 | 92 | 8 | (Z) | (Z) | RSE/SE | 27 | 29 | 22 | (A) | 24 | 43 | 27 | 96 | (NA) | 1 | (Z) | 0 | (NA) | (Z) | 2 | 1 | 1986 | 193 | 84 | 109 | 100 | 43 | 57 | 1984 | 40 | 26 | 14 | 100 | 65 | 35
[14 empty] | 2011 | 54 | 50 | 3 | 0 | (Z) | 100 | 93 | 6 | 0 | (Z) |  | Northeast | [15 empty] | 1987 | 196 | 93 | 102 | 100 | 48 | 52 | 1985 | 46 | 31 | 15 | 100 | 68 | 32
[14 empty] | 2012 | 64 | 60 | 4 | 0 | (Z) | 100 | 94 | 6 | 0 | (Z) | [17 empty] | 1988 | 188 | 97 | 91 | 100 | 52 | 48 | 1986 | 61 | 50 | 11 | 100 | 81 | 19
[14 empty] | 2013 | 76 | 72 | 4 | 0 | (Z) | 100 | 94 | 6 | 0 | (Z) | 2015 | 7.34 | 7.185 | (Z) | (Z) | 4.891 | 1.857 | 3.034 | (Z) | 100 | 97.8883 | 2.0163 | (Z) | 100 | 37.9677 | 62.0323 | 0 | 1989 | 159 | 86 | 73 | 100 | 54 | 46 | 1987 | 62 | 51 | 11 | 100 | 82 | 18
[14 empty] | 2014 | 77 | 71 | 6 | (NA) | (Z) | 100 | 92 | 7 | (NA) | (Z) | 2016 | 8 | 7 | (Z) | (Z) | 6 | 1 | 5 | 0 | 100 | 96 | 3 | 1 | 100 | 22 | 78 | 0 | 1990 | 127 | 63 | 64 | 100 | 50 | 50 | 1988 | 62 | 55 | 7 | 100 | 88 | 12
[14 empty] | 2015 | 78 | 72 | 6 | (NA) | (Z) | 100 | 92 | 8 | (NA) | (Z) | 2017 | 20 | 18 | 1 | (Z) | 2 | 1 | 1 | 0 | 100 | 94 | 5 | (Z) | 100 | 40 | 60 | 0 | 1991 | 100 | 50 | 50 | 100 | 50 | 50 | 1989 | 60 | 49 | 11 | 100 | 81 | 19
[14 empty] | 2016 | 89 | 83 | 6 | (NA) | (Z) | 100 | 93 | 7 | (NA) | (Z) | 2018 | 13 | 12 | 1 | 0 | 6 | 5 | 2 | 0 | 100 | 92 | 8 | 0 | 100 | 72 | 28 | 0 | 1992 | 114 | 60 | 54 | 100 | 52 | 48 | 1990 | 31 | 25 | 6 | 100 | 81 | 19
[14 empty] | 2017 | 98 | 89 | 9 | (NA) | (Z) | 100 | 91 | 9 | (NA) | (Z) | 2019 | 16 | 13 | 2 | 1 | 6 | 2 | 4 | 0 | 100 | 82 | 13 | 6 | 100 | 31 | 69 | 0 | 1993 | 105 | 58 | 47 | 100 | 55 | 45 | 1991 | 21 | 17 | 3 | 100 | 83 | 17
[14 empty] | 2018 | 98 | 92 | 6 | (NA) | 0 | 100 | 94 | 6 | (NA) | 0 | 2020 | 9 | 6 | 2 | 0 | 4 | 2 | 2 | (Z) | 100 | 73 | 27 | 0 | 100 | 45 | 55 | (Z) | 1994 | 113 | 69 | 44 | 100 | 61 | 39 | 1992 | 23 | 17 | 6 | 100 | 73 | 27
[14 empty] | 2019 | 101 | 96 | 5 | (NA) | 0 | 100 | 95 | 5 | (NA) | 0 | [17 empty] | 1995 | 108 | 67 | 41 | 100 | 62 | 38 | 1993 | 12 | 11 | 1 | 100 | 93 | 7
[14 empty] | 2020 | 107 | 99 | 8 | (NA) | (Z) | 100 | 92 | 8 | (NA) | (Z) | RSE/SE | 28 | 32 | 25 | (A) | 33 | 62 | 26 | (A) | (NA) | 4 | 1 | 0 | (NA) | 3 | 1 | (Z) | 1996 | 108 | 70 | 38 | 100 | 64 | 36 | 1994 | 11 | 8 | 2 | 100 | 80 | 20
[26 empty] | Midwest | [15 empty] | 1997 | 115 | 77 | 39 | 100 | 67 | 33 | 1995 | 19 | (S) | (S) | 100 | (S) | (S)
[14 empty] | RSE/SE | 5 | 6 | 27 | (NA) | (A) | (NA) | 2 | 2 | (NA) | (Z) | [17 empty] | 1998 | 116 | 83 | 33 | 100 | 72 | 28 | 1996 | 17 | 16 | 2 | 100 | 90 | 10
[15 empty] | South | [9 empty] | 2015 | 1.341 | 0.937 | (Z) | (Z) | 5.373 | (Z) | 5.373 | (Z) | 100 | 69.8732 | 30.1268 | 0 | 100 | 0 | 100 | 0 | 1999 | 115 | 85 | 30 | 100 | 74 | 26 | 1997 | 19 | 16 | 3 | 100 | 85 | 15
[25 empty] | 2016 | 4 | 4 | (Z) | 0 | 3 | 1 | 2 | 0 | 100 | 94 | 6 | 0 | 100 | 24 | 76 | 0 | 2000 | 120 | 88 | 32 | 100 | 73 | 27 | 1998 | 21 | 18 | 3 | 100 | 87 | 14
[14 empty] | 1999 | 323 | 270 | 52 | 1 | 0 | 100 | 84 | 16 | (Z) | 0 | 2017 | 1 | (Z) | (Z) | 0 | (Z) | 0 | (Z) | 0 | 100 | 85 | 15 | 0 | 100 | 0 | 100 | 0 | 2001 | 114 | 86 | 27 | 100 | 76 | 24 | 1999 | 28 | 23 | 5 | 100 | 83 | 17
[14 empty] | 2000 | 316 | 270 | 44 | 1 | 0 | 100 | 86 | 14 | (Z) | 0 | 2018 | (Z) | (Z) | 0 | 0 | 2 | 1 | 1 | 0 | 100 | 100 | 0 | 0 | 100 | 54 | 46 | 0 | 2002 | 113 | 87 | 26 | 100 | 77 | 23 | 2000 | 26 | 19 | 6 | 100 | 76 | 24
[14 empty] | 2001 | 325 | 277 | 47 | 2 | (Z) | 100 | 85 | 14 | (Z) | (Z) | 2019 | (Z) | (Z) | (Z) | 0 | 3 | 0 | 3 | 0 | 100 | 89 | 11 | 0 | 100 | 0 | 100 | 0 | 2003 | 114 | 89 | 25 | 100 | 78 | 22 | 2001 | 31 | 27 | 4 | 100 | 87 | 13
[14 empty] | 2002 | 347 | 281 | 65 | 1 | (Z) | 100 | 81 | 19 | (Z) | (Z) | 2020 | 1 | 1 | 0 | 0 | 4 | 1 | 3 | (Z) | 100 | 100 | 0 | 0 | 100 | 22 | 74 | 4 | 2004 | 119 | 97 | 22 | 100 | 82 | 18 | 2002 | 35 | 29 | 5 | 100 | 85 | 15
[14 empty] | 2003 | 355 | 286 | 68 | 1 | (Z) | 100 | 81 | 19 | (Z) | (Z) | [17 empty] | 2005 | 132 | 104 | 27 | 100 | 79 | 21 | 2003 | 41 | 35 | 6 | 100 | 85 | 15
[14 empty] | 2004 | 358 | 291 | 66 | 1 | (Z) | 100 | 81 | 19 | (Z) | (Z) | RSE/SE | 52 | 52 | (A) | (A) | 68 | 67 | 91 | (A) | (NA) | 1 | 0 | 0 | (NA) | 1 | 5 | (Z) | 2006 | 128 | 98 | 31 | 100 | 76 | 24 | 2004 | 37 | 31 | 6 | 100 | 85 | 15
[14 empty] | 2005 | 354 | 299 | 54 | 1 | (Z) | 100 | 84 | 15 | (Z) | (Z) |  | South | [15 empty] | 2007 | 105 | 78 | 26 | 100 | 75 | 25 | 2005 | 39 | 33 | 6 | 100 | 85 | 15
[14 empty] | 2006 | 353 | 303 | 50 | (Z) | (Z) | 100 | 86 | 14 | (Z) | (Z) | [17 empty] | 2008 | 73 | 55 | 18 | 100 | 75 | 25 | 2006 | 51 | 39 | 11 | 100 | 77 | 23
[14 empty] | 2007 | 279 | 232 | 47 | (Z) | (Z) | 100 | 83 | 17 | (Z) | (Z) | 2015 | (Z) | (Z) | (Z) | (Z) | 1.728 | (Z) | 1.728 | (Z) | 100 | 100 | 0 | 0 | 100 | 0 | 100 | 0 | 2009 | 54 | 40 | 14 | 100 | 75 | 25 | 2007 | 40 | 28 | 13 | 100 | 69 | 31
[14 empty] | 2008 | 184 | 150 | 34 | (Z) | (Z) | 100 | 82 | 18 | (Z) | (Z) | 2016 | 1 | 1 | (Z) | 0 | 2 | 0 | 2 | 0 | 100 | 85 | 15 | 0 | 100 | 0 | 100 | 0 | 2010 | 54 | 42 | 12 | 100 | 77 | 23 | 2008 | 37 | 26 | 11 | 100 | 71 | 29
[14 empty] | 2009 | 102 | 79 | 23 | (Z) | (Z) | 100 | 78 | 22 | (Z) | (Z) | 2017 | 1 | (Z) | (Z) | 0 | 2 | 0 | 2 | 0 | 100 | 58 | 42 | 0 | 100 | 0 | 100 | 0 | 2011 | 44 | 36 | 8 | 100 | 81 | 19 | 2009 | 40 | 35 | 6 | 100 | 86 | 14
[14 empty] | 2010 | 100 | 71 | 29 | (Z) | (Z) | 100 | 71 | 29 | (Z) | (Z) | 2018 | 1 | (Z) | (Z) | 0 | 2 | 0 | 2 | 0 | 100 | 49 | 51 | 0 | 100 | 0 | 100 | 0 | 2012 | 47 | 39 | 8 | 100 | 82 | 18 | 2010 | 26 | 22 | 4 | 100 | 85 | 15
[14 empty] | 2011 | 90 | 70 | 20 | 0 | 0 | 100 | 78 | 22 | 0 | 0 | 2019 | 1 | 1 | (Z) | 0 | 2 | 0 | 2 | 0 | 100 | 72 | 28 | 0 | 100 | 0 | 100 | 0 | 2013 | 48 | 40 | 8 | 100 | 83 | 17 | 2011 | 29 | 25 | 3 | 100 | 88 | 12
[14 empty] | 2012 | 93 | 76 | 16 | (Z) | 0 | 100 | 83 | 17 | (Z) | 0 | 2020 | 1 | 1 | (Z) | 0 | 1 | 0 | 1 | 0 | 100 | 65 | 35 | 0 | 100 | 0 | 100 | 0 | 2014 | 49 | 40 | 9 | 100 | 82 | 18 | 2012 | 28 | 26 | 2 | 100 | 92 | 8
[14 empty] | 2013 | 110 | 93 | 17 | (Z) | 0 | 100 | 84 | 16 | (Z) | 0 | [17 empty] | 2015 | 47 | 39 | 7 | 100 | 84 | 16 | 2013 | 27 | 26 | 1 | 100 | 98 | 2
[14 empty] | 2014 | 123 | 101 | 22 | (NA) | (Z) | 100 | 82 | 18 | (NA) | (Z) | RSE/SE | 13 | 13 | 14 | (A) | 30 | (A) | 30 | (A) | (NA) | (Z) | (Z) | 0 | (NA) | 0 | (Z) | 0 | 2016 | 55 | 48 | 8 | 100 | 86 | 14 | 2014 | 39 | 39 | (Z) | 100 | 100 | (Z)
[14 empty] | 2015 | 128 | 109 | 20 | (NA) | 0 | 100 | 85 | 15 | (NA) | 0 |  | West | [15 empty] | 2017 | 59 | 50 | 9 | 100 | 85 | 15 | 2015 | 46 | 45 | 1 | 100 | 98 | 2
[14 empty] | 2016 | 145 | 123 | 22 | (NA) | 0 | 100 | 85 | 15 | (NA) | 0 | [17 empty] | 2018 | 54 | 44 | 10 | 100 | 81 | 19 | 2016 | 44 | 44 | 1 | 100 | 99 | 1
[14 empty] | 2017 | 159 | 131 | 28 | (NA) | (Z) | 100 | 82 | 18 | (NA) | (Z) | 2015 | 15.543 | 13.653 | 1.89 | (Z) | 15.46 | (Z) | 14.817 | (Z) | 100 | 87.8402 | 12.1598 | 0 | 100 | 1.2484 | 95.8409 | 2.9107 | 2019 | 62 | 54 | 8 | 100 | 86 | 14 | 2017 | 57 | 56 | 1 | 100 | 98 | 2
[14 empty] | 2018 | 167 | 141 | 26 | (NA) | (Z) | 100 | 84 | 16 | (NA) | (Z) | 2016 | 9 | 8 | 1 | 0 | 14 | (Z) | 14 | (Z) | 100 | 94 | 6 | 0 | 100 | 2 | 97 | 1 | 2020 | 57 | 50 | 6 | 100 | 89 | 11 | 2018 | 54 | 52 | 1 | 100 | 98 | 2
[14 empty] | 2019 | 189 | 144 | 45 | (NA) | 0 | 100 | 76 | 24 | (NA) | 0 | 2017 | 9 | 8 | 1 | 0 | 18 | (Z) | 18 | 1 | 100 | 88 | 12 | 0 | 100 | (Z) | 95 | 5 | [7 empty] | 2019 | 60 | 58 | 3 | 100 | 95 | 5
[14 empty] | 2020 | 208 | 141 | 67 | (NA) | 0 | 100 | 68 | 32 | (NA) | 0 | 2018 | 14 | 12 | 2 | (Z) | 19 | 0 | 18 | 1 | 100 | 87 | 13 | (Z) | 100 | 0 | 96 | 4 | RSE/SE | 9 | 12 | 28 | (NA) | 3 | 3 | 2020 | 38 | 38 | 1 | 100 | 99 | 1
[25 empty] | 2019 | 12 | 10 | 2 | 0 | 23 | (Z) | 23 | 1 | 100 | 80 | 20 | 0 | 100 | (Z) | 97 | 2 |  | Midwest
[14 empty] | RSE/SE | 18 | 20 | 23 | (NA) | (A) | (NA) | 5 | 5 | (NA) | 0 | 2020 | 13 | 12 | (Z) | 0 | 24 | 1 | 22 | 2 | 100 | 99 | 1 | 0 | 100 | 2 | 90 | 8 | [7 empty] | RSE/SE | 11 | 12 | 74 | (NA) | 1 | 1
[15 empty] | West | [26 empty] | 1973 | 262 | 92 | 170 | 100 | 35 | 65 |  | Midwest
[25 empty] | RSE/SE | 46 | 45 | (A) | (A) | 30 | 97 | 32 | (A) | (NA) | 5 | (Z) | 0 | (NA) | (Z) | 7 | 2 | 1974 | 220 | 79 | 141 | 100 | 36 | 64
[14 empty] | 1999 | 264 | 260 | 3 | 0 | 0 | 100 | 99 | 1 | 0 | 0 | [17 empty] | 1975 | 218 | 77 | 141 | 100 | 35 | 65 | 1972 | 174 | (NA) | (NA) | 100 | (NA) | (NA)
[14 empty] | 2000 | 240 | 237 | 3 | (Z) | 0 | 100 | 99 | 1 | (Z) | 0 | Footnotes: | [16 empty] | 1976 | 271 | 107 | 164 | 100 | 40 | 60 | 1973 | 175 | (S) | (NA) | 100 | (S) | (NA)
[14 empty] | 2001 | 255 | 249 | 5 | (Z) | (Z) | 100 | 98 | 2 | (Z) | (Z) | RSE/SE - Relative Standard Error (percent), Standard Error (percentage points) | [16 empty] | 1977 | 300 | 132 | 169 | 100 | 44 | 56 | 1974 | 152 | 134 | (S) | 100 | 88 | (S)
[14 empty] | 2002 | 274 | 268 | 6 | (Z) | (Z) | 100 | 98 | 2 | (Z) | (Z) | NA - Not available | [16 empty] | 1978 | 300 | 141 | 159 | 100 | 47 | 53 | 1975 | 93 | 83 | 18 | 100 | 88 | 12
[14 empty] | 2003 | 313 | 308 | 4 | (Z) | 0 | 100 | 99 | 1 | (Z) | 0 | A - Represents an RSE or SE that is greater or equal to 100 percent or could not be computed | [16 empty] | 1979 | 294 | 137 | 157 | 100 | 47 | 53 | 1976 | 83 | 71 | 12 | 100 | 85 | 15
[14 empty] | 2004 | 359 | 355 | 4 | (Z) | 0 | 100 | 99 | 1 | (Z) | 0 | Z - Less than 500 units or less than 0.5 percent | [16 empty] | 1980 | 170 | 77 | 93 | 100 | 45 | 55 | 1977 | 99 | 86 | 14 | 100 | 86 | 14
[14 empty] | 2005 | 379 | 374 | 5 | (Z) | (Z) | 100 | 99 | 1 | (Z) | (Z) | S - Withheld because estimate did not meet publication standards on the basis of response rate | [16 empty] | 1981 | 140 | 67 | 73 | 100 | 48 | 52 | 1978 | 117 | 98 | 19 | 100 | 84 | 16
[14 empty] | 2006 | 357 | 351 | 5 | (Z) | (Z) | 100 | 98 | 1 | (Z) | (Z) | or a consistency review | [16 empty] | 1982 | 92 | 40 | 53 | 100 | 43 | 57 | 1979 | 121 | 98 | 23 | 100 | 81 | 19
[14 empty] | 2007 | 244 | 240 | 4 | 0 | 0 | 100 | 98 | 2 | 0 | 0 | [17 empty] | 1983 | 142 | 70 | 71 | 100 | 50 | 50 | 1980 | 104 | 89 | 15 | 100 | 85 | 15
[14 empty] | 2008 | 149 | 145 | 3 | 0 | (Z) | 100 | 98 | 2 | 0 | (Z) | 1 Includes both air source and geothermal (ground source) versions. | [16 empty] | 1984 | 156 | 86 | 70 | 100 | 55 | 45 | 1981 | 78 | 64 | 14 | 100 | 83 | 17
[14 empty] | 2009 | 89 | 85 | 4 | 0 | (Z) | 100 | 96 | 4 | 0 | (Z) | 2 Includes natural gas and bottled or liquified petroleum gas (including propane). | [16 empty] | 1985 | 151 | 90 | 61 | 100 | 59 | 41 | 1982 | 51 | 41 | 10 | 100 | 80 | 20
[14 empty] | 2010 | 82 | 78 | 3 | 0 | 0 | 100 | 96 | 4 | 0 | 0 | 3 Includes heating oil, kerosene, wood, coal, solar, and other types. | [16 empty] | 1986 | 170 | 105 | 65 | 100 | 62 | 38 | 1983 | 59 | 48 | 11 | 100 | 81 | 19
[14 empty] | 2011 | 74 | 71 | 4 | (Z) | 0 | 100 | 95 | 5 | (Z) | 0 | 4 Includes electric baseboard, panel, radiant heat, space heater, floor or wall furnace, solar, and other types. | [16 empty] | 1987 | 201 | 134 | 67 | 100 | 67 | 33 | 1984 | 65 | 59 | 7 | 100 | 90 | 10
[14 empty] | 2012 | 86 | 84 | 2 | 0 | (Z) | 100 | 98 | 2 | 0 | (Z) | [17 empty] | 1988 | 191 | 136 | 55 | 100 | 71 | 29 | 1985 | 79 | 75 | 4 | 100 | 95 | 5
[14 empty] | 2013 | 109 | 106 | 3 | 0 | (Z) | 100 | 97 | 3 | 0 | (Z) | [17 empty] | 1989 | 191 | 139 | 51 | 100 | 73 | 27 | 1986 | 100 | 94 | 5 | 100 | 95 | 5
[14 empty] | 2014 | 116 | 112 | 4 | (NA) | (Z) | 100 | 97 | 3 | (NA) | (Z) | [17 empty] | 1990 | 195 | 145 | 50 | 100 | 75 | 25 | 1987 | 101 | 95 | 6 | 100 | 94 | 6
[14 empty] | 2015 | 120 | 116 | 4 | (NA) | 0 | 100 | 97 | 3 | (NA) | 0 | [17 empty] | 1991 | 185 | 138 | 47 | 100 | 75 | 25 | 1988 | 89 | 85 | 4 | 100 | 96 | 4
[14 empty] | 2016 | 138 | 134 | 4 | (NA) | (Z) | 100 | 97 | 3 | (NA) | (Z) | [17 empty] | 1992 | 218 | 167 | 51 | 100 | 77 | 23 | 1989 | 76 | 68 | 8 | 100 | 90 | 10
[14 empty] | 2017 | 148 | 142 | 6 | (NA) | (Z) | 100 | 96 | 4 | (NA) | (Z) | [17 empty] | 1993 | 232 | 181 | 51 | 100 | 78 | 22 | 1990 | 68 | 61 | 7 | 100 | 89 | 11
[14 empty] | 2018 | 176 | 168 | 8 | (NA) | (Z) | 100 | 95 | 4 | (NA) | (Z) | [17 empty] | 1994 | 255 | 205 | 50 | 100 | 80 | 20 | 1991 | 55 | 51 | 5 | 100 | 92 | 8
[14 empty] | 2019 | 174 | 168 | 7 | (NA) | (Z) | 100 | 96 | 4 | (NA) | (Z) | [17 empty] | 1995 | 232 | 185 | 47 | 100 | 80 | 20 | 1992 | 50 | 48 | 2 | 100 | 96 | 4
[14 empty] | 2020 | 179 | 166 | 12 | (NA) | (Z) | 100 | 93 | 7 | (NA) | (Z) | [17 empty] | 1996 | 245 | 204 | 41 | 100 | 83 | 17 | 1993 | 42 | 32 | 9 | 100 | 77 | 23
[42 empty] | 1997 | 236 | 197 | 39 | 100 | 84 | 16 | 1994 | 52 | 50 | 2 | 100 | 96 | 4
[14 empty] | RSE/SE | 7 | 8 | 22 | (NA) | 78 | (NA) | 2 | 2 | (NA) | (Z) | [17 empty] | 1998 | 244 | 207 | 37 | 100 | 85 | 15 | 1995 | 56 | 52 | 4 | 100 | 93 | 7
[15 empty] | Heat Pump5 | [26 empty] | 1999 | 276 | 241 | 35 | 100 | 87 | 13 | 1996 | 60 | 57 | 3 | 100 | 95 | 5
[15 empty] | United States | [26 empty] | 2000 | 269 | 239 | 30 | 100 | 89 | 11 | 1997 | 59 | 56 | 3 | 100 | 95 | 5
[42 empty] | 2001 | 261 | 230 | 31 | 100 | 88 | 12 | 1998 | 62 | 58 | 3 | 100 | 94 | 5
[14 empty] | 1999 | 282 | 19 | 263 | 0 | 0 | 100 | 7 | 93 | 0 | 0 | [17 empty] | 2002 | 272 | 242 | 30 | 100 | 89 | 11 | 1999 | 58 | 57 | 2 | 100 | 97 | 3
[14 empty] | 2000 | 289 | 22 | 267 | 0 | 0 | 100 | 8 | 92 | 0 | 0 | [17 empty] | 2003 | 274 | 253 | 21 | 100 | 92 | 8 | 2000 | 65 | 64 | 1 | 100 | 98 | 2
[14 empty] | 2001 | 295 | 25 | 270 | 0 | 0 | 100 | 9 | 91 | 0 | 0 | [17 empty] | 2004 | 304 | 283 | 21 | 100 | 93 | 7 | 2001 | 55 | 55 | 1 | 100 | 99 | 1
[14 empty] | 2002 | 310 | 27 | 283 | 0 | 0 | 100 | 9 | 91 | 0 | 0 | [17 empty] | 2005 | 307 | 283 | 24 | 100 | 92 | 8 | 2002 | 58 | 57 | (Z) | 100 | 99 | 1
[14 empty] | 2003 | 328 | 36 | 291 | 0 | 0 | 100 | 11 | 89 | 0 | 0 | [17 empty] | 2006 | 285 | 251 | 34 | 100 | 88 | 12 | 2003 | 58 | 53 | 5 | 100 | 91 | 9
[14 empty] | 2004 | 397 | 43 | 354 | (Z) | (Z) | 100 | 11 | 89 | (Z) | (Z) | [17 empty] | 2007 | 189 | 166 | 22 | 100 | 88 | 12 | 2004 | 59 | 55 | 3 | 100 | 94 | 6
[14 empty] | 2005 | 474 | 38 | 435 | 0 | 0 | 100 | 8 | 92 | 0 | 0 | [17 empty] | 2008 | 139 | 122 | 17 | 100 | 88 | 12 | 2005 | 45 | 44 | 1 | 100 | 99 | 1
[14 empty] | 2006 | 546 | 40 | 506 | (Z) | 0 | 100 | 7 | 93 | (Z) | 0 | [17 empty] | 2009 | 89 | 80 | 9 | 100 | 90 | 10 | 2006 | 40 | 39 | (Z) | 100 | 99 | 1
[14 empty] | 2007 | 412 | 24 | 388 | 0 | 0 | 100 | 6 | 94 | 0 | 0 | [17 empty] | 2010 | 82 | 72 | 10 | 100 | 88 | 12 | 2007 | 34 | 33 | 1 | 100 | 98 | 2
[14 empty] | 2008 | 279 | 21 | 257 | 0 | 0 | 100 | 8 | 92 | 0 | 0 | [17 empty] | 2011 | 76 | 69 | 7 | 100 | 91 | 9 | 2008 | 40 | 39 | (Z) | 100 | 99 | 1
[14 empty] | 2009 | 194 | 19 | 175 | 0 | 0 | 100 | 10 | 90 | 0 | 0 | [17 empty] | 2012 | 85 | 79 | 6 | 100 | 93 | 7 | 2009 | 30 | 28 | 2 | 100 | 95 | 5
[14 empty] | 2010 | 189 | 19 | 170 | 0 | 0 | 100 | 10 | 90 | 0 | 0 | [17 empty] | 2013 | 96 | 90 | 6 | 100 | 94 | 6 | 2010 | 25 | 25 | (Z) | 100 | 100 | (Z)
[14 empty] | 2011 | 171 | 16 | 155 | 0 | 0 | 100 | 10 | 90 | 0 | 0 | [17 empty] | 2014 | 103 | 97 | 6 | 100 | 94 | 6 | 2011 | 27 | 27 | (Z) | 100 | 98 | 2
[14 empty] | 2012 | 183 | 23 | 160 | 0 | 0 | 100 | 13 | 87 | 0 | 0 | [17 empty] | 2015 | 103 | 96 | 6 | 100 | 94 | 6 | 2012 | 25 | 25 | 0 | 100 | 100 | 0
[14 empty] | 2013 | 216 | 33 | 183 | 0 | 0 | 100 | 15 | 85 | 0 | 0 | [17 empty] | 2016 | 117 | 109 | 7 | 100 | 94 | 6 | 2013 | 25 | 25 | (Z) | 100 | 100 | (Z)
[14 empty] | 2014 | 244 | 43 | 200 | (NA) | 0 | 100 | 18 | 82 | (NA) | 0 | [17 empty] | 2017 | 121 | 115 | 6 | 100 | 95 | 5 | 2014 | 45 | 45 | (Z) | 100 | 100 | (Z)
[14 empty] | 2015 | 265 | 46 | 218 | (NA) | 0 | 100 | 17 | 83 | (NA) | 0 | [17 empty] | 2018 | 124 | 118 | 7 | 100 | 94 | 6 | 2015 | 52 | 52 | (Z) | 100 | 100 | (Z)
[14 empty] | 2016 | 300 | 48 | 251 | (NA) | 0 | 100 | 16 | 84 | (NA) | 0 | [17 empty] | 2019 | 121 | 115 | 7 | 100 | 95 | 5 | 2016 | 47 | 47 | (Z) | 100 | 100 | (Z)
[14 empty] | 2017 | 323 | 56 | 267 | (NA) | 0 | 100 | 17 | 83 | (NA) | 0 | [17 empty] | 2020 | 126 | 121 | 4 | 100 | 97 | 3 | 2017 | 52 | 52 | (Z) | 100 | 100 | (Z)
[14 empty] | 2018 | 336 | 51 | 284 | (NA) | 0 | 100 | 15 | 85 | (NA) | 0 | [24 empty] | 2018 | 44 | 44 | (Z) | 100 | 100 | (Z)
[14 empty] | 2019 | 366 | 42 | 324 | (NA) | 0 | 100 | 11 | 89 | (NA) | 0 | [17 empty] | RSE/SE | 3 | 4 | 45 | (NA) | 2 | 2 | 2019 | 49 | 49 | (Z) | 100 | 100 | (Z)
[14 empty] | 2020 | 353 | 42 | 312 | (NA) | 0 | 100 | 12 | 88 | (NA) | 0 | [18 empty] | South | [5 empty] | 2020 | 57 | 57 | (Z) | 100 | 100 | (Z)
[14 empty] | RSE/SE | 10 | 18 | 13 | (NA) | (A) | (NA) | 3 | 3 | (NA) | 0 | [17 empty] | 1973 | 526 | 363 | 163 | 100 | 69 | 31 | RSE/SE | 8 | 8 | 86 | (NA) | (Z) | (Z)
[15 empty] | Northeast | [26 empty] | 1974 | 397 | 286 | 111 | 100 | 72 | 28 |  | South
[42 empty] | 1975 | 362 | 258 | 104 | 100 | 71 | 29
[14 empty] | 1999 | 7 | (Z) | 7 | 0 | 0 | 100 | 7 | 93 | 0 | 0 | [17 empty] | 1976 | 410 | 320 | 90 | 100 | 78 | 22 | 1972 | 304 | (NA) | (NA) | 100 | (NA) | (NA)
[14 empty] | 2000 | 8 | 2 | 6 | 0 | 0 | 100 | 29 | 71 | 0 | 0 | [17 empty] | 1977 | 512 | 412 | 100 | 100 | 80 | 20 | 1973 | 333 | (S) | (S) | 100 | (S) | (S)
[14 empty] | 2001 | 5 | 1 | 4 | 0 | 0 | 100 | 29 | 71 | 0 | 0 | [17 empty] | 1978 | 571 | 480 | 90 | 100 | 84 | 16 | 1974 | 344 | 338 | 5 | 100 | 98 | 2
[14 empty] | 2002 | 5 | 2 | 4 | 0 | 0 | 100 | 34 | 66 | 0 | 0 | [17 empty] | 1979 | 535 | 457 | 78 | 100 | 85 | 15 | 1975 | 164 | 162 | 2 | 100 | 99 | 1
[14 empty] | 2003 | 9 | 6 | 3 | 0 | 0 | 100 | 68 | 32 | 0 | 0 | [17 empty] | 1980 | 455 | 384 | 71 | 100 | 84 | 16 | 1976 | 101 | 95 | 7 | 100 | 93 | 7
[14 empty] | 2004 | 13 | 9 | 3 | (Z) | 0 | 100 | 75 | 25 | 1 | 0 | [17 empty] | 1981 | 408 | 344 | 65 | 100 | 84 | 16 | 1977 | 125 | 122 | 2 | 100 | 98 | 2
[14 empty] | 2005 | 10 | 7 | 4 | 0 | 0 | 100 | 63 | 37 | 0 | 0 | [17 empty] | 1982 | 340 | 290 | 50 | 100 | 85 | 15 | 1978 | 181 | 178 | 3 | 100 | 98 | 2
[14 empty] | 2006 | 10 | 3 | 8 | (Z) | 0 | 100 | 25 | 75 | 1 | 0 | [17 empty] | 1983 | 476 | 428 | 48 | 100 | 90 | 10 | 1979 | 227 | 224 | 3 | 100 | 99 | 1
[14 empty] | 2007 | 6 | 1 | 5 | 0 | 0 | 100 | 14 | 86 | 0 | 0 | [17 empty] | 1984 | 508 | 466 | 42 | 100 | 92 | 8 | 1980 | 242 | 231 | 11 | 100 | 96 | 4
[14 empty] | 2008 | 6 | 1 | 4 | 0 | 0 | 100 | 20 | 80 | 0 | 0 | [17 empty] | 1985 | 514 | 470 | 44 | 100 | 92 | 8 | 1981 | 218 | 211 | 7 | 100 | 97 | 3
[14 empty] | 2009 | 6 | 1 | 5 | 0 | 0 | 100 | 20 | 80 | 0 | 0 | [17 empty] | 1986 | 505 | 460 | 45 | 100 | 91 | 9 | 1982 | 199 | 195 | 4 | 100 | 98 | 2
[14 empty] | 2010 | 4 | 1 | 4 | 0 | 0 | 100 | 11 | 89 | 0 | 0 | [17 empty] | 1987 | 467 | 432 | 35 | 100 | 92 | 8 | 1983 | 270 | 266 | 4 | 100 | 99 | 1
[14 empty] | 2011 | 5 | 1 | 4 | 0 | 0 | 100 | 13 | 87 | 0 | 0 | [17 empty] | 1988 | 457 | 428 | 29 | 100 | 94 | 6 | 1984 | 358 | 353 | 5 | 100 | 99 | 1
[14 empty] | 2012 | 4 | 1 | 3 | 0 | 0 | 100 | 23 | 77 | 0 | 0 | [17 empty] | 1989 | 420 | 394 | 26 | 100 | 94 | 6 | 1985 | 298 | 292 | 6 | 100 | 98 | 2
[14 empty] | 2013 | 5 | 1 | 3 | 0 | 0 | 100 | 30 | 70 | 0 | 0 | [17 empty] | 1990 | 389 | 369 | 20 | 100 | 95 | 5 | 1986 | 259 | 256 | 3 | 100 | 99 | 1
[14 empty] | 2014 | 4 | 1 | 3 | (NA) | 0 | 100 | 29 | 71 | (NA) | 0 | [17 empty] | 1991 | 348 | 328 | 20 | 100 | 94 | 6 | 1987 | 193 | 191 | 2 | 100 | 99 | 1
[14 empty] | 2015 | 4 | 1 | 3 | (NA) | 0 | 100 | 17 | 83 | (NA) | 0 | [17 empty] | 1992 | 400 | 386 | 14 | 100 | 97 | 3 | 1988 | 138 | 137 | 1 | 100 | 99 | 1
[14 empty] | 2016 | 4 | 1 | 3 | (NA) | 0 | 100 | 18 | 82 | (NA) | 0 | [17 empty] | 1993 | 456 | 441 | 14 | 100 | 97 | 3 | 1989 | 129 | 127 | 2 | 100 | 98 | 2
[14 empty] | 2017 | 5 | 1 | 4 | (NA) | 0 | 100 | 25 | 75 | (NA) | 0 | [17 empty] | 1994 | 507 | 497 | 11 | 100 | 98 | 2 | 1990 | 121 | 121 | (Z) | 100 | 100 | (S)
[14 empty] | 2018 | 5 | 2 | 4 | (NA) | 0 | 100 | 32 | 68 | (NA) | 0 | [17 empty] | 1995 | 472 | 463 | 9 | 100 | 98 | 2 | 1991 | 91 | 90 | (Z) | 100 | 100 | (S)
[14 empty] | 2019 | 6 | 2 | 4 | (NA) | 0 | 100 | 36 | 64 | (NA) | 0 | [17 empty] | 1996 | 507 | 498 | 9 | 100 | 98 | 2 | 1992 | 63 | 61 | 1 | 100 | 98 | 2
[14 empty] | 2020 | 6 | 2 | 4 | (NA) | 0 | 100 | 35 | 65 | (NA) | 0 | [17 empty] | 1997 | 506 | 500 | 6 | 100 | 99 | 1 | 1993 | 56 | 56 | (Z) | 100 | 99 | (S)
[42 empty] | 1998 | 517 | 510 | 7 | 100 | 99 | 1 | 1994 | 74 | 73 | 1 | 100 | 99 | 1
[14 empty] | RSE/SE | 39 | 37 | 48 | (NA) | (A) | (NA) | 10 | 10 | (NA) | 0 | [17 empty] | 1999 | 570 | 566 | 4 | 100 | 99 | 1 | 1995 | 109 | 108 | 1 | 100 | 99 | 1
[15 empty] | Midwest | [26 empty] | 2000 | 566 | 562 | 3 | 100 | 99 | 1 | 1996 | 130 | 129 | 1 | 100 | 99 | 1
[42 empty] | 2001 | 578 | 575 | 3 | 100 | 99 | 1 | 1997 | 129 | 128 | (Z) | 100 | 99 | (Z)
[14 empty] | 1999 | 13 | 3 | 10 | 0 | 0 | 100 | 26 | 74 | 0 | 0 | [17 empty] | 2002 | 615 | 611 | 4 | 100 | 99 | 1 | 1998 | 154 | 154 | (Z) | 100 | 100 | (Z)
[14 empty] | 2000 | 15 | 4 | 11 | 0 | 0 | 100 | 28 | 72 | 0 | 0 | [17 empty] | 2003 | 635 | 632 | 4 | 100 | 99 | 1 | 1999 | 163 | 162 | 1 | 100 | 99 | 1
[14 empty] | 2001 | 18 | 5 | 13 | 0 | 0 | 100 | 25 | 75 | 0 | 0 | [17 empty] | 2004 | 700 | 696 | 3 | 100 | 100 | (Z) | 2000 | 163 | 163 | (Z) | 100 | 100 | (Z)
[14 empty] | 2002 | 17 | 3 | 14 | 0 | 0 | 100 | 19 | 81 | 0 | 0 | [17 empty] | 2005 | 760 | 758 | 2 | 100 | 100 | (Z) | 2001 | 148 | 148 | (Z) | 100 | 100 | (Z)
[14 empty] | 2003 | 16 | 3 | 13 | 0 | 0 | 100 | 20 | 80 | 0 | 0 | [17 empty] | 2006 | 826 | 823 | 3 | 100 | 100 | (Z) | 2002 | 143 | 143 | (Z) | 100 | 100 | (Z)
[14 empty] | 2004 | 23 | 6 | 17 | 0 | (Z) | 100 | 25 | 75 | 0 | (Z) | [17 empty] | 2007 | 631 | 628 | 3 | 100 | 100 | (Z) | 2003 | 120 | 120 | (Z) | 100 | 100 | (Z)
[14 empty] | 2005 | 29 | 10 | 19 | 0 | 0 | 100 | 33 | 67 | 0 | 0 | [17 empty] | 2008 | 417 | 416 | 1 | 100 | 100 | (Z) | 2004 | 141 | 140 | (Z) | 100 | 100 | (Z)
[14 empty] | 2006 | 32 | 8 | 24 | 0 | 0 | 100 | 26 | 74 | 0 | 0 | [17 empty] | 2009 | 259 | 257 | 2 | 100 | 99 | 1 | 2005 | 143 | 143 | 1 | 100 | 100 | (Z)
[14 empty] | 2007 | 23 | 5 | 18 | 0 | 0 | 100 | 23 | 77 | 0 | 0 | [17 empty] | 2010 | 258 | 256 | 2 | 100 | 99 | 1 | 2006 | 161 | 161 | (Z) | 100 | 100 | (Z)
[14 empty] | 2008 | 20 | 4 | 16 | 0 | 0 | 100 | 22 | 78 | 0 | 0 | [17 empty] | 2011 | 236 | 234 | 2 | 100 | 99 | 1 | 2007 | 135 | 135 | (Z) | 100 | 100 | (Z)
[14 empty] | 2009 | 18 | 2 | 16 | 0 | 0 | 100 | 12 | 88 | 0 | 0 | [17 empty] | 2012 | 250 | 248 | 2 | 100 | 99 | 1 | 2008 | 150 | 150 | (Z) | 100 | 100 | (Z)
[14 empty] | 2010 | 17 | 2 | 15 | 0 | 0 | 100 | 13 | 87 | 0 | 0 | [17 empty] | 2013 | 296 | 294 | 1 | 100 | 100 | (Z) | 2009 | 135 | 135 | (Z) | 100 | 100 | (Z)
[14 empty] | 2011 | 15 | 2 | 13 | 0 | 0 | 100 | 16 | 84 | 0 | 0 | [17 empty] | 2014 | 329 | 327 | 2 | 100 | 99 | 1 | 2010 | 59 | 59 | 0 | 100 | 100 | 0
[14 empty] | 2012 | 16 | 3 | 13 | 0 | 0 | 100 | 20 | 80 | 0 | 0 | [17 empty] | 2015 | 352 | 350 | 2 | 100 | 100 | (Z) | 2011 | 60 | 60 | (Z) | 100 | 100 | (Z)
[14 empty] | 2013 | 14 | 4 | 10 | 0 | 0 | 100 | 29 | 71 | 0 | 0 | [17 empty] | 2016 | 403 | 401 | 2 | 100 | 100 | (Z) | 2012 | 74 | 74 | 0 | 100 | 100 | 0
[14 empty] | 2014 | 21 | 10 | 11 | (NA) | 0 | 100 | 49 | 51 | (NA) | 0 | [17 empty] | 2017 | 435 | 434 | 1 | 100 | 100 | (Z) | 2013 | 93 | 93 | 0 | 100 | 100 | 0
[14 empty] | 2015 | 20 | 9 | 10 | (NA) | 0 | 100 | 48 | 52 | (NA) | 0 | [17 empty] | 2018 | 448 | 447 | 1 | 100 | 100 | (Z) | 2014 | 112 | 112 | 0 | 100 | 100 | 0
[14 empty] | 2016 | 21 | 10 | 11 | (NA) | 0 | 100 | 49 | 51 | (NA) | 0 | [17 empty] | 2019 | 499 | 498 | 1 | 100 | 100 | (Z) | 2015 | 138 | 138 | (Z) | 100 | 100 | (Z)
[14 empty] | 2017 | 18 | 8 | 10 | (NA) | 0 | 100 | 44 | 56 | (NA) | 0 | [17 empty] | 2020 | 506 | 505 | 1 | 100 | 100 | (Z) | 2016 | 148 | 148 | 0 | 100 | 100 | 0
[14 empty] | 2018 | 20 | 8 | 11 | (NA) | 0 | 100 | 43 | 57 | (NA) | 0 | [24 empty] | 2017 | 159 | 159 | 0 | 100 | 100 | 0
[14 empty] | 2019 | 14 | 7 | 7 | (NA) | 0 | 100 | 49 | 51 | (NA) | 0 | [17 empty] | RSE/SE | 2 | 2 | 41 | (NA) | (Z) | (Z) | 2018 | 146 | 146 | 0 | 100 | 100 | 0
[14 empty] | 2020 | 13 | 7 | 6 | (NA) | 0 | 100 | 55 | 45 | (NA) | 0 | [18 empty] | West | [5 empty] | 2019 | 138 | 138 | 0 | 100 | 100 | 0
[49 empty] | 2020 | 172 | 172 | 0 | 100 | 100 | 0
[14 empty] | RSE/SE | 32 | 53 | 24 | (NA) | (A) | (NA) | 14 | 14 | (NA) | 0 | [17 empty] | 1973 | 253 | 104 | 149 | 100 | 41 | 59
[15 empty] | South | [26 empty] | 1974 | 191 | 64 | 127 | 100 | 34 | 66 | RSE/SE | 7 | 7 | (A) | (NA) | (Z) | 0
[42 empty] | 1975 | 182 | 53 | 129 | 100 | 29 | 71 |  | West
[14 empty] | 1999 | 239 | 11 | 228 | 0 | 0 | 100 | 5 | 95 | 0 | 0 | [17 empty] | 1976 | 232 | 68 | 164 | 100 | 29 | 71
[14 empty] | 2000 | 244 | 10 | 235 | 0 | 0 | 100 | 4 | 96 | 0 | 0 | [17 empty] | 1977 | 311 | 112 | 199 | 100 | 36 | 64 | 1972 | 218 | (NA) | (NA) | 100 | (NA) | (NA)
[14 empty] | 2001 | 249 | 11 | 238 | 0 | 0 | 100 | 4 | 96 | 0 | 0 | [17 empty] | 1978 | 357 | 149 | 209 | 100 | 42 | 58 | 1973 | 202 | (S) | (S) | 100 | (S) | (S)
[14 empty] | 2002 | 260 | 13 | 247 | 0 | 0 | 100 | 5 | 95 | 0 | 0 | [17 empty] | 1979 | 337 | 155 | 182 | 100 | 46 | 54 | 1974 | 170 | 101 | 69 | 100 | 60 | 40
[14 empty] | 2003 | 275 | 17 | 258 | 0 | 0 | 100 | 6 | 94 | 0 | 0 | [17 empty] | 1980 | 233 | 109 | 124 | 100 | 47 | 53 | 1975 | 103 | 61 | 42 | 100 | 59 | 41
[14 empty] | 2004 | 335 | 24 | 311 | (Z) | 0 | 100 | 7 | 93 | (Z) | 0 | [17 empty] | 1981 | 183 | 94 | 90 | 100 | 51 | 49 | 1976 | 103 | 53 | 51 | 100 | 51 | 49
[14 empty] | 2005 | 401 | 19 | 381 | 0 | 0 | 100 | 5 | 95 | 0 | 0 | [17 empty] | 1982 | 121 | 64 | 56 | 100 | 53 | 47 | 1977 | 133 | 75 | 58 | 100 | 56 | 44
[14 empty] | 2006 | 466 | 25 | 441 | 0 | 0 | 100 | 5 | 95 | 0 | 0 | [17 empty] | 1983 | 200 | 109 | 91 | 100 | 55 | 45 | 1978 | 160 | 93 | 67 | 100 | 58 | 42
[14 empty] | 2007 | 348 | 13 | 335 | 0 | 0 | 100 | 4 | 96 | 0 | 0 | [17 empty] | 1984 | 233 | 127 | 105 | 100 | 55 | 45 | 1979 | 169 | 110 | 59 | 100 | 65 | 35
[14 empty] | 2008 | 230 | 11 | 219 | 0 | 0 | 100 | 5 | 95 | 0 | 0 | [17 empty] | 1985 | 239 | 116 | 123 | 100 | 49 | 51 | 1980 | 153 | 105 | 48 | 100 | 68 | 32
[14 empty] | 2009 | 154 | 12 | 142 | 0 | 0 | 100 | 8 | 92 | 0 | 0 | [17 empty] | 1986 | 253 | 126 | 126 | 100 | 50 | 50 | 1981 | 111 | 75 | 36 | 100 | 68 | 32
[14 empty] | 2010 | 154 | 14 | 140 | 0 | 0 | 100 | 9 | 91 | 0 | 0 | [17 empty] | 1987 | 259 | 141 | 117 | 100 | 55 | 45 | 1982 | 82 | 62 | 20 | 100 | 75 | 25
[14 empty] | 2011 | 142 | 12 | 130 | 0 | 0 | 100 | 8 | 92 | 0 | 0 | [17 empty] | 1988 | 248 | 148 | 100 | 100 | 60 | 40 | 1983 | 104 | 80 | 25 | 100 | 76 | 24
[14 empty] | 2012 | 154 | 17 | 138 | 0 | 0 | 100 | 11 | 89 | 0 | 0 | [17 empty] | 1989 | 257 | 164 | 93 | 100 | 64 | 36 | 1984 | 164 | 123 | 41 | 100 | 75 | 25
[14 empty] | 2013 | 183 | 23 | 160 | 0 | 0 | 100 | 13 | 87 | 0 | 0 | [17 empty] | 1990 | 255 | 153 | 102 | 100 | 60 | 40 | 1985 | 207 | 154 | 53 | 100 | 74 | 26
[14 empty] | 2014 | 204 | 28 | 176 | (NA) | 0 | 100 | 14 | 86 | (NA) | 0 | [17 empty] | 1991 | 205 | 112 | 93 | 100 | 55 | 45 | 1986 | 216 | 158 | 58 | 100 | 73 | 27
[14 empty] | 2015 | 221 | 30 | 191 | (NA) | 0 | 100 | 14 | 86 | (NA) | 0 | [17 empty] | 1992 | 232 | 126 | 106 | 100 | 54 | 46 | 1987 | 190 | 134 | 56 | 100 | 71 | 29
[14 empty] | 2016 | 255 | 32 | 223 | (NA) | 0 | 100 | 13 | 87 | (NA) | 0 | [17 empty] | 1993 | 247 | 124 | 123 | 100 | 50 | 50 | 1988 | 156 | 99 | 57 | 100 | 63 | 37
[14 empty] | 2017 | 274 | 40 | 235 | (NA) | 0 | 100 | 14 | 86 | (NA) | 0 | [17 empty] | 1994 | 285 | 142 | 143 | 100 | 50 | 50 | 1989 | 131 | 84 | 47 | 100 | 64 | 36
[14 empty] | 2018 | 281 | 33 | 247 | (NA) | 0 | 100 | 12 | 88 | (NA) | 0 | [17 empty] | 1995 | 253 | 132 | 121 | 100 | 52 | 48 | 1990 | 121 | 73 | 48 | 100 | 60 | 40
[14 empty] | 2019 | 309 | 24 | 285 | (NA) | 0 | 100 | 8 | 92 | (NA) | 0 | [17 empty] | 1996 | 269 | 145 | 124 | 100 | 54 | 46 | 1991 | 87 | 47 | 40 | 100 | 54 | 46
[14 empty] | 2020 | 297 | 22 | 275 | (NA) | 0 | 100 | 7 | 93 | (NA) | 0 | [17 empty] | 1997 | 259 | 144 | 115 | 100 | 55 | 45 | 1992 | 58 | 37 | 21 | 100 | 63 | 37
[42 empty] | 1998 | 283 | 156 | 127 | 100 | 55 | 45 | 1993 | 43 | 26 | 17 | 100 | 61 | 39
[14 empty] | RSE/SE | 13 | 23 | 14 | (NA) | (A) | (NA) | 2 | 2 | (NA) | 0 | [17 empty] | 1999 | 310 | 181 | 129 | 100 | 58 | 42 | 1994 | 50 | 31 | 20 | 100 | 61 | 39
[15 empty] | West | [26 empty] | 2000 | 286 | 171 | 115 | 100 | 60 | 40 | 1995 | 63 | 36 | 28 | 100 | 56 | 44.4444
[42 empty] | 2001 | 303 | 189 | 114 | 100 | 62 | 38 | 1996 | 77 | 51 | 26 | 100 | 66.2338 | 33.7662
[14 empty] | 1999 | 22 | 4 | 18 | 0 | 0 | 100 | 18 | 82 | 0 | 0 | [17 empty] | 2002 | 325 | 215 | 110 | 100 | 66 | 34 | 1997 | 77 | 52 | 25 | 100 | 67.5325 | 33
[14 empty] | 2000 | 21 | 6 | 15 | 0 | 0 | 100 | 28 | 72 | 0 | 0 | [17 empty] | 2003 | 363 | 249 | 114 | 100 | 69 | 31 | 1998 | 78 | 55 | 23 | 100 | 70.5128 | 29.4872
[14 empty] | 2001 | 24 | 8 | 15 | 0 | 0 | 100 | 36 | 64 | 0 | 0 | [17 empty] | 2004 | 409 | 301 | 108 | 100 | 74 | 26 | 1999 | 85 | 58 | 26 | 100 | 69 | 31
[14 empty] | 2002 | 27 | 9 | 18 | 0 | 0 | 100 | 32 | 68 | 0 | 0 | [17 empty] | 2005 | 437 | 317 | 119 | 100 | 73 | 27 | 2000 | 77 | 53 | 25 | 100 | 68 | 32
[14 empty] | 2003 | 28 | 10 | 17 | 0 | 0 | 100 | 37 | 63 | 0 | 0 | [17 empty] | 2006 | 415 | 303 | 111 | 100 | 73 | 27 | 2001 | 80 | 61 | 19 | 100 | 76 | 24
[14 empty] | 2004 | 27 | 4 | 23 | 0 | 0 | 100 | 14 | 86 | 0 | 0 | [17 empty] | 2007 | 294 | 220 | 73 | 100 | 75 | 25 | 2002 | 88 | 67 | 20 | 100 | 77 | 23
[14 empty] | 2005 | 34 | 3 | 31 | 0 | 0 | 100 | 9 | 91 | 0 | 0 | [17 empty] | 2008 | 190 | 134 | 56 | 100 | 71 | 29 | 2003 | 73 | 59 | 14 | 100 | 80 | 20
[14 empty] | 2006 | 37 | 5 | 33 | 0 | 0 | 100 | 13 | 87 | 0 | 0 | [17 empty] | 2009 | 118 | 82 | 36 | 100 | 69 | 31 | 2004 | 74 | 61 | 13 | 100 | 82 | 18
[14 empty] | 2007 | 35 | 4 | 30 | 0 | 0 | 100 | 13 | 87 | 0 | 0 | [17 empty] | 2010 | 103 | 66 | 37 | 100 | 64 | 36 | 2005 | 69 | 55 | 13 | 100 | 81 | 19
[14 empty] | 2008 | 23 | 4 | 19 | 0 | 0 | 100 | 18 | 82 | 0 | 0 | [17 empty] | 2011 | 91 | 56 | 35 | 100 | 62 | 38 | 2006 | 74 | 57 | 16 | 100 | 78 | 22
[14 empty] | 2009 | 16 | 4 | 12 | 0 | 0 | 100 | 25 | 75 | 0 | 0 | [17 empty] | 2012 | 101 | 66 | 34 | 100 | 66 | 34 | 2007 | 75 | 64 | 11 | 100 | 85 | 15
[14 empty] | 2010 | 13 | 2 | 11 | 0 | 0 | 100 | 16 | 84 | 0 | 0 | [17 empty] | 2013 | 129 | 94 | 35 | 100 | 73 | 27 | 2008 | 75 | 60 | 15 | 100 | 80 | 20
[14 empty] | 2011 | 9 | 2 | 8 | 0 | 0 | 100 | 17 | 83 | 0 | 0 | [17 empty] | 2014 | 138 | 100 | 38 | 100 | 73 | 27 | 2009 | 69 | 64 | 5 | 100 | 92 | 8
[14 empty] | 2012 | 9 | 2 | 7 | 0 | 0 | 100 | 25 | 75 | 0 | 0 | [17 empty] | 2015 | 147 | 114 | 33 | 100 | 77 | 23 | 2010 | 45 | 39 | 6 | 100 | 86 | 14
[14 empty] | 2013 | 15 | 5 | 10 | 0 | 0 | 100 | 33 | 67 | 0 | 0 | [17 empty] | 2016 | 164 | 128 | 36 | 100 | 78 | 22 | 2011 | 23 | 18 | 5 | 100 | 78 | 22
[14 empty] | 2014 | 15 | 4 | 11 | (NA) | 0 | 100 | 28 | 72 | (NA) | 0 | [17 empty] | 2017 | 180 | 143 | 37 | 100 | 79 | 21 | 2012 | 39 | 31 | 8 | 100 | 79 | 21
[14 empty] | 2015 | 20 | 6 | 14 | (NA) | 0 | 100 | 31 | 69 | (NA) | 0 | [17 empty] | 2018 | 214 | 175 | 39 | 100 | 82 | 18 | 2013 | 50 | 40 | 10 | 100 | 79 | 21
[14 empty] | 2016 | 20 | 5 | 15 | (NA) | 0 | 100 | 27 | 73 | (NA) | 0 | [17 empty] | 2019 | 221 | 182 | 38 | 100 | 83 | 17 | 2014 | 68 | 64 | 4 | 100 | 95 | 5
[14 empty] | 2017 | 25 | 7 | 18 | (NA) | 0 | 100 | 29 | 71 | (NA) | 0 | [17 empty] | 2020 | 223 | 193 | 30 | 100 | 86 | 14 | 2015 | 85 | 63 | 22 | 100 | 74 | 26
[14 empty] | 2018 | 30 | 8 | 22 | (NA) | 0 | 100 | 27 | 73 | (NA) | 0 | [24 empty] | 2016 | 82 | 67 | 14 | 100 | 82 | 18
[14 empty] | 2019 | 38 | 9 | 28 | (NA) | 0 | 100 | 25 | 75 | (NA) | 0 | [17 empty] | RSE/SE | 3 | 4 | 19 | (NA) | 3 | 3 | 2017 | 90 | 72 | 17 | 100 | 81 | 19
[14 empty] | 2020 | 37 | 11 | 27 | (NA) | 0 | 100 | 28 | 72 | (NA) | 0 | [24 empty] | 2018 | 101 | 87 | 14 | 100 | 86 | 14
[42 empty] | Footnotes: | [6 empty] | 2019 | 104 | 83 | 21 | 100 | 80 | 20
[14 empty] | RSE/SE | 22 | 27 | 28 | (NA) | (A) | (NA) | 8 | 8 | (NA) | 0 | [17 empty] | RSE/SE - Relative Standard Error (percent), Standard Error (percentage points) | [6 empty] | 2020 | 107 | 91 | 16 | 100 | 85 | 15
[15 empty] | Hot Water or Steam | [26 empty] | NA - Not available
[15 empty] | United States | [26 empty] | A - Represents an RSE or SE that is greater or equal to 100 percent or could not be computed | [6 empty] | RSE/SE | 9 | 13 | 40 | (NA) | 6 | 6
Z - Less than 500 units or less than 0.5 percent
[14 empty] | 1999 | 51 | 29 | 1 | 22 | 0 | 100 | 56 | 1 | 42 | 0 | [17 empty] | S - Withheld because estimate did not meet publication standards on the basis of response rate | [6 empty] | Footnotes:
[14 empty] | 2000 | 53 | 29 | 1 | 23 | (Z) | 100 | 55 | 1 | 43 | (Z) | [17 empty] | or a consistency review | [6 empty] | RSE/SE - Relative Standard Error (percent), Standard Error (percentage points)
[14 empty] | 2001 | 54 | 30 | 2 | 23 | 0 | 100 | 55 | 3 | 42 | 0 | [24 empty] | NA - Not available
[14 empty] | 2002 | 51 | 27 | 1 | 23 | (Z) | 100 | 52 | 3 | 44 | 1 | [17 empty] | 1Includes houses built for rent (not shown separately). | [6 empty] | A - Represents an RSE or SE that is greater or equal to 100 percent or could not be computed
[14 empty] | 2003 | 46 | 26 | 1 | 19 | (Z) | 100 | 57 | 2 | 41 | 1 | [24 empty] | Z - Less than 500 units or less than 0.5 percent
[14 empty] | 2004 | 46 | 28 | 1 | 16 | (Z) | 100 | 61 | 3 | 36 | 1 | [17 empty] | Note: Single-family estimates prior to 1999 include an upward adjustment of 3.3 percent made to account for | [6 empty] | S - Withheld because estimate did not meet publication standards on the basis of response rate
[14 empty] | 2005 | 48 | 27 | 1 | 19 | (Z) | 100 | 57 | 3 | 40 | (Z) | [17 empty] | structures built in permit-issuing areas without permit authorization. | [6 empty] | or a consistency review
[14 empty] | 2006 | 42 | 26 | 2 | 13 | 1 | 100 | 62 | 4 | 30 | 3
[14 empty] | 2007 | 30 | 18 | 2 | 10 | 1 | 100 | 58 | 5 | 34 | 3
[14 empty] | 2008 | 22 | 14 | 2 | 5 | (Z) | 100 | 66 | 8 | 25 | 2
[14 empty] | 2009 | 16 | 10 | 2 | 3 | 1 | 100 | 60 | 12 | 21 | 6
[14 empty] | 2010 | 12 | 8 | 1 | 2 | 1 | 100 | 67 | 5 | 18 | 10
[14 empty] | 2011 | 8 | 5 | 1 | 1 | 1 | 100 | 67 | 9 | 18 | 6
[14 empty] | 2012 | 8 | 6 | 1 | 1 | (Z) | 100 | 70 | 12 | 15 | 2
[14 empty] | 2013 | 8 | 6 | 1 | 1 | (Z) | 100 | 73 | 12 | 9 | 6
[14 empty] | 2014 | 9 | 7 | 1 | (NA) | 1 | 100 | 84 | 6 | (NA) | 10
[14 empty] | 2015 | 7 | 5 | 1 | (NA) | 1 | 100 | 74 | 13 | (NA) | 13
[14 empty] | 2016 | 9 | 6 | 2 | (NA) | 1 | 100 | 71 | 18 | (NA) | 11
[14 empty] | 2017 | 9 | 8 | (Z) | (NA) | 1 | 100 | 86 | 4 | (NA) | 10
[14 empty] | 2018 | 8 | 7 | 1 | (NA) | 1 | 100 | 85 | 8 | (NA) | 7
[14 empty] | 2019 | 10 | 8 | 1 | (NA) | 1 | 100 | 76 | 13 | (NA) | 11
[14 empty] | 2020 | 8 | 7 | (Z) | (NA) | 1 | 100 | 89 | 5 | (NA) | 7
[14 empty] | RSE/SE | 34 | 36 | 42 | (NA) | 56 | (NA) | 5 | 2 | (NA) | 4
Northeast
[14 empty] | 1999 | 30 | 9 | (Z) | 21 | 0 | 100 | 29 | (Z) | 71 | 0
[14 empty] | 2000 | 30 | 7 | (Z) | 22 | 0 | 100 | 25 | (Z) | 75 | 0
[14 empty] | 2001 | 32 | 9 | (Z) | 22 | 0 | 100 | 30 | 1 | 69 | 0
[14 empty] | 2002 | 30 | 8 | (Z) | 22 | 0 | 100 | 26 | (Z) | 74 | 0
[14 empty] | 2003 | 29 | 10 | (Z) | 18 | 0 | 100 | 36 | 1 | 64 | 0
[14 empty] | 2004 | 26 | 10 | (Z) | 16 | 0 | 100 | 38 | (Z) | 61 | 0
[14 empty] | 2005 | 30 | 11 | (Z) | 18 | 0 | 100 | 38 | (Z) | 62 | 0
[14 empty] | 2006 | 22 | 9 | (Z) | 13 | (Z) | 100 | 41 | 1 | 57 | 1
[14 empty] | 2007 | 19 | 8 | 1 | 10 | (Z) | 100 | 43 | 3 | 54 | 1
[14 empty] | 2008 | 12 | 6 | 0 | 5 | (Z) | 100 | 54 | 0 | 45 | (Z)
[14 empty] | 2009 | 8 | 4 | (Z) | 3 | (Z) | 100 | 48 | 3 | 43 | 6
[14 empty] | 2010 | 6 | 3 | (Z) | 2 | (Z) | 100 | 57 | 1 | 35 | 7
[14 empty] | 2011 | 4 | 2 | (Z) | 1 | (Z) | 100 | 54 | 7 | 38 | 1
[14 empty] | 2012 | 4 | 3 | 0 | 1 | (Z) | 100 | 68 | 0 | 29 | 3
[14 empty] | 2013 | 4 | 3 | (Z) | 1 | (Z) | 100 | 75 | 3 | 16 | 6
[14 empty] | 2014 | 4 | 3 | (Z) | (NA) | 1 | 100 | 85 | 1 | (NA) | 15
[14 empty] | 2015 | 3 | 2 | (Z) | (NA) | 1 | 100 | 72 | 1 | (NA) | 27
[14 empty] | 2016 | 4 | 3 | (Z) | (NA) | 1 | 100 | 81 | 3 | (NA) | 16
[14 empty] | 2017 | 4 | 4 | (Z) | (NA) | 1 | 100 | 82 | 2 | (NA) | 17
[14 empty] | 2018 | 3 | 2 | (Z) | (NA) | 1 | 100 | 77 | 7 | (NA) | 17
[14 empty] | 2019 | 4 | 3 | (Z) | (NA) | 1 | 100 | 69 | 6 | (NA) | 25
[14 empty] | 2020 | 3 | 3 | (Z) | (NA) | (Z) | 100 | 92 | 4 | (NA) | 4
[14 empty] | RSE/SE | 47 | 50 | 81 | (NA) | 53 | (NA) | 5 | 4 | (NA) | 2
Midwest
[14 empty] | 1999 | 5 | 5 | (Z) | (Z) | 0 | 100 | 93 | 6 | 1 | 0
[14 empty] | 2000 | 6 | 5 | (Z) | (Z) | (Z) | 100 | 85 | 6 | 6 | 3
[14 empty] | 2001 | 7 | 6 | 1 | (Z) | 0 | 100 | 90 | 9 | 1 | 0
[14 empty] | 2002 | 6 | 5 | 1 | (Z) | (Z) | 100 | 85 | 11 | 1 | 4
[14 empty] | 2003 | 4 | 4 | 1 | 0 | (Z) | 100 | 82 | 15 | 0 | 3
[14 empty] | 2004 | 5 | 4 | 1 | (Z) | (Z) | 100 | 80 | 16 | 1 | 3
[14 empty] | 2005 | 5 | 4 | 1 | (Z) | (Z) | 100 | 84 | 13 | 1 | 2
[14 empty] | 2006 | 10 | 8 | 1 | (Z) | 1 | 100 | 78 | 11 | 1 | 10
[14 empty] | 2007 | 6 | 5 | 1 | 0 | (Z) | 100 | 79 | 16 | 0 | 4
[14 empty] | 2008 | 5 | 3 | 2 | 0 | (Z) | 100 | 63 | 33 | 0 | 5
[14 empty] | 2009 | 4 | 3 | 1 | 0 | (Z) | 100 | 63 | 32 | 0 | 5
[14 empty] | 2010 | 4 | 3 | (Z) | 0 | (Z) | 100 | 81 | 8 | 0 | 11
[14 empty] | 2011 | 3 | 2 | (Z) | 0 | (Z) | 100 | 72 | 12 | 0 | 16
[14 empty] | 2012 | 2 | 2 | 1 | 0 | (Z) | 100 | 70 | 27 | 0 | 3
[14 empty] | 2013 | 2 | 1 | (Z) | 0 | (Z) | 100 | 71 | 23 | 0 | 5
[14 empty] | 2014 | 3 | 2 | (Z) | (NA) | (Z) | 100 | 80 | 10 | (NA) | 10
[14 empty] | 2015 | 2 | 2 | (Z) | (NA) | (Z) | 100 | 76 | 21 | (NA) | 2
[14 empty] | 2016 | 3 | 2 | 1 | (NA) | (Z) | 100 | 56 | 34 | (NA) | 10
[14 empty] | 2017 | 3 | 3 | (Z) | (NA) | (Z) | 100 | 91 | 5 | (NA) | 4
[14 empty] | 2018 | 4 | 4 | (Z) | (NA) | 0 | 100 | 94 | 6 | (NA) | 0
[14 empty] | 2019 | 4 | 3 | 1 | (NA) | (Z) | 100 | 85 | 13 | (NA) | 3
[14 empty] | 2020 | 4 | 4 | (Z) | (NA) | (Z) | 100 | 94 | 5 | (NA) | 1
[14 empty] | RSE/SE | 59 | 62 | 65 | (NA) | (A) | (NA) | 4 | 4 | (NA) | 2
South
[14 empty] | 1999 | 2 | 2 | (Z) | (Z) | 0 | 100 | 86 | 5 | 10 | 0
[14 empty] | 2000 | 2 | 1 | (Z) | (Z) | 0 | 100 | 90 | 4 | 6 | 0
[14 empty] | 2001 | 2 | 1 | (Z) | (Z) | 0 | 100 | 86 | 7 | 6 | 0
[14 empty] | 2002 | 2 | 1 | (Z) | (Z) | (Z) | 100 | 66 | 8 | 21 | 6
[14 empty] | 2003 | 2 | 2 | (Z) | (Z) | 0 | 100 | 88 | 1 | 11 | 0
[14 empty] | 2004 | 2 | 2 | (Z) | (Z) | (Z) | 100 | 76 | 9 | 13 | 2
[14 empty] | 2005 | 1 | 1 | (Z) | (Z) | 0 | 100 | 71 | 17 | 12 | 0
[14 empty] | 2006 | 2 | 2 | (Z) | (Z) | (Z) | 100 | 85 | 7 | 4 | 4
[14 empty] | 2007 | 1 | 1 | (Z) | (Z) | (Z) | 100 | 69 | 14 | 7 | 10
[14 empty] | 2008 | 1 | 1 | (Z) | 0 | 0 | 100 | 97 | 3 | 0 | 0
[14 empty] | 2009 | (Z) | 0 | (Z) | 0 | (Z) | 100 | 0 | 46 | 0 | 54
[14 empty] | 2010 | 1 | (Z) | 0 | (Z) | (Z) | 100 | 67 | 0 | 6 | 28
[14 empty] | 2011 | 0 | 0 | 0 | 0 | 0 | 100 | 0 | 0 | 0 | 0
[14 empty] | 2012 | (Z) | (Z) | (Z) | 0 | 0 | 100 | 56 | 44 | 0 | 0
[14 empty] | 2013 | (Z) | (Z) | (Z) | 0 | 0 | 100 | 81 | 19 | 0 | 0
[14 empty] | 2014 | (Z) | (Z) | (Z) | (NA) | 0 | 100 | 35 | 65 | (NA) | 0
[14 empty] | 2015 | (Z) | (Z) | (Z) | (NA) | 0 | 100 | 37 | 63 | (NA) | 0
[14 empty] | 2016 | (Z) | (Z) | (Z) | (NA) | 0 | 100 | 29 | 71 | (NA) | 0
[14 empty] | 2017 | (Z) | (Z) | 0 | (NA) | (Z) | 100 | 87 | 0 | (NA) | 13
[14 empty] | 2018 | (Z) | (Z) | (Z) | (NA) | 0 | 100 | 68 | 32 | (NA) | 0
[14 empty] | 2019 | (Z) | (Z) | (Z) | (NA) | 0 | 100 | 26 | 74 | (NA) | 0
[14 empty] | 2020 | (Z) | (Z) | 0 | (NA) | (Z) | 100 | 44 | 0 | (NA) | 56
[14 empty] | RSE/SE | 58 | 76 | (A) | (NA) | 82 | (NA) | 27 | 0 | (NA) | 27
West
[14 empty] | 1999 | 14 | 13 | (Z) | (Z) | 0 | 100 | 97 | 1 | 2 | 0
[14 empty] | 2000 | 16 | 15 | (Z) | (Z) | 0 | 100 | 98 | 1 | 1 | 0
[14 empty] | 2001 | 14 | 13 | 1 | (Z) | 0 | 100 | 93 | 4 | 3 | 0
[14 empty] | 2002 | 14 | 13 | (Z) | 1 | 0 | 100 | 93 | 3 | 4 | 0
[14 empty] | 2003 | 10 | 10 | (Z) | (Z) | (Z) | 100 | 97 | (Z) | (Z) | 2
[14 empty] | 2004 | 13 | 12 | (Z) | (Z) | (Z) | 100 | 95 | 3 | 1 | 1
[14 empty] | 2005 | 11 | 11 | (Z) | (Z) | 0 | 100 | 95 | 3 | 2 | 0
[14 empty] | 2006 | 8 | 7 | (Z) | (Z) | 0 | 100 | 95 | 3 | 1 | 0
[14 empty] | 2007 | 4 | 4 | (Z) | 0 | (Z) | 100 | 93 | 1 | 0 | 6
[14 empty] | 2008 | 4 | 4 | (Z) | 0 | (Z) | 100 | 96 | 2 | 0 | 2
[14 empty] | 2009 | 4 | 3 | (Z) | 0 | (Z) | 100 | 86 | 9 | 0 | 6
[14 empty] | 2010 | 2 | 1 | (Z) | 0 | (Z) | 100 | 76 | 10 | 0 | 14
[14 empty] | 2011 | 2 | 1 | (Z) | 0 | (Z) | 100 | 89 | 9 | 0 | 2
[14 empty] | 2012 | 1 | 1 | (Z) | 0 | 0 | 100 | 78 | 22 | 0 | 0
[14 empty] | 2013 | 1 | 1 | (Z) | 0 | (Z) | 100 | 70 | 25 | 0 | 5
[14 empty] | 2014 | 2 | 1 | (Z) | (NA) | 0 | 100 | 91 | 9 | (NA) | 0
[14 empty] | 2015 | 1 | 1 | (Z) | (NA) | 0 | 100 | 80 | 20 | (NA) | 0
[14 empty] | 2016 | 1 | 1 | (Z) | (NA) | 0 | 100 | 90 | 10 | (NA) | 0
[14 empty] | 2017 | 1 | 1 | (Z) | (NA) | 0 | 100 | 88 | 12 | (NA) | 0
[14 empty] | 2018 | 1 | 1 | (Z) | (NA) | (Z) | 100 | 81 | 16 | (NA) | 3
[14 empty] | 2019 | 2 | 1 | (Z) | (NA) | 0 | 100 | 86 | 14 | (NA) | 0
[14 empty] | 2020 | 1 | 1 | (Z) | (NA) | (Z) | 100 | 66 | 7 | (NA) | 26
[14 empty] | RSE/SE | 46 | 57 | 78 | (NA) | 97 | (NA) | 23 | 6 | (NA) | 23
Other Types or None6
United States
[14 empty] | 1999 | 24 | 2 | 13 | (Z) | 9 | 100 | 8 | 55 | (Z) | 37
[14 empty] | 2000 | 20 | 2 | 10 | (Z) | 8 | 100 | 11 | 49 | 2 | 39
[14 empty] | 2001 | 18 | 2 | 8 | (Z) | 9 | 100 | 8 | 42 | (Z) | 49
[14 empty] | 2002 | 22 | 3 | 9 | (Z) | 9 | 100 | 15 | 43 | 1 | 41
[14 empty] | 2003 | 23 | 3 | 7 | (Z) | 12 | 100 | 15 | 32 | 1 | 51
[14 empty] | 2004 | 19 | 2 | 8 | (Z) | 10 | 100 | 10 | 39 | (Z) | 50
[14 empty] | 2005 | 22 | 3 | 10 | (Z) | 9 | 100 | 15 | 45 | (Z) | 40
[14 empty] | 2006 | 26 | 3 | 13 | (Z) | 10 | 100 | 11 | 49 | 2 | 38
[14 empty] | 2007 | 24 | 2 | 11 | (Z) | 11 | 100 | 8 | 44 | 2 | 47
[14 empty] | 2008 | 24 | 1 | 11 | (Z) | 12 | 100 | 6 | 44 | 1 | 49
[14 empty] | 2009 | 21 | 2 | 9 | (Z) | 9 | 100 | 9 | 45 | 1 | 45
[14 empty] | 2010 | 16 | 1 | 8 | (Z) | 6 | 100 | 7 | 52 | 1 | 40
[14 empty] | 2011 | 17 | 2 | 8 | 0 | 6 | 100 | 11 | 51 | 0 | 38
[14 empty] | 2012 | 14 | 2 | 5 | (Z) | 7 | 100 | 12 | 37 | (Z) | 51
[14 empty] | 2013 | 12 | 2 | 5 | (Z) | 6 | 100 | 12 | 41 | 1 | 45
[14 empty] | 2014 | 13 | 1 | 5 | (NA) | 6 | 100 | 9 | 42 | (NA) | 49
[14 empty] | 2015 | 13 | 2 | 5 | (NA) | 6 | 100 | 14 | 37 | (NA) | 48
[14 empty] | 2016 | 14 | 2 | 5 | (NA) | 6 | 100 | 17 | 38 | (NA) | 45
[14 empty] | 2017 | 13 | 2 | 6 | (NA) | 6 | 100 | 13 | 43 | (NA) | 44
[14 empty] | 2018 | 13 | 2 | 6 | (NA) | 5 | 100 | 14 | 49 | (NA) | 38
[14 empty] | 2019 | 13 | 2 | 6 | (NA) | 5 | 100 | 16 | 45 | (NA) | 38
[14 empty] | 2020 | 12 | 1 | 6 | (NA) | 5 | 100 | 12 | 47 | (NA) | 41
[14 empty] | RSE/SE | 25 | 32 | 23 | (NA) | 52 | (NA) | 4 | 12 | (NA) | 13
Northeast
[14 empty] | 1999 | 1 | (Z) | 1 | 0 | 1 | 100 | 9 | 53 | 0 | 37
[14 empty] | 2000 | 1 | (Z) | (Z) | (Z) | (Z) | 100 | 10 | 46 | 10 | 34
[14 empty] | 2001 | 1 | (Z) | (Z) | (Z) | (Z) | 100 | 6 | 56 | 6 | 31
[14 empty] | 2002 | 1 | (Z) | 1 | (Z) | (Z) | 100 | 7 | 50 | 11 | 32
[14 empty] | 2003 | 1 | (Z) | 1 | (Z) | (Z) | 100 | 17 | 40 | 13 | 30
[14 empty] | 2004 | 1 | (Z) | 1 | 0 | (Z) | 100 | 9 | 71 | 0 | 19
[14 empty] | 2005 | 2 | (Z) | 1 | (Z) | (Z) | 100 | 17 | 56 | 3 | 25
[14 empty] | 2006 | 3 | (Z) | 1 | (Z) | 1 | 100 | 6 | 52 | 2 | 40
[14 empty] | 2007 | 4 | (Z) | 2 | 0 | 1 | 100 | 6 | 62 | 0 | 32
[14 empty] | 2008 | 2 | 1 | 1 | (Z) | 1 | 100 | 27 | 26 | 2 | 45
[14 empty] | 2009 | 4 | (Z) | 2 | (Z) | 1 | 100 | 13 | 47 | 2 | 39
[14 empty] | 2010 | 3 | (Z) | 1 | (Z) | 1 | 100 | 15 | 41 | 2 | 42
[14 empty] | 2011 | 3 | (Z) | 2 | 0 | 1 | 100 | 10 | 61 | 0 | 29
[14 empty] | 2012 | 3 | (Z) | 1 | (Z) | 1 | 100 | 10 | 35 | 2 | 53
[14 empty] | 2013 | 2 | 1 | 1 | (Z) | 1 | 100 | 29 | 42 | 2 | 26
[14 empty] | 2014 | 3 | (Z) | 2 | (NA) | 1 | 100 | 16 | 59 | (NA) | 25
[14 empty] | 2015 | 3 | 1 | 1 | (NA) | 1 | 100 | 40 | 25 | (NA) | 35
[14 empty] | 2016 | 3 | 2 | 1 | (NA) | 1 | 100 | 50 | 26 | (NA) | 24
[14 empty] | 2017 | 3 | 1 | 1 | (NA) | 1 | 100 | 26 | 45 | (NA) | 30
[14 empty] | 2018 | 3 | 1 | 1 | (NA) | 1 | 100 | 37 | 41 | (NA) | 22
[14 empty] | 2019 | 3 | 1 | 1 | (NA) | 1 | 100 | 42 | 22 | (NA) | 36
[14 empty] | 2020 | 3 | 1 | 1 | (NA) | 1 | 100 | 20 | 50 | (NA) | 29
[14 empty] | RSE/SE | 33 | 76 | 45 | (NA) | 52 | (NA) | 13 | 17 | (NA) | 12
Midwest
[14 empty] | 1999 | 7 | 1 | 4 | 0 | 2 | 100 | 9 | 62 | 0 | 29
[14 empty] | 2000 | 5 | 1 | 2 | 0 | 2 | 100 | 17 | 47 | 0 | 36
[14 empty] | 2001 | 4 | (Z) | 1 | 0 | 2 | 100 | 7 | 37 | 0 | 56
[14 empty] | 2002 | 5 | 1 | 2 | 0 | 2 | 100 | 21 | 48 | 0 | 32
[14 empty] | 2003 | 5 | 1 | 2 | 0 | 2 | 100 | 14 | 45 | 0 | 41
[14 empty] | 2004 | 4 | (Z) | 1 | 0 | 2 | 100 | 10 | 30 | 0 | 60
[14 empty] | 2005 | 4 | (Z) | 2 | 0 | 2 | 100 | 10 | 48 | 0 | 42
[14 empty] | 2006 | 6 | 1 | 3 | 0 | 2 | 100 | 10 | 58 | 0 | 32
[14 empty] | 2007 | 7 | (Z) | 4 | 0 | 2 | 100 | 2 | 63 | 0 | 35
[14 empty] | 2008 | 5 | 0 | 3 | 0 | 3 | 100 | 0 | 53 | 0 | 47
[14 empty] | 2009 | 4 | (Z) | 2 | 0 | 2 | 100 | 5 | 46 | 0 | 49
[14 empty] | 2010 | 4 | (Z) | 2 | 0 | 2 | 100 | 3 | 56 | 0 | 42
[14 empty] | 2011 | 5 | 1 | 2 | 0 | 1 | 100 | 16 | 52 | 0 | 32
[14 empty] | 2012 | 3 | (Z) | 1 | 0 | 2 | 100 | 16 | 30 | 0 | 54
[14 empty] | 2013 | 4 | (Z) | 1 | 0 | 2 | 100 | 12 | 36 | 0 | 52
[14 empty] | 2014 | 3 | (Z) | 1 | (NA) | 2 | 100 | 6 | 33 | (NA) | 61
[14 empty] | 2015 | 3 | (Z) | 1 | (NA) | 2 | 100 | 6 | 37 | (NA) | 57
[14 empty] | 2016 | 3 | (Z) | 1 | (NA) | 2 | 100 | 7 | 27 | (NA) | 66
[14 empty] | 2017 | 2 | (Z) | 1 | (NA) | 1 | 100 | 11 | 38 | (NA) | 51
[14 empty] | 2018 | 3 | (Z) | 1 | (NA) | 1 | 100 | 15 | 35 | (NA) | 50
[14 empty] | 2019 | 2 | (Z) | 1 | (NA) | 1 | 100 | 10 | 50 | (NA) | 40
[14 empty] | 2020 | 2 | (Z) | 1 | (NA) | 1 | 100 | 21 | 43 | (NA) | 37
[14 empty] | RSE/SE | 28 | 62 | 52 | (NA) | 60 | (NA) | 12 | 20 | (NA) | 19
South
[14 empty] | 1999 | 5 | (Z) | 4 | (Z) | 1 | 100 | 6 | 80 | 1 | 13
[14 empty] | 2000 | 4 | 1 | 3 | (Z) | 1 | 100 | 12 | 69 | 3 | 16
[14 empty] | 2001 | 3 | 1 | 2 | 0 | (Z) | 100 | 18 | 74 | 0 | 8
[14 empty] | 2002 | 5 | 1 | 3 | 0 | 1 | 100 | 21 | 63 | 0 | 16
[14 empty] | 2003 | 4 | 1 | 2 | (Z) | 1 | 100 | 19 | 48 | 1 | 32
[14 empty] | 2004 | 4 | 1 | 3 | (Z) | 1 | 100 | 20 | 59 | 1 | 20
[14 empty] | 2005 | 5 | 1 | 3 | 0 | (Z) | 100 | 26 | 64 | 0 | 10
[14 empty] | 2006 | 5 | 1 | 3 | (Z) | 1 | 100 | 26 | 53 | 2 | 19
[14 empty] | 2007 | 3 | (Z) | 1 | 0 | 2 | 100 | 10 | 26 | 0 | 64
[14 empty] | 2008 | 2 | (Z) | 1 | 0 | 1 | 100 | 13 | 26 | 0 | 60
[14 empty] | 2009 | 3 | (Z) | 2 | 0 | 1 | 100 | 10 | 51 | 0 | 39
[14 empty] | 2010 | 3 | (Z) | 2 | (Z) | 1 | 100 | 5 | 54 | 1 | 40
[14 empty] | 2011 | 3 | (Z) | 1 | 0 | 2 | 100 | 9 | 36 | 0 | 55
[14 empty] | 2012 | 3 | (Z) | 1 | 0 | 2 | 100 | 10 | 29 | 0 | 60
[14 empty] | 2013 | 2 | (Z) | 1 | 0 | 1 | 100 | 11 | 27 | 0 | 62
[14 empty] | 2014 | 2 | (Z) | 1 | (NA) | 2 | 100 | 7 | 24 | (NA) | 68
[14 empty] | 2015 | 2 | (Z) | (Z) | (NA) | 1 | 100 | 9 | 22 | (NA) | 69
[14 empty] | 2016 | 3 | (Z) | 2 | (NA) | 1 | 100 | 10 | 52 | (NA) | 38
[14 empty] | 2017 | 2 | (Z) | 1 | (NA) | 1 | 100 | 6 | 49 | (NA) | 45
[14 empty] | 2018 | 1 | (Z) | (Z) | (NA) | (Z) | 100 | 35 | 32 | (NA) | 33
[14 empty] | 2019 | 2 | (Z) | 1 | (NA) | (Z) | 100 | 26 | 54 | (NA) | 20
[14 empty] | 2020 | 1 | (Z) | 1 | (NA) | (Z) | 100 | 10 | 55 | (NA) | 36
[14 empty] | RSE/SE | 34 | 66 | 51 | (NA) | 51 | (NA) | 7 | 16 | (NA) | 15
West
[14 empty] | 1999 | 11 | 1 | 4 | 0 | 6 | 100 | 7 | 39 | 0 | 54
[14 empty] | 2000 | 9 | 1 | 4 | (Z) | 5 | 100 | 8 | 40 | 1 | 51
[14 empty] | 2001 | 11 | 1 | 4 | 0 | 6 | 100 | 7 | 34 | 0 | 60
[14 empty] | 2002 | 11 | 1 | 3 | 0 | 6 | 100 | 10 | 31 | 0 | 59
[14 empty] | 2003 | 12 | 2 | 3 | (Z) | 8 | 100 | 14 | 21 | 1 | 64
[14 empty] | 2004 | 10 | 1 | 3 | 0 | 6 | 100 | 6 | 31 | 0 | 62
[14 empty] | 2005 | 12 | 1 | 4 | 0 | 6 | 100 | 12 | 34 | 0 | 55
[14 empty] | 2006 | 13 | 1 | 5 | (Z) | 6 | 100 | 7 | 43 | 2 | 48
[14 empty] | 2007 | 11 | 1 | 3 | (Z) | 6 | 100 | 11 | 31 | 4 | 54
[14 empty] | 2008 | 14 | 1 | 7 | (Z) | 7 | 100 | 4 | 47 | 1 | 48
[14 empty] | 2009 | 9 | 1 | 4 | (Z) | 4 | 100 | 9 | 41 | 2 | 48
[14 empty] | 2010 | 6 | (Z) | 3 | (Z) | 2 | 100 | 6 | 54 | 1 | 39
[14 empty] | 2011 | 6 | 1 | 3 | 0 | 2 | 100 | 9 | 55 | 0 | 37
[14 empty] | 2012 | 5 | 1 | 2 | 0 | 2 | 100 | 12 | 48 | 0 | 40
[14 empty] | 2013 | 4 | (Z) | 2 | (Z) | 2 | 100 | 5 | 54 | 2 | 40
[14 empty] | 2014 | 5 | (Z) | 2 | (NA) | 2 | 100 | 7 | 47 | (NA) | 47
[14 empty] | 2015 | 5 | (Z) | 3 | (NA) | 2 | 100 | 8 | 50 | (NA) | 43
[14 empty] | 2016 | 4 | (Z) | 2 | (NA) | 2 | 100 | 5 | 47 | (NA) | 48
[14 empty] | 2017 | 6 | (Z) | 2 | (NA) | 3 | 100 | 8 | 43 | (NA) | 50
[14 empty] | 2018 | 7 | (Z) | 4 | (NA) | 3 | 100 | 2 | 58 | (NA) | 40
[14 empty] | 2019 | 7 | (Z) | 3 | (NA) | 3 | 100 | 6 | 51 | (NA) | 43
[14 empty] | 2020 | 6 | (Z) | 3 | (NA) | 3 | 100 | 5 | 45 | (NA) | 50
[14 empty] | RSE/SE | 44 | 36 | 34 | (NA) | 83 | (NA) | 3 | 21 | (NA) | 23
Footnotes:
RSE/SE - Relative Standard Error (percent), Standard Error (percentage points)
NA - Not available
A - Represents an RSE or SE that is greater or equal to 100 percent or could not be computed
Z - Less than 500 units or less than 0.5 percent
S - Withheld because estimate did not meet publication standards on the basis of response rate
or a consistency review
1Includes houses built for rent (not shown separately).
2Includes natural gas and bottled or liquified petroleum gas (including propane).
3Includes heating oil and kerosene.
4Includes wood, coal, solar, and other types. Beginning in 2014, also includes heating oil and kerosene.
5Includes both air source and geothermal (ground source) versions.
6Includes electric baseboard, panel, radiant heat, space heater, floor or wall furnace, solar, and other types.

## Code Compliance Summary
Code Compliance Summary
This is a summary of the NEEA and PNNL code compliance study HVAC system data for new construction. The Lit Review Sources worksheet includes a description and link to sources.
Code Compliance Studies - HVAC System Summaries | [6 empty] | Single Family result set | [10 empty] | Multifamily result set | [5 empty] | Python Script
[7 empty] | ID | County | State | EQ1 | EQ2a | EQ3a | EQ4a | EQ5a | EQ6a | EQ7a | Geo1 | siteid | State | county | inunit_heat | inunit_cool | HVACcentral_YN | import pandas as pd
SF HVAC Systems |  | State |  |  |  |  | OR-01-0171 | Clackamas | OR | Gas | Furnace | 96 | 40000 |  |  |  | 2507 | 200020 | OR | Multnomah | elecres | PTHP | No | import qgrid
End Use | System | ID | MT | OR | WA | Region | OR-01-0172 | Clackamas | OR | Gas | Furnace | 95.5 | 40000 | Central AC | 13 | 36000 | 3052 | 200031 | OR | Multnomah | elecres |  | No
Heating | gFAF | 96.06% | 96.03% | 61.11% | 77.17% | 76.49% | OR-01-0176 | Clackamas | OR | Gas | Furnace | 96 | 40000 |  |  |  | 1946 | 200060 | OR | Multnomah | Split system HP | Split system HP | No | sf_path = "S:\\Shared Folders\\CADEO\\03_Projects\\BPA_MSA_2\\TO41_Res HVAC Model Update\\Task 2. Model Sprints\\Working Sprint Files\\NC Saturations\\raw data\\Additional_States_Public_Data_081920.xlsx"
| eFAF | 0% | 0% | 0.6173% | 0% | 0.1794% | OR-01-0330 | Clackamas | OR | Geo1: 2212 | 200077 | OR | Multnomah | Split system HP | Split system HP | No
| Heat Pump | 3.15% | 2.381% | 10.49% | 19.57% | 13.4% | OR-02-0020 | Clackamas | OR | Electricity | Heat Pump | 9 | 30000 | Heat Pump | 14 | 30000 | 1953 | 200078 | OR | Multnomah | Split system HP | Split system HP | No | # create collector data frame
| Electric Zonal | 0% | 0% | 0% | 0% | 0% | OR-02-0027 | Clackamas | OR | EQ1: Electricity; EQ2a: Heat Pump; Geo1: 1853 | 200089 | OR | Multnomah | elecres | Split system AC | No | df_sf = pd.DataFrame()
| Unknown/Other/None | 0.7874% | 1.587% | 27.78% | 3.261% | 9.931% | OR-02-0031 | Clackamas | OR | EQ1: Electricity; Geo1: 2060 | 200095 | OR | Multnomah | PTHP | PTHP | No
Cooling | Central AC | 83.46% | 84.13% | 21.6% | * | 47.75% | OR-02-0040 | Clackamas | OR | Electricity | Heat Pump | 8.2 | 30000 | Heat Pump | 14 | 30000 | 2060 | 210002 | OR | Marion | PTHP | PTHP | No | # loop through sheets in workbook, grab selected columns and append to collector
| Heat Pump | 3.15% | 2.381% | 5.556% | * | 4.416% | OR-02-0092 | Clackamas | OR | EQ1: Electricity | 220009 | OR | Washington | PTHP | PTHP | No | sf_sheet_list = ['OR','ID','MT']
| Unknown/Other/None | 13.39% | 13.49% | 72.84% | * | 47.84% | OR-02-0109 | Clackamas | OR | Geo1: 2235 | 220025 | OR | Washington | elecres |  | No
* Note: WA study does not have raw data or list summary information for cooling systems | [6 empty] | OR-01-0342 | Clackamas | OR | Gas | Furnace | 92 | 40000 |  |  |  | 2378 | 221037 | OR | Clackamas | Split system HP | Split system HP | No | for s in sf_sheet_list :
[7 empty] | OR-03-0037 | Clackamas | OR | EQ1: Gas; EQ2a: Furnace; EQ3a: 95; Geo1: 2785 | 222002 | OR | Washington | Split system HP | Split system HP | No | df = pd.read_excel(sf_path, sheet_name=s, engine='openpyxl')
MF HVAC Systems |  | State |  |  |  |  | OR-03-0163 | Clackamas | OR | Geo1: 3517 | 223008 | OR | Deschutes | Split system HP |  | Yes | df = df[['LOC6(ID)',
End Use | System | ID | MT | OR | WA | Region | OR-04-0032 | Clackamas | OR | Gas | Furnace | 95 | 45000 | Central AC | 14 | 36000 | 2630 | 223014 | OR | Deschutes | PTHP | PTHP | No | 'LOC4(County)',
Heating | Electric Zonal |  |  | 41.67% | 80% | 65.87% | OR-04-0058 | Clackamas | OR | EQ1: Electricity; EQ2a: Heat Pump | 223047 | OR | Deschutes | PTHP | PTHP | No | 'State',
| PHTP |  |  | 25% | 8% | 14.26% | OR-04-0074 | Clackamas | OR | Geo1: 4528 | 224020 | OR | Lane | Split system HP | Split system HP | No | 'EQ1(Predominant Heating Source)',
| Heat Pump |  |  | 29.17% | 8% | 15.8% | OR-04-0777 | Clackamas | OR | EQ1: Gas; EQ2a: Furnace; EQ3a: 95 | 225003 | OR | Washington | elecres |  | No | 'EQ2a(Heating System Type)',
| Gas Furnace |  |  | 4.167% | 4% | 4.061% | OR-04-0112 | Clackamas | OR | Electricity | Heat Pump | 8.2 |  | Heat Pump | 14 |  | 2100 | 225015 | OR | Washington | elecres |  | No | 'EQ3a(First Heating System - Heating system efficiency in HSPF or AFUE)',
Cooling | Heat Pump |  |  | 25% | 8% | 14.26% | OR-05-0050 | Multnomah | OR | EQ1: Electricity; EQ2a: Heat Pump; Geo1: 910 | 226002 | OR | Washington | elecres |  | No | 'EQ4a(First Heating System - Heating system capacity in Btu/h)',
| CAC |  |  | 8.333% | 4% | 5.597% | OR-05-0102 | Multnomah | OR | Gas | Furnace | 92 | 40000 |  |  |  | 2219 | 229001 | OR | Clackamas | elecres |  | No | 'EQ5a(First Cooling System - Cooling system type - central ac, room ac, heat pump)',
| PTHP |  |  | 29.17% | 8% | 15.8% | OR-05-0464 | Multnomah | OR | Gas | Furnace | 96.1 | 60000 |  |  |  | 1000 | 229002 | OR | Clackamas | PTHP | PTHP | No | 'EQ6a(First Cooling System - Cooling system efficiency in SEER)',
| PTAC |  |  | 4.167% | 8% | 6.587% | OR-05-0488 | Multnomah | OR | Gas | Furnace | 92 | 40000 |  |  |  | 2270 | 230012 | OR | Clackamas | gasfurnace | Split system AC | No | 'EQ7a(First Cooling System - Cooling system capacity in Btu/h)',
| Room AC |  |  | 0% | 8% | 5.052% | OR-05-0526 | Multnomah | OR | Electricity | Heat Pump | 13.6 | 30000 | Heat Pump | 18 | 27000 | 1638 | 231003 | OR | Clackamas | elecres |  | No | 'Geo1(Conditioned Floor Area)'
| Unknown/Other/None |  |  | 33.33% | 64% | 52.7% | OR-05-0653 | Multnomah | OR | EQ1: Gas; EQ2a: Furnace | 232007 | OR | Multnomah | elecres | PTAC | No | ]]
* No ID, MT studies for Multifamily | [6 empty] | OR-05-0753 | Multnomah | OR | EQ1: Gas; EQ2a: Furnace; EQ3a: 96.1; Geo1: 1800 | 300046 | WA | King | elecres |  | No | df_sf = df_sf.append(df)
[7 empty] | OR-05-0871 | Washington | OR | EQ1: Gas; EQ2a: Furnace; EQ3a: 95.5; Geo1: 2735 | 300068 | WA | King | elecres |  | No
[7 empty] | OR-05-0872 | Portland | OR | Geo1: 1900 | 300077 | WA | King | elecres |  | No | # filter out rows that have ID variable wiht null value - this is whitespace in Excel document
Single Family N's |  | ID | MT | OR | WA | Region | OR-05-0879 | Multnomah | OR | EQ1: Electricity; EQ2a: elecstripheat; Geo1: 870 | 310001 | WA | Clark | elecres |  | No | df_sf = df_sf.loc[df_sf['LOC6(ID)'].notnull()]
|  | 127 | 126 | 162 | 184 | 599 | OR-05-0881 | Multnomah | OR | EQ1: Electricity; EQ2a: elecstripheat; Geo1: 1122 | 310021 | WA | Clark | elecres |  | No
[7 empty] | OR-05-0900 | Multnomah | OR | [8 empty] | 310054 | WA | Clark | elecres |  | No | # rename the columns to something shorter
[7 empty] | OR-05-1000 | Multnomah | OR | Electricity | Heat Pump | 8.2 | 27800 | Heat Pump | 14 | 28000 | 1500 | 310091 | WA | Clark | elecres |  | No | col_list = ['ID','County','State','EQ1','EQ2a','EQ3a','EQ4a','EQ5a','EQ6a','EQ7a','Geo1']
Source | [6 empty] | OR-05-1001 | Multnomah | OR | Gas | Furnace | 95 | 56000 |  |  |  | 1600 | 310152 | WA | Clark | elecres |  | No | df_sf.columns = col_list
WA SF report | [6 empty] | OR-05-1002 | Multnomah | OR | EQ1: Electricity; EQ2a: Heat Pump; Geo1: 3300 | 310153 | WA | Clark | PTHP | PTHP | No
https://neea.org/resources/2019-2020-washington-residential-new-construction-code-study | [6 empty] | OR-05-1003 | Multnomah | OR | Gas | Furnace | 92.1 | 40000 |  |  |  | 1400 | 311005 | WA | Pierce | elecres |  | No | # dataframe to CSV
[7 empty] | OR-06-0009 | Beaverton | OR | Geo1: 1347 | 311007 | WA | Pierce | elecres |  | No | df_sf.to_csv('S:\\Shared Folders\\CADEO\\03_Projects\\BPA_MSA_2\\TO41_Res HVAC Model Update\\Task 2. Model Sprints\\Working Sprint Files\\NC Saturations\\clean\\sf.csv', index=False)
Others | [6 empty] | OR-06-0180 | Washington | OR | Gas | Furnace | 97 | 25000 |  |  |  | 711 | 313005 | WA | Spokane | Split system HP | Split system HP | No
https://www.energycodes.gov/residential-energy-code-field-studies | [6 empty] | OR-06-0172 | Beaverton | OR | Geo1: 1347 | 313034 | WA | Spokane | elecres | Win AC | No
[7 empty] | OR-06-0175 | Washington | OR | Geo1: 1500 | 314009 | WA | Spokane | elecres | PTAC | No | mf_state_list = ['OR','WA']
[7 empty] | OR-06-0180 | Washington | OR | EQ1: Gas; EQ2a: Furnace; EQ3a: 97; Geo1: 711 | 315001 | WA | Spokane | gasfurnace | Split system AC | No | df_mf = pd.DataFrame()
[7 empty] | OR-07-0290 | Washington | OR | EQ1: Gas; EQ2a: Furnace; EQ3a: 96; Geo1: 2138 | 315003 | WA | Spokane | elecres | Win AC | No | for st in mf_state_list :
[7 empty] | OR-07-0295 | Hillsboro | OR | Geo1: 1700 | 316002 | WA | Whatcom | elecres |  | No | mf_path = "S:\\Shared Folders\\CADEO\\03_Projects\\BPA_MSA_2\\TO41_Res HVAC Model Update\\Task 2. Model Sprints\\Working Sprint Files\\NC Saturations\\raw data\\LRMF_"+st+"_summary_dataset_20200330.xlsx"
These studies do not create a regional estimate - to do this, we need to weight states together w/ # dwelling units rather than apply equal weights. | [6 empty] | OR-08-0032 | Washington | OR | EQ1: Gas; EQ2a: Furnace; Geo1: 2588 | 316049 | WA | Whatcom | elecres |  | No | df_mf1 = pd.read_excel(mf_path, sheet_name='characteristicsoverview')
We'll use 2019 ACS 1 year estimate of total dwelling units as weights. | [6 empty] | OR-08-0034 | Washington County | OR | Geo1: 1675 | 317028 | WA | Pierce | elecres |  | No | df_mf1 = df_mf1[['siteid',
[7 empty] | OR-09-0134 | Washington | OR | EQ1: Gas; EQ2a: Furnace; EQ3a: 96; Geo1: 2626 | 320011 | WA | Thurston | elecres |  | No | 'inunit_heat',
Weighting | [6 empty] | OR-09-0151 | Washington | OR | EQ1: Gas; EQ2a: Furnace; EQ3a: 92 | 320032 | WA | Thurston | PTHP | PTHP | No | 'inunit_cool',
ACS Extract | [6 empty] | OR-10-0067 | Washington County | OR | Geo1: 1900 | 323052 | WA | Pierce | elecres |  | No | 'HVACcentral_YN'
UNITS IN STRUCTURE | ID | MT | OR | WA | Region |  | OR-10-0216 | Washington | OR | Geo1: 1754 | 324022 | WA | Grant | elecres | PTAC | No | ]]
1, detached | 482328 | 301296 | 1045373 | 1830223 | 3659220 |  | OR-10-0236 | Washington Co | OR | [8 empty] | 325017 | WA | Snohomish | elecres |  | No
1, attached | 22690 | 17242 | 77763 | 122309 | 240004 |  | OR-10-0272 | Washington | OR | EQ1: Electricity; EQ2a: Heat Pump; EQ3a: 10; Geo1: 1875 | 328001 | WA | Kitsap | Split system HP | Split system HP | No | df_mf2 = pd.read_excel(mf_path, sheet_name='basicinfo_buildinginfo')
2 apartments | 13459 | 11390 | 42079 | 63983 | 130911 |  | OR-10-0286 | Washington | OR | Electricity | Heat Pump | 13.6 |  |  | 18 |  | 2700 | [6 empty] | df_mf2 = df_mf2[['siteid',
3 or 4 apartments | 28579 | 21766 | 71531 | 102898 | 224774 |  | OR-10-0323 | Washington Co | OR | [14 empty] | 'State',
5 to 9 apartments | 17767 | 11632 | 75815 | 138787 | 244001 |  | OR-10-0350 | Washington | OR | EQ1: Gas; EQ2a: Furnace; EQ3a: 95 | [6 empty] | 'county'
10 or more apartments | 37706 | 30931 | 210326 | 493569 | 772532 |  | OR-10-0373 | Washington County | OR | Geo1: 3025 | [6 empty] | ]]
Mobile home or other type of housing | 53330 | 43394 | 126465 | 180708 | 403897 |  | OR-10-0389 | Washington | OR | EQ1: Electricity; EQ2a: Furnace; EQ3a: 1; Geo1: 1800 | [6 empty] | df = pd.merge(left=df_mf2, right=df_mf1, left_on='siteid', right_on='siteid', how='left')
[7 empty] | OR-10-0540 | Washington | OR | Electricity | Heat Pump | 13.6 |  |  | 18 |  | 2700 | [6 empty] | df_mf = df_mf.append(df)
[7 empty] | OR-10-0629 | Washington County | OR | Geo1: 2500 | [6 empty] | df_mf.to_csv('S:\\Shared Folders\\CADEO\\03_Projects\\BPA_MSA_2\\TO41_Res HVAC Model Update\\Task 2. Model Sprints\\Working Sprint Files\\NC Saturations\\clean\\mf.csv', index=False)
Source: 2019 ACS 1 year estimate | [6 empty] | OR-10-0630 | Washington County | OR | Geo1: 2500
https://data.census.gov/cedsci/table?q=Physical%20Characteristics&g=0400000US16,30,41,53&tid=ACSST1Y2019.S2504&hidePreview=true | [6 empty] | OR-10-0631 | Washington | OR | EQ1: Gas; EQ2a: Furnace; EQ3a: 95; Geo1: 2525
[7 empty] | OR-10-0632 | Washington | OR | EQ1: Gas; EQ2a: Furnace; EQ3a: 92; Geo1: 1763
[7 empty] | OR-10-0633 | Washington | OR | Gas | Furnace | 95 |  | Central AC | 14 |  | 2687
Summarize into weights | [6 empty] | OR-10-0635 | Washington | OR | Gas | Furnace | 95 |  | Central AC | 14 |  | 2385
Building Type | ID | MT | OR | WA |  |  | OR-10-0637 | Washington | OR | Geo1: 1347
SF | 12.86% | 8.266% | 29.07% | 49.81% |  |  | OR-10-0650 | Washington Co | OR | EQ1: Gas; EQ2a: Furnace; EQ3a: 96; Geo1: 2258
MF | 5.457% | 4.187% | 28.15% | 62.21% |  |  | OR-10-0782 | Washington | OR | EQ1: Gas; EQ2a: Furnace; Geo1: 3350
[7 empty] | OR-11-0056 | Lane | OR | Gas | Furnace |  |  | Central AC | 13 | 30000 | 2194
[7 empty] | OR-11-0119 | Lane | OR | EQ1: Gas; EQ2a: Furnace; EQ3a: 96; Geo1: 2400
[7 empty] | OR-11-0128 | Lane | OR | Gas | Furnace |  |  | Central AC |  | 24000 | 1574
[7 empty] | OR-11-0129 | Lane | OR | Gas | Furnace | 95 | 60000 | Central AC |  | 36000 | 2258
[7 empty] | OR-11-0130 | Lane | OR | Gas | Furnace |  |  | Central AC | 13 | 30000 | 1905
[7 empty] | OR-11-0131 | Lane | OR | EQ1: Gas; EQ2a: Furnace; Geo1: 2112
[7 empty] | OR-12-0005 | Lane | OR | Geo1: 2900
[7 empty] | OR-12-0008 | Lane | OR | Geo1: 3200
[7 empty] | OR-12-0009 | Lane | OR | Gas | Furnace | 95 | 100000 | Central AC |  | 48000 | 2490
[7 empty] | OR-12-0018 | Lane | OR | Gas | Furnace | 95 | 60000 | Central AC | 13 | 30000 | 1940
[7 empty] | OR-12-0019 | Lane | OR | Gas | Furnace | 92 |  | Central AC |  |  | 2088
[7 empty] | OR-12-0020 | Lane | OR | Gas | Furnace | 95 | 40000 |  |  |  | 1650
[7 empty] | OR-12-0021 | Lane | OR | Gas | Furnace | 95 | 40000 |  |  |  | 1737
[7 empty] | OR-12-0025 | Lane | OR | Gas | Furnace | 92 |  | Central AC |  | 36000 | 2192
[7 empty] | OR-12-0031 | Lane | OR | Geo1: 1928
[7 empty] | OR-12-0042 | Lane | OR | EQ1: Gas; EQ2a: Furnace; Geo1: 2500
[7 empty] | OR-12-0043 | Lane | OR | Gas | Furnace | 95 | 40000 |  |  |  | 1717
[7 empty] | OR-13-0005 | Linn | OR | Geo1: 2895
[7 empty] | OR-13-0044 | Linn | OR | EQ5a: Central AC; Geo1: 1848
[7 empty] | OR-13-0086 | Linn | OR | EQ1: Gas; EQ2a: Furnace; Geo1: 1923
[7 empty] | OR-13-0091 | Linn | OR | EQ1: Gas; EQ2a: Furnace; EQ5a: Central AC; Geo1: 1800
[7 empty] | OR-13-0102 | Linn | OR | Gas | Furnace |  |  | Central AC | 13 | 36000 | 2340
[7 empty] | OR-13-0122 | Linn | OR | EQ5a: Central AC; Geo1: 1985
[7 empty] | OR-14-0372 | Marion | OR
[7 empty] | OR-14-0413 | Marion | OR | Geo1: 1562
[7 empty] | OR-14-0491 | Marion | OR | Gas | Furnace | 92 | 40000 |  |  |  | 1748
[7 empty] | OR-14-0520 | Marion | OR | EQ1: Gas; EQ2a: Furnace; EQ3a: 96; Geo1: 2837
[7 empty] | OR-14-0541 | Marion | OR | Gas | Furnace | 92 | 40000 |  |  |  | 1640
[7 empty] | OR-14-0556 | Marion | OR | Gas | Furnace | 92 | 40000 |  |  |  | 1568
[7 empty] | OR-14-0610 | Marion | OR | Gas | Furnace | 95 | 40000 |  |  |  | 1653
[7 empty] | OR-14-0613 | Marion | OR | EQ1: Gas; EQ2a: Furnace; EQ3a: 95; Geo1: 2111
[7 empty] | OR-14-0672 | Marion | OR | Gas | Furnace | 92 | 60000 | Central AC | 13 | 36000 | 2297
[7 empty] | OR-15-0009 | Marion | OR | Geo1: 2750
[7 empty] | OR-15-0016 | Marion | OR | Gas | Furnace | 95 | 48000 |  |  |  | 2860
[7 empty] | OR-15-0031 | Marion | OR | Geo1: 1404
[7 empty] | OR-15-0034 | Marion | OR | Gas | Furnace | 95 | 60000 |  |  |  | 1827
[7 empty] | OR-16-0054 | Yamhill | OR | Geo1: 2088
[7 empty] | OR-16-0055 | Yamhill | OR | Gas | Furnace | 95 | 57000 |  |  |  | 1722
[7 empty] | OR-17-0051 | Hood River | OR | EQ1: Electricity; EQ2a: Heat Pump; Geo1: 1560
[7 empty] | OR-17-0052 | Hood River | OR | Geo1: 1560
[7 empty] | OR-17-0055 | Hood River | OR | EQ1: Gas; EQ2a: Furnace; EQ3a: 95; Geo1: 2100
[7 empty] | OR-17-0056 | Hood River | OR | Geo1: 3200
[7 empty] | OR-18-0051 | Clatsop County | OR | EQ1: Gas; EQ2a: Furnace; EQ3a: 92; Geo1: 1960
[7 empty] | OR-18-0052 | Clatsop | OR | Geo1: 1475
[7 empty] | OR-19-0014 | Lincoln | OR | Gas | Furnace | 95 | 60000 | Heat Pump | 18 | 9000 | 1572
[7 empty] | OR-19-0041 | Lincoln | OR | EQ1: Electricity; EQ2a: Heat Pump; EQ5a: Heat Pump; Geo1: 1480
[7 empty] | OR-20-0031 | Deschutes | OR | Gas | Furnace | 95 | 65000 |  |  |  | 1853
[7 empty] | OR-20-0038 | Deschutes | OR | Gas | Furnace | 95 | 65000 |  |  |  | 1712
[7 empty] | OR-20-0098 | Deschutes | OR | Gas | Furnace | 95 | 60000 | Central AC |  | 30000 | 1868
[7 empty] | OR-20-0107 | Deschutes | OR | Gas | Furnace | 95 | 65000 | Central AC | 13 | 36000 | 2248
[7 empty] | OR-20-0109 | Deschutes | OR | Gas | Furnace | 95 | 65000 |  |  |  | 1712
[7 empty] | OR-20-0187 | Deschutes | OR | Gas | Furnace | 95 | 80000 | Central AC | 13 | 42000 | 1787
[7 empty] | OR-20-0209 | Deschutes | OR | Gas | Furnace | 95 | 60000 |  |  |  | 2102
[7 empty] | OR-20-0260 | Deschutes | OR | Gas | Furnace | 95 | 70000 | Central AC | 14 | 42000 | 2192
[7 empty] | OR-20-0279 | Deschutes | OR | Gas | Furnace | 95 | 60000 |  |  |  | 2092
[7 empty] | OR-20-0311 | Deschutes | OR | Gas | Furnace | 95 | 40000 |  |  |  | 1408
[7 empty] | OR-20-0313 | Deschutes | OR | Gas | Furnace | 95 | 40000 |  |  |  | 1574
[7 empty] | OR-20-0320 | Deschutes | OR | Gas | Furnace | 95 | 60000 | Central AC |  | 30000 | 1687
[7 empty] | OR-20-0338 | Deschutes | OR | Gas | Furnace | 95 | 40000 |  |  |  | 1201
[7 empty] | OR-21-0170 | Deschutes | OR | Gas | Furnace | 95 | 60000 | Central AC | 14 | 30000 | 2297
[7 empty] | OR-21-0171 | Deschutes | OR | Gas | Furnace | 95 | 60000 |  |  |  | 1983
[7 empty] | OR-21-0180 | Deschutes | OR | Gas | Furnace | 95 | 60000 |  |  |  | 1905
[7 empty] | OR-21-0181 | Deschutes | OR | Gas | Furnace | 95 | 60000 |  |  |  | 1913
[7 empty] | OR-21-0234 | Deschutes | OR | Gas | Furnace | 95 | 60000 |  |  |  | 1759
[7 empty] | OR-21-0292 | Deschutes | OR | Gas | Furnace | 95 | 100000 | Central AC | 14 | 42000 | 2280
[7 empty] | OR-21-0401 | Deschutes | OR | Gas | Furnace | 95 | 100000 | Central AC |  | 48000 | 2290
[7 empty] | OR-21-0402 | Deschutes | OR | Gas | Furnace | 95 | 100000 | Central AC |  | 42000 | 2615
[7 empty] | OR-21-0403 | Deschutes | OR | Gas | Furnace | 95 | 70000 | Central AC | 14 | 36000 | 1616
[7 empty] | OR-21-0404 | Deschutes | OR | Gas | Furnace | 95 | 70000 | Central AC |  | 36000 | 1550
[7 empty] | OR-22-0136 | Deschutes | OR | Gas | Furnace | 95 | 60000 |  |  |  | 2010
[7 empty] | OR-22-0170 | Deschutes | OR | Electricity | Heat Pump | 8.4 | 36000 | Heat Pump | 14 | 36000 | 1766
[7 empty] | OR-23-0038 | Jefferson | OR | Gas | Furnace | 95 | 60000 |  |  |  | 1192
[7 empty] | OR-23-0042 | Jefferson | OR | Gas | Furnace | 95 | 60000 |  |  |  | 1334
[7 empty] | OR-23-0087 | Jefferson | OR | EQ1: Gas; EQ2a: Furnace; Geo1: 1430
[7 empty] | OR-23-0088 | Jefferson | OR | Gas | Furnace | 95 | 60000 |  |  |  | 1577
[7 empty] | OR-24-0037 | Jackson | OR | Geo1: 3100
[7 empty] | OR-24-0058 | Jackson | OR | Gas | Furnace | 95 | 60000 | Central AC | 13 | 30000 | 3015
[7 empty] | OR-24-0118 | Jackson | OR | Gas | Furnace | 95 | 80000 | Central AC |  | 24000 | 900
[7 empty] | OR-24-0121 | Jackson | OR | Gas | Furnace | 95 | 80000 | Central AC |  | 24000 | 1505
[7 empty] | OR-24-0135 | Jackson | OR | EQ1: Gas; Geo1: 2314
[7 empty] | OR-24-0139 | Jackson | OR | EQ1: Gas; EQ2a: Furnace; Geo1: 1905
[7 empty] | OR-24-0163 | Jackson | OR | EQ1: Gas; EQ2a: Furnace; EQ3a: 96; Geo1: 1790
[7 empty] | OR-24-0178 | Jackson | OR | Gas | Furnace | 95 | 80000 | Central AC |  | 24000 | 1505
[7 empty] | OR-25-0038 | Jackson | OR | Gas | Furnace | 95 | 24000 |  |  |  | 1340
[7 empty] | OR-25-0046 | Jackson | OR | Geo1: 2650
[7 empty] | OR-26-0007 | Jackson | OR | EQ1: Electricity; EQ2a: Heat Pump; Geo1: 3600
[7 empty] | OR-26-0024 | Jackson | OR | Electricity | Heat Pump | 9.8 | 20000 | Heat Pump | 14.5 | 18000 | 800
[7 empty] | OR-26-0033 | Jackson | OR | Geo1: 1650
[7 empty] | OR-27-0045 | Douglas | OR | EQ1: Electricity; Geo1: 2227
[7 empty] | OR-27-0121 | Douglas | OR | Gas | Furnace | 94 | 80000 | Central AC | 13 | 42000 | 1452
[7 empty] | OR-27-0187 | Douglas | OR | Gas | Furnace | 95 | 40000 | Central AC | 13 | 30000 | 1350
[7 empty] | OR-27-0221 | Douglas | OR | EQ1: Electricity; Geo1: 1888
[7 empty] | OR-28-0066 | Josephine | OR | Gas | Furnace | 95 | 80000 | Central AC | 13 | 42000 | 1919
[7 empty] | OR-28-0067 | Josephine | OR | Gas | Furnace | 95 | 80000 |  |  |  | 1618
[7 empty] | OR-28-0090 | Josephine | OR | Geo1: 1090
[7 empty] | OR-28-0096 | Josephine | OR | Geo1: 2950
[7 empty] | OR-29-0001 | Umatilla | OR | EQ1: Gas; EQ2a: Furnace; Geo1: 1900
[7 empty] | OR-29-0002 | Umatilla | OR | EQ1: Gas; EQ2a: Furnace; EQ3a: 95; Geo1: 2360
[7 empty] | IDAdaCo01 | Ada | ID | Gas | Furnace | 80 | 66000 | Central AC | 13 | 30000 | 2195
[7 empty] | IDAdaCo02 | Ada | ID | Gas | Furnace | 95.5 | 60000 | Central AC |  | 30000 | 2146
[7 empty] | IDAdaCo03 | Ada | ID | Gas | Furnace | 95.5 | 60000 | Central AC |  | 30000 | 2164
[7 empty] | IDAdaCo04 | Ada | ID | Gas | Furnace | 95.5 | 40000 | Central AC |  | 24000 | 1642
[7 empty] | IDAdaCo05 | Ada | ID | Gas | Furnace | 95 | 80000 | Central AC | 13 | 42000 | 2369
[7 empty] | IDAdaCo06 | Ada | ID | Gas | Furnace | 95.5 | 60000 | Central AC | 13 | 30000 | 1846
[7 empty] | IDAdaCo07 | Ada | ID | Gas | Furnace | 80 | 88000 | Central AC | 13 | 36000 | 1602
[7 empty] | IDAdaCo08 | Ada | ID | Gas | Furnace | 80 | 66000 | Central AC |  | 36000 | 2256
[7 empty] | IDAdaCo09 | Ada | ID | Gas | Furnace | 80 | 66000 | Central AC |  | 36000 | 2380
[7 empty] | IDAdaCo10 | Ada | ID | Gas | Furnace | 80 | 44000 | Central AC | 13 | 24000 | 1436
[7 empty] | IDAmmon01 | Bonneville | ID | Gas | Furnace | 95 | 60000 | Central AC |  | 30000 | 3432
[7 empty] | IDAmmon02 | Bonneville | ID | Gas | Furnace | 95.5 | 80000 | Central AC | 14.5 | 36000 | 3499
[7 empty] | IDBoise01 | Ada | ID | Gas | Furnace | 95 | 80000 | Central AC | 13 | 42000 | 3274
[7 empty] | IDBoise02 | Ada | ID | Gas | Furnace | 95 | 60000 | Central AC |  | 30000 | 1967
[7 empty] | IDBoise03 | Ada | ID | Gas | Furnace | 95.5 | 80000 | Central AC | 13 | 42000 | 2775
[7 empty] | IDBoise04 | Ada | ID | Gas | Furnace | 95.5 | 80000 | Central AC |  | 42000 | 2520
[7 empty] | IDBoise05 | Ada | ID | Gas | Furnace | 95.5 | 80000 | Central AC |  | 42000 | 2469
[7 empty] | IDBoise06 | Ada | ID | Gas | Furnace | 95.5 | 80000 | Central AC | 13 | 48000 | 2983
[7 empty] | IDBonnCo01 | Bonneville | ID | Gas | Furnace | 96 | 80000 | Central AC |  | 30000 | 2879
[7 empty] | IDBonnCo02 | Bonneville | ID | Gas | Furnace | 95 | 80000 | Central AC | 13 | 48000 | 3628
[7 empty] | IDCdA01 | Kootenai | ID | Gas | Furnace | 95 | 105000 | Central AC |  | 48000 | 3113
[7 empty] | IDCdA02 | Kootenai | ID | Gas | Furnace | 96 | 60000 | Central AC | 13 | 30000 | 1555
[7 empty] | IDCdA03 | Kootenai | ID | Gas | Furnace | 95 | 60000 | Central AC | 13 | 30000 | 2336
[7 empty] | IDCdA04 | Kootenai | ID | Gas | Furnace | 92 | 80000 | Central AC |  | 36000 | 2200
[7 empty] | IDCdA05 | Kootenai | ID | Gas | Furnace | 90 | 100000 | Central AC | 13 | 48000 | 4068
[7 empty] | IDCdA06 | Kootenai | ID | Gas | Furnace | 96 | 60000 | Central AC |  | 24000 | 1345
[7 empty] | IDChbck01 | Bannock | ID | Gas | Furnace | 92 | 80000 | Central AC |  | 36000 | 2015
[7 empty] | IDChbck02 | Bannock | ID | Gas | Furnace | 92 | 80000 | Central AC | 13 | 36000 | 3050
[7 empty] | IDChbck03 | Bannock | ID | Gas | Furnace | 95.5 | 60000 |  |  |  | 1470
[7 empty] | IDChbck04 | Bannock | ID | Gas | Furnace | 95.5 | 60000 |  |  |  | 1650
[7 empty] | IDCldwl01 | Canyon | ID | Gas | Furnace | 80 | 44000 |  |  | 18000 | 1215
[7 empty] | IDCldwl02 | Canyon | ID | Gas | Furnace | 95.5 | 60000 |  |  | 30000 | 1910
[7 empty] | IDCldwl03 | Canyon | ID | Gas | Furnace | 80 | 70000 | Central AC | 13 | 36000 | 1995
[7 empty] | IDCldwl04 | Canyon | ID | Gas | Furnace | 80 | 44000 | Central AC | 13 | 24000 | 1408
[7 empty] | IDCnynCo01 | Canyon | ID | Electricity | Heat Pump |  | 44000 | Heat Pump |  | 44000 | 4442
[7 empty] | IDCnynCo02 | Canyon | ID | Gas | Furnace | 95 | 60000 | Central AC |  | 36000 | 2799
[7 empty] | IDCnynCo03 | Canyon | ID | Electricity | Heat Pump | 8.2 | 42000 | Heat Pump | 13 | 42000 | 2573
[7 empty] | IDCnynCo04 | Canyon | ID | Gas | Furnace | 90 | 60000 | Central AC | 13 | 30000 | 2241
[7 empty] | IDEagle01 | Ada | ID | Gas | Furnace | 80 | 60000 | Central AC | 13 | 36000 | 2557
[7 empty] | IDEagle02 | Ada | ID | Gas | Furnace | 80 | 66000 | Central AC | 13 | 36000 | 2401
[7 empty] | IDEagle03 | Ada | ID | Gas | Furnace | 95.5 | 80000 | Central AC |  | 42000 | 4093
[7 empty] | IDEagle04 | ada | ID | Gas | Furnace | 96 | 80000 | Central AC |  | 36000 | 2453
[7 empty] | IDEagle05 | ada | ID | Gas | Furnace | 95.5 | 80000 | Central AC |  | 42000 | 2504
[7 empty] | IDEagle06 | ada | ID | Gas | Furnace | 80 | 88000 | Central AC | 13 | 36000 | 2704
[7 empty] | IDEagle07 | ada | ID | Gas | Furnace | 80 | 88000 | Central AC | 13 | 30000 | 1841
[7 empty] | IDEagle08 | ada | ID | Gas | Furnace | 80 | 60000 | Central AC | 13 | 24000 | 1530
[7 empty] | IDEagle09 | Ada | ID | Gas | Furnace | 92 | 80000 | Central AC |  | 40000 | 3372
[7 empty] | IDEagle10 | Ada | ID | Gas | Furnace | 95.5 | 60000 | Central AC |  | 30000 | 2581
[7 empty] | IDFrmntCo01 | Fremont | ID | Gas | Furnace | 95 | 80000 | Central AC |  | 30000 | 2850
[7 empty] | IDFrmntCo02 | Fremont | ID | Gas | Furnace | 92 | 80000 | Central AC | 13 | 36000 | 3857
[7 empty] | IDHydn01 | Kootenai | ID | Gas | Furnace | 96 | 80000 | Central AC |  | 48000 | 2750
[7 empty] | IDHydn02 | Kootenai | ID | Gas | Furnace | 92 | 80000 | Central AC |  | 36000 | 2655
[7 empty] | IDHydn03 | Kootenai | ID | Gas | Furnace | 96 | 80000 | Central AC | 13 | 36000 | 2847
[7 empty] | IDHydn04 | Kootenai | ID | Gas | Furnace | 80 | 60000 | Central AC | 13 | 24000 | 1574
[7 empty] | IDIdFalls01 | Bonneville | ID | Gas | Furnace | 96 | 80000 | Central AC |  | 36000 | 7920
[7 empty] | IDIdFalls02 | Bonneville | ID | Gas | Furnace | 95 | 80000 | Central AC | 13 | 30000 | 3450
[7 empty] | IDIdFalls03 | Bonneville | ID | Gas | Furnace | 94 | 80000 | Central AC | 13 | 30000 | 3240
[7 empty] | IDIdFalls04 | Bonneville | ID | Gas | Furnace | 95 | 40000 | Central AC |  | 24000 | 1299
[7 empty] | IDJeffCo01 | Jefferson | ID | Gas | Furnace | 95 | 80000 |  |  |  | 3841
[7 empty] | IDJeffCo02 | Jefferson | ID | Gas | Furnace | 95.5 | 80000 | Central AC | 13 | 48000 | 4302
[7 empty] | IDKtnaiCo01 | Kootenai | ID | Gas | Furnace | 96 | 60000 | Central AC |  | 24000 | 1419
[7 empty] | IDKtnai02 | Kootenai | ID | Gas | Furnace | 80 | 60000 | Central AC |  | 30000 | 1800
[7 empty] | IDKtnaiCo03 | Kootenai | ID | Gas | Furnace | 94 | 80000 | Central AC | 13 | 36000 | 2578
[7 empty] | IDKtnai04 | Kootenai | ID | Electricity | Heat Pump | 8.2 | 48000 | Heat Pump | 14 | 48000 | 2692
[7 empty] | IDKtnaiCo03 | Kootenai | ID | Gas | Furnace | 94 | 80000 | Central AC | 13 | 36000 | 2578
[7 empty] | IDKtnaiCo06 | Kootenai | ID | EQ1: Electricity; Geo1: 2500
[7 empty] | IDKtnaiCo07 | Kootenai | ID | Gas | Furnace | 90 | 60000 | Central AC |  | 24000 | 1601
[7 empty] | IDKtnaiCo08 | Kootenai | ID | Gas | Furnace | 96 | 60000 | Central AC | 13 | 30000 | 1907
[7 empty] | IDKuna01 | Ada | ID | Gas | Furnace | 95.5 | 60000 | Central AC |  | 36000 | 2385
[7 empty] | IDKuna02 | Ada | ID | Gas | Furnace | 80 | 88000 | Central AC |  | 48000 | 2919
[7 empty] | IDKuna03 | Ada | ID | Gas | Furnace | 80 | 66000 | Central AC | 13 | 24000 | 1415
[7 empty] | IDKuna04 | Ada | ID | Gas | Furnace | 80 | 66000 | Central AC | 13 | 36000 | 2682
[7 empty] | IDLatahCo01 | Latah | ID | Gas | Furnace | 95 | 85000 | Central AC | 13 | 36000 | 1913
[7 empty] | IDLatahCo02 | Kootenai | ID | EQ1: Gas; EQ2a: Furnace; Geo1: 1515
[7 empty] | IDMdltn01 | Canyon | ID | Gas | Furnace | 80 | 88000 | Central AC |  | 42000 | 2668
[7 empty] | IDMdltn02 | Canyon | ID | Gas | Furnace | 80 | 60000 | Central AC | 13 | 30000 | 1976
[7 empty] | IDMdltn01 | Canyon | ID | Gas | Furnace | 80 | 80000 | Central AC |  | 36000 | 2654
[7 empty] | IDMridn01 | ada | ID | Gas | Furnace | 80 | 70000 | Central AC | 13 | 30000 | 1840
[7 empty] | IDMridn02 | Ada | ID | Gas | Furnace | 90 | 77000 | Central AC | 13 | 30000 | 1845
[7 empty] | IDMridn03 | Ada | ID | Gas | Furnace | 80 | 88000 | Central AC | 13 | 30000 | 1630
[7 empty] | IDMridn04 | Ada | ID | Gas | Furnace | 95 | 70000 | Central AC |  | 36000 | 2723
[7 empty] | IDMridn05 | Ada | ID | Gas | Furnace | 92 | 44000 | Central AC |  | 30000 | 1874
[7 empty] | IDMridn06 | Ada | ID | Gas | Furnace | 92 | 44000 | Central AC |  | 30000 | 2296
[7 empty] | IDMridn7 | Ada | ID | Gas | Furnace | 96 | 60000 | Central AC |  | 30000 | 2195
[7 empty] | IDMridn08 | Ada | ID | Gas | Furnace | 96 | 60000 | Central AC |  | 24000 | 1516
[7 empty] | IDMridn09 | Ada | ID | Gas | Furnace | 95.5 | 80000 | Central AC |  | 36000 | 3008
[7 empty] | IDMridn10 | Ada | ID | Gas | Furnace | 80 | 80000 | Central AC |  | 36000 | 2240
[7 empty] | IDMridn11 | Ada | ID | Gas | Furnace | 80 | 66000 | Central AC | 13 | 30000 | 2351
[7 empty] | IDMridn12 | Ada | ID | Gas | Furnace | 80 | 66000 | Central AC | 13 | 24000 | 1603
[7 empty] | IDMridn13 | Ada | ID | Gas | Furnace | 80 | 88000 | Central AC | 13 | 36 | 2618
[7 empty] | IDMridn14 | Ada | ID | Gas | Furnace | 96 | 80000 | Central AC | 13 | 36000 | 2111
[7 empty] | IDMtHm01 | Elmore | ID | Gas | Furnace | 92 | 80000 |  |  | 36000 | 2265
[7 empty] | IDTwnFlls01 | Elmore | ID | Gas | Furnace | 90 | 80000 | Central AC | 13 | 30000 | 1843
[7 empty] | IDNampa01 | canyon | ID | Gas | Furnace | 80 | 44000 | Central AC |  | 30000 | 1743
[7 empty] | IDNampa02 | Canyon | ID | Gas | Furnace | 80 | 45000 | Central AC | 13 | 24000 | 1771
[7 empty] | IDNampa03 | Canyon | ID | Gas | Furnace | 80 | 66000 | Central AC | 13 | 24000 | 1412
[7 empty] | IDNampa04 | Canyon | ID | Gas | Furnace | 80 | 88000 |  |  | 36000 | 2046
[7 empty] | IDNampa05 | Canyon | ID | Gas | Furnace | 80 | 70000 |  |  | 36000 | 2557
[7 empty] | IDNampa06 | Canyon | ID | Gas | Furnace | 96 | 60000 |  |  | 30000 | 2013
[7 empty] | IDNampa06 | Canyon | ID | Gas | Furnace | 80 | 44000 | Central AC | 13 | 24000 | 1797
[7 empty] | IDNampa08 | Canyon | ID | Gas | Furnace | 92 | 44000 | Central AC | 13 | 30000 | 1992
[7 empty] | IDPctello01 | Bannock | ID | Gas | Furnace | 92 | 80000 | Central AC |  | 36000 | 3560
[7 empty] | IDPctello02 | Bannock | ID | Gas | Furnace | 94 | 80000 | Central AC | 13 | 42000 | 3406
[7 empty] | IDPSTFls01 | Kootenai | ID | Gas | Furnace | 96 | 60000 | Central AC |  | 36000 | 3304
[7 empty] | IDPstFls02 | Kootenai | ID | EQ1: Gas; EQ2a: Furnace; Geo1: 1850
[7 empty] | IDPstFls03 | Kootenai | ID | Gas | Furnace | 90 | 60000 | Central AC |  | 30000 | 2492
[7 empty] | IDPstFls04 | Kootenai | ID | Gas | Furnace | 95 | 40000 |  |  |  | 1200
[7 empty] | IDPstFls05 | Kootenai | ID | EQ1: Gas; EQ2a: Furnace; EQ3a: 90; Geo1: 1230
[7 empty] | IDPstFls06 | Kootenai | ID | Gas | Furnace | 95 | 40000 | Central AC | 14 | 24000 | 1360
[7 empty] | IDPstFls07 | Kootenai | ID | Gas | Furnace | 92 | 60000 | Central AC | 14 | 30000 | 1837
[7 empty] | IDPstFls08 | Kootenai | ID | Gas | Furnace | 95 | 70000 | Central AC | 14 | 36000 | 3202
[7 empty] | IDRthdrm01 | Kootenai | ID | Gas | Furnace | 80 | 80000 | Central AC | 13 | 36000 | 2046
[7 empty] | IDRthdrm02 | Kootenai | ID | Gas | Furnace | 80 | 65000 | Central AC | 13 | 30000 | 1487
[7 empty] | IDRxbrg01 | Madison | ID | Gas | Furnace | 95 | 90000 | Central AC |  | 36000 | 3530
[7 empty] | IDRxbrg02 | Madison | ID | EQ1: Gas; EQ2a: Furnace; Geo1: 3425
[7 empty] | IDRxbrg03 | Madison | ID | Gas | Furnace | 95 | 90000 | Central AC | 13 | 36000 | 3110
[7 empty] | IDRxbrg04 | Madison | ID | Gas | Furnace | 95.5 | 80000 | Central AC | 14 | 36000 | 3240
[7 empty] | IDRxbrg05 | Madison | ID | Gas | Furnace | 92 | 60000 | Central AC | 13 | 30000 | 5730
[7 empty] | IDRxbrg06 | Madison | ID | Gas | Furnace | 95 | 60000 | Central AC | 13 | 30000 | 1837
[7 empty] | IDRxbrg07 | Madison | ID | Gas | Furnace | 92 | 80000 | Central AC |  | 36000 | 5150
[7 empty] | IDRxbrg08 | Madison | ID | Gas | Furnace | 94 | 90000 | Central AC |  | 48000 | 4240
[7 empty] | IDStar01 | Ada | ID | Gas | Furnace | 95 | 80000 | Central AC |  | 36000 | 2743
[7 empty] | IDStar02 | Ada | ID | Gas | Furnace | 95 | 80000 | Central AC | 13 | 36000 | 2517
[7 empty] | IDTwnFlls02 | Twin Falls | ID | EQ1: Gas; EQ2a: Furnace; Geo1: 2414
[7 empty] | IDTwnFlls02 | Twin Falls | ID | Gas | Furnace | 80 | 60000 | Central AC | 13 | 24000 | 1302
[7 empty] | IDVllyCo01 | Valley | ID | EQ1: Gas; EQ2a: Furnace; Geo1: 2546
[7 empty] | IDVllyCo02 | Valley | ID | Electricity | Heat Pump | 8.4 | 30000 | Heat Pump | 13 | 30000 | 3015
[7 empty] | MTBilngs01 | Yellowstone | MT | Gas | Furnace | 80 | 75000 | Central AC |  | 36000 | 1515
[7 empty] | MTBilngs02 | Yellowstone | MT | Gas | Furnace | 80 | 75000 | Central AC |  | 36000 | 1413
[7 empty] | MTBilngs03 | Yellowstone | MT | Gas | Furnace | 80 | 100000 | Central AC |  | 36000 | 2153
[7 empty] | MTBilngs04 | Yellowstone | MT | Gas | Furnace | 95 | 75000 | Central AC |  | 36000 | 2592
[7 empty] | MTBilngs05 | Yellowstone | MT | Gas | Furnace | 90 | 84000 | Central AC |  | 36000 | 3236
[7 empty] | MTBilngs06 | Yellowstone | MT | Gas | Furnace | 80 | 75000 | Central AC |  | 36000 | 1656
[7 empty] | MTBilngs07 | Yellowstone | MT | Gas | Furnace | 80 | 100000 | Central AC |  | 42000 | 2860
[7 empty] | MTBilngs08 | Yellowstone | MT | Gas | Furnace | 80 | 100000 | Central AC | 13 | 30000 | 3156
[7 empty] | MTBilngs09 | yellowstone | MT | Gas | Furnace | 80 | 75000 | Central AC | 13 | 36000 | 1656
[7 empty] | MTBilngs10 | Yellowstone | MT | Gas | Furnace | 95 | 70000 | Central AC |  | 30000 | 3160
[7 empty] | MTBilngs11 | Yellowstone | MT | Gas | Furnace | 96 | 60000 | Central AC | 13 | 36000 | 3995
[7 empty] | MTBilngs12 | Yellowstone | MT | Gas | Furnace | 96 | 66000 | Central AC | 13 | 36000 | 3465
[7 empty] | MTBilngs13 | Yellowstone | MT | Gas | Furnace | 96 | 65000 | Central AC |  | 36000 | 2614
[7 empty] | MTBilngs14 | Yellowstone | MT | Gas | Furnace | 80 | 75000 | Central AC | 13 | 30000 | 1758
[7 empty] | MTBilngs15 | Yellowstone | MT | Gas | Furnace | 80 | 75000 | Central AC | 13 | 36000 | 1956
[7 empty] | MTBilngs16 | Yellowstone | MT | EQ1: Gas; EQ2a: Furnace; Geo1: 1260
[7 empty] | MTBilngs17 | Yellowstone | MT | Gas | Furnace | 80 | 44000 | Central AC | 13 | 24000 | 930
[7 empty] | MTBilngs18 | Yellowstone | MT | Gas | Furnace | 80 | 44000 | Central AC | 13 | 24000 | 945
[7 empty] | MTBilngs19 | Yellowstone | MT | Gas | Furnace | 96 | 100000 | Central AC | 13 | 48000 | 4890
[7 empty] | MTBilngs20 | Yellowstone | MT | Gas | Furnace | 96 | 100000 | Central AC | 13 | 48000 | 4760
[7 empty] | MTBlgd01 | Gallatin | MT | Gas | Furnace | 96 | 60000 | Central AC |  | 36000 | 1945
[7 empty] | MTBlgd02 | Gallatin | MT | Gas | Furnace | 96 | 80000 | Central AC | 13 | 42000 | 2400
[7 empty] | MTBlgd03 | Gallatin | MT | Gas | Furnace | 95 | 60000 |  |  |  | 1884
[7 empty] | MTBlgd04 | Gallatin | MT | Gas | Furnace | 95 | 70000 |  |  |  | 1825
[7 empty] | MTBzmn1 | Gallatin | MT | Gas | Furnace | 95 | 112000 |  |  |  | 2683
[7 empty] | MTBzmn02 | Gallatin | MT | Gas | Furnace | 95 | 80000 | Central AC | 13 | 30000 | 2536
[7 empty] | MTBzmn03 | Gallatin | MT | Gas | Furnace | 96 | 80000 | Central AC |  | 30000 | 2580
[7 empty] | MTBzmn04 | Gallatin | MT | Gas | Furnace | 96 | 120000 | Central AC |  | 60000 | 3420
[7 empty] | MTBzmn05 | Gallatin | MT | Gas | Furnace | 95 | 60000 |  |  |  | 1940
[7 empty] | MTBzmn06 | Gallatin | MT | Gas | Furnace | 95 | 60000 |  |  |  | 1940
[7 empty] | MTBzmn07 | Gallatin | MT | Gas | Furnace | 95 | 60000 |  |  |  | 1860
[7 empty] | MTBzmn08 | Gallatin | MT | Gas | Furnace | 95 | 60000 | Central AC | 13 | 30000 | 2071
[7 empty] | MTBzmn09 | Gallatin | MT | Gas | Furnace | 95 | 60000 | Central AC | 13 | 30000 | 2125
[7 empty] | MTBzmn10 | Gallatin | MT | Gas | Furnace | 95 | 60000 | Central AC |  | 30000 | 2789
[7 empty] | MTBzmn11 | Gallatin | MT | Gas | Furnace | 94 | 84000 | Central AC |  | 48000 | 3188
[7 empty] | MTBzmn12 | Gallatin | MT | Gas | Furnace | 95 | 66000 |  |  |  | 2993
[7 empty] | MTBzmn13 | Gallatin | MT | Gas | Furnace | 95 | 60000 | Central AC |  | 30000 | 2540
[7 empty] | MTBzmn14 | Gallatin | MT | Gas | Furnace | 95 | 66000 |  |  |  | 1692
[7 empty] | MTBzmn15 | Gallatin | MT | Gas | Furnace | 95 | 70000 |  |  |  | 1760
[7 empty] | MTBzmn16 | Gallatin | MT | Gas | Furnace | 95 | 80000 | Central AC | 13 | 42000 | 3019
[7 empty] | MTCascdCo01 | Cascade | MT | EQ1: Gas; EQ2a: Furnace; Geo1: 2460
[7 empty] | MTCascdCo02 | Cascade | MT | Gas | Furnace | 95 | 60000 | Central AC | 13 | 24000 | 1560
[7 empty] | MTGaltnCo01 | Gallatin | MT | Gas | Furnace | 97 | 100000 | Central AC |  | 60000 | 3450
[7 empty] | MTGaltnCo02 | Gallatin | MT | Gas | Furnace | 95 | 120000 | Central AC |  | 60000 | 4150
[7 empty] | MTGaltnCo03 | Gallatin | MT | Gas | Furnace | 92 | 100000 | Central AC | 13 | 48000 | 2412
[7 empty] | MTGaltnCo04 | Gallatin | MT | Gas | Furnace | 92 | 100000 | Central AC |  | 48000 | 2630
[7 empty] | MTGaltnCo05 | Gallatin | MT | Gas | Furnace | 94 | 120000 | Central AC | 13 | 60000 | 3870
[7 empty] | MTGaltnCo06 | Gallatin | MT | Gas | Furnace | 92 | 125000 | Central AC | 13 | 60000 | 3765
[7 empty] | MTGaltnCo07 | Gallatin | MT | Gas | Furnace | 90 | 80000 | Central AC | 13 | 42000 | 2450
[7 empty] | MTGaltnCo08 | Gallatin | MT | Gas | Furnace | 94 | 115000 | Central AC | 13 | 60000 | 3290
[7 empty] | MTGaltnCo09 | Gallatin | MT | Gas | Furnace | 96 | 100000 | Central AC |  | 48000 | 2770
[7 empty] | MTGaltnCo10 | Gallatin | MT | Gas | Furnace | 96 | 100000 |  |  |  | 2844
[7 empty] | MTGaltnCo11 | Gallatin | MT | Gas | Furnace | 94 | 88000 | Central AC | 13 | 48000 | 2845
[7 empty] | MTGaltnCo12 | Gallatin | MT | Gas | Furnace | 96 | 100000 | Central AC | 13 | 48000 | 2841
[7 empty] | MTGaltnCo13 | Gallatin | MT | Gas | Furnace | 94 | 80000 | Central AC | 13 | 36000 | 1877
[7 empty] | MTGaltnCo14 | Gallatin | MT | Gas | Furnace | 96 | 80000 | Central AC |  | 36000 | 5750
[7 empty] | MTGaltnCo15 | Gallatin | MT | Gas | Furnace | 94 | 120000 | Central AC |  | 48000 | 3440
[7 empty] | MTGaltnCo16 | Gallatin | MT | Gas | Furnace | 95 | 80000 |  |  |  | 1980
[7 empty] | MTGaltnCo17 | Gallatin | MT | Gas | Furnace | 95 | 100000 | Central AC |  | 48000 | 4700
[7 empty] | MTGaltnCo18 | Gallatin | MT | Gas | Furnace | 95 | 100000 | Central AC |  | 48000 | 3100
[7 empty] | MTGaltnCo19 | Gallatin | MT | Gas | Furnace | 94 | 100000 | Central AC |  | 48000 | 2490
[7 empty] | MTGaltnCo20 | Gallatin | MT | Gas | Furnace | 96 | 80000 | Central AC | 13 | 36000 | 2150
[7 empty] | MTGaltnCo21 | Gallatin | MT | Gas | Furnace | 92 | 120000 | Central AC |  | 60000 | 3650
[7 empty] | MTGaltnCo22 | Gallatin | MT | Gas | Furnace | 94 | 100000 | Central AC |  | 48000 | 2760
[7 empty] | MTGaltnCo23 | Gallatin | MT | Gas | Furnace | 96 | 125000 | Central AC | 13 | 60000 | 4780
[7 empty] | MTGaltnCo24 | Gallatin | MT | Gas | Furnace | 92 | 100000 | Central AC | 13 | 48000 | 3650
[7 empty] | MTGrtfls01 | Cascade | MT | Gas | Furnace | 95 | 60000 | Central AC |  | 30000 | 1500
[7 empty] | MTGrtfls02 | Cascade | MT | Gas | Furnace | 95 | 60000 | Central AC |  | 30000 | 1625
[7 empty] | MTGrtfls03 | Cascade | MT | Gas | Furnace | 94 | 70000 | Central AC | 13 | 36000 | 2850
[7 empty] | MTGrtfls04 | Cascade | MT | Gas | Furnace | 95 | 36000 | Central AC | 13 | 36000 | 1960
[7 empty] | MTHelna01 | Lewis & Clark | MT | Gas | Furnace | 95 | 60000 |  |  |  | 1950
[7 empty] | MTHelna02 | Lewis & Clark | MT | Gas | Furnace | 94 | 75000 | Central AC |  | 36000 | 2200
[7 empty] | MTHelna03 | Lewis & Clark | MT | Gas | Furnace | 96 | 80000 | Central AC | 13 | 30000 | 3686
[7 empty] | MTHelna04 | Lewis & Clark | MT | Gas | Furnace | 96 | 60000 | Central AC | 13 | 30000 | 3200
[7 empty] | MTKalspl01 | Flathead | MT | Gas | Furnace | 94 | 75000 | Central AC |  | 36000 | 2156
[7 empty] | MTKalspl02 | Flathead | MT | Gas | Furnace | 94 | 75000 | Central AC | 13 | 36000 | 2206
[7 empty] | MTKalspl03 | Flathead | MT | Gas | Furnace | 94 | 80000 | Central AC |  | 36000 | 2160
[7 empty] | MTKalspl04 | Flathead | MT | Electricity | Heat Pump |  | 48000 | Heat Pump |  | 48000 | 1750
[7 empty] | MTKalspl05 | Flathead | MT | Gas | Furnace | 80 | 80000 | Central AC | 13 | 36000 | 1910
[7 empty] | MTKalspl06 | Flathead | MT | Gas | Furnace | 95 | 70000 |  |  |  | 1381
[7 empty] | MTMisla01 | Missoula | MT | Gas | Furnace | 95 | 70000 | Central AC | 13 | 36000 | 1505
[7 empty] | MTMisla02 | Missoula | MT | Gas | Furnace | 92 | 70000 | Central AC |  | 36000 | 1806
[7 empty] | MTMisla03 | Missoula | MT | Gas | Furnace | 95 | 70000 | Central AC | 13 | 36000 | 1969
[7 empty] | MTMisla04 | Missoula | MT | Gas | Furnace | 95 | 85000 | Central AC |  | 42000 | 2762
[7 empty] | MTMisla05 | Missoula | MT | Gas | Furnace | 92 | 60000 | Central AC |  | 24000 | 2465
[7 empty] | MTMisla06 | Missoula | MT | Gas | Furnace | 95 | 78000 | Central AC | 13 | 36000 | 2698
[7 empty] | MTMisla07 | Missoula | MT | Gas | Furnace | 94 | 80000 | Central AC | 13 | 36000 | 2212
[7 empty] | MTMisla08 | Missoula | MT | Gas | Furnace | 94 | 60000 | Central AC | 13 | 24000 | 1041
[7 empty] | MTMisla09 | Missoula | MT | Gas | Furnace | 95 | 70000 | Central AC | 13 | 36000 | 1912
[7 empty] | MTMisla10 | Missoula | MT | Gas | Furnace | 95 | 60000 | Central AC |  | 24000 | 1760
[7 empty] | MTMislaCo01 | Missoula | MT | Electricity | Heat Pump |  | 48000 | Heat Pump | 13 | 48000 | 1868
[7 empty] | MTMislaCo02 | Missoula | MT | Electricity | Heat Pump |  | 48000 | Heat Pump |  | 48000 | 1638
[7 empty] | MTWhtfsh01 | Flathead | MT | EQ1: Gas; EQ2a: Furnace; Geo1: 1879
[7 empty] | MTWhtfsh02 | Flathead | MT | Gas | Furnace | 95 | 80000 | Central AC |  | 36000 | 2100
[7 empty] | MTWhtfsh03 | Flathead | MT | Gas | Boiler |  | 100000 | Central AC | 13 | 36000 | 1792
[7 empty] | MTWhtfsh04 | Flathead | MT | Gas | Furnace | 95 | 70000 | Central AC | 13 | 36000 | 1470
[7 empty] | MTWhtfsh05 | Flathead | MT | Gas | Furnace | 92 | 75000 | Central AC | 13 | 36000 | 1792
[7 empty] | MTWhtfsh06 | Flathead | MT | Gas | Furnace | 95 | 65000 | Central AC |  | 36000 | 1523
[7 empty] | MTYelstnCo01 | Yellowstone | MT | Gas | Boiler |  | 100000 | Central AC |  |  | 3110
[7 empty] | MTYelstnCo | Yellowstone | MT | Gas | Furnace | 95 | 120000 | Central AC |  | 48000 | 3452
[7 empty] | MTYelstnCo03 | Yellowstone | MT | EQ1: Gas; EQ2a: Furnace; EQ3a: 90; Geo1: 1236
[7 empty] | MTYelstnCo04 | Yellowstone | MT | Gas | Furnace | 80 | 100000 | Central AC | 13 | 48000 | 2650
[7 empty] | MTYelstnCo05 | Yellowstone | MT | Gas | Furnace | 80 | 75000 | Central AC | 13 | 36000 | 1814
[7 empty] | MTYelstnCo06 | Yellowstone | MT | Gas | Furnace | 80 | 100000 | Central AC | 13 | 48000 | 2832
[7 empty] | MTYelstnCo07 | Yellowstone | MT | Gas | Furnace | 95 | 80000 | Central AC |  | 42000 | 3574
[7 empty] | MTYelstnCo08 | Yellowstone | MT | Gas | Furnace | 95 | 80000 | Central AC |  | 48000 | 3844
[7 empty] | MTYelstnCo09 | Yellowstone | MT | Gas | Furnace | 96 | 98000 | Central AC |  | 48000 | 2960
[7 empty] | MTYelstnCo10 | Yellowstone | MT | Gas | Furnace | 96 | 98000 | Central AC |  | 48000 | 1995
[7 empty] | MTYelstnCo11 | Yellowstone | MT | Gas | Furnace | 96 | 98000 | Central AC |  | 48000 | 3704
[7 empty] | MTYelstnCo12 | Yellowstone | MT | Gas | Furnace | 96 | 98000 | Central AC | 13 | 48000 | 4320
[7 empty] | MTYelstnCo13 | Yellowstone | MT | Gas | Furnace | 96 | 100000 | Central AC |  | 60000 | 5675
[7 empty] | MTYelstnCo14 | Yellowstone | MT | Gas | Furnace | 96 | 98000 | Central AC |  | 48000 | 3260
[7 empty] | MTYelstnCo15 | Yellowstone | MT | Gas | Furnace | 80 | 100000 | Central AC |  | 48000 | 2320
[7 empty] | MTYelstnCo16 | Yellowstone | MT | Gas | Furnace | 95 | 100000 | Central AC | 14 | 60000 | 5632
[7 empty] | MTYelstnCo17 | Yellowstone | MT | Gas | Furnace | 95 | 100000 | Central AC | 13 | 48000 | 4465
[7 empty] | MTYelstnCo18 | Yellowstone | MT | Gas | Furnace | 94 | 80000 | Central AC |  | 36000 | 3850
[7 empty] | MTYelstnCo19 | Yellowstone | MT | Gas | Furnace | 95 | 100000 | Central AC |  | 48000 | 3670
[7 empty] | MTYelstn20 | Yellowstone | MT | Gas | Furnace | 94 | 100000 | Central AC | 13 | 48000 | 6350
[7 empty] | MTYelstnCo21 | Yellowstone | MT | Gas | Furnace | 80 | 75000 | Central AC |  | 36000 | 2600
[7 empty] | MTYelstn22 | Yellowstone | MT | Gas | Furnace | 80 | 75000 | Central AC | 13 | 36000 | 2200
[7 empty] | MTYelstnCo23 | Yellowstone | MT | Gas | Furnace | 80 | 80000 | Central AC | 13 | 36000 | 2457
[7 empty] | MTYelstnCo24 | Yellowstone | MT | Gas | Furnace | 80 | 80000 | Central AC | 13 | 36000 | 2457
[7 empty] | MTYelstnCo25 | Yellowstone | MT | Gas | Furnace | 96 | 75000 | Central AC | 13 | 30000 | 2784
[7 empty] | MTYelstnCo26 | Yellowstone | MT | Gas | Furnace | 80 | 80000 | Central AC | 13 | 30000 | 2525
[7 empty] | MTYelstnCo27 | Yellowstone | MT | Gas | Furnace | 80 | 70000 | Central AC | 13 | 30000 | 2400
[7 empty] | MTYelstnCo28 | Yellowstone | MT | Gas | Furnace | 80 | 75000 | Central AC | 13 | 30000 | 2430
Note on G9: [Threaded comment] Your version of Excel allows you to read this threaded comment; however, any edits to it will get removed if the file is opened in a newer version of Excel. Learn more: https://go.microsoft.com/fwlink/?linkid=870924 Comment: non-electric furnace
Note on G11: [Threaded comment] Your version of Excel allows you to read this threaded comment; however, any edits to it will get removed if the file is opened in a newer version of Excel. Learn more: https://go.microsoft.com/fwlink/?linkid=870924 Comment: ASHP, GSHP, or DHP
Note on G13: [Threaded comment] Your version of Excel allows you to read this threaded comment; however, any edits to it will get removed if the file is opened in a newer version of Excel. Learn more: https://go.microsoft.com/fwlink/?linkid=870924 Comment: No observable

## HIRL Summary - by Year
HIRL Summary - by Year
This is a by state, by year comparison for key HVAC techologies from HIRL data source.
State-Level summaries from HIRL
Single Family | [6 empty] | Multifamily
State-Level Summaries: gFAF | [6 empty] | State-Level Summaries: gFAF
| 2015 | 2016 | 2017 | 2018 | 2019 | 2020 |  | 2015 | 2016 | 2017 | 2018 | 2019 | 2020
OR & WA (Annual) | 56.9% | 55.85% | 51.71% | 53.09% | 58.74% | 61.39% | OR & WA (Annual) | 28.69% | 30.4% | 23.47% | 31.96% | 57.77% | 33.09%
ID & MT (Annual) | 87.43% | 89.12% | 64.53% | 69.29% | 78.21% | 64.65% | ID & MT (Annual) | 90.4% | 63.97% | 44.72% | 48.06% | 60.01% | 73.7%
OR & WA (Avg) | 56.28% | 56.28% | 56.28% | 56.28% | 56.28% | 56.28% | OR & WA (Avg) | 34.23% | 34.23% | 34.23% | 34.23% | 34.23% | 34.23%
ID & MT (Avg) | 75.54% | 75.54% | 75.54% | 75.54% | 75.54% | 75.54% | ID & MT (Avg) | 63.48% | 63.48% | 63.48% | 63.48% | 63.48% | 63.48%
Region | 63.65% | 64.12% | 55.18% | 57.81% | 64.52% | 62.37% | Region | 34.99% | 34.22% | 25.99% | 34.24% | 58.12% | 39.8%
State-Level Summaries: ASHP | [6 empty] | State-Level Summaries: ASHP
| 2015 | 2016 | 2017 | 2018 | 2019 | 2020 |  | 2015 | 2016 | 2017 | 2018 | 2019 | 2020
OR & WA (Annual) | 25.62% | 13.39% | 34.97% | 24.02% | 21.74% | 22.22% | OR & WA (Annual) | 62.86% | 48.53% | 40.57% | 25.06% | 22.73% | 50.54%
ID & MT (Annual) | 6.934% | 3.337% | 23.12% | 19.07% | 10.4% | 29.34% | ID & MT (Annual) | 6.259% | 27.48% | 25.99% | 11.44% | 33.67% | 8.948%
OR & WA (Avg) | 23.66% | 23.66% | 23.66% | 23.66% | 23.66% | 23.66% | OR & WA (Avg) | 41.71% | 41.71% | 41.71% | 41.71% | 41.71% | 41.71%
ID & MT (Avg) | 15.37% | 15.37% | 15.37% | 15.37% | 15.37% | 15.37% | ID & MT (Avg) | 18.96% | 18.96% | 18.96% | 18.96% | 18.96% | 18.96%
Region | 21.5% | 10.91% | 31.73% | 22.56% | 18.37% | 24.31% | Region | 57.09% | 46.31% | 38.82% | 23.17% | 24.22% | 44.32%
State-Level Summaries: DHP | [6 empty] | State-Level Summaries: DHP
| 2015 | 2016 | 2017 | 2018 | 2019 | 2020 |  | 2015 | 2016 | 2017 | 2018 | 2019 | 2020
OR & WA (Annual) | 4.227% | 11.1% | 4.384% | 5.629% | 4.504% | 13.39% | OR & WA (Annual) | 2.616% | 13.19% | 9.124% | 16.5% | 11.84% | 11.86%
ID & MT (Annual) | 2.319% | 0.02822% | 5.017% | 0.2265% | 0.847% | 0.04715% | ID & MT (Annual) | 0.06582% | 1.18% | 8.414% | 0.04633% | 0.8992% | 4.756%
OR & WA (Avg) | 7.206% | 7.206% | 7.206% | 7.206% | 7.206% | 7.206% | OR & WA (Avg) | 10.86% | 10.86% | 10.86% | 10.86% | 10.86% | 10.86%
ID & MT (Avg) | 1.414% | 1.414% | 1.414% | 1.414% | 1.414% | 1.414% | ID & MT (Avg) | 2.56% | 2.56% | 2.56% | 2.56% | 2.56% | 2.56%
Region | 3.8% | 8.317% | 4.528% | 4.064% | 3.418% | 9.406% | Region | 2.355% | 11.89% | 9.004% | 14.78% | 10.39% | 10.82%
State-Level Summaries: CAC | [6 empty] | State-Level Summaries: CAC
| 2015 | 2016 | 2017 | 2018 | 2019 | 2020 |  | 2015 | 2016 | 2017 | 2018 | 2019 | 2020
OR & WA (Annual) | 27.74% | 47.46% | 45.91% | 58.53% | 46.52% | 39.88% | OR & WA (Annual) | 24.02% | 24.5% | 41% | 35.24% | 34.98% | 22.03%
ID & MT (Annual) | 81.19% | 76.44% | 62.51% | 68.08% | 80.27% | 64.29% | ID & MT (Annual) | 86.79% | 66.07% | 48.88% | 96.27% | 61.19% | 82.4%
OR & WA (Avg) | 44.34% | 44.34% | 44.34% | 44.34% | 44.34% | 44.34% | OR & WA (Avg) | 30.29% | 30.29% | 30.29% | 30.29% | 30.29% | 30.29%
ID & MT (Avg) | 72.13% | 72.13% | 72.13% | 72.13% | 72.13% | 72.13% | ID & MT (Avg) | 73.6% | 73.6% | 73.6% | 73.6% | 73.6% | 73.6%
Region | 39.55% | 54.68% | 50.41% | 61.32% | 56.52% | 47.18% | Region | 29.47% | 28.59% | 41.85% | 42.62% | 38.45% | 31.09%

## HIRL Summary - Single Family
HIRL Summary - Single Family
This is a summary of HIRL's single family data, sourced from their Single Family Detached and Single Family Attached worksheets. We cannot share the raw totals in columns B thru AE per license agreement with HIRL.
Montana Adjustment Factor (BPA region in part of Montana) | 57%
This worksheet aggregates HIRL into a regional total for single family. These tabs also show OR/WA and ID/MT totals (Cols BK to BV), for which the team added state-level totals to derive.
HIRL does not have the same categorization as the market model, so the team remapped HIRL systems to the model's categorization.
This single family data combines the SFD and SFA tabs for the HVAC System data.
| Region | Region | Region | Region | Region | Region | OREGON | OREGON | OREGON | OREGON | OREGON | OREGON | WASHINGTON | WASHINGTON | WASHINGTON | WASHINGTON | WASHINGTON | WASHINGTON | IDAHO | IDAHO | IDAHO | IDAHO | IDAHO | IDAHO | MONTANA | MONTANA | MONTANA | MONTANA | MONTANA | MONTANA | Region | Region | Region | Region | Region | Region | OREGON | OREGON | OREGON | OREGON | OREGON | OREGON | WASHINGTON | WASHINGTON | WASHINGTON | WASHINGTON | WASHINGTON | WASHINGTON | IDAHO | IDAHO | IDAHO | IDAHO | IDAHO | IDAHO | MONTANA | MONTANA | MONTANA | MONTANA | MONTANA | MONTANA | OR/WA | OR/WA | OR/WA | OR/WA | OR/WA | OR/WA | ID/MT | ID/MT | ID/MT | ID/MT | ID/MT | ID/MT
| 2015 | 2016 | 2017 | 2018 | 2019 | 2020 | 2015 | 2016 | 2017 | 2018 | 2019 | 2020 | 2015 | 2016 | 2017 | 2018 | 2019 | 2020 | 2015 | 2016 | 2017 | 2018 | 2019 | 2020 | 2015 | 2016 | 2017 | 2018 | 2019 | 2020 | 2015 | 2016 | 2017 | 2018 | 2019 | 2020 | 2015 | 2016 | 2017 | 2018 | 2019 | 2020 | 2015 | 2016 | 2017 | 2018 | 2019 | 2020 | 2015 | 2016 | 2017 | 2018 | 2019 | 2020 | 2015 | 2016 | 2017 | 2018 | 2019 | 2020 | 2015 | 2016 | 2017 | 2018 | 2019 | 2020 | 2015 | 2016 | 2017 | 2018 | 2019 | 2020
ASHP | [30 empty] | 21.5% | 10.91% | 31.73% | 22.56% | 18.37% | 24.31% | 20.83% | 16.4% | 39.79% | 42.49% | 17.88% | 26.27% | 27.99% | 11.77% | 32.84% | 15.6% | 23.67% | 20.12% | 6.995% | 3.341% | 22.81% | 18.98% | 10.34% | 29.08% | 6.767% | 3.327% | 24.16% | 19.4% | 10.67% | 30.51% | 25.62% | 13.39% | 34.97% | 24.02% | 21.74% | 22.22% | 6.934% | 3.337% | 23.12% | 19.07% | 10.4% | 29.34%
DHP (heat) | [30 empty] | 3.8% | 8.317% | 4.528% | 4.064% | 3.418% | 9.406% | 5.154% | 18.59% | 2.228% | 2.814% | 7.99% | 5.676% | 3.768% | 7.683% | 5.329% | 6.912% | 2.76% | 17.38% | 2.252% | 0.02824% | 4.741% | 0.2264% | 0.8465% | 0.04892% | 2.503% | 0.02815% | 5.971% | 0.2267% | 0.8493% | 0.03923% | 4.227% | 11.1% | 4.384% | 5.629% | 4.504% | 13.39% | 2.319% | 0.02822% | 5.017% | 0.2265% | 0.847% | 0.04715%
gFAF | [30 empty] | 63.65% | 64.12% | 55.18% | 57.81% | 64.52% | 62.37% | 58.62% | 46.57% | 48.63% | 47.09% | 68.41% | 63.6% | 56.05% | 60.3% | 53.09% | 55.83% | 53.91% | 60.24% | 87.43% | 88.96% | 64.47% | 69.28% | 78.25% | 64.74% | 87.42% | 89.6% | 64.75% | 69.31% | 78% | 64.27% | 56.9% | 55.85% | 51.71% | 53.09% | 58.74% | 61.39% | 87.43% | 89.12% | 64.53% | 69.29% | 78.21% | 64.65%
Electric Resistance (eFAF and Zonal) | [30 empty] | 7.162% | 11.89% | 8.698% | 12.57% | 10.98% | 2.241% | 15.04% | 5.835% | 5.929% | 0.6045% | 1.026% | 3.249% | 5.059% | 18.11% | 9.055% | 22.07% | 18.14% | 0.87% | 2.936% | 5.157% | 10.34% | 5.831% | 7.303% | 3.637% | 2.927% | 5.113% | 10.33% | 5.776% | 9.176% | 2.908% | 8.36% | 14.13% | 8.088% | 15.35% | 12.43% | 1.682% | 2.934% | 5.145% | 10.34% | 5.82% | 7.661% | 3.504%
Other | [30 empty] | 3.897% | 4.756% | 0% | 2.997% | 2.715% | 1.668% | 0.3556% | 12.61% | 3.426% | 7.006% | 4.698% | 1.202% | 7.134% | 2.134% | 0% | 0% | 1.525% | 1.392% | 0.3892% | 2.514% | 0% | 5.68% | 3.26% | 2.494% | 0.382% | 1.931% | 0% | 5.283% | 1.298% | 2.265% | 4.892% | 5.531% | 0.8423% | 1.915% | 2.583% | 1.327% | 0.3873% | 2.364% | 0% | 5.599% | 2.885% | 2.452%
CAC | [30 empty] | 39.55% | 54.68% | 50.41% | 61.32% | 56.52% | 47.18% | 37% | 34.14% | 43.72% | 44.07% | 43.06% | 41.52% | 23.16% | 53.85% | 46.9% | 65.12% | 48.24% | 39.03% | 81.18% | 76.49% | 62.51% | 68.14% | 80.2% | 64.46% | 81.23% | 76.32% | 62.53% | 67.83% | 80.57% | 63.53% | 27.74% | 47.46% | 45.91% | 58.53% | 46.52% | 39.88% | 81.19% | 76.44% | 62.51% | 68.08% | 80.27% | 64.29%
ASHP | [30 empty] | 22.05% | 15.07% | 32.8% | 23.24% | 18.85% | 24.68% | 20.76% | 26.3% | 40.94% | 42.4% | 19.29% | 27.34% | 28.84% | 15.35% | 34.41% | 16.91% | 24.08% | 20.34% | 7.529% | 3.616% | 22.82% | 19.17% | 10.25% | 29.11% | 7.5% | 2.953% | 24.15% | 19.53% | 10.08% | 30.35% | 26.17% | 18.9% | 36.43% | 24.89% | 22.48% | 22.73% | 7.521% | 3.445% | 23.12% | 19.24% | 10.22% | 29.34%
DHP (cool) | [30 empty] | 3.798% | 8.133% | 4.52% | 4.053% | 3.414% | 9.403% | 5.151% | 17.51% | 2.19% | 2.812% | 7.978% | 5.673% | 3.766% | 7.607% | 5.352% | 6.911% | 2.756% | 17.37% | 2.249% | 0.02789% | 4.74% | 0.2245% | 0.8456% | 0.04891% | 2.5% | 0.0278% | 5.971% | 0.2251% | 0.8461% | 0.04248% | 4.224% | 10.82% | 4.374% | 5.627% | 4.497% | 13.38% | 2.317% | 0.02787% | 5.017% | 0.2246% | 0.8457% | 0.04773%
No cooling | [30 empty] | 29.91% | 18.8% | 10.41% | 9.315% | 18.86% | 17.38% | 36.58% | 13.78% | 9.762% | 3.932% | 25.33% | 24.55% | 36.97% | 21.29% | 10.72% | 11.76% | 23.62% | 21.95% | 5.489% | 18.27% | 10.29% | 9.327% | 6.224% | 4.55% | 5.53% | 20.43% | 10.9% | 9.373% | 6.269% | 4.65% | 36.84% | 18.86% | 10.42% | 9.308% | 24.19% | 22.84% | 5.5% | 18.83% | 10.42% | 9.337% | 6.233% | 4.568%
Other Cooling | [30 empty] | 4.694% | 3.316% | 1.862% | 2.075% | 2.351% | 1.355% | 0.5049% | 8.261% | 3.388% | 6.789% | 4.333% | 0.9125% | 7.269% | 1.893% | 2.617% | 0% | 1.3% | 1.309% | 3.557% | 1.599% | 0% | 3.137% | 2.472% | 1.828% | 3.238% | 0.2657% | 0% | 3.038% | 2.233% | 1.428% | 5.032% | 3.959% | 2.856% | 1.643% | 2.312% | 1.174% | 3.471% | 1.256% | 0% | 3.117% | 2.426% | 1.755%
| Region | Region | Region | Region | Region | Region | OREGON | OREGON | OREGON | OREGON | OREGON | OREGON | WASHINGTON | WASHINGTON | WASHINGTON | WASHINGTON | WASHINGTON | WASHINGTON | IDAHO | IDAHO | IDAHO | IDAHO | IDAHO | IDAHO | MONTANA | MONTANA | MONTANA | MONTANA | MONTANA | MONTANA | Region | Region | Region | Region | Region | Region | OREGON | OREGON | OREGON | OREGON | OREGON | OREGON | WASHINGTON | WASHINGTON | WASHINGTON | WASHINGTON | WASHINGTON | WASHINGTON | IDAHO | IDAHO | IDAHO | IDAHO | IDAHO | IDAHO | MONTANA | MONTANA | MONTANA | MONTANA | MONTANA | MONTANA
| 2015 | 2016 | 2017 | 2018 | 2019 | 2020 | 2015 | 2016 | 2017 | 2018 | 2019 | 2020 | 2015 | 2016 | 2017 | 2018 | 2019 | 2020 | 2015 | 2016 | 2017 | 2018 | 2019 | 2020 | 2015 | 2016 | 2017 | 2018 | 2019 | 2020 | 2015 | 2016 | 2017 | 2018 | 2019 | 2020 | 2015 | 2016 | 2017 | 2018 | 2019 | 2020 | 2015 | 2016 | 2017 | 2018 | 2019 | 2020 | 2015 | 2016 | 2017 | 2018 | 2019 | 2020 | 2015 | 2016 | 2017 | 2018 | 2019 | 2020
HVAC SYSTEMS IN ALL NEW HOMES / DWELLINGS
HEATING SYSTEM TYPE
Heating Systems
No primary heating system | [30 empty] | 0.07383% | 2.079% | 0.4761% | 0.02658% | 0.1072% | 0.04301% | 0.06483% | 5.556% | 2.104% | 0.05447% | 0.1332% | 0.0646% | 0.05972% | 0.8193% | 0.002503% | 0.01384% | 0.1534% | 0.04264% | 0.1177% | 1.242% | 0.0009043% | 0.0265% | 0.01353% | 0.02628% | 0.1172% | 1.245% | 0.003116% | 0.02737% | 0.01272% | 0.02614% | 0.06141% | 2.356% | 0.6524% | 0.02657% | 0.1467% | 0.05013% | 0.1176% | 1.243% | 0.001402% | 0.02668% | 0.01338% | 0.02625%
Standard heat pump (Air Source) w/ electric backup heat | [30 empty] | 17.32% | 13.85% | 22.94% | 17.87% | 18.18% | 25.05% | 15.03% | 28.6% | 9.051% | 23.12% | 20.05% | 18.56% | 22.55% | 12.23% | 32.75% | 17.04% | 22.53% | 26.74% | 7.615% | 2.719% | 16.17% | 15.2% | 9.784% | 27.48% | 7.636% | 2.706% | 16.98% | 15.61% | 10.13% | 28.85% | 20.07% | 17.54% | 25.42% | 18.94% | 21.7% | 23.95% | 7.621% | 2.716% | 16.35% | 15.28% | 9.85% | 27.73%
Standard heat pump (Air Source) w/ gas or propane backup | [30 empty] | 7.979% | 5.382% | 13.32% | 8.756% | 3.605% | 8.669% | 10.95% | 6.39% | 32.96% | 22.18% | 5.822% | 13.39% | 9.201% | 7.22% | 5.42% | 5.476% | 3.892% | 10.76% | 1.632% | 0.6501% | 11.39% | 4.009% | 1.398% | 1.647% | 1.634% | 0.6487% | 13.15% | 4.018% | 1.396% | 1.703% | 9.779% | 6.951% | 13.94% | 10.71% | 4.535% | 11.65% | 1.632% | 0.6497% | 11.78% | 4.011% | 1.398% | 1.658%
Standard heat pump (Air Source) w/ fuel oil backup | [30 empty] | #N/A | #N/A | #N/A | #N/A | 0% | 0.0009662% | #N/A | #N/A | #N/A | #N/A | 0% | 0.001615% | #N/A | #N/A | #N/A | #N/A | 0% | 0.0008362% | #N/A | #N/A | #N/A | #N/A | 0% | 0.0007299% | #N/A | #N/A | #N/A | #N/A | 0% | 0% | #N/A | #N/A | #N/A | #N/A | 0% | 0.001102% | #N/A | #N/A | #N/A | #N/A | 0% | 0.0005967%
Geothermal heat pump | [30 empty] | 3.743% | 2.17% | 1.204% | 1.761% | 2.239% | 0.9639% | 0.07956% | 6.355% | 1.905% | 7.236% | 4.041% | 0.2907% | 7.024% | 0.7894% | 0.2904% | 0.01099% | 1.225% | 1.149% | 0.2715% | 0.8013% | 2.318% | 0.5145% | 2.417% | 1.202% | 0.2723% | 1.322% | 2.337% | 0.517% | 2.414% | 1.337% | 4.727% | 2.595% | 0.7899% | 2.274% | 2.164% | 0.8561% | 0.2717% | 0.9356% | 2.322% | 0.515% | 2.417% | 1.227%
Gas or propane furnace or boiler | [30 empty] | 63.13% | 60.3% | 53.64% | 57.78% | 64.35% | 62.19% | 56.84% | 44.95% | 48.43% | 47.03% | 68.16% | 63.52% | 55.98% | 53.8% | 52.73% | 55.82% | 53.67% | 60.18% | 87.32% | 88.43% | 59.65% | 69.25% | 78.24% | 64.3% | 87.32% | 89.11% | 59.9% | 69.29% | 77.99% | 63.81% | 56.27% | 50.93% | 51.4% | 53.07% | 58.5% | 61.32% | 87.32% | 88.6% | 59.71% | 69.26% | 78.19% | 64.21%
Oil furnace or boiler | [30 empty] | 0.5173% | 3.823% | 1.536% | 0.02579% | 0.1756% | 0.1789% | 1.784% | 1.623% | 0.204% | 0.05715% | 0.2464% | 0.07994% | 0.06652% | 6.499% | 0.3638% | 0.0114% | 0.2431% | 0.0602% | 0.1039% | 0.5289% | 4.82% | 0.02572% | 0.01278% | 0.4394% | 0.1021% | 0.4943% | 4.846% | 0.02737% | 0.01272% | 0.4641% | 0.6346% | 4.917% | 0.3144% | 0.02573% | 0.2442% | 0.06694% | 0.1034% | 0.5199% | 4.826% | 0.02606% | 0.01277% | 0.4439%
Electric - furnace, baseboard or radiant | [30 empty] | 7.162% | 11.89% | 8.698% | 12.57% | 10.98% | 2.241% | 15.04% | 5.835% | 5.929% | 0.6045% | 1.026% | 3.249% | 5.059% | 18.11% | 9.055% | 22.07% | 18.14% | 0.87% | 2.936% | 5.157% | 10.34% | 5.831% | 7.303% | 3.637% | 2.927% | 5.113% | 10.33% | 5.776% | 9.176% | 2.908% | 8.36% | 14.13% | 8.088% | 15.35% | 12.43% | 1.682% | 2.934% | 5.145% | 10.34% | 5.82% | 7.661% | 3.504%
Boiler - electric heating element or heat pump | [30 empty] | #N/A | #N/A | #N/A | #N/A | 0.1989% | 0.002043% | #N/A | #N/A | #N/A | #N/A | 0.000838% | 0.00323% | #N/A | #N/A | #N/A | #N/A | 0.001258% | 0.001672% | #N/A | #N/A | #N/A | #N/A | 0.6675% | 0.00146% | #N/A | #N/A | #N/A | #N/A | 0.6711% | 0.003268% | #N/A | #N/A | #N/A | #N/A | 0.001118% | 0.002204% | #N/A | #N/A | #N/A | #N/A | 0.6682% | 0.00179%
Wood or pellet stove | [30 empty] | #N/A | #N/A | #N/A | #N/A | 0.1566% | 0.362% | #N/A | #N/A | #N/A | #N/A | 0.06285% | 0.01776% | #N/A | #N/A | #N/A | #N/A | 0.06288% | 0.0138% | #N/A | #N/A | #N/A | #N/A | 0.3788% | 1.169% | #N/A | #N/A | #N/A | #N/A | 0.3785% | 1.239% | #N/A | #N/A | #N/A | #N/A | 0.06287% | 0.01515% | #N/A | #N/A | #N/A | #N/A | 0.3788% | 1.182%
Other (solar, etc.) | [30 empty] | #N/A | #N/A | #N/A | 0.1843% | 0.1284% | 0.1825% | #N/A | #N/A | #N/A | 0.05715% | 0.3838% | 0.5192% | #N/A | #N/A | #N/A | 0.06433% | 0.08091% | 0.1238% | #N/A | #N/A | #N/A | 0.4849% | 0.001503% | 0.00365% | #N/A | #N/A | #N/A | 0.4592% | 0.003181% | 0.003268% | #N/A | #N/A | #N/A | 0.06208% | 0.1819% | 0.2587% | #N/A | #N/A | #N/A | 0.4796% | 0.001824% | 0.00358%
TOTAL | [30 empty] | 100% | 100% | 100% | 100% | 100% | 100% | 100% | 100% | 100% | 100% | 100% | 100% | 100% | 100% | 100% | 100% | 100% | 100% | 100% | 100% | 100% | 100% | 100% | 100% | 100% | 100% | 100% | 100% | 100% | 100% | 100% | 100% | 100% | 100% | 100% | 100% | 100% | 100% | 100% | 100% | 100% | 100%
HEATING SYSTEM DISTRIBUTION
Heating Systems
Ductless Heat Pump | [30 empty] | 3.8% | 8.317% | 4.528% | 4.064% | 3.418% | 9.406% | 5.154% | 18.59% | 2.228% | 2.814% | 7.99% | 5.676% | 3.768% | 7.683% | 5.329% | 6.912% | 2.76% | 17.38% | 2.252% | 0.02824% | 4.741% | 0.2264% | 0.8465% | 0.04892% | 2.503% | 0.02815% | 5.971% | 0.2267% | 0.8493% | 0.03923% | 4.227% | 11.1% | 4.384% | 5.629% | 4.504% | 13.39% | 2.319% | 0.02822% | 5.017% | 0.2265% | 0.847% | 0.04715%
Ductless Heat Pump - One zone only | [30 empty] | #N/A | #N/A | #N/A | #N/A | 0.6973% | 3.14% | #N/A | #N/A | #N/A | #N/A | 0.668% | 3.71% | #N/A | #N/A | #N/A | #N/A | 1.142% | 4.856% | #N/A | #N/A | #N/A | #N/A | 0.01955% | 0.02482% | #N/A | #N/A | #N/A | #N/A | 0.01909% | 0.02288% | #N/A | #N/A | #N/A | #N/A | 0.9837% | 4.465% | #N/A | #N/A | #N/A | #N/A | 0.01946% | 0.02447%
Ductless Heat Pump - Two or more zones | [30 empty] | #N/A | #N/A | #N/A | #N/A | 2.694% | 6.242% | #N/A | #N/A | #N/A | #N/A | 7.216% | 1.894% | #N/A | #N/A | #N/A | #N/A | 1.616% | 12.51% | #N/A | #N/A | #N/A | #N/A | 0.8269% | 0.02336% | #N/A | #N/A | #N/A | #N/A | 0.8303% | 0.02615% | #N/A | #N/A | #N/A | #N/A | 3.483% | 8.888% | #N/A | #N/A | #N/A | #N/A | 0.8276% | 0.02387%
Forced Air - One zone only | [30 empty] | 54.05% | 58.02% | 44.82% | 67.91% | 69.89% | 61.55% | 42.2% | 24.25% | 49.26% | 41.15% | 54.24% | 66.66% | 55.11% | 67.42% | 44.35% | 78.37% | 77.19% | 48.65% | 65.26% | 69.9% | 42.12% | 70.81% | 70.73% | 77.4% | 65.95% | 72.44% | 41.75% | 70.82% | 70.84% | 77.76% | 50.84% | 53.88% | 45.84% | 66.72% | 69.53% | 54.79% | 65.45% | 70.55% | 42.04% | 70.81% | 70.75% | 77.47%
Forced Air - Two or more zones | [30 empty] | 30.99% | 27.93% | 40.86% | 26.1% | 22.74% | 24.19% | 34.01% | 53.22% | 41.58% | 54.73% | 36.42% | 25.61% | 30.31% | 16.96% | 42.45% | 12.83% | 17.58% | 26.7% | 29.11% | 26.75% | 37.14% | 26.49% | 20.11% | 19.19% | 28.91% | 26.54% | 38.25% | 26.46% | 19.92% | 18.93% | 31.53% | 28.33% | 42.19% | 25.95% | 23.86% | 26.33% | 29.06% | 26.7% | 37.39% | 26.48% | 20.07% | 19.14%
Hydronic - Radiant Floor | [30 empty] | 6.285% | 4.436% | 5.921% | 1.216% | 1.939% | 2.815% | 5.511% | 2.545% | 0.08907% | 0.268% | 0.7855% | 1.462% | 8.358% | 6.804% | 6.19% | 1.015% | 1.548% | 3.714% | 2.296% | 1.368% | 10.18% | 2.277% | 3.467% | 2.509% | 2.283% | 1.358% | 10.29% | 2.319% | 3.461% | 2.501% | 7.416% | 5.468% | 4.33% | 0.7813% | 1.294% | 2.946% | 2.293% | 1.365% | 10.21% | 2.285% | 3.466% | 2.508%
Hydronic - Baseboard or radiators | [30 empty] | 1.331% | 0.6808% | 3.117% | 0.05316% | 0.3304% | 1.771% | 1.862% | 1.227% | 0.3828% | 0.1313% | 0.3206% | 0.3046% | 1.563% | 0.6055% | 1.613% | 0.03624% | 0.3506% | 3.439% | 0.1609% | 0.3248% | 8.124% | 0.02122% | 0.3067% | 0.3614% | 0.178% | 0.3253% | 8.405% | 0.02451% | 0.3022% | 0.3825% | 1.662% | 0.8005% | 1.238% | 0.06602% | 0.3406% | 2.37% | 0.1654% | 0.3249% | 8.187% | 0.0219% | 0.3059% | 0.3653%
Other type of distribution system | [30 empty] | 3.23% | 0.3854% | 1.458% | 0.03113% | 1.682% | 0.2094% | 10.64% | 0.03692% | 6.434% | 0.03842% | 0.1561% | 0.1382% | 0.7147% | 0.4231% | 0.05651% | 0.008959% | 0.5706% | 0.08867% | 0.5255% | 0.6333% | 0% | 0.06131% | 4.586% | 0.4505% | 0.5263% | 0.635% | 0% | 0.07353% | 5.029% | 0.4772% | 3.997% | 0.302% | 2% | 0.01818% | 0.4324% | 0.1056% | 0.5258% | 0.6337% | 0% | 0.06381% | 4.671% | 0.4554%
TOTAL | [30 empty] | 100% | 100% | 100% | 100% | 100% | 100% | 100% | 100% | 100% | 100% | 100% | 100% | 100% | 100% | 100% | 100% | 100% | 100% | 100% | 100% | 100% | 100% | 100% | 100% | 100% | 100% | 100% | 100% | 100% | 100% | 100% | 100% | 100% | 100% | 100% | 100% | 100% | 100% | 100% | 100% | 100% | 100%
WARM AIR FURNACE EFFICIENCY RATING
Systems
Less than 80% | [30 empty] | 0.5474% | 0.8288% | 0.9941% | 0.4829% | 0.6021% | 2.724% | 0.6333% | 1.698% | 0.07458% | 0.7356% | 0.7628% | 0.3669% | 0.6462% | 1.062% | 0.8599% | 0.01531% | 1.002% | 3.432% | 0.3311% | 0.06269% | 1.754% | 0.9732% | 0.05475% | 3.536% | 0.3288% | 0.06208% | 1.926% | 0.9769% | 0.05708% | 3.757% | 0.6418% | 1.234% | 0.6314% | 0.2154% | 0.9093% | 2.349% | 0.3305% | 0.06253% | 1.793% | 0.9739% | 0.05519% | 3.576%
Less than 78% | [30 empty] | 0.2799% | 0.007352% | 0.02994% | 0.3387% | #N/A | #N/A | 0.1005% | 0.02949% | 0.04398% | 0.03981% | #N/A | #N/A | 0.5232% | 0% | 0.03295% | 0.001458% | #N/A | #N/A | 0.05228% | 0.006028% | 0.01684% | 0.9378% | #N/A | #N/A | 0.05192% | 0.006898% | 0.01444% | 0.938% | #N/A | #N/A | 0.3792% | 0.007976% | 0.03616% | 0.01211% | #N/A | #N/A | 0.05218% | 0.006253% | 0.0163% | 0.9378% | #N/A | #N/A
78% to 79.9% | [30 empty] | 0.2667% | 0.8131% | 0.9824% | 0.1395% | #N/A | #N/A | 0.5328% | 1.651% | 0.05928% | 0.6882% | #N/A | #N/A | 0.1221% | 1.051% | 0.8528% | 0.006563% | #N/A | #N/A | 0.2772% | 0.05666% | 1.737% | 0.03543% | #N/A | #N/A | 0.2769% | 0.05518% | 1.911% | 0.0389% | #N/A | #N/A | 0.2621% | 1.213% | 0.622% | 0.1959% | #N/A | #N/A | 0.2771% | 0.05628% | 1.776% | 0.03614% | #N/A | #N/A
80% to 89.9% | [30 empty] | 5.431% | 10.47% | 11.8% | 5.474% | 7.281% | 3.811% | 7.467% | 5.746% | 7.613% | 2.359% | 17.8% | 1.447% | 5.683% | 12.31% | 14.17% | 4.879% | 5.616% | 3.004% | 3.384% | 10.24% | 10.86% | 7.864% | 1.825% | 6.793% | 3.803% | 10.87% | 10.49% | 7.746% | 1.806% | 7.189% | 6.291% | 10.54% | 12.26% | 4.179% | 10.35% | 2.454% | 3.496% | 10.41% | 10.78% | 7.84% | 1.821% | 6.865%
90% to 95% | [30 empty] | 66.73% | 38.84% | 52.22% | 49.67% | 39.47% | 53.61% | 44.88% | 48.45% | 64.84% | 71.71% | 33.32% | 38.2% | 69.86% | 35.15% | 57.09% | 31.13% | 22% | 54.14% | 79.04% | 39.04% | 36.79% | 63.01% | 62.4% | 64.68% | 79.27% | 38.92% | 36.86% | 63% | 65.15% | 67.52% | 61.35% | 38.75% | 59.35% | 42.4% | 26.4% | 48.51% | 79.1% | 39.01% | 36.81% | 63.01% | 62.93% | 65.19%
95.1% or greater | [30 empty] | 25.12% | 43.58% | 32.74% | 40.33% | 51.12% | 36.23% | 45.02% | 33.24% | 32.73% | 18.59% | 45.34% | 58.23% | 20.99% | 43.47% | 32.93% | 59.56% | 69.67% | 37.55% | 15.84% | 49.07% | 32.45% | 25.9% | 34.89% | 17.02% | 15.68% | 48.72% | 32.46% | 26.07% | 34.97% | 16.54% | 29.18% | 40.7% | 32.87% | 48.18% | 60.22% | 44.86% | 15.8% | 48.98% | 32.45% | 25.94% | 34.91% | 16.93%
Don't know | [30 empty] | 2.008% | 5.255% | 4.329% | 6.394% | 1.637% | 3.545% | 1.7% | 8.724% | 0.3806% | 10.02% | 2.197% | 1.741% | 2.739% | 6.675% | 0.6802% | 9.091% | 1.684% | 1.862% | 1.144% | 1.524% | 12.42% | 0.9699% | 1.193% | 7.502% | 1.142% | 1.514% | 12.37% | 0.9726% | 1.252% | 6.543% | 2.385% | 7.229% | 0.593% | 9.35% | 1.883% | 1.819% | 1.143% | 1.521% | 12.41% | 0.9704% | 1.204% | 7.328%
TOTAL | [30 empty] | 100% | 100% | 100% | 100% | 100% | 100% | 100% | 100% | 100% | 100% | 100% | 100% | 100% | 100% | 100% | 100% | 100% | 100% | 100% | 100% | 100% | 100% | 100% | 100% | 100% | 100% | 100% | 100% | 100% | 100% | 100% | 100% | 100% | 100% | 100% | 100% | 100% | 100% | 100% | 100% | 100% | 100%
AIR CONDITIONING SYSTEM TYPE
Systems
No air conditioning system | [30 empty] | 29.91% | 18.8% | 10.41% | 9.315% | 18.86% | 17.38% | 36.58% | 13.78% | 9.762% | 3.932% | 25.33% | 24.55% | 36.97% | 21.29% | 10.72% | 11.76% | 23.62% | 21.95% | 5.489% | 18.27% | 10.29% | 9.327% | 6.224% | 4.55% | 5.53% | 20.43% | 10.9% | 9.373% | 6.269% | 4.65% | 36.84% | 18.86% | 10.42% | 9.308% | 24.19% | 22.84% | 5.5% | 18.83% | 10.42% | 9.337% | 6.233% | 4.568%
Evaporative cooler | [30 empty] | 0.8025% | 0.3919% | 1.735% | 0.07462% | 0.05298% | 0.05319% | 0.08152% | 0.8532% | 1.363% | 0.1036% | 0.06034% | 0.0428% | 0.168% | 0.3059% | 2.223% | 0.0798% | 0.06707% | 0.04473% | 3.143% | 0.1169% | 1.137% | 0.04365% | 0.0248% | 0.07664% | 3.132% | 0.1112% | 1.141% | 0.04562% | 0.02545% | 0.05882% | 0.1394% | 0.4835% | 1.957% | 0.08725% | 0.06483% | 0.04407% | 3.14% | 0.1155% | 1.138% | 0.04406% | 0.02493% | 0.07339%
Single ducted AC unit | [30 empty] | 36.06% | 50.92% | 31.63% | 56.02% | 47.29% | 36.13% | 34.2% | 31.15% | 40.89% | 38.35% | 30.02% | 31.56% | 21.86% | 51.3% | 24.44% | 60.31% | 41.97% | 26.88% | 71.75% | 69.5% | 37.31% | 62.35% | 69.3% | 54.3% | 71.68% | 69.42% | 37.05% | 62.11% | 69.77% | 52.82% | 25.94% | 44.77% | 29.53% | 53.43% | 37.98% | 28.48% | 71.73% | 69.48% | 37.25% | 62.3% | 69.39% | 54.03%
Two or more ducted AC units | [30 empty] | 3.489% | 3.759% | 18.78% | 5.297% | 9.232% | 11.05% | 2.803% | 2.992% | 2.822% | 5.721% | 13.04% | 9.956% | 1.303% | 2.55% | 22.46% | 4.812% | 6.277% | 12.15% | 9.429% | 6.987% | 25.2% | 5.794% | 10.9% | 10.16% | 9.55% | 6.905% | 25.48% | 5.718% | 10.8% | 10.72% | 1.799% | 2.693% | 16.39% | 5.096% | 8.533% | 11.4% | 9.462% | 6.966% | 25.26% | 5.779% | 10.88% | 10.26%
Ductless heat pump | [30 empty] | 3.798% | 8.133% | 4.52% | 4.053% | 3.414% | 9.403% | 5.151% | 17.51% | 2.19% | 2.812% | 7.978% | 5.673% | 3.766% | 7.607% | 5.352% | 6.911% | 2.756% | 17.37% | 2.249% | 0.02789% | 4.74% | 0.2245% | 0.8456% | 0.04891% | 2.5% | 0.0278% | 5.971% | 0.2251% | 0.8461% | 0.04248% | 4.224% | 10.82% | 4.374% | 5.627% | 4.497% | 13.38% | 2.317% | 0.02787% | 5.017% | 0.2246% | 0.8457% | 0.04773%
Ducted heat pump (all types) | [30 empty] | 25.79% | 17.24% | 34% | 25% | 21.09% | 25.64% | 20.84% | 32.66% | 42.85% | 49.64% | 23.33% | 27.63% | 35.86% | 16.14% | 34.7% | 16.92% | 25.31% | 21.49% | 7.801% | 4.418% | 25.14% | 19.68% | 12.67% | 30.32% | 7.772% | 4.276% | 26.49% | 20.05% | 12.5% | 31.68% | 30.89% | 21.5% | 37.22% | 27.17% | 24.65% | 23.59% | 7.793% | 4.381% | 25.44% | 19.76% | 12.64% | 30.57%
Other | [30 empty] | #N/A | #N/A | #N/A | #N/A | 0.02175% | 0.1259% | #N/A | #N/A | #N/A | #N/A | 0.001676% | 0.001615% | #N/A | #N/A | #N/A | #N/A | 0.002515% | 0.001672% | #N/A | #N/A | #N/A | #N/A | 0.06389% | 0.3927% | #N/A | #N/A | #N/A | #N/A | 0.0986% | 0.6176% | #N/A | #N/A | #N/A | #N/A | 0.002235% | 0.001653% | #N/A | #N/A | #N/A | #N/A | 0.07053% | 0.4338%
TOTAL | [30 empty] | 100% | 100% | 100% | 100% | 100% | 100% | 100% | 100% | 100% | 100% | 100% | 100% | 100% | 100% | 100% | 100% | 100% | 100% | 100% | 100% | 100% | 100% | 100% | 100% | 100% | 100% | 100% | 100% | 100% | 100% | 100% | 100% | 100% | 100% | 100% | 100% | 100% | 100% | 100% | 100% | 100% | 100%
FEATURES OF HVAC SYSTEMS
Systems
High performance air cleaner
Humidifier
Dehumidifier
Ventilating dehumidifier
Smart thermostat
Whole-house exhaust fan
Ceiling fans
Heat recovery ventilators
Energy recovery ventilators
Non-energy-recovery fresh air exchangers
AIR CONDITIONER EFFICIENCY RATING
Air Conditioning Systems
Less than 13 SEER | [30 empty] | 2.894% | 0.3009% | 0.1235% | 0.3777% | #N/A | #N/A | 4.287% | 0.07925% | 0.2193% | 0.05116% | #N/A | #N/A | 4.327% | 0.4602% | 0.1365% | 0.003156% | #N/A | #N/A | 1.179% | 0.1711% | 0.04794% | 1.129% | #N/A | #N/A | 1.234% | 0.1579% | 0.05027% | 1.134% | #N/A | #N/A | 4.31% | 0.3708% | 0.1609% | 0.01447% | #N/A | #N/A | 1.194% | 0.1677% | 0.04846% | 1.13% | #N/A | #N/A
13.0 to 14.9 SEER | [30 empty] | 43.15% | 45.09% | 35.19% | 49.32% | 23.51% | 38.44% | 11.21% | 19.34% | 40.94% | 33.66% | 5.283% | 33.62% | 35.72% | 49.38% | 33.29% | 47.45% | 3.963% | 32.44% | 64.95% | 50.03% | 34.44% | 59.92% | 49.54% | 46.5% | 65.97% | 51.64% | 34.77% | 60.01% | 52.14% | 47.08% | 24.91% | 42.33% | 35.55% | 44.2% | 4.371% | 32.86% | 65.22% | 50.44% | 34.52% | 59.94% | 50.04% | 46.61%
15.0 to 16.9 SEER | [30 empty] | 33.23% | 26.99% | 31.07% | 22.24% | 40.87% | 16.37% | 74.49% | 44.07% | 46.05% | 13.73% | 52.61% | 27.09% | 35.99% | 30.17% | 32.49% | 28.63% | 51.36% | 18.19% | 9.46% | 14.82% | 20.19% | 16.3% | 25.94% | 9.142% | 9.342% | 14.74% | 20.23% | 16.22% | 25.72% | 8.893% | 52.98% | 33.44% | 36.49% | 25.12% | 51.74% | 21.35% | 9.429% | 14.8% | 20.2% | 16.28% | 25.9% | 9.097%
17.0 to 18.9 SEER | [30 empty] | 7.685% | 6.966% | 10.83% | 3.963% | 9.439% | 17.5% | 0.09556% | 2.805% | 2.807% | 4.213% | 20.72% | 8.248% | 15.94% | 3.303% | 9.425% | 1.347% | 1.833% | 18.72% | 6.165% | 14.1% | 17.6% | 7.96% | 11.88% | 21.13% | 6.161% | 14.12% | 17.4% | 8.117% | 11.81% | 21.24% | 8.948% | 3.186% | 7.475% | 2.023% | 7.672% | 15% | 6.164% | 14.1% | 17.56% | 7.992% | 11.86% | 21.15%
19.0 to 20.9 SEER | [30 empty] | 1.596% | 1.076% | 2.786% | 5.674% | 11.14% | 0.7198% | 0.05309% | 3.006% | 2.743% | 0.5239% | 3.072% | 0.7072% | 0.5283% | 0.9334% | 0.2026% | 9.762% | 26.07% | 0.3128% | 3.123% | 0.4318% | 6.417% | 1.716% | 0.39% | 1.1% | 3.19% | 0.4009% | 6.781% | 1.739% | 0.3639% | 1.172% | 0.3186% | 1.42% | 0.9513% | 7.585% | 18.96% | 0.4529% | 3.141% | 0.4239% | 6.498% | 1.721% | 0.385% | 1.113%
21 SEER or higher | [30 empty] | 1.402% | 1.615% | 3.339% | 6.743% | 4.364% | 3.675% | 0.08495% | 1.21% | 0.2699% | 12.09% | 6.027% | 4.078% | 0.457% | 0.7138% | 0.1903% | 7.868% | 7.046% | 4.791% | 2.738% | 3.093% | 9.607% | 2.351% | 1.109% | 2.399% | 2.738% | 3.118% | 9.641% | 2.362% | 1.107% | 2.586% | 0.2928% | 0.8302% | 0.2137% | 8.864% | 6.731% | 4.538% | 2.738% | 3.099% | 9.615% | 2.353% | 1.109% | 2.432%
Don't know | [30 empty] | 9.494% | 17.22% | 18.16% | 12.26% | 10.73% | 22.88% | 8.861% | 27.94% | 9.879% | 36.71% | 11.37% | 24.97% | 6.61% | 14.27% | 27.13% | 6.584% | 9.707% | 25.22% | 11.75% | 16.74% | 10.31% | 9.299% | 11.43% | 19.64% | 11.87% | 16.69% | 10.73% | 9.301% | 11.5% | 19.28% | 7.603% | 17.48% | 22.04% | 13.69% | 10.22% | 25.13% | 11.78% | 16.73% | 10.4% | 9.299% | 11.44% | 19.58%
TOTAL | [30 empty] | 100% | 100% | 100% | 100% | 100% | 100% | 100% | 100% | 100% | 100% | 100% | 100% | 100% | 100% | 100% | 100% | 100% | 100% | 100% | 100% | 100% | 100% | 100% | 100% | 100% | 100% | 100% | 100% | 100% | 100% | 100% | 100% | 100% | 100% | 100% | 100% | 100% | 100% | 100% | 100% | 100% | 100%
HEAT PUMP EFFICIENCY RATING
Heat Pump Systems
Less than 13 SEER | [30 empty] | 3.932% | 0.1473% | 0.4527% | 0.0588% | #N/A | #N/A | 0.3312% | 0.2089% | 1.542% | 0.1272% | #N/A | #N/A | 4.643% | 0.09371% | 0.08065% | 0.01357% | #N/A | #N/A | 7.817% | 0.04824% | 0.01229% | 0.01175% | #N/A | #N/A | 9.944% | 0.07179% | 0.009892% | 0.015% | #N/A | #N/A | 3.585% | 0.1516% | 0.5704% | 0.0704% | #N/A | #N/A | 8.388% | 0.05416% | 0.01172% | 0.01242% | #N/A | #N/A
13.0 to 14.9 SEER | [30 empty] | 26.15% | 31.79% | 26.73% | 10.48% | 11.56% | 33.01% | 15.52% | 25.74% | 17.86% | 7.105% | 11.67% | 4.722% | 26.76% | 34.62% | 25.37% | 7.728% | 11.07% | 16.44% | 52.34% | 67.53% | 41.61% | 22.85% | 12.87% | 90.49% | 52.59% | 70.21% | 39.33% | 22.45% | 13.65% | 91.78% | 24% | 30.15% | 22.85% | 7.416% | 11.29% | 12.82% | 52.41% | 68.21% | 41.07% | 22.77% | 13.02% | 90.73%
15.0 to 16.9 SEER | [30 empty] | 26.62% | 11.85% | 39.96% | 33.33% | 23.99% | 23.09% | 17.35% | 16.15% | 29.96% | 38.94% | 17.2% | 52.94% | 30.41% | 8.421% | 45.31% | 29.79% | 24.52% | 20.41% | 19.53% | 1.688% | 38.83% | 29.21% | 34.7% | 2.112% | 19.48% | 1.723% | 40.99% | 28.74% | 34.81% | 1.856% | 27.2% | 12.31% | 40.17% | 34.37% | 21.9% | 30.44% | 19.52% | 1.697% | 39.35% | 29.12% | 34.72% | 2.064%
17.0 to 18.9 SEER | [30 empty] | 8.137% | 14.81% | 10.99% | 27.16% | 30.72% | 11.77% | 9.642% | 19.81% | 26.42% | 29.9% | 40.53% | 13.78% | 8.267% | 9.766% | 7.585% | 28.49% | 25.81% | 15.38% | 2.419% | 14.54% | 0.09524% | 18.78% | 28.48% | 2.963% | 2.421% | 15% | 0.1385% | 20.31% | 31.95% | 2.113% | 8.604% | 14.82% | 13.9% | 29.19% | 31.08% | 14.89% | 2.42% | 14.66% | 0.1055% | 19.1% | 29.13% | 2.802%
19.0 to 20.9 SEER | [30 empty] | 3.09% | 5.78% | 2.181% | 8.367% | 9.434% | 4.619% | 4.366% | 1.428% | 2.54% | 5.18% | 5.87% | 4.729% | 2.852% | 10.7% | 2.718% | 9.761% | 7.63% | 6.798% | 1.462% | 0.1206% | 0.3748% | 12% | 21.87% | 0.2211% | 1.453% | 0.1436% | 0.4847% | 11.79% | 22.17% | 0.2268% | 3.223% | 6.035% | 2.658% | 7.471% | 6.999% | 6.16% | 1.46% | 0.1264% | 0.4009% | 11.95% | 21.92% | 0.2221%
21 SEER or higher | [30 empty] | 7.091% | 6.843% | 6.337% | 14.25% | 3.138% | 1.087% | 8.092% | 8.714% | 14.06% | 12.89% | 3.269% | 0.4843% | 7.417% | 5.566% | 2.147% | 16.75% | 3.313% | 1.808% | 1.08% | 0.04824% | 7.069% | 11.98% | 2.319% | 0.1946% | 1.043% | 0.07179% | 7.112% | 11.77% | 2.362% | 0.1959% | 7.582% | 7.149% | 6.139% | 14.82% | 3.297% | 1.399% | 1.07% | 0.05416% | 7.08% | 11.94% | 2.327% | 0.1949%
Don't know | [30 empty] | 24.34% | 28.37% | 13.69% | 12.17% | 21.22% | 26.19% | 42.93% | 27.66% | 9.011% | 9.487% | 21.03% | 22.64% | 19.38% | 30.38% | 18.43% | 18.2% | 27.65% | 39.05% | 14.27% | 14.11% | 7.816% | 5.416% | 0.4449% | 3.938% | 14.3% | 14.57% | 7.31% | 5.46% | 0.4534% | 4% | 25.16% | 29.01% | 15.27% | 13.85% | 25.28% | 33.99% | 14.28% | 14.23% | 7.696% | 5.425% | 0.4465% | 3.95%
TOTAL | [30 empty] | 100% | 100% | 100% | 100% | 100% | 100% | 100% | 100% | 100% | 100% | 100% | 100% | 100% | 100% | 100% | 100% | 100% | 100% | 100% | 100% | 100% | 100% | 100% | 100% | 100% | 100% | 100% | 100% | 100% | 100% | 100% | 100% | 100% | 100% | 100% | 100% | 100% | 100% | 100% | 100% | 100% | 100%
WHOLE-HOUSE MECHANICAL VENTILATION SYSTEMS
Dwellings
NO mechanical whole-house ventilation system
Exhaust only ventilation system using bath fans
Supply only ventilation (ducted to HVAC system)
Heat Recovery Ventilation (HRV)
Energy Recovery Ventilation (ERV)
Other
TOTAL
Data redacted, pasted values for all formula cells. This sheet adds the HIRL single family (SFA, SFD) worksheets.

## HIRL Summary - Multifamily
HIRL Summary - Multifamily
This is a summary of HIRL's multifamily data, sourced from their Apartment-Condos worksheet. We cannot share the raw totals in columns B thru AE per license agreement with HIRL.
Montana Adjustment Factor (BPA region in part of Montana) | 57%
This worksheet aggregates HIRL into a regional total. These tabs also show OR/WA and ID/MT totals (Cols BK to BV), which the team derived by adding HIRL's state-level unit counts and calculating the percent saturation by equipment.
HIRL does not have the same categorization as the market model, so the team remapped HIRL systems to the model's categorization.
| Region | Region | Region | Region | Region | Region | OREGON | OREGON | OREGON | OREGON | OREGON | OREGON | WASHINGTON | WASHINGTON | WASHINGTON | WASHINGTON | WASHINGTON | WASHINGTON | IDAHO | IDAHO | IDAHO | IDAHO | IDAHO | IDAHO | MONTANA | MONTANA | MONTANA | MONTANA | MONTANA | MONTANA | Region | Region | Region | Region | Region | Region | OREGON | OREGON | OREGON | OREGON | OREGON | OREGON | WASHINGTON | WASHINGTON | WASHINGTON | WASHINGTON | WASHINGTON | WASHINGTON | IDAHO | IDAHO | IDAHO | IDAHO | IDAHO | IDAHO | MONTANA | MONTANA | MONTANA | MONTANA | MONTANA | MONTANA | OR/WA | OR/WA | OR/WA | OR/WA | OR/WA | OR/WA | ID/MT | ID/MT | ID/MT | ID/MT | ID/MT | ID/MT
| 2015 | 2016 | 2017 | 2018 | 2019 | 2020 | 2015 | 2016 | 2017 | 2018 | 2019 | 2020 | 2015 | 2016 | 2017 | 2018 | 2019 | 2020 | 2015 | 2016 | 2017 | 2018 | 2019 | 2020 | 2015 | 2016 | 2017 | 2018 | 2019 | 2020 | 2015 | 2016 | 2017 | 2018 | 2019 | 2020 | 2015 | 2016 | 2017 | 2018 | 2019 | 2020 | 2015 | 2016 | 2017 | 2018 | 2019 | 2020 | 2015 | 2016 | 2017 | 2018 | 2019 | 2020 | 2015 | 2016 | 2017 | 2018 | 2019 | 2020 | 2015 | 2016 | 2017 | 2018 | 2019 | 2020 | 2015 | 2016 | 2017 | 2018 | 2019 | 2020
ASHP | [30 empty] | 57.09% | 46.31% | 38.82% | 23.17% | 24.22% | 44.32% | 63.71% | 49.15% | 40.7% | 24.91% | 22.67% | 51.72% | 62.6% | 48.25% | 40.51% | 25.12% | 22.75% | 50.04% | 6.211% | 29.9% | 24.04% | 11.23% | 34.4% | 9.314% | 6.314% | 24.25% | 28.56% | 12.02% | 32.02% | 8.151% | 62.86% | 48.53% | 40.57% | 25.06% | 22.73% | 50.54% | 6.259% | 27.48% | 25.99% | 11.44% | 33.67% | 8.948%
DHP (heat) | [30 empty] | 2.355% | 11.89% | 9.004% | 14.78% | 10.39% | 10.82% | 2.419% | 13.08% | 9.099% | 16.68% | 11.94% | 11.59% | 2.678% | 13.24% | 9.134% | 16.43% | 11.8% | 11.98% | 0.05037% | 1.285% | 7.313% | 0.04444% | 0.9515% | 5.123% | 0.08356% | 1.041% | 9.871% | 0.0516% | 0.7808% | 3.957% | 2.616% | 13.19% | 9.124% | 16.5% | 11.84% | 11.86% | 0.06582% | 1.18% | 8.414% | 0.04633% | 0.8992% | 4.756%
gFAF | [30 empty] | 34.99% | 34.22% | 25.99% | 34.24% | 58.12% | 39.8% | 28.69% | 30.4% | 23.47% | 31.96% | 57.77% | 33.09% | 28.69% | 30.75% | 23.64% | 32.47% | 57.81% | 34.11% | 90.42% | 62.62% | 43.97% | 48.56% | 60.65% | 73.82% | 90.38% | 65.77% | 45.71% | 46.65% | 58.58% | 73.44% | 28.69% | 30.64% | 23.59% | 32.33% | 57.8% | 33.8% | 90.4% | 63.97% | 44.72% | 48.06% | 60.01% | 73.7%
Electric Resistance (eFAF and Zonal) | [30 empty] | 4.864% | 7.675% | 22.78% | 24.43% | 6.222% | 4.574% | 4.72% | 7.625% | 25.39% | 25.5% | 6.866% | 3.356% | 5.262% | 7.686% | 25.44% | 24.93% | 6.745% | 3.224% | 2.522% | 7.918% | 2.55% | 19.79% | 2.398% | 11.65% | 2.436% | 7.319% | 2.08% | 18.43% | 3.34% | 13.33% | 5.133% | 7.668% | 25.43% | 25.09% | 6.78% | 3.264% | 2.482% | 7.661% | 2.348% | 19.44% | 2.687% | 12.18%
Other | [60 empty] | 0.6941% | 0% | 1.295% | 1.02% | 0.8572% | 0.531% | 0.7906% | 0% | 18.53% | 21.02% | 2.733% | 0.4238%
CAC | [30 empty] | 29.47% | 28.59% | 41.85% | 42.62% | 38.45% | 31.09% | 37% | 34.14% | 43.72% | 35.06% | 34.69% | 21.94% | 16.66% | 18.52% | 39.43% | 35.31% | 35.1% | 22.08% | 86.76% | 67% | 49.92% | 97.4% | 60.88% | 82.28% | 86.83% | 64.82% | 47.51% | 93.1% | 61.9% | 82.65% | 24.02% | 24.5% | 41% | 35.24% | 34.98% | 22.03% | 86.79% | 66.07% | 48.88% | 96.27% | 61.19% | 82.4%
ASHP | [30 empty] | 43.85% | 47.08% | 39.37% | 34.44% | 24.84% | 46.93% | 20.55% | 32.02% | 42.44% | 37.64% | 23.27% | 55% | 62.64% | 59.69% | 40.13% | 37.55% | 23.39% | 53.02% | 6.551% | 29.45% | 23.99% | 11.3% | 34.79% | 9.246% | 6.122% | 25.56% | 28.58% | 12.22% | 33.35% | 8.468% | 47.42% | 49.11% | 40.98% | 37.58% | 23.36% | 53.61% | 6.351% | 27.78% | 25.97% | 11.54% | 34.35% | 9.001%
DHP (cool) | [30 empty] | 3.258% | 13.55% | 6.71% | 14.49% | 10.38% | 10.82% | 5.151% | 17.51% | 2.19% | 16.64% | 11.94% | 11.58% | 2.663% | 13.26% | 9.076% | 16.39% | 11.8% | 11.98% | 0.05022% | 1.283% | 7.314% | 0.03799% | 0.9514% | 5.126% | 0.08333% | 1.039% | 9.871% | 0.04444% | 0.7807% | 3.957% | 3.562% | 14.88% | 6.553% | 16.46% | 11.84% | 11.86% | 0.06563% | 1.179% | 8.415% | 0.03968% | 0.8991% | 4.758%
No cooling | [30 empty] | 22.64% | 9.581% | 6.112% | 8.258% | 25.03% | 10.71% | 36.58% | 13.78% | 9.762% | 9.218% | 28.98% | 11.54% | 17.8% | 8.12% | 4.952% | 9.12% | 28.25% | 12.24% | 2.037% | 2.669% | 0.7267% | 1.716% | 2.62% | 3.252% | 2.25% | 4.047% | 1.192% | 1.84% | 2.797% | 3.137% | 24.59% | 10.28% | 6.715% | 9.147% | 28.46% | 12.03% | 2.136% | 3.259% | 0.9269% | 1.748% | 2.674% | 3.216%
Other Cooling | [30 empty] | 0.7831% | 1.208% | 5.956% | 0.1992% | 1.293% | 0.4586% | 0.7186% | 2.546% | 1.89% | 1.451% | 1.121% | 0% | 0.2392% | 0.4088% | 6.405% | 1.627% | 1.462% | 0.681% | 4.604% | 0% | 18.04% | 0% | 0.7533% | 0.09098% | 4.718% | 4.533% | 12.85% | 0% | 1.168% | 1.792% | 0.4121% | 1.227% | 4.751% | 1.578% | 1.363% | 0.4611% | 4.657% | 1.714% | 15.81% | 0% | 0.8803% | 0.6268%
| Region | Region | Region | Region | Region | Region | OREGON | OREGON | OREGON | OREGON | OREGON | OREGON | WASHINGTON | WASHINGTON | WASHINGTON | WASHINGTON | WASHINGTON | WASHINGTON | IDAHO | IDAHO | IDAHO | IDAHO | IDAHO | IDAHO | MONTANA | MONTANA | MONTANA | MONTANA | MONTANA | MONTANA | Region | Region | Region | Region | Region | Region | OREGON | OREGON | OREGON | OREGON | OREGON | OREGON | WASHINGTON | WASHINGTON | WASHINGTON | WASHINGTON | WASHINGTON | WASHINGTON | IDAHO | IDAHO | IDAHO | IDAHO | IDAHO | IDAHO | MONTANA | MONTANA | MONTANA | MONTANA | MONTANA | MONTANA
| 2015 | 2016 | 2017 | 2018 | 2019 | 2020 | 2015 | 2016 | 2017 | 2018 | 2019 | 2020 | 2015 | 2016 | 2017 | 2018 | 2019 | 2020 | 2015 | 2016 | 2017 | 2018 | 2019 | 2020 | 2015 | 2016 | 2017 | 2018 | 2019 | 2020 | 2015 | 2016 | 2017 | 2018 | 2019 | 2020 | 2015 | 2016 | 2017 | 2018 | 2019 | 2020 | 2015 | 2016 | 2017 | 2018 | 2019 | 2020 | 2015 | 2016 | 2017 | 2018 | 2019 | 2020 | 2015 | 2016 | 2017 | 2018 | 2019 | 2020
HVAC SYSTEMS IN ALL NEW HOMES / DWELLINGS
HEATING SYSTEM TYPE
Heating Systems
No primary heating system | [30 empty] | 0.5127% | 0.0978% | 0.0736% | 2.345% | 0.02367% | 0.005255% | 0.5458% | 0.08663% | 0.08279% | 0.2847% | 0.02269% | 0.006086% | 0.5369% | 0.09411% | 0.08192% | 0.2796% | 0.02602% | 0.006224% | 0.2846% | 0.157% | 0.0085% | 17.79% | 0.01501% | 0% | 0.2756% | 0.123% | 0.005621% | 15.91% | 0.01358% | 0% | 0.539% | 0.09183% | 0.08217% | 0.281% | 0.02505% | 0.006182% | 0.2804% | 0.1424% | 0.00726% | 17.3% | 0.01457% | 0%
Standard heat pump (Air Source) w/ electric backup heat | [30 empty] | 53.05% | 37.79% | 17.47% | 20% | 23.14% | 37.44% | 59.12% | 39.2% | 17.32% | 21.66% | 24.4% | 42.64% | 58.21% | 38.71% | 17.24% | 21.81% | 24.44% | 42.02% | 5.686% | 30.73% | 18.11% | 6.907% | 14.45% | 10.82% | 5.853% | 24.92% | 21.16% | 7.653% | 15.7% | 9.197% | 58.43% | 38.86% | 17.26% | 21.77% | 24.43% | 42.2% | 5.764% | 28.24% | 19.42% | 7.103% | 14.83% | 10.31%
Standard heat pump (Air Source) w/ gas or propane backup | [30 empty] | 6.391% | 20.42% | 30.36% | 17.95% | 11.47% | 17.69% | 7.013% | 23.03% | 32.47% | 19.93% | 10.21% | 20.67% | 7.065% | 22.78% | 32.41% | 19.74% | 10.11% | 20% | 0.5748% | 0.4524% | 13.24% | 4.368% | 20.89% | 3.613% | 0.5449% | 0.369% | 17.27% | 4.418% | 17.11% | 2.911% | 7.052% | 22.85% | 32.42% | 19.8% | 10.14% | 20.2% | 0.5609% | 0.4167% | 14.98% | 4.381% | 19.73% | 3.392%
Standard heat pump (Air Source) w/ fuel oil backup | [30 empty] | #N/A | #N/A | #N/A | #N/A | 0.0003193% | 0% | #N/A | #N/A | #N/A | #N/A | 0% | 0% | #N/A | #N/A | #N/A | #N/A | 0.0005205% | 0% | #N/A | #N/A | #N/A | #N/A | 0% | 0% | #N/A | #N/A | #N/A | #N/A | 0% | 0% | #N/A | #N/A | #N/A | #N/A | 0.0003684% | 0% | #N/A | #N/A | #N/A | #N/A | 0% | 0%
Geothermal heat pump | [30 empty] | 0.3124% | 0.5994% | 0.376% | 0.1456% | 0.4503% | 0.6308% | 0.2933% | 0.64% | 0.4072% | 0.1672% | 0.4186% | 0.6962% | 0.2893% | 0.6565% | 0.4096% | 0.1638% | 0.445% | 0.7069% | 0.5134% | 0.1431% | 0.1105% | 0.006331% | 0.5522% | 0.1846% | 0.4936% | 0.2399% | 0.1518% | 0% | 0.4684% | 0.3448% | 0.2903% | 0.6515% | 0.4089% | 0.1648% | 0.4373% | 0.7037% | 0.5042% | 0.1846% | 0.1283% | 0.004669% | 0.5265% | 0.235%
Gas or propane furnace or boiler | [30 empty] | 34.89% | 30.83% | 25.26% | 31.72% | 51.17% | 39.78% | 28.59% | 27.4% | 22.97% | 31.74% | 49.6% | 33.06% | 28.59% | 27.73% | 23.12% | 32.25% | 49.86% | 34.08% | 90.36% | 55.98% | 41.59% | 28.87% | 60.59% | 73.82% | 90.33% | 59.56% | 43.19% | 29.04% | 58.53% | 73.44% | 28.59% | 27.63% | 23.08% | 32.1% | 49.78% | 33.78% | 90.35% | 57.51% | 42.28% | 28.91% | 59.96% | 73.7%
Oil furnace or boiler | [30 empty] | 0.1016% | 3.396% | 0.7306% | 2.52% | 6.954% | 0.01978% | 0.09778% | 3.002% | 0.5049% | 0.2285% | 8.169% | 0.02191% | 0.1096% | 3.022% | 0.5126% | 0.2242% | 7.95% | 0.02386% | 0.0558% | 6.644% | 2.384% | 19.69% | 0.05402% | 0% | 0.05769% | 6.212% | 2.524% | 17.61% | 0.04752% | 0% | 0.1068% | 3.016% | 0.5104% | 0.2254% | 8.014% | 0.02328% | 0.05668% | 6.458% | 2.444% | 19.14% | 0.05203% | 0%
Electric - furnace, baseboard or radiant | [30 empty] | 4.864% | 7.675% | 22.78% | 24.43% | 6.222% | 4.574% | 4.72% | 7.625% | 25.39% | 25.5% | 6.866% | 3.356% | 5.262% | 7.686% | 25.44% | 24.93% | 6.745% | 3.224% | 2.522% | 7.918% | 2.55% | 19.79% | 2.398% | 11.65% | 2.436% | 7.319% | 2.08% | 18.43% | 3.34% | 13.33% | 5.133% | 7.668% | 25.43% | 25.09% | 6.78% | 3.264% | 2.482% | 7.661% | 2.348% | 19.44% | 2.687% | 12.18%
Boiler - electric heating element or heat pump | [30 empty] | #N/A | #N/A | #N/A | #N/A | 0% | 0.02255% | #N/A | #N/A | #N/A | #N/A | 0% | 0% | #N/A | #N/A | #N/A | #N/A | 0% | 0% | #N/A | #N/A | #N/A | #N/A | 0% | 0.1586% | #N/A | #N/A | #N/A | #N/A | 0% | 0.1187% | #N/A | #N/A | #N/A | #N/A | 0% | 0% | #N/A | #N/A | #N/A | #N/A | 0% | 0.146%
Wood or pellet stove | [30 empty] | #N/A | #N/A | #N/A | #N/A | 0.3593% | 0.005564% | #N/A | #N/A | #N/A | #N/A | 0.4123% | 0.006086% | #N/A | #N/A | #N/A | #N/A | 0.4122% | 0.006742% | #N/A | #N/A | #N/A | #N/A | 0.01501% | 0% | #N/A | #N/A | #N/A | #N/A | 0.01358% | 0% | #N/A | #N/A | #N/A | #N/A | 0.4122% | 0.006546% | #N/A | #N/A | #N/A | #N/A | 0.01457% | 0%
Other (solar, etc.) | [30 empty] | #N/A | #N/A | #N/A | 2.536% | 0.03279% | 0.0143% | #N/A | #N/A | #N/A | 0% | 0.01387% | 0.002434% | #N/A | #N/A | #N/A | 0% | 0.01717% | 0.004149% | #N/A | #N/A | #N/A | 21.47% | 0.1471% | 0.07798% | #N/A | #N/A | #N/A | 19.45% | 0.1154% | 0.06218% | #N/A | #N/A | #N/A | 0% | 0.01621% | 0.003637% | #N/A | #N/A | #N/A | 20.94% | 0.1374% | 0.07301%
TOTAL | [30 empty] | 100% | 100% | 100% | 100% | 100% | 100% | 100% | 100% | 100% | 100% | 100% | 100% | 100% | 100% | 100% | 100% | 100% | 100% | 100% | 100% | 100% | 100% | 100% | 100% | 100% | 100% | 100% | 100% | 100% | 100% | 100% | 100% | 100% | 100% | 100% | 100% | 100% | 100% | 100% | 100% | 100% | 100%
HEATING SYSTEM DISTRIBUTION
Heating Systems
Ductless Heat Pump | [30 empty] | 2.355% | 11.89% | 9.004% | 14.78% | 10.39% | 10.82% | 2.419% | 13.08% | 9.099% | 16.68% | 11.94% | 11.59% | 2.678% | 13.24% | 9.134% | 16.43% | 11.8% | 11.98% | 0.05037% | 1.285% | 7.313% | 0.04444% | 0.9515% | 5.123% | 0.08356% | 1.041% | 9.871% | 0.0516% | 0.7808% | 3.957% | 2.616% | 13.19% | 9.124% | 16.5% | 11.84% | 11.86% | 0.06582% | 1.18% | 8.414% | 0.04633% | 0.8992% | 4.756%
Ductless Heat Pump - One zone only | [30 empty] | #N/A | #N/A | #N/A | #N/A | 10.19% | 9.111% | #N/A | #N/A | #N/A | #N/A | 11.95% | 10.48% | #N/A | #N/A | #N/A | #N/A | 11.63% | 10.65% | #N/A | #N/A | #N/A | #N/A | 0.2041% | 0.7096% | #N/A | #N/A | #N/A | #N/A | 0.1697% | 0.5596% | #N/A | #N/A | #N/A | #N/A | 11.72% | 10.6% | #N/A | #N/A | #N/A | #N/A | 0.1936% | 0.6624%
Ductless Heat Pump - Two or more zones | [30 empty] | #N/A | #N/A | #N/A | #N/A | 0.2399% | 1.745% | #N/A | #N/A | #N/A | #N/A | 0.1513% | 1.21% | #N/A | #N/A | #N/A | #N/A | 0.1723% | 1.354% | #N/A | #N/A | #N/A | #N/A | 0.7474% | 4.416% | #N/A | #N/A | #N/A | #N/A | 0.6111% | 3.38% | #N/A | #N/A | #N/A | #N/A | 0.1662% | 1.311% | #N/A | #N/A | #N/A | #N/A | 0.7056% | 4.09%
Forced Air - One zone only | [30 empty] | 58.05% | 38.15% | 47.46% | 41.46% | 61.35% | 53.05% | 62.03% | 39.67% | 45.17% | 35.77% | 62.23% | 49.74% | 60.65% | 39.47% | 45.18% | 35.82% | 61.77% | 49.9% | 31.19% | 25.08% | 66.16% | 89.78% | 57.63% | 71.19% | 34.61% | 30.99% | 62.08% | 89.66% | 58.24% | 71.2% | 60.98% | 39.53% | 45.17% | 35.81% | 61.91% | 49.85% | 32.78% | 27.61% | 64.4% | 89.75% | 57.82% | 71.2%
Forced Air - Two or more zones | [30 empty] | 34.26% | 47.29% | 41.22% | 32.9% | 24.99% | 34.71% | 32.35% | 44.36% | 44.7% | 35.31% | 23.68% | 37.51% | 32.28% | 44.36% | 44.62% | 35.58% | 24.12% | 36.76% | 52.31% | 74.99% | 14% | 10.65% | 31.87% | 21.73% | 49.74% | 62.9% | 17.28% | 10.5% | 29.85% | 22.35% | 32.3% | 44.36% | 44.64% | 35.51% | 24% | 36.98% | 51.12% | 69.81% | 15.42% | 10.61% | 31.25% | 21.92%
Hydronic - Radiant Floor | [30 empty] | 4.595% | 2.296% | 0.2457% | 11.7% | 1.8% | 1.309% | 4.04% | 2.38% | 0.2501% | 13.29% | 1.861% | 1.203% | 4.166% | 2.365% | 0.2522% | 12.98% | 1.853% | 1.193% | 9.128% | 1.748% | 0.17% | 0.01111% | 1.474% | 1.885% | 7.63% | 1.558% | 0.2698% | 0.02064% | 1.29% | 2.182% | 4.136% | 2.37% | 0.2516% | 13.06% | 1.856% | 1.196% | 8.431% | 1.666% | 0.213% | 0.01363% | 1.417% | 1.978%
Hydronic - Baseboard or radiators | [30 empty] | 0.3203% | 0.3732% | 0.6724% | 0.1446% | 0.3105% | 0.1412% | 0.2735% | 0.3858% | 0.5262% | 0.1562% | 0.2925% | 0.1448% | 0.377% | 0.3941% | 0.5457% | 0.1587% | 0.3155% | 0.166% | 0.03358% | 0.2358% | 1.521% | 0.02963% | 0.3242% | 0.03899% | 0.05142% | 0.1909% | 2.063% | 0.03096% | 0.3123% | 0.02826% | 0.3523% | 0.3916% | 0.5401% | 0.158% | 0.3088% | 0.1597% | 0.04188% | 0.2166% | 1.755% | 0.02998% | 0.3205% | 0.03561%
Other type of distribution system | [30 empty] | 0.8995% | 0.3634% | 0.2561% | 0.03627% | 1.156% | 0.05519% | 0.04111% | 0.3084% | 0.2856% | 0.03968% | 0.1299% | 0.03652% | 0.05594% | 0.3058% | 0.2875% | 0.03956% | 0.1395% | 0.0389% | 8.859% | 0.8832% | 0.02125% | 0.007407% | 7.567% | 0.1586% | 7.283% | 0.7082% | 0.01686% | 0.01032% | 8.684% | 0.1244% | 0.0524% | 0.3066% | 0.2869% | 0.03959% | 0.1367% | 0.03819% | 8.125% | 0.8081% | 0.01936% | 0.008176% | 7.91% | 0.1478%
TOTAL | [30 empty] | 100% | 100% | 100% | 100% | 100% | 100% | 100% | 100% | 100% | 100% | 100% | 100% | 100% | 100% | 100% | 100% | 100% | 100% | 100% | 100% | 100% | 100% | 100% | 100% | 100% | 100% | 100% | 100% | 100% | 100% | 100% | 100% | 100% | 100% | 100% | 100% | 100% | 100% | 100% | 100% | 100% | 100%
WARM AIR FURNACE EFFICIENCY RATING
Systems
Less than 80% | [30 empty] | 2.241% | 15.12% | 5.807% | 29.35% | 22.92% | 0.1301% | 3.167% | 19% | 4.388% | 35.82% | 27.1% | 0.1177% | 2.972% | 18.75% | 4.287% | 34.38% | 26.35% | 0.1308% | 0.06788% | 0.5169% | 11.62% | 0.0216% | 0.1683% | 0.1303% | 0.07092% | 0.4018% | 12.38% | 0.0204% | 0.1391% | 0.1693% | 3.019% | 18.82% | 4.315% | 34.78% | 26.57% | 0.127% | 0.0693% | 0.4661% | 11.95% | 0.02128% | 0.1595% | 0.1426%
Less than 78% | [30 empty] | 0.03651% | 4.282% | 0.06535% | 23.03% | #N/A | #N/A | 0.04958% | 5.415% | 0.07556% | 28.11% | #N/A | #N/A | 0.04654% | 5.281% | 0.08019% | 26.98% | #N/A | #N/A | 0.006171% | 0.1772% | 0.009649% | 0% | #N/A | #N/A | 0.007092% | 0.1401% | 0.01229% | 0% | #N/A | #N/A | 0.04726% | 5.322% | 0.07888% | 27.29% | #N/A | #N/A | 0.0066% | 0.1609% | 0.01081% | 0% | #N/A | #N/A
78% to 79.9% | [30 empty] | 2.207% | 10.87% | 5.678% | 6.336% | #N/A | #N/A | 3.117% | 13.62% | 4.225% | 7.729% | #N/A | #N/A | 2.928% | 13.49% | 4.131% | 7.42% | #N/A | #N/A | 0.06788% | 0.3397% | 11.61% | 0.0216% | #N/A | #N/A | 0.06383% | 0.2616% | 12.37% | 0.0204% | #N/A | #N/A | 2.973% | 13.53% | 4.158% | 7.506% | #N/A | #N/A | 0.066% | 0.3052% | 11.94% | 0.02128% | #N/A | #N/A
80% to 89.9% | [30 empty] | 3.113% | 11.12% | 24.55% | 14.65% | 9.045% | 5.327% | 3.204% | 6.155% | 2.732% | 6.483% | 2.199% | 1.115% | 3.155% | 6.004% | 2.944% | 6.256% | 2.323% | 1.104% | 2.672% | 30.53% | 120.6% | 60.08% | 52.76% | 17.06% | 3.546% | 32.65% | 94.24% | 57.39% | 44.98% | 13.3% | 3.166% | 6.05% | 2.884% | 6.319% | 2.287% | 1.107% | 3.079% | 31.46% | 109% | 59.38% | 50.43% | 15.88%
90% to 95% | [30 empty] | 71.2% | 63.41% | 32% | 46.23% | 46.04% | 70.06% | 76.17% | 65.12% | 38.73% | 47.36% | 51.13% | 77.48% | 74.5% | 64.5% | 38.38% | 46.05% | 50.81% | 77.37% | 60.29% | 58.88% | 5.432% | 45.26% | 14.75% | 52.57% | 61.99% | 57.2% | 6.266% | 45.05% | 19.41% | 45.01% | 74.9% | 64.69% | 38.48% | 46.41% | 50.91% | 77.4% | 61.08% | 58.14% | 5.799% | 45.21% | 16.14% | 50.19%
95.1% or greater | [30 empty] | 23.38% | 12.99% | 24.19% | 2.816% | 5.994% | 19.07% | 18.05% | 13.92% | 29.2% | 2.592% | 2.06% | 19.66% | 18.86% | 13.66% | 29.91% | 2.853% | 2.312% | 19.81% | 37.87% | 10.34% | 1.65% | 2.944% | 30.27% | 16.23% | 33.93% | 9.437% | 2.064% | 3.324% | 26.04% | 21.25% | 18.66% | 13.74% | 29.71% | 2.781% | 2.238% | 19.76% | 36.03% | 9.94% | 1.832% | 3.044% | 29.01% | 17.8%
Don't know | [30 empty] | 0.5111% | 0.3774% | 6.235% | 0.4995% | 15.81% | 5.615% | 0.5206% | 0.4296% | 7.823% | 0.5433% | 18.55% | 1.678% | 0.7% | 0.4573% | 7.719% | 0.6014% | 18.23% | 1.598% | 0.1049% | 0.1034% | 0.09649% | 0.03599% | 0.1485% | 15.47% | 0.09929% | 0.07475% | 0.09829% | 0.04079% | 0.2086% | 17.94% | 0.6572% | 0.4489% | 7.748% | 0.5853% | 18.32% | 1.621% | 0.1023% | 0.09074% | 0.09728% | 0.03725% | 0.1665% | 16.25%
TOTAL | [30 empty] | 100% | 100% | 100% | 100% | 100% | 100% | 100% | 100% | 100% | 100% | 100% | 100% | 100% | 100% | 100% | 100% | 100% | 100% | 100% | 100% | 100% | 100% | 100% | 100% | 100% | 100% | 100% | 100% | 100% | 100% | 100% | 100% | 100% | 100% | 100% | 100% | 100% | 100% | 100% | 100% | 100% | 100%
AIR CONDITIONING SYSTEM TYPE
Systems
No air conditioning system | [30 empty] | 22.64% | 9.581% | 6.112% | 8.258% | 25.03% | 10.71% | 36.58% | 13.78% | 9.762% | 9.218% | 28.98% | 11.54% | 17.8% | 8.12% | 4.952% | 9.12% | 28.25% | 12.24% | 2.037% | 2.669% | 0.7267% | 1.716% | 2.62% | 3.252% | 2.25% | 4.047% | 1.192% | 1.84% | 2.797% | 3.137% | 24.59% | 10.28% | 6.715% | 9.147% | 28.46% | 12.03% | 2.136% | 3.259% | 0.9269% | 1.748% | 2.674% | 3.216%
Evaporative cooler | [30 empty] | 0.4344% | 0.9504% | 3.933% | 0.4343% | 0.8998% | 0.1664% | 0.08152% | 0.8532% | 1.363% | 0.4966% | 1.045% | 0.1181% | 0.03895% | 0.7813% | 6.131% | 0.4899% | 1.023% | 0.1136% | 4.665% | 2.382% | 0.01275% | 0.01266% | 0.06002% | 0.4627% | 3.942% | 1.968% | 0.01686% | 0.01778% | 0.04752% | 0.4409% | 0.05434% | 0.8088% | 4.383% | 0.4917% | 1.029% | 0.1149% | 4.329% | 2.205% | 0.01452% | 0.01401% | 0.05619% | 0.4558%
Single ducted AC unit | [30 empty] | 25.87% | 18.85% | 28.89% | 36.46% | 10.64% | 22.96% | 34.2% | 31.15% | 40.89% | 31.35% | 5.473% | 14.75% | 13.52% | 5.524% | 20.4% | 31.35% | 5.797% | 14.63% | 77.25% | 51.57% | 38.53% | 74.48% | 42.33% | 69.27% | 76.62% | 50.9% | 34.81% | 71.4% | 44.42% | 72.53% | 20.99% | 15.32% | 27.91% | 31.35% | 5.702% | 14.67% | 76.96% | 51.29% | 36.93% | 73.67% | 42.97% | 70.3%
Two or more ducted AC units | [30 empty] | 3.606% | 9.74% | 12.96% | 6.154% | 27.82% | 8.124% | 2.803% | 2.992% | 2.822% | 3.715% | 29.22% | 7.185% | 3.146% | 13% | 19.03% | 3.964% | 29.3% | 7.445% | 9.503% | 15.43% | 11.4% | 22.92% | 18.55% | 13.01% | 10.21% | 13.92% | 12.7% | 21.7% | 17.48% | 10.11% | 3.022% | 9.173% | 13.09% | 3.894% | 29.27% | 7.367% | 9.83% | 14.78% | 11.96% | 22.6% | 18.22% | 12.1%
Ductless heat pump | [30 empty] | 3.258% | 13.55% | 6.71% | 14.49% | 10.38% | 10.82% | 5.151% | 17.51% | 2.19% | 16.64% | 11.94% | 11.58% | 2.663% | 13.26% | 9.076% | 16.39% | 11.8% | 11.98% | 0.05022% | 1.283% | 7.314% | 0.03799% | 0.9514% | 5.126% | 0.08333% | 1.039% | 9.871% | 0.04444% | 0.7807% | 3.957% | 3.562% | 14.88% | 6.553% | 16.46% | 11.84% | 11.86% | 0.06563% | 1.179% | 8.415% | 0.03968% | 0.8991% | 4.758%
Ducted heat pump (all types) | [30 empty] | 44.16% | 47.68% | 39.75% | 34.59% | 25.29% | 47.56% | 20.84% | 32.66% | 42.85% | 37.8% | 23.69% | 55.69% | 62.93% | 60.35% | 40.54% | 37.72% | 23.84% | 53.73% | 7.065% | 29.59% | 24.11% | 11.3% | 35.35% | 9.431% | 6.615% | 25.8% | 28.73% | 12.22% | 33.82% | 8.813% | 47.71% | 49.76% | 41.39% | 37.74% | 23.8% | 54.32% | 6.856% | 27.96% | 26.1% | 11.55% | 34.88% | 9.236%
Other | [30 empty] | #N/A | #N/A | #N/A | #N/A | 0.001597% | 0.0009273% | #N/A | #N/A | #N/A | #N/A | 0.002521% | 0.001217% | #N/A | #N/A | #N/A | #N/A | 0.001561% | 0.001037% | #N/A | #N/A | #N/A | #N/A | 0% | 0% | #N/A | #N/A | #N/A | #N/A | 0% | 0% | #N/A | #N/A | #N/A | #N/A | 0.001842% | 0.001091% | #N/A | #N/A | #N/A | #N/A | 0% | 0%
TOTAL | [30 empty] | 100% | 100% | 100% | 100% | 100% | 100% | 100% | 100% | 100% | 100% | 100% | 100% | 100% | 100% | 100% | 100% | 100% | 100% | 100% | 100% | 100% | 100% | 100% | 100% | 100% | 100% | 100% | 100% | 100% | 100% | 100% | 100% | 100% | 100% | 100% | 100% | 100% | 100% | 100% | 100% | 100% | 100%
FEATURES OF HVAC SYSTEMS
Systems
High performance air cleaner
Humidifier
Dehumidifier
Ventilating dehumidifier
Smart thermostat
Whole-house exhaust fan
Ceiling fans
Heat recovery ventilators
Energy recovery ventilators
Non-energy-recovery fresh air exchangers
AIR CONDITIONER EFFICIENCY RATING
Air Conditioning Systems
Less than 13 SEER | [30 empty] | 2.964% | 3.808% | 0.2019% | 20.88% | #N/A | #N/A | 4.287% | 0.07925% | 0.2193% | 29.27% | #N/A | #N/A | 3.373% | 1.523% | 0.1874% | 28.23% | #N/A | #N/A | 0.264% | 14.92% | 0.2078% | 0.03579% | #N/A | #N/A | 0.3542% | 12.58% | 0.2319% | 0.03822% | #N/A | #N/A | 3.882% | 0.7382% | 0.2% | 28.52% | #N/A | #N/A | 0.306% | 13.93% | 0.2178% | 0.03641% | #N/A | #N/A
13.0 to 14.9 SEER | [30 empty] | 30.25% | 26.48% | 35.59% | 16.19% | 28.67% | 35.95% | 11.21% | 19.34% | 40.94% | 5.736% | 29.79% | 34.94% | 47.27% | 47.04% | 35.39% | 5.608% | 29.28% | 34.97% | 37.67% | 6.983% | 20.77% | 44.9% | 24.85% | 37.31% | 42.15% | 9.726% | 23.24% | 45.39% | 29.92% | 37.95% | 27.18% | 31.98% | 37.59% | 5.643% | 29.42% | 34.96% | 39.76% | 8.139% | 21.8% | 45.02% | 26.42% | 37.51%
15.0 to 16.9 SEER | [30 empty] | 55.64% | 33.19% | 39.26% | 45.36% | 15.59% | 11.99% | 74.49% | 44.07% | 46.05% | 46.63% | 8.226% | 5.453% | 36.97% | 18.11% | 41.95% | 45.38% | 8.624% | 5.413% | 51.81% | 37.79% | 9.1% | 44.61% | 43.18% | 22.52% | 43.82% | 33.23% | 8.244% | 43.03% | 36.74% | 19.72% | 57.87% | 32.22% | 43.58% | 45.73% | 8.509% | 5.425% | 48.08% | 35.87% | 8.743% | 44.2% | 41.18% | 21.64%
17.0 to 18.9 SEER | [30 empty] | 1.845% | 4.009% | 9.938% | 1.11% | 32.58% | 9.48% | 0.09556% | 2.805% | 2.807% | 1.098% | 39.74% | 5.442% | 3.266% | 5.102% | 0.347% | 1.073% | 38.34% | 5.256% | 3.013% | 4.554% | 73.54% | 1.162% | 10.02% | 15.45% | 2.517% | 4.493% | 63.64% | 1.357% | 8.435% | 17.12% | 1.5% | 3.854% | 1.323% | 1.08% | 38.75% | 5.311% | 2.782% | 4.529% | 69.41% | 1.211% | 9.524% | 15.98%
19.0 to 20.9 SEER | [30 empty] | 0.7811% | 4.68% | 3.198% | 0.1386% | 9.881% | 0.6143% | 0.05309% | 3.006% | 2.743% | 0.161% | 8.186% | 0.1113% | 1.633% | 5.068% | 4.157% | 0.1565% | 8.148% | 0.134% | 0.8047% | 7.39% | 0.3158% | 0.08459% | 16.91% | 1.417% | 0.9815% | 6.636% | 0.5798% | 0.09555% | 13.81% | 1.11% | 0.7528% | 3.947% | 3.596% | 0.1577% | 8.159% | 0.1272% | 0.8871% | 7.072% | 0.426% | 0.08737% | 15.95% | 1.32%
21 SEER or higher | [30 empty] | 2.871% | 1.981% | 5.14% | 0.6212% | 0.6301% | 0.09927% | 0.08495% | 1.21% | 0.2699% | 0.6548% | 0.646% | 0.06121% | 8.158% | 3.418% | 9.242% | 0.7311% | 0.7356% | 0.07757% | 0.6116% | 1.145% | 1.355% | 0.3807% | 0.3447% | 0.1459% | 0.5092% | 1.251% | 1.252% | 0.3726% | 0.2946% | 0.1157% | 3.66% | 2.218% | 5.681% | 0.7098% | 0.7097% | 0.07271% | 0.5639% | 1.19% | 1.312% | 0.3786% | 0.3291% | 0.1363%
Don't know | [30 empty] | 5.837% | 26.61% | 6.023% | 14.4% | 12.49% | 42.87% | 8.861% | 27.94% | 9.879% | 14.73% | 15.15% | 57.65% | 0% | 22.72% | 4.207% | 15.23% | 14.91% | 54.85% | 8.241% | 30.23% | 2.634% | 12.61% | 3.196% | 23.38% | 8.886% | 30.05% | 3.745% | 12.11% | 3.514% | 23.63% | 4.937% | 25.56% | 6.458% | 15.09% | 14.98% | 55.68% | 8.541% | 30.15% | 3.098% | 12.48% | 3.295% | 23.46%
TOTAL | [30 empty] | 100% | 100% | 100% | 100% | 100% | 100% | 100% | 100% | 100% | 100% | 100% | 100% | 100% | 100% | 100% | 100% | 100% | 100% | 100% | 100% | 100% | 100% | 100% | 100% | 100% | 100% | 100% | 100% | 100% | 100% | 100% | 100% | 100% | 100% | 100% | 100% | 100% | 100% | 100% | 100% | 100% | 100%
HEAT PUMP EFFICIENCY RATING
Heat Pump Systems
Less than 13 SEER | [30 empty] | 3.561% | 0.1866% | 0.7272% | 35.17% | #N/A | #N/A | 0.3312% | 0.2089% | 1.542% | 36.72% | #N/A | #N/A | 4.318% | 0.1677% | 0.391% | 35.99% | #N/A | #N/A | 1.4% | 0.3291% | 0.05072% | 0% | #N/A | #N/A | 2.416% | 0.298% | 0.05575% | 0% | #N/A | #N/A | 3.584% | 0.18% | 0.7846% | 36.19% | #N/A | #N/A | 1.878% | 0.3168% | 0.05312% | 0% | #N/A | #N/A
13.0 to 14.9 SEER | [30 empty] | 30.27% | 36.23% | 19.04% | 30.95% | 18.38% | 34.45% | 15.52% | 25.74% | 17.86% | 31.7% | 20.17% | 36.06% | 33.71% | 41.58% | 15.17% | 31.17% | 20.23% | 35.25% | 22.16% | 22.63% | 56.18% | 18.5% | 6.398% | 6.88% | 24.54% | 26.5% | 48.93% | 17.32% | 7.43% | 6.399% | 30.37% | 36.85% | 16.09% | 31.32% | 20.21% | 35.49% | 23.28% | 24.16% | 52.73% | 18.17% | 6.704% | 6.741%
15.0 to 16.9 SEER | [30 empty] | 4.766% | 9.528% | 22.87% | 6.097% | 36.48% | 27.47% | 17.35% | 16.15% | 29.96% | 5.379% | 31.93% | 26.25% | 1.862% | 2.429% | 19.68% | 5.881% | 31.84% | 27.04% | 9.226% | 71.35% | 17.92% | 18.56% | 67.82% | 45.76% | 8.736% | 66.26% | 20.98% | 17.68% | 59.5% | 42.1% | 4.711% | 6.523% | 23.2% | 5.74% | 31.87% | 26.8% | 8.996% | 69.34% | 19.37% | 18.32% | 65.35% | 44.7%
17.0 to 18.9 SEER | [30 empty] | 14.19% | 6.436% | 35.62% | 2.857% | 11.25% | 20.98% | 9.642% | 19.81% | 26.42% | 1.089% | 9.354% | 20.97% | 14.69% | 1.094% | 45% | 1.204% | 9.438% | 20.53% | 50.91% | 1.556% | 0.1014% | 60.62% | 22.27% | 28.42% | 41.36% | 1.444% | 0.1254% | 61.96% | 26.49% | 33.8% | 13.76% | 6.681% | 38.65% | 1.171% | 9.413% | 20.66% | 46.42% | 1.512% | 0.1129% | 60.99% | 23.52% | 29.97%
19.0 to 20.9 SEER | [30 empty] | 8.645% | 3.664% | 7.122% | 0.1228% | 2.177% | 0.9237% | 4.366% | 1.428% | 2.54% | 0.1249% | 2.177% | 0.7925% | 9.497% | 4.765% | 10.34% | 0.126% | 2.356% | 0.9139% | 17.05% | 1.586% | 0.596% | 0.02791% | 1.397% | 2.204% | 13.85% | 1.467% | 0.6829% | 0% | 1.215% | 1.942% | 8.553% | 3.769% | 7.675% | 0.1257% | 2.304% | 0.8771% | 15.55% | 1.539% | 0.6374% | 0.02015% | 1.343% | 2.128%
21 SEER or higher | [30 empty] | 28.48% | 30.82% | 9.416% | 0.3662% | 0.7769% | 0.7578% | 8.092% | 8.714% | 14.06% | 0.3605% | 0.7151% | 0.7562% | 33.51% | 42.36% | 3.119% | 0.3799% | 0.8004% | 0.752% | 0.3295% | 0.7779% | 41.68% | 0.08373% | 0.8101% | 0.8959% | 0.3717% | 0.7105% | 35.09% | 0.07246% | 0.6861% | 0.7944% | 28.84% | 32.32% | 6.861% | 0.3744% | 0.7755% | 0.7532% | 0.3493% | 0.7513% | 38.54% | 0.0806% | 0.7733% | 0.8666%
Don't know | [30 empty] | 9.959% | 13.21% | 5.689% | 18.91% | 30.86% | 15.65% | 42.93% | 27.66% | 9.011% | 19.59% | 36.22% | 15.7% | 2.594% | 7.794% | 4.604% | 19.39% | 35.34% | 15.61% | 5.354% | 2.962% | 0.7608% | 0.4186% | 0.2893% | 16.47% | 5.576% | 2.75% | 0.6551% | 0.4348% | 0.2549% | 14.25% | 10.02% | 13.72% | 6.111% | 19.45% | 35.6% | 15.64% | 5.459% | 2.878% | 0.7104% | 0.4231% | 0.2791% | 15.83%
TOTAL | [30 empty] | 100% | 100% | 100% | 100% | 100% | 100% | 100% | 100% | 100% | 100% | 100% | 100% | 100% | 100% | 100% | 100% | 100% | 100% | 100% | 100% | 100% | 100% | 100% | 100% | 100% | 100% | 100% | 100% | 100% | 100% | 100% | 100% | 100% | 100% | 100% | 100% | 100% | 100% | 100% | 100% | 100% | 100%
WHOLE-HOUSE MECHANICAL VENTILATION SYSTEMS
Dwellings
NO mechanical whole-house ventilation system
Exhaust only ventilation system using bath fans
Supply only ventilation (ducted to HVAC system)
Heat Recovery Ventilation (HRV)
Energy Recovery Ventilation (ERV)
Other
TOTAL
Data redacted, pasted values for all formula cells. This sheet adds the HIRL Apt and Condo worksheet.

## HIRL Totals
HIRL Totals
Raw data structure from HIRL - Total across SF and MF building types. We cannot share per license agreement with HIRL
| BUILDER PRACTICES DATA | OREGON | [5 empty] | WASHINGTON | [5 empty] | IDAHO | [5 empty] | MONTANA
| Copyright 2021, Home Innovation Research Labs | 2015 | 2016 | 2017 | 2018 | 2019 | 2020 | 2015 | 2016 | 2017 | 2018 | 2019 | 2020 | 2015 | 2016 | 2017 | 2018 | 2019 | 2020 | 2015 | 2016 | 2017 | 2018 | 2019 | 2020
HOUSING STARTS
Single-Family Detached (SFD)
Single-Family Attached (SFA)
Apartments / Condos (APT)
TOTAL
HVAC SYSTEMS IN ALL NEW HOMES / DWELLINGS
HEATING SYSTEM TYPE
Heating Systems
No primary heating system
Standard heat pump (Air Source) w/ electric backup heat
Standard heat pump (Air Source) w/ gas or propane backup
Standard heat pump (Air Source) w/ fuel oil backup
Geothermal heat pump
Gas or propane furnace or boiler
Oil furnace or boiler
Electric - furnace, baseboard or radiant
Boiler - electric heating element or heat pump
Wood or pellet stove
Other (solar, etc.)
TOTAL
HEATING SYSTEM DISTRIBUTION
Heating Systems
Ductless Heat Pump
Ductless Heat Pump - One zone only
Ductless Heat Pump - Two or more zones
Forced Air - One zone only
Forced Air - Two or more zones
Hydronic - Radiant Floor
Hydronic - Baseboard or radiators
Other type of distribution system
TOTAL
WARM AIR FURNACE EFFICIENCY RATING
Systems
Less than 80%
Less than 78%
78% to 79.9%
80% to 89.9%
90% to 95%
95.1% or greater
Don't know
TOTAL
AIR CONDITIONING SYSTEM TYPE
Systems
No air conditioning system
Evaporative cooler
Single ducted AC unit
Two or more ducted AC units
Ductless heat pump
Ducted heat pump (all types)
Other
TOTAL
FEATURES OF HVAC SYSTEMS
Systems
High performance air cleaner
Humidifier
Dehumidifier
Ventilating dehumidifier
Smart thermostat
Whole-house exhaust fan
Ceiling fans
Heat recovery ventilators
Energy recovery ventilators
Non-energy-recovery fresh air exchangers
AIR CONDITIONER EFFICIENCY RATING
Air Conditioning Systems
Less than 13 SEER
13.0 to 14.9 SEER
15.0 to 16.9 SEER
17.0 to 18.9 SEER
19.0 to 20.9 SEER
21 SEER or higher
Don't know
TOTAL
HEAT PUMP EFFICIENCY RATING
Heat Pump Systems
Less than 13 SEER
13.0 to 14.9 SEER
15.0 to 16.9 SEER
17.0 to 18.9 SEER
19.0 to 20.9 SEER
21 SEER or higher
Don't know
TOTAL
WHOLE-HOUSE MECHANICAL VENTILATION SYSTEMS
Dwellings
NO mechanical whole-house ventilation system
Exhaust only ventilation system using bath fans
Supply only ventilation (ducted to HVAC system)
Heat Recovery Ventilation (HRV)
Energy Recovery Ventilation (ERV)
Other
TOTAL
Data redacted per license agreement with HIRL.

## SINGLE-FAMILY DETACHED (SFD)
SINGLE-FAMILY DETACHED (SFD)
Raw data structure from HIRL - SF detached building type only. We cannot share per license agreement with HIRL
| BUILDER PRACTICES DATA | OREGON | [5 empty] | WASHINGTON | [5 empty] | IDAHO | [5 empty] | MONTANA
| Copyright 2021, Home Innovation Research Labs | 2015 | 2016 | 2017 | 2018 | 2019 | 2020 | 2015 | 2016 | 2017 | 2018 | 2019 | 2020 | 2015 | 2016 | 2017 | 2018 | 2019 | 2020 | 2015 | 2016 | 2017 | 2018 | 2019 | 2020
HOUSING STARTS
Single-Family Detached (SFD)
Single-Family Attached (SFA)
Apartments / Condos (APT)
TOTAL
HVAC SYSTEMS IN NEW SINGLE-FAMILY DETACHED HOMES
HEATING SYSTEM TYPE
Heating Systems
No primary heating system
Standard heat pump (Air Source) w/ electric backup heat
Standard heat pump (Air Source) w/ gas or propane backup
Standard heat pump (Air Source) w/ fuel oil backup
Geothermal heat pump
Gas or propane furnace or boiler
Oil furnace or boiler
Electric - furnace, baseboard or radiant
Boiler - electric heating element or heat pump
Wood or pellet stove
Other (solar, etc.)
TOTAL
HEATING SYSTEM DISTRIBUTION
Heating Systems
Ductless Heat Pump
Ductless Heat Pump - One zone only
Ductless Heat Pump - Two or more zones
Forced Air - One zone only
Forced Air - Two or more zones
Hydronic - Radiant Floor
Hydronic - Baseboard or radiators
Other type of distribution system
TOTAL
WARM AIR FURNACE EFFICIENCY RATING
Systems
Less than 80%
Less than 78%
78% to 79.9%
80% to 89.9%
90% to 95%
95.1% or greater
Don't know
TOTAL
AIR CONDITIONING SYSTEM TYPE
Systems
No air conditioning system
Evaporative cooler
Single ducted AC unit
Two or more ducted AC units
Ductless heat pump
Ducted heat pump (all types)
Other
TOTAL
FEATURES OF HVAC SYSTEMS
Systems
High performance air cleaner
Humidifier
Dehumidifier
Ventilating dehumidifier
Smart thermostat
Whole-house exhaust fan
Ceiling fans
Heat recovery ventilators
Energy recovery ventilators
Non-energy-recovery fresh air exchangers
AIR CONDITIONER EFFICIENCY RATING
Air Conditioning Systems
Less than 13 SEER
13.0 to 14.9 SEER
15.0 to 16.9 SEER
17.0 to 18.9 SEER
19.0 to 20.9 SEER
21 SEER or higher
Don't know
TOTAL
HEAT PUMP EFFICIENCY RATING
Heat Pump Systems
Less than 13 SEER
13.0 to 14.9 SEER
15.0 to 16.9 SEER
17.0 to 18.9 SEER
19.0 to 20.9 SEER
21 SEER or higher
Don't know
TOTAL
WHOLE-HOUSE MECHANICAL VENTILATION SYSTEMS
Dwellings
NO mechanical whole-house ventilation system
Exhaust only ventilation system using bath fans
Supply only ventilation (ducted to HVAC system)
Heat Recovery Ventilation (HRV)
Energy Recovery Ventilation (ERV)
Other
TOTAL
Data redacted per license agreement with HIRL.

## SINGLE-FAMILY ATTACHED (SFA)
SINGLE-FAMILY ATTACHED (SFA)
Raw data structure from HIRL - SF attached building type only. We cannot share per license agreement with HIRL
| BUILDER PRACTICES DATA | OREGON | [5 empty] | WASHINGTON | [5 empty] | IDAHO | [5 empty] | MONTANA
| Copyright 2021, Home Innovation Research Labs | 2015 | 2016 | 2017 | 2018 | 2019 | 2020 | 2015 | 2016 | 2017 | 2018 | 2019 | 2020 | 2015 | 2016 | 2017 | 2018 | 2019 | 2020 | 2015 | 2016 | 2017 | 2018 | 2019 | 2020
HOUSING STARTS
Single-Family Detached (SFD)
Single-Family Attached (SFA)
Apartments / Condos (APT)
TOTAL
HVAC SYSTEMS IN NEW SINGLE-FAMILY ATTACHED HOMES
HEATING SYSTEM TYPE
Heating Systems
No primary heating system
Standard heat pump (Air Source) w/ electric backup heat
Standard heat pump (Air Source) w/ gas or propane backup
Standard heat pump (Air Source) w/ fuel oil backup
Geothermal heat pump
Gas or propane furnace or boiler
Oil furnace or boiler
Electric - furnace, baseboard or radiant
Boiler - electric heating element or heat pump
Wood or pellet stove
Other (solar, etc.)
TOTAL
HEATING SYSTEM DISTRIBUTION
Heating Systems
Ductless Heat Pump
Ductless Heat Pump - One zone only
Ductless Heat Pump - Two or more zones
Forced Air - One zone only
Forced Air - Two or more zones
Hydronic - Radiant Floor
Hydronic - Baseboard or radiators
Other type of distribution system
TOTAL
WARM AIR FURNACE EFFICIENCY RATING
Systems
Less than 80%
Less than 78%
78% to 79.9%
80% to 89.9%
90% to 95%
95.1% or greater
Don't know
TOTAL
AIR CONDITIONING SYSTEM TYPE
Systems
No air conditioning system
Evaporative cooler
Single ducted AC unit
Two or more ducted AC units
Ductless heat pump
Ducted heat pump (all types)
Other
TOTAL
FEATURES OF HVAC SYSTEMS
Systems
High performance air cleaner
Humidifier
Dehumidifier
Ventilating dehumidifier
Smart thermostat
Whole-house exhaust fan
Ceiling fans
Heat recovery ventilators
Energy recovery ventilators
Non-energy-recovery fresh air exchangers
AIR CONDITIONER EFFICIENCY RATING
Air Conditioning Systems
Less than 13 SEER
13.0 to 14.9 SEER
15.0 to 16.9 SEER
17.0 to 18.9 SEER
19.0 to 20.9 SEER
21 SEER or higher
Don't know
TOTAL
HEAT PUMP EFFICIENCY RATING
Heat Pump Systems
Less than 13 SEER
13.0 to 14.9 SEER
15.0 to 16.9 SEER
17.0 to 18.9 SEER
19.0 to 20.9 SEER
21 SEER or higher
Don't know
TOTAL
WHOLE-HOUSE MECHANICAL VENTILATION SYSTEMS
Dwellings
NO mechanical whole-house ventilation system
Exhaust only ventilation system using bath fans
Supply only ventilation (ducted to HVAC system)
Heat Recovery Ventilation (HRV)
Energy Recovery Ventilation (ERV)
Other
TOTAL
Data redacted per license agreement with HIRL.

## APARTMENT - CONDOS (APT)
APARTMENT - CONDOS (APT)
Raw data structure from HIRL - Total across SF and MF building types. We cannot share per license agreement with HIRL
| BUILDER PRACTICES DATA | OREGON | [5 empty] | WASHINGTON | [5 empty] | IDAHO | [5 empty] | MONTANA
| Copyright 2021, Home Innovation Research Labs | 2015 | 2016 | 2017 | 2018 | 2019 | 2020 | 2015 | 2016 | 2017 | 2018 | 2019 | 2020 | 2015 | 2016 | 2017 | 2018 | 2019 | 2020 | 2015 | 2016 | 2017 | 2018 | 2019 | 2020
HOUSING STARTS
Single-Family Detached (SFD)
Single-Family Attached (SFA)
Apartments / Condos (APT)
TOTAL
HVAC SYSTEMS IN NEW APARTMENS / CONDOS
HEATING SYSTEM TYPE
Heating Systems
No primary heating system
Standard heat pump (Air Source) w/ electric backup heat
Standard heat pump (Air Source) w/ gas or propane backup
Standard heat pump (Air Source) w/ fuel oil backup
Geothermal heat pump
Gas or propane furnace or boiler
Oil furnace or boiler
Electric - furnace, baseboard or radiant
Boiler - electric heating element or heat pump
Wood or pellet stove
Other (solar, etc.)
TOTAL
HEATING SYSTEM DISTRIBUTION
Heating Systems
Ductless Heat Pump
Ductless Heat Pump - One zone only
Ductless Heat Pump - Two or more zones
Forced Air - One zone only
Forced Air - Two or more zones
Hydronic - Radiant Floor
Hydronic - Baseboard or radiators
Other type of distribution system
TOTAL
WARM AIR FURNACE EFFICIENCY RATING
Systems
Less than 80%
Less than 78%
78% to 79.9%
80% to 89.9%
90% to 95%
95.1% or greater
Don't know
TOTAL
AIR CONDITIONING SYSTEM TYPE
Systems
No air conditioning system
Evaporative cooler
Single ducted AC unit
Two or more ducted AC units
Ductless heat pump
Ducted heat pump (all types)
Other
TOTAL
FEATURES OF HVAC SYSTEMS
Systems
High performance air cleaner
Humidifier
Dehumidifier
Ventilating dehumidifier
Smart thermostat
Whole-house exhaust fan
Ceiling fans
Heat recovery ventilators
Energy recovery ventilators
Non-energy-recovery fresh air exchangers
AIR CONDITIONER EFFICIENCY RATING
Air Conditioning Systems
Less than 13 SEER
13.0 to 14.9 SEER
15.0 to 16.9 SEER
17.0 to 18.9 SEER
19.0 to 20.9 SEER
21 SEER or higher
Don't know
TOTAL
HEAT PUMP EFFICIENCY RATING
Heat Pump Systems
Less than 13 SEER
13.0 to 14.9 SEER
15.0 to 16.9 SEER
17.0 to 18.9 SEER
19.0 to 20.9 SEER
21 SEER or higher
Don't know
TOTAL
WHOLE-HOUSE MECHANICAL VENTILATION SYSTEMS
Dwellings
NO mechanical whole-house ventilation system
Exhaust only ventilation system using bath fans
Supply only ventilation (ducted to HVAC system)
Heat Recovery Ventilation (HRV)
Energy Recovery Ventilation (ERV)
Other
TOTAL
Data redacted per license agreement with HIRL.

## RBSA Saturation
RBSA Saturation
Summaries of HVAC system data from RBSA II
This data summarizes the tabs to the left of this tab and was performed during the previous model.
Saturation by HVAC Type
Cooling
| HVAC Type | Single Family | Multifamily Residence
| ASHP | 14.98% | 1.252%
| CAC | 25.22% | 2.913%
| DHP | 4.204% | 3.148%
| RAC | 7.788% | 9.727%
| PTAC | 2.552% | 6.626%
| GSHP | 0.8102% | 0%
| PTHP | 0.1785% | 1.486%
| None | 44.27% | 74.77%
| Other | 0% | 0.08241%
| Total | 100% | 100%
Heating
| HVAC Type | Single Family | Multifamily Residence
| ASHP | 11.37% | 1.721%
| DHP | 3.477% | 3.063%
| eFAF | 3.533% | 2.426%
| gFAF | 54.09% | 5.638%
| GSHP | 0.7178% | 0%
| Zonal | 16.58% | 79.24%
| PTHP | 0% | 1.758%
| PTAC | 0% | 0.0899%
| Other | 10.17% | 5.985%
| Total | 99.94% | 99.92%
Summary Tables
Weighted Sums - HVAC types
| building_vintage_category | (All) |  |  | building_vintage_category | (All) |  |  | building_vintage_category | (All)
| Sum of adj_weight | Column Labels |  |  | Sum of adj_weight | Column Labels |  |  |  | Column Labels
| Row Labels | Single Family | Multifamily Residence | Grand Total | Row Labels | Single Family | Multifamily Residence | Grand Total |  | Single Family | Multifamily Residence | Grand Total
| ASHP | 637480.11 | 11417.98 | 648898.09 | ASHP | 483923.25 | 15697.09 | 499620.34 | Sum of sumwt | 4254405.4 | 912008.98 | 5166414.38
| CAC | 1072759.5 | 26565.64 | 1099325.14 | DHP | 147926.23 | 27933.09 | 175859.32
| DHP | 178871.53 | 28706.69 | 207578.22 | eFAF | 150311.89 | 22127.67 | 172439.56
| GSHP | 34469.01 |  | 34469.01 | gFAF | 2301204.92 | 51422.99 | 2352627.91
| None | 1883326.58 | 681874.49 | 2565201.07 | GSHP | 30537.41 |  | 30537.41
| Other |  | 751.56 | 751.56 | Zonal | 705424.97 | 722703.175 | 1428128.145
| PTAC/RAC | 439904.02 | 149139.69 | 589043.71 | PTHP |  | 16033.8 | 16033.8
| PTHP | 7594.65 | 13552.93 | 21147.58 | PTAC |  | 819.89 | 819.89
| Grand Total | 4254405.4 | 912008.98 | 5166414.38 | Other | 432727.76 | 54583.425 | 487311.185
[5 empty] | Grand Total | 4252056.43 | 911321.13 | 5163377.56
Split RTAC/RAC
| building_vintage_category | (All)
| HVACType | PTAC/RAC
| Sum of adj_weight | Column Labels
| Row Labels | Single Family | Multifamily Residence | Grand Total
| Window Air Conditioner | 223932.815 | 57180.59 | 281113.405
| Portable Air Conditioner | 107388.475 | 31528.9033 | 138917.3783
| Ptac | 4610.02 | 1819.67 | 6429.69
| Through-Wall Air Conditioner | 92112.26 | 51735.8167 | 143848.0767
| Wall-Mounted Ptac | 2986.36 | 6874.71 | 9861.07
| NULL | 8874.09 |  | 8874.09
| Grand Total | 439904.02 | 149139.69 | 589043.71
Apply this % to the PTAC/RAC category to split
| RAC | 75.32% | 59.48%
| PTAC | 24.68% | 40.52%

## RBSA 2016 Equipment Mappings
RBSA 2016 Equipment Mappings
Reference table that maps RBSA II system types into Res HVAC Market Model Categories
Heating
| System.Type | HVACType
| Zonal Heat | Zonal
| gFAF | gFAF
| Stove/Fireplace | Other
| eFAF | eFAF
| Air Source Heat Pump | ASHP
| Mini-Split HP | DHP
| Electric Baseboard | Zonal
| NULL | Other
| Packaged HP | PTHP
| Boiler | Other
| Radiant Heat | Zonal
| Geothermal Heat Pump | GSHP
| Packaged Unit | PTAC
| Ceiling Radiant Heat | Zonal
Cooling
| System.Type | HVACType
| No Cooling | None
| Central AC | CAC
| Air Source Heat Pump | ASHP
| Mini-Split HP | DHP
| Packaged AC | PTAC/RAC
| Packaged HP | PTHP
| Geothermal Heat Pump | GSHP
| Water Source Heat Pump | GSHP
| Mini-Split AC | PTAC/RAC
| Evaporative Cooling | Other

## RBSA Query Result - Heating
BRSA Query Result - Heating
RBSA Query result for heating systems
| PK_SiteID | building_vintage | building_vintage_category | Building Type | Site_Case_Weight | adj_weight | cz | System.Type | System.Sub.Type | fuel | Control Type | capacity | HSPF | hspf_bin | Component 1 | Component 1 Year of Manufacture | eqpt_vintage_category | HVACage | HVACType
| SITE_00001 | 1969 | 2010 and earlier | Multifamily Residence | 751.56 | 751.56 | 1 | Zonal Heat | Vertical Wall Heater | Electric | Manual Thermostat - Analog | NULL | NULL | NULL | Unknown | NULL | NULL | NULL | Zonal
| SITE_00002 | 1968 | 2010 and earlier | Manufactured | 997.59 | 997.59 | 1 | gFAF | NULL | Natural Gas | Programmable Thermostat | 60000 | NULL | NULL | Furnace | 2014 | 2011 and later | 2 | gFAF
| SITE_00003 | 1984 | 2010 and earlier | Manufactured | 997.59 | 997.59 | 1 | Stove/Fireplace | Space Heating Stove | Wood (Cord) | None | NULL | NULL | NULL | NULL | NULL | NULL | NULL | Other
| SITE_00004 | 1982 | 2010 and earlier | Manufactured | 997.59 | 997.59 | 1 | eFAF | NULL | Electric | Manual Thermostat - Analog | NULL | NULL | NULL | Furnace | NULL | NULL | NULL | eFAF
| SITE_00005 | 1973 | 2010 and earlier | Manufactured | 997.59 | 997.59 | 1 | eFAF | NULL | Electric | Programmable Thermostat | NULL | NULL | NULL | Furnace | NULL | NULL | NULL | eFAF
| SITE_00006 | 1992 | 2010 and earlier | Manufactured | 997.59 | 997.59 | 1 | Air Source Heat Pump | NULL | Electric | Programmable Thermostat | NULL | NULL | NULL | Condenser | 2013 | 2011 and later | 3 | ASHP
| SITE_00007 | 1971 | 2010 and earlier | Manufactured | 997.59 | 997.59 | 1 | Zonal Heat | Electric Plug-In Heater | Electric | Manual Thermostat - Analog | NULL | NULL | NULL | Unknown | NULL | NULL | NULL | Zonal
| SITE_00008 | 1983 | 2010 and earlier | Single Family | 3801.52 | 3801.52 | 1 | Stove/Fireplace | Space Heating Stove | Wood (Cord) | None | NULL | NULL | NULL | NULL | NULL | NULL | NULL | Other
| SITE_00009 | 2007 | 2010 and earlier | Manufactured | 921.5 | 921.5 | 1 | eFAF | NULL | Electric | Programmable Thermostat | NULL | NULL | NULL | Furnace | 1996 | 2010 and earlier | 20 | eFAF
| SITE_00010 | 1971 | 2010 and earlier | Manufactured | 1982.27 | 1982.27 | 1 | Mini-Split HP | NULL | Electric | Programmable Thermostat | NULL | NULL | NULL | Condenser | NULL | NULL | NULL | DHP
| SITE_00011 | 1987 | 2010 and earlier | Manufactured | 921.5 | 921.5 | 1 | Air Source Heat Pump | NULL | Electric | Programmable Thermostat | NULL | 9 | 4: 9.0-10.5 | Condenser | 2014 | 2011 and later | 2 | ASHP
| SITE_00012 | 1970 | 2010 and earlier | Manufactured | 1982.27 | 1982.27 | 1 | eFAF | NULL | Electric | Programmable Thermostat | NULL | NULL | NULL | Furnace | 1990 | 2010 and earlier | 26 | eFAF
| SITE_00013 | 1972 | 2010 and earlier | Manufactured | 921.5 | 921.5 | 1 | eFAF | NULL | Electric | Programmable Thermostat | NULL | NULL | NULL | Furnace | 1990 | 2010 and earlier | 26 | eFAF
| SITE_00014 | 1995 | 2010 and earlier | Manufactured | 921.5 | 921.5 | 1 | Air Source Heat Pump | NULL | Electric | Programmable Thermostat | NULL | 10 | 4: 9.0-10.5 | Condenser | 2014 | 2011 and later | 2 | ASHP
| SITE_00015 | 1997 | 2010 and earlier | Manufactured | 921.5 | 921.5 | 1 | eFAF | NULL | Electric | Smart/Wi-Fi Thermostat | NULL | NULL | NULL | Furnace | 1992 | 2010 and earlier | 24 | eFAF
| SITE_00016 | 1986 | 2010 and earlier | Manufactured | 1313.97 | 1313.97 | 1 | eFAF | NULL | Electric | Programmable Thermostat | NULL | NULL | NULL | Furnace | NULL | NULL | NULL | eFAF
| SITE_00017 | 1968 | 2010 and earlier | Manufactured | 997.59 | 997.59 | 1 | eFAF | NULL | Electric | Programmable Thermostat | NULL | NULL | NULL | Furnace | NULL | NULL | NULL | eFAF
| SITE_00018 | 1978 | 2010 and earlier | Manufactured | 997.59 | 997.59 | 1 | Air Source Heat Pump | NULL | Electric | Programmable Thermostat | NULL | 8.2 | 2: 7.7-8.2 | Condenser | 2009 | 2010 and earlier | 7 | ASHP
| SITE_00019 | 1990 | 2010 and earlier | Manufactured | 997.59 | 997.59 | 1 | eFAF | NULL | Electric | Manual Thermostat - Digital | NULL | NULL | NULL | Furnace | 2003 | 2010 and earlier | 13 | eFAF
| SITE_00020 | 2000 | 2010 and earlier | Manufactured | 997.59 | 997.59 | 1 | Air Source Heat Pump | NULL | Electric | Manual Thermostat - Analog | NULL | 7.7 | 2: 7.7-8.2 | Condenser | 2012 | 2011 and later | 4 | ASHP
| SITE_00021 | 2017 | 2011 and later | Single Family | 2986.36 | 2986.36 | 1 | Air Source Heat Pump | NULL | Electric | Programmable Thermostat | NULL | 8.2 | 2: 7.7-8.2 | Condenser | 2017 | 2011 and later | -1 | ASHP
| SITE_00022 | 1971 | 2010 and earlier | Manufactured | 921.5 | 921.5 | 1 | eFAF | NULL | Electric | Manual Thermostat - Digital | NULL | NULL | NULL | Furnace | 1971 | 2010 and earlier | 45 | eFAF
| SITE_00023 | 1998 | 2010 and earlier | Manufactured | 1313.97 | 1313.97 | 1 | eFAF | NULL | Electric | Manual Thermostat - Digital | NULL | NULL | NULL | Furnace | 1987 | 2010 and earlier | 29 | eFAF
| SITE_00024 | 1973 | 2010 and earlier | Manufactured | 1313.97 | 1313.97 | 1 | eFAF | NULL | Electric | Manual Thermostat - Analog | NULL | NULL | NULL | Furnace | 1972 | 2010 and earlier | 44 | eFAF
| SITE_00025 | 1979 | 2010 and earlier | Manufactured | 1313.97 | 1313.97 | 1 | eFAF | NULL | Electric | Programmable Thermostat | NULL | NULL | NULL | Furnace | 2007 | 2010 and earlier | 9 | eFAF
| SITE_00026 | 2010 | 2010 and earlier | Single Family | 2986.36 | 2986.36 | 1 | eFAF | NULL | Electric | Programmable Thermostat | NULL | NULL | NULL | Furnace | 2009 | 2010 and earlier | 7 | eFAF
| SITE_00027 | NULL | NULL | Manufactured | 1313.97 | 1313.97 | 1 | eFAF | NULL | Electric | Manual Thermostat - Analog | NULL | NULL | NULL | Furnace | 2002 | 2010 and earlier | 14 | eFAF
| SITE_00028 | 1976 | 2010 and earlier | Manufactured | 1313.97 | 1313.97 | 1 | eFAF | NULL | Electric | Programmable Thermostat | NULL | NULL | NULL | Furnace | 1976 | 2010 and earlier | 40 | eFAF
| SITE_00029 | 1971 | 2010 and earlier | Manufactured | 1313.97 | 1313.97 | 1 | eFAF | NULL | Electric | Manual Thermostat - Analog | NULL | NULL | NULL | Furnace | 2004 | 2010 and earlier | 12 | eFAF
| SITE_00030 | 1976 | 2010 and earlier | Manufactured | 1313.97 | 1313.97 | 1 | eFAF | NULL | Electric | Manual Thermostat - Analog | NULL | NULL | NULL | Furnace | 1976 | 2010 and earlier | 40 | eFAF
| SITE_00031 | 1974 | 2010 and earlier | Manufactured | 1313.97 | 1313.97 | 1 | eFAF | NULL | Electric | Manual Thermostat - Digital | NULL | NULL | NULL | Furnace | 1973 | 2010 and earlier | 43 | eFAF
| SITE_00032 | 1991 | 2010 and earlier | Manufactured | 1313.97 | 1313.97 | 1 | Air Source Heat Pump | NULL | Electric | Programmable Thermostat | NULL | 8.2 | 2: 7.7-8.2 | Condenser | 2016 | 2011 and later | 0 | ASHP
| SITE_00033 | 1967 | 2010 and earlier | Manufactured | 1313.97 | 1313.97 | 1 | eFAF | NULL | Electric | Programmable Thermostat | NULL | NULL | NULL | Furnace | NULL | NULL | NULL | eFAF
| SITE_00034 | 2015 | 2011 and later | Manufactured | 1313.97 | 1313.97 | 1 | eFAF | NULL | Electric | Programmable Thermostat | NULL | NULL | NULL | Furnace | 2015 | 2011 and later | 1 | eFAF
| SITE_00035 | 1980 | 2010 and earlier | Manufactured | 1313.97 | 1313.97 | 1 | Air Source Heat Pump | NULL | Electric | Manual Thermostat - Analog | NULL | NULL | NULL | Condenser | 2001 | 2010 and earlier | 15 | ASHP
| SITE_00036 | 1998 | 2010 and earlier | Manufactured | 1313.97 | 1313.97 | 1 | eFAF | NULL | Electric | Manual Thermostat - Analog | NULL | NULL | NULL | Furnace | 1997 | 2010 and earlier | 19 | eFAF
| SITE_00037 | 1979 | 2010 and earlier | Manufactured | 1313.97 | 1313.97 | 1 | eFAF | NULL | Electric | Manual Thermostat - Analog | NULL | NULL | NULL | Furnace | 2008 | 2010 and earlier | 8 | eFAF
| SITE_00038 | 1986 | 2010 and earlier | Manufactured | 1313.97 | 1313.97 | 1 | eFAF | NULL | Electric | Programmable Thermostat | NULL | NULL | NULL | Furnace | NULL | NULL | NULL | eFAF
| SITE_00039 | 1982 | 2010 and earlier | Manufactured | 1313.97 | 1313.97 | 1 | Air Source Heat Pump | NULL | Electric | Programmable Thermostat | NULL | NULL | NULL | Condenser | NULL | NULL | NULL | ASHP
| SITE_00040 | 1999 | 2010 and earlier | Manufactured | 1313.97 | 1313.97 | 1 | eFAF | NULL | Electric | Programmable Thermostat | NULL | NULL | NULL | Furnace | 1997 | 2010 and earlier | 19 | eFAF
| SITE_00041 | 1970 | 2010 and earlier | Multifamily Residence | 2002.11 | 2002.11 | 1 | Zonal Heat | Vertical Wall Heater | Electric | Manual Thermostat - Analog | NULL | NULL | NULL | Unknown | NULL | NULL | NULL | Zonal
| SITE_00042 | 1967 | 2010 and earlier | Multifamily Residence | 2002.11 | 1001.055 | 1 | Zonal Heat | Radiant Ceiling Heat | Electric | Manual Thermostat - Analog | NULL | NULL | NULL | Unknown | NULL | NULL | NULL | Zonal
| SITE_00042 | 1967 | 2010 and earlier | Multifamily Residence | 2002.11 | 1001.055 | 1 | Zonal Heat | Electric Plug-In Heater | Electric | Manual Thermostat - Analog | NULL | NULL | NULL | Unknown | NULL | NULL | NULL | Zonal
| SITE_00043 | 1970 | 2010 and earlier | Multifamily Residence | 2002.11 | 667.37 | 1 | Electric Baseboard | NULL | Electric | Manual Thermostat - Analog | NULL | NULL | NULL | NULL | NULL | NULL | NULL | Zonal
| SITE_00043 | 1970 | 2010 and earlier | Multifamily Residence | 2002.11 | 667.37 | 1 | Electric Baseboard | NULL | Electric | Manual Thermostat - Analog | NULL | NULL | NULL | NULL | NULL | NULL | NULL | Zonal
| SITE_00043 | 1970 | 2010 and earlier | Multifamily Residence | 2002.11 | 667.37 | 1 | Electric Baseboard | NULL | Electric | Manual Thermostat - Analog | NULL | NULL | NULL | NULL | NULL | NULL | NULL | Zonal
| SITE_00044 | 2001 | 2010 and earlier | Multifamily Residence | 2002.11 | 2002.11 | 1 | Zonal Heat | Electric Plug-In Heater | Electric | Manual Thermostat - Analog | NULL | NULL | NULL | Unknown | NULL | NULL | NULL | Zonal
| SITE_00045 | 1993 | 2010 and earlier | Multifamily Residence | 2002.39 | 2002.39 | 1 | Zonal Heat | Unit Heater | Electric | Manual Thermostat - Analog | NULL | NULL | NULL | Unknown | NULL | NULL | NULL | Zonal
| SITE_00046 | 1980 | 2010 and earlier | Multifamily Residence | 2002.39 | 2002.39 | 1 | Radiant Heat | Unknown | Building Central System | Unknown | NULL | NULL | NULL | Furnace | NULL | NULL | NULL | Zonal
| SITE_00047 | 1970 | 2010 and earlier | Multifamily Residence | 2002.39 | 2002.39 | 1 | Zonal Heat | Unit Heater | Electric | Manual Thermostat - Analog | NULL | NULL | NULL | Unknown | NULL | NULL | NULL | Zonal
| SITE_00048 | 1924 | 2010 and earlier | Multifamily Residence | 2002.39 | 2002.39 | 1 | Electric Baseboard | NULL | Electric | Manual Thermostat - Analog | NULL | NULL | NULL | NULL | NULL | NULL | NULL | Zonal
| SITE_00049 | 1920 | 2010 and earlier | Single Family | 2292.4 | 2292.4 | 1 | gFAF | NULL | Natural Gas | Unknown | NULL | NULL | NULL | Furnace | NULL | NULL | NULL | gFAF
| SITE_00050 | 1928 | 2010 and earlier | Multifamily Residence | 2002.39 | 1001.195 | 1 | Electric Baseboard | NULL | Electric | Manual Thermostat - Analog | NULL | NULL | NULL | NULL | NULL | NULL | NULL | Zonal
| SITE_00050 | 1928 | 2010 and earlier | Multifamily Residence | 2002.39 | 1001.195 | 1 | Electric Baseboard | NULL | Electric | Manual Thermostat - Analog | NULL | NULL | NULL | NULL | NULL | NULL | NULL | Zonal
| SITE_00051 | 2009 | 2010 and earlier | Single Family | 587.74 | 587.74 | 1 | Zonal Heat | Unit Heater | Electric | Manual Thermostat - Analog | NULL | NULL | NULL | Unknown | NULL | NULL | NULL | Zonal
| SITE_00052 | 2011 | 2011 and later | Multifamily Residence | 2002.39 | 2002.39 | 1 | Zonal Heat | Vertical Wall Heater | Electric | Manual Thermostat - Analog | NULL | NULL | NULL | Unknown | NULL | NULL | NULL | Zonal
| SITE_00053 | 1967 | 2010 and earlier | Multifamily Residence | 2002.39 | 2002.39 | 1 | Mini-Split HP | NULL | Electric | Remote Control | NULL | NULL | NULL | Condenser | 2014 | 2011 and later | 2 | DHP
| SITE_00054 | 1890 | 2010 and earlier | Multifamily Residence | 2002.39 | 667.4633 | 1 | Electric Baseboard | NULL | Electric | Manual Thermostat - Analog | NULL | NULL | NULL | NULL | NULL | NULL | NULL | Zonal
| SITE_00054 | 1890 | 2010 and earlier | Multifamily Residence | 2002.39 | 667.4633 | 1 | Electric Baseboard | NULL | Electric | Manual Thermostat - Analog | NULL | NULL | NULL | NULL | NULL | NULL | NULL | Zonal
| SITE_00054 | 1890 | 2010 and earlier | Multifamily Residence | 2002.39 | 667.4633 | 1 | Electric Baseboard | NULL | Electric | Manual Thermostat - Analog | NULL | NULL | NULL | NULL | NULL | NULL | NULL | Zonal
| SITE_00055 | 1979 | 2010 and earlier | Multifamily Residence | 2002.39 | 2002.39 | 1 | Zonal Heat | Vertical Wall Heater | Electric | Manual Thermostat - Analog | NULL | NULL | NULL | Unknown | NULL | NULL | NULL | Zonal
| SITE_00056 | 2014 | 2011 and later | Multifamily Residence | 2002.39 | 2002.39 | 1 | Zonal Heat | Unit Heater | Electric | Manual Thermostat - Digital | NULL | NULL | NULL | Unknown | NULL | NULL | NULL | Zonal
| SITE_00057 | 2001 | 2010 and earlier | Multifamily Residence | 2000.27 | 1000.135 | 1 | Zonal Heat | Vertical Wall Heater | Electric | Manual Thermostat - Analog | NULL | NULL | NULL | Unknown | NULL | NULL | NULL | Zonal
| SITE_00057 | 2001 | 2010 and earlier | Multifamily Residence | 2000.27 | 1000.135 | 1 | Zonal Heat | Unit Heater | Electric | Manual Thermostat - Analog | NULL | NULL | NULL | Unknown | NULL | NULL | NULL | Zonal
| SITE_00058 | 1996 | 2010 and earlier | Multifamily Residence | 2002.39 | 1001.195 | 1 | Zonal Heat | Vertical Wall Heater | Electric | Manual Thermostat - Analog | NULL | NULL | NULL | Unknown | NULL | NULL | NULL | Zonal
| SITE_00058 | 1996 | 2010 and earlier | Multifamily Residence | 2002.39 | 1001.195 | 1 | Zonal Heat | Electric Plug-In Heater | Electric | Manual Thermostat - Analog | NULL | NULL | NULL | Unknown | NULL | NULL | NULL | Zonal
| SITE_00059 | 1919 | 2010 and earlier | Single Family | 2292.4 | 2292.4 | 1 | Stove/Fireplace | Fireplace - Factory-Built Insert | Natural Gas | Thermostat | 21000 | NULL | NULL | NULL | NULL | NULL | NULL | Other
| SITE_00060 | 1999 | 2010 and earlier | Multifamily Residence | 2002.39 | 2002.39 | 1 | Air Source Heat Pump | NULL | Electric | Unknown | NULL | NULL | NULL | Condenser | NULL | NULL | NULL | ASHP
| SITE_00061 | 1918 | 2010 and earlier | Single Family | 587.74 | 293.87 | 1 | Zonal Heat | Electric Plug-In Heater | Electric | Manual Thermostat - Analog | NULL | NULL | NULL | Unknown | NULL | NULL | NULL | Zonal
| SITE_00061 | 1918 | 2010 and earlier | Single Family | 587.74 | 293.87 | 1 | Zonal Heat | Vertical Wall Heater | Electric | Manual Thermostat - Analog | NULL | NULL | NULL | Unknown | NULL | NULL | NULL | Zonal
| SITE_00062 | 2016 | 2011 and later | Single Family | 587.74 | 587.74 | 1 | Zonal Heat | Vertical Wall Heater | Electric | Manual Thermostat - Analog | NULL | NULL | NULL | Unknown | NULL | NULL | NULL | Zonal
| SITE_00063 | 2004 | 2010 and earlier | Multifamily Residence | 2002.39 | 2002.39 | 1 | Electric Baseboard | NULL | Electric | Manual Thermostat - Analog | NULL | NULL | NULL | NULL | NULL | NULL | NULL | Zonal
| SITE_00064 | 1965 | 2010 and earlier | Multifamily Residence | 2002.39 | 667.4633 | 1 | Electric Baseboard | NULL | Electric | Manual Thermostat - Analog | NULL | NULL | NULL | NULL | NULL | NULL | NULL | Zonal
| SITE_00064 | 1965 | 2010 and earlier | Multifamily Residence | 2002.39 | 667.4633 | 1 | Electric Baseboard | NULL | Electric | Manual Thermostat - Analog | NULL | NULL | NULL | NULL | NULL | NULL | NULL | Zonal
| SITE_00064 | 1965 | 2010 and earlier | Multifamily Residence | 2002.39 | 667.4633 | 1 | Electric Baseboard | NULL | Electric | Manual Thermostat - Analog | NULL | NULL | NULL | NULL | NULL | NULL | NULL | Zonal
| SITE_00065 | 1972 | 2010 and earlier | Multifamily Residence | 2002.39 | 500.5975 | 1 | Electric Baseboard | NULL | Electric | Manual Thermostat - Analog | NULL | NULL | NULL | NULL | NULL | NULL | NULL | Zonal
| SITE_00065 | 1972 | 2010 and earlier | Multifamily Residence | 2002.39 | 500.5975 | 1 | Electric Baseboard | NULL | Electric | Manual Thermostat - Analog | NULL | NULL | NULL | NULL | NULL | NULL | NULL | Zonal
| SITE_00065 | 1972 | 2010 and earlier | Multifamily Residence | 2002.39 | 500.5975 | 1 | Electric Baseboard | NULL | Electric | Manual Thermostat - Analog | NULL | NULL | NULL | NULL | NULL | NULL | NULL | Zonal
| SITE_00065 | 1972 | 2010 and earlier | Multifamily Residence | 2002.39 | 500.5975 | 1 | Electric Baseboard | NULL | Electric | Manual Thermostat - Analog | NULL | NULL | NULL | NULL | NULL | NULL | NULL | Zonal
| SITE_00066 | 1979 | 2010 and earlier | Multifamily Residence | 2002.11 | 2002.11 | 1 | Zonal Heat | Vertical Wall Heater | Electric | Programmable Thermostat | NULL | NULL | NULL | Unknown | NULL | NULL | NULL | Zonal
| SITE_00067 | NULL | NULL | Single Family | 587.74 | 146.935 | 1 | Electric Baseboard | NULL | Electric | Manual Thermostat - Analog | NULL | NULL | NULL | NULL | NULL | NULL | NULL | Zonal
| SITE_00067 | NULL | NULL | Single Family | 587.74 | 146.935 | 1 | Electric Baseboard | NULL | Electric | Manual Thermostat - Analog | NULL | NULL | NULL | NULL | NULL | NULL | NULL | Zonal
| SITE_00067 | NULL | NULL | Single Family | 587.74 | 146.935 | 1 | Electric Baseboard | NULL | Electric | Manual Thermostat - Analog | NULL | NULL | NULL | NULL | NULL | NULL | NULL | Zonal
| SITE_00067 | NULL | NULL | Single Family | 587.74 | 146.935 | 1 | Electric Baseboard | NULL | Electric | Manual Thermostat - Analog | NULL | NULL | NULL | NULL | NULL | NULL | NULL | Zonal
| SITE_00068 | 2007 | 2010 and earlier | Multifamily Residence | 2002.39 | 1001.195 | 1 | Electric Baseboard | NULL | Electric | Manual Thermostat - Analog | NULL | NULL | NULL | NULL | NULL | NULL | NULL | Zonal
| SITE_00068 | 2007 | 2010 and earlier | Multifamily Residence | 2002.39 | 1001.195 | 1 | Electric Baseboard | NULL | Electric | Manual Thermostat - Analog | NULL | NULL | NULL | NULL | NULL | NULL | NULL | Zonal
| SITE_00069 | 1998 | 2010 and earlier | Multifamily Residence | 2002.39 | 667.4633 | 1 | Zonal Heat | Unit Heater | Electric | Manual Thermostat - Analog | NULL | NULL | NULL | Unknown | NULL | NULL | NULL | Zonal
| SITE_00069 | 1998 | 2010 and earlier | Multifamily Residence | 2002.39 | 667.4633 | 1 | Zonal Heat | Unit Heater | Electric | Manual Thermostat - Analog | NULL | NULL | NULL | Unknown | NULL | NULL | NULL | Zonal
| SITE_00069 | 1998 | 2010 and earlier | Multifamily Residence | 2002.39 | 667.4633 | 1 | Zonal Heat | Unit Heater | Electric | Manual Thermostat - Analog | NULL | NULL | NULL | Unknown | NULL | NULL | NULL | Zonal
| SITE_00070 | 1920 | 2010 and earlier | Single Family | 12576.67 | 12576.67 | 1 | gFAF | NULL | Natural Gas | Programmable Thermostat | 60000 | NULL | NULL | Furnace | 2008 | 2010 and earlier | 8 | gFAF
| SITE_00071 | 1970 | 2010 and earlier | Multifamily Residence | 2002.39 | 2002.39 | 1 | Electric Baseboard | NULL | Electric | Manual Thermostat - Analog | NULL | NULL | NULL | NULL | NULL | NULL | NULL | Zonal
| SITE_00072 | 1912 | 2010 and earlier | Multifamily Residence | 2002.11 | 1001.055 | 1 | Zonal Heat | Vertical Wall Heater | Electric | Programmable Thermostat | NULL | NULL | NULL | Unknown | NULL | NULL | NULL | Zonal
| SITE_00072 | 1912 | 2010 and earlier | Multifamily Residence | 2002.11 | 1001.055 | 1 | Zonal Heat | Vertical Wall Heater | Electric | Programmable Thermostat | NULL | NULL | NULL | Unknown | NULL | NULL | NULL | Zonal
| SITE_00073 | 2005 | 2010 and earlier | Single Family | 3801.52 | 3801.52 | 1 | gFAF | NULL | Propane | Programmable Thermostat | 80000 | NULL | NULL | Furnace | 2005 | 2010 and earlier | 11 | gFAF
| SITE_00074 | 2001 | 2010 and earlier | Multifamily Residence | 2002.11 | 1001.055 | 1 | Electric Baseboard | NULL | Electric | Manual Thermostat - Analog | NULL | NULL | NULL | NULL | NULL | NULL | NULL | Zonal
| SITE_00074 | 2001 | 2010 and earlier | Multifamily Residence | 2002.11 | 1001.055 | 1 | Electric Baseboard | NULL | Electric | Manual Thermostat - Analog | NULL | NULL | NULL | NULL | NULL | NULL | NULL | Zonal
| SITE_00075 | 1971 | 2010 and earlier | Multifamily Residence | 2002.11 | 1001.055 | 1 | Electric Baseboard | NULL | Electric | Manual Thermostat - Analog | NULL | NULL | NULL | NULL | NULL | NULL | NULL | Zonal
| SITE_00075 | 1971 | 2010 and earlier | Multifamily Residence | 2002.11 | 1001.055 | 1 | Electric Baseboard | NULL | Electric | Manual Thermostat - Analog | NULL | NULL | NULL | NULL | NULL | NULL | NULL | Zonal
| SITE_00076 | 1981 | 2010 and earlier | Multifamily Residence | 2804.94 | 2804.94 | 1 | Electric Baseboard | NULL | Electric | Manual Thermostat - Analog | NULL | NULL | NULL | NULL | NULL | NULL | NULL | Zonal
| SITE_00077 | 1967 | 2010 and earlier | Multifamily Residence | 2804.94 | 1402.47 | 1 | Electric Baseboard | NULL | Electric | Manual Thermostat - Analog | NULL | NULL | NULL | NULL | NULL | NULL | NULL | Zonal
| SITE_00077 | 1967 | 2010 and earlier | Multifamily Residence | 2804.94 | 1402.47 | 1 | Electric Baseboard | NULL | Electric | Manual Thermostat - Analog | NULL | NULL | NULL | NULL | NULL | NULL | NULL | Zonal
| SITE_00078 | 1967 | 2010 and earlier | Multifamily Residence | 2804.94 | 2804.94 | 1 | Electric Baseboard | NULL | Electric | Manual Thermostat - Analog | NULL | NULL | NULL | NULL | NULL | NULL | NULL | Zonal
| SITE_00079 | 1980 | 2010 and earlier | Multifamily Residence | 2804.94 | 934.98 | 1 | Electric Baseboard | NULL | Electric | Manual Thermostat - Analog | NULL | NULL | NULL | NULL | NULL | NULL | NULL | Zonal
| SITE_00079 | 1980 | 2010 and earlier | Multifamily Residence | 2804.94 | 934.98 | 1 | Electric Baseboard | NULL | Electric | Manual Thermostat - Analog | NULL | NULL | NULL | NULL | NULL | NULL | NULL | Zonal
| SITE_00079 | 1980 | 2010 and earlier | Multifamily Residence | 2804.94 | 934.98 | 1 | Electric Baseboard | NULL | Electric | Manual Thermostat - Analog | NULL | NULL | NULL | NULL | NULL | NULL | NULL | Zonal
| SITE_00080 | 1909 | 2010 and earlier | Multifamily Residence | 739.45 | 369.725 | 1 | Electric Baseboard | NULL | Electric | Manual Thermostat - Analog | NULL | NULL | NULL | NULL | NULL | NULL | NULL | Zonal
| SITE_00080 | 1909 | 2010 and earlier | Multifamily Residence | 739.45 | 369.725 | 1 | Electric Baseboard | NULL | Electric | Manual Thermostat - Analog | NULL | NULL | NULL | NULL | NULL | NULL | NULL | Zonal
| SITE_00081 | 1945 | 2010 and earlier | Single Family | 2986.36 | 995.4533 | 1 | Zonal Heat | Radiant Floor Heat | Electric | Manual Thermostat - Analog | NULL | NULL | NULL | Unknown | NULL | NULL | NULL | Zonal
| SITE_00081 | 1945 | 2010 and earlier | Single Family | 2986.36 | 995.4533 | 1 | Zonal Heat | Radiant Floor Heat | Electric | Manual Thermostat - Analog | NULL | NULL | NULL | Unknown | NULL | NULL | NULL | Zonal
| SITE_00081 | 1945 | 2010 and earlier | Single Family | 2986.36 | 995.4533 | 1 | Zonal Heat | Radiant Floor Heat | Electric | Manual Thermostat - Analog | NULL | NULL | NULL | Unknown | NULL | NULL | NULL | Zonal
| SITE_00082 | 1970 | 2010 and earlier | Multifamily Residence | 739.45 | 739.45 | 1 | Zonal Heat | Vertical Wall Heater | Electric | Manual Thermostat - Analog | NULL | NULL | NULL | Unknown | NULL | NULL | NULL | Zonal
| SITE_00083 | 1920 | 2010 and earlier | Multifamily Residence | 739.45 | 246.4833 | 1 | Electric Baseboard | NULL | Electric | Manual Thermostat - Analog | NULL | NULL | NULL | NULL | NULL | NULL | NULL | Zonal
| SITE_00083 | 1920 | 2010 and earlier | Multifamily Residence | 739.45 | 246.4833 | 1 | Electric Baseboard | NULL | Electric | Manual Thermostat - Analog | NULL | NULL | NULL | NULL | NULL | NULL | NULL | Zonal
| SITE_00083 | 1920 | 2010 and earlier | Multifamily Residence | 739.45 | 246.4833 | 1 | Electric Baseboard | NULL | Electric | Manual Thermostat - Analog | NULL | NULL | NULL | NULL | NULL | NULL | NULL | Zonal
| SITE_00084 | NULL | NULL | Multifamily Residence | 739.45 | 739.45 | 1 | Electric Baseboard | NULL | Electric | Manual Thermostat - Analog | NULL | NULL | NULL | NULL | NULL | NULL | NULL | Zonal
| SITE_00085 | 1978 | 2010 and earlier | Multifamily Residence | 739.45 | 739.45 | 1 | Electric Baseboard | NULL | Electric | Manual Thermostat - Analog | NULL | NULL | NULL | NULL | NULL | NULL | NULL | Zonal
| SITE_00086 | 1978 | 2010 and earlier | Multifamily Residence | 739.45 | 246.4833 | 1 | Electric Baseboard | NULL | Electric | Manual Thermostat - Analog | NULL | NULL | NULL | NULL | NULL | NULL | NULL | Zonal
| SITE_00086 | 1978 | 2010 and earlier | Multifamily Residence | 739.45 | 246.4833 | 1 | Electric Baseboard | NULL | Electric | Manual Thermostat - Analog | NULL | NULL | NULL | NULL | NULL | NULL | NULL | Zonal
| SITE_00086 | 1978 | 2010 and earlier | Multifamily Residence | 739.45 | 246.4833 | 1 | Electric Baseboard | NULL | Electric | Manual Thermostat - Analog | NULL | NULL | NULL | NULL | NULL | NULL | NULL | Zonal
| SITE_00087 | 1978 | 2010 and earlier | Multifamily Residence | 739.45 | 184.8625 | 1 | Electric Baseboard | NULL | Electric | Manual Thermostat - Analog | NULL | NULL | NULL | NULL | NULL | NULL | NULL | Zonal
| SITE_00087 | 1978 | 2010 and earlier | Multifamily Residence | 739.45 | 184.8625 | 1 | Electric Baseboard | NULL | Electric | Manual Thermostat - Analog | NULL | NULL | NULL | NULL | NULL | NULL | NULL | Zonal
| SITE_00087 | 1978 | 2010 and earlier | Multifamily Residence | 739.45 | 184.8625 | 1 | Electric Baseboard | NULL | Electric | Manual Thermostat - Analog | NULL | NULL | NULL | NULL | NULL | NULL | NULL | Zonal
| SITE_00087 | 1978 | 2010 and earlier | Multifamily Residence | 739.45 | 184.8625 | 1 | Electric Baseboard | NULL | Electric | Manual Thermostat - Analog | NULL | NULL | NULL | NULL | NULL | NULL | NULL | Zonal
| SITE_00088 | 2008 | 2010 and earlier | Multifamily Residence | 739.45 | 739.45 | 1 | Electric Baseboard | NULL | Electric | Manual Thermostat - Analog | NULL | NULL | NULL | NULL | NULL | NULL | NULL | Zonal
| SITE_00089 | 1972 | 2010 and earlier | Multifamily Residence | 739.45 | 739.45 | 1 | Zonal Heat | NULL | NULL | NULL | NULL | NULL | NULL | NULL | NULL | NULL | NULL | Zonal
| SITE_00090 | 1898 | 2010 and earlier | Single Family | 2986.36 | 2986.36 | 1 | Zonal Heat | Electric Plug-In Heater | Electric | Manual Thermostat - Analog | NULL | NULL | NULL | Unknown | NULL | NULL | NULL | Zonal
| SITE_00091 | 1908 | 2010 and earlier | Multifamily Residence | 739.45 | 369.725 | 1 | Electric Baseboard | NULL | Electric | Manual Thermostat - Analog | NULL | NULL | NULL | NULL | NULL | NULL | NULL | Zonal
| SITE_00091 | 1908 | 2010 and earlier | Multifamily Residence | 739.45 | 369.725 | 1 | Electric Baseboard | NULL | Electric | Manual Thermostat - Analog | NULL | NULL | NULL | NULL | NULL | NULL | NULL | Zonal
| SITE_00092 | 1994 | 2010 and earlier | Multifamily Residence | 739.45 | 369.725 | 1 | Electric Baseboard | NULL | Electric | Manual Thermostat - Analog | NULL | NULL | NULL | NULL | NULL | NULL | NULL | Zonal
| SITE_00092 | 1994 | 2010 and earlier | Multifamily Residence | 739.45 | 369.725 | 1 | Electric Baseboard | NULL | Electric | Manual Thermostat - Analog | NULL | NULL | NULL | NULL | NULL | NULL | NULL | Zonal
| SITE_00093 | 1970 | 2010 and earlier | Multifamily Residence | 739.45 | 739.45 | 1 | Zonal Heat | Vertical Wall Heater | Electric | Manual Thermostat - Analog | NULL | NULL | NULL | Unknown | NULL | NULL | NULL | Zonal
| SITE_00094 | 1993 | 2010 and earlier | Multifamily Residence | 739.45 | 369.725 | 1 | Zonal Heat | Vertical Wall Heater | Electric | Manual Thermostat - Analog | NULL | NULL | NULL | Unknown | NULL | NULL | NULL | Zonal
| SITE_00094 | 1993 | 2010 and earlier | Multifamily Residence | 739.45 | 369.725 | 1 | Zonal Heat | Vertical Wall Heater | Electric | Manual Thermostat - Analog | NULL | NULL | NULL | Unknown | NULL | NULL | NULL | Zonal
| SITE_00095 | 1946 | 2010 and earlier | Multifamily Residence | 739.45 | 246.4833 | 1 | Electric Baseboard | NULL | Electric | Manual Thermostat - Analog | NULL | NULL | NULL | NULL | NULL | NULL | NULL | Zonal
| SITE_00095 | 1946 | 2010 and earlier | Multifamily Residence | 739.45 | 246.4833 | 1 | Electric Baseboard | NULL | Electric | Manual Thermostat - Analog | NULL | NULL | NULL | NULL | NULL | NULL | NULL | Zonal
| SITE_00095 | 1946 | 2010 and earlier | Multifamily Residence | 739.45 | 246.4833 | 1 | Electric Baseboard | NULL | Electric | Manual Thermostat - Analog | NULL | NULL | NULL | NULL | NULL | NULL | NULL | Zonal
| SITE_00096 | 1975 | 2010 and earlier | Multifamily Residence | 739.45 | 369.725 | 1 | Electric Baseboard | NULL | Electric | Manual Thermostat - Analog | NULL | NULL | NULL | NULL | NULL | NULL | NULL | Zonal
| SITE_00096 | 1975 | 2010 and earlier | Multifamily Residence | 739.45 | 369.725 | 1 | Electric Baseboard | NULL | Electric | Manual Thermostat - Analog | NULL | NULL | NULL | NULL | NULL | NULL | NULL | Zonal
| SITE_00097 | 1974 | 2010 and earlier | Multifamily Residence | 739.45 | 739.45 | 1 | Electric Baseboard | NULL | Electric | Manual Thermostat - Analog | NULL | NULL | NULL | NULL | NULL | NULL | NULL | Zonal
| SITE_00098 | 1930 | 2010 and earlier | Multifamily Residence | 739.45 | 739.45 | 1 | Electric Baseboard | NULL | Electric | Manual Thermostat - Analog | NULL | NULL | NULL | NULL | NULL | NULL | NULL | Zonal
| SITE_00099 | 1972 | 2010 and earlier | Multifamily Residence | 739.45 | 739.45 | 1 | NULL | NULL | NULL | NULL | NULL | NULL | NULL | NULL | NULL | NULL | NULL | Other
| SITE_00100 | 1970 | 2010 and earlier | Multifamily Residence | 739.45 | 739.45 | 1 | Zonal Heat | Radiant Ceiling Heat | Electric | Manual Thermostat - Analog | NULL | NULL | NULL | Unknown | NULL | NULL | NULL | Zonal
| SITE_00101 | 1997 | 2010 and earlier | Multifamily Residence | 739.45 | 739.45 | 1 | Air Source Heat Pump | NULL | Electric | Programmable Thermostat | NULL | NULL | NULL | Condenser | 1997 | 2010 and earlier | 19 | ASHP
| SITE_00102 | 1970 | 2010 and earlier | Multifamily Residence | 739.45 | 739.45 | 1 | Electric Baseboard | NULL | Electric | Manual Thermostat - Analog | NULL | NULL | NULL | NULL | NULL | NULL | NULL | Zonal
| SITE_00103 | 1900 | 2010 and earlier | Multifamily Residence | 739.45 | 369.725 | 1 | Zonal Heat | Unit Heater | Electric | Manual Thermostat - Analog | NULL | NULL | NULL | Unknown | NULL | NULL | NULL | Zonal
| SITE_00103 | 1900 | 2010 and earlier | Multifamily Residence | 739.45 | 369.725 | 1 | Zonal Heat | Unit Heater | Electric | Manual Thermostat - Analog | NULL | NULL | NULL | Unknown | NULL | NULL | NULL | Zonal
| SITE_00104 | 1979 | 2010 and earlier | Multifamily Residence | 739.45 | 369.725 | 1 | Zonal Heat | Unit Heater | Electric | Manual Thermostat - Analog | NULL | NULL | NULL | Unknown | NULL | NULL | NULL | Zonal
| SITE_00104 | 1979 | 2010 and earlier | Multifamily Residence | 739.45 | 369.725 | 1 | Zonal Heat | Unknown | Unknown | Manual Thermostat - Analog | NULL | NULL | NULL | Unknown | NULL | NULL | NULL | Zonal
| SITE_00105 | NULL | NULL | Multifamily Residence | 739.45 | 369.725 | 1 | Zonal Heat | Other | Electric | Manual Thermostat - Analog | NULL | NULL | NULL | Unknown | NULL | NULL | NULL | Zonal
| SITE_00105 | NULL | NULL | Multifamily Residence | 739.45 | 369.725 | 1 | Zonal Heat | Vertical Wall Heater | Electric | Manual Thermostat - Analog | NULL | NULL | NULL | Unknown | NULL | NULL | NULL | Zonal
| SITE_00106 | 1940 | 2010 and earlier | Multifamily Residence | 739.45 | 369.725 | 1 | Zonal Heat | Unit Heater | Electric | Manual Thermostat - Analog | NULL | NULL | NULL | Unknown | NULL | NULL | NULL | Zonal
| SITE_00106 | 1940 | 2010 and earlier | Multifamily Residence | 739.45 | 369.725 | 1 | Zonal Heat | Other | Electric | Manual Thermostat - Analog | NULL | NULL | NULL | Unknown | NULL | NULL | NULL | Zonal
| SITE_00107 | 1925 | 2010 and earlier | Multifamily Residence | 739.45 | 739.45 | 1 | Zonal Heat | Unit Heater | Electric | Manual Thermostat - Analog | NULL | NULL | NULL | Unknown | NULL | NULL | NULL | Zonal
| SITE_00108 | 1979 | 2010 and earlier | Single Family | 2986.36 | 2986.36 | 1 | Zonal Heat | Unit Heater | Electric | Manual Thermostat - Analog | NULL | NULL | NULL | Unknown | NULL | NULL | NULL | Zonal
| SITE_00109 | 2004 | 2010 and earlier | Multifamily Residence | 739.45 | 739.45 | 1 | NULL | NULL | NULL | NULL | NULL | NULL | NULL | NULL | NULL | NULL | NULL | Other
| SITE_00110 | 2005 | 2010 and earlier | Multifamily Residence | 739.45 | 739.45 | 1 | Zonal Heat | Vertical Wall Heater | Electric | Programmable Thermostat | NULL | NULL | NULL | Unknown | NULL | NULL | NULL | Zonal
| SITE_00111 | NULL | NULL | Multifamily Residence | 739.45 | 246.4833 | 1 | Electric Baseboard | NULL | Electric | Manual Thermostat - Analog | NULL | NULL | NULL | NULL | NULL | NULL | NULL | Zonal
| SITE_00111 | NULL | NULL | Multifamily Residence | 739.45 | 246.4833 | 1 | Electric Baseboard | NULL | Electric | Manual Thermostat - Analog | NULL | NULL | NULL | NULL | NULL | NULL | NULL | Zonal
| SITE_00111 | NULL | NULL | Multifamily Residence | 739.45 | 246.4833 | 1 | Electric Baseboard | NULL | Electric | Manual Thermostat - Analog | NULL | NULL | NULL | NULL | NULL | NULL | NULL | Zonal
| SITE_00112 | 2016 | 2011 and later | Multifamily Residence | 739.45 | 739.45 | 1 | Packaged HP | Through-Wall Heat Pump | NULL | Programmable Thermostat | NULL | NULL | NULL | Packaged HP | NULL | NULL | NULL | PTHP
| SITE_00113 | NULL | NULL | Multifamily Residence | 739.45 | 369.725 | 1 | Zonal Heat | Unit Heater | Electric | Manual Thermostat - Digital | NULL | NULL | NULL | Unknown | NULL | NULL | NULL | Zonal
| SITE_00113 | NULL | NULL | Multifamily Residence | 739.45 | 369.725 | 1 | Zonal Heat | Unit Heater | Electric | Manual Thermostat - Digital | NULL | NULL | NULL | Unknown | NULL | NULL | NULL | Zonal
| SITE_00114 | 1990 | 2010 and earlier | Multifamily Residence | 739.45 | 739.45 | 1 | Zonal Heat | Vertical Wall Heater | Electric | Manual Thermostat - Analog | NULL | NULL | NULL | Unknown | NULL | NULL | NULL | Zonal
| SITE_00115 | 2004 | 2010 and earlier | Multifamily Residence | 739.45 | 739.45 | 1 | Packaged HP | Through-Wall Heat Pump | NULL | Unknown | NULL | NULL | NULL | Packaged HP | NULL | NULL | NULL | PTHP
| SITE_00116 | 1970 | 2010 and earlier | Single Family | 2986.36 | 2986.36 | 1 | Zonal Heat | In-Ceiling | Electric | Unknown | NULL | NULL | NULL | NULL | NULL | NULL | NULL | Zonal
| SITE_00117 | 1970 | 2010 and earlier | Multifamily Residence | 739.45 | 739.45 | 1 | Electric Baseboard | NULL | Electric | Manual Thermostat - Analog | NULL | NULL | NULL | NULL | NULL | NULL | NULL | Zonal
| SITE_00118 | 1982 | 2010 and earlier | Multifamily Residence | 739.45 | 246.4833 | 1 | Zonal Heat | Unit Heater | Electric | Manual Thermostat - Analog | NULL | NULL | NULL | Unknown | NULL | NULL | NULL | Zonal
| SITE_00118 | 1982 | 2010 and earlier | Multifamily Residence | 739.45 | 246.4833 | 1 | Zonal Heat | Unit Heater | Electric | Manual Thermostat - Analog | NULL | NULL | NULL | Unknown | NULL | NULL | NULL | Zonal
| SITE_00118 | 1982 | 2010 and earlier | Multifamily Residence | 739.45 | 246.4833 | 1 | Zonal Heat | Electric Plug-In Heater | Electric | Manual Thermostat - Analog | NULL | NULL | NULL | Unknown | NULL | NULL | NULL | Zonal
| SITE_00119 | 1972 | 2010 and earlier | Multifamily Residence | 739.45 | 739.45 | 1 | Zonal Heat | Radiant Ceiling Heat | Electric | Manual Thermostat - Analog | NULL | NULL | NULL | Unknown | NULL | NULL | NULL | Zonal
| SITE_00120 | 1942 | 2010 and earlier | Multifamily Residence | 739.45 | 739.45 | 1 | gFAF | NULL | Natural Gas | Manual Thermostat - Analog | NULL | NULL | NULL | Furnace | NULL | NULL | NULL | gFAF
| SITE_00121 | 1972 | 2010 and earlier | Multifamily Residence | 739.45 | 369.725 | 1 | Zonal Heat | Other | Electric | Manual Thermostat - Analog | NULL | NULL | NULL | Unknown | NULL | NULL | NULL | Zonal
| SITE_00121 | 1972 | 2010 and earlier | Multifamily Residence | 739.45 | 369.725 | 1 | Zonal Heat | Radiant Ceiling Heat | Electric | Manual Thermostat - Analog | NULL | NULL | NULL | Unknown | NULL | NULL | NULL | Zonal
| SITE_00122 | 2004 | 2010 and earlier | Multifamily Residence | 739.45 | 739.45 | 1 | Zonal Heat | Unit Heater | Electric | Manual Thermostat - Analog | NULL | NULL | NULL | Unknown | NULL | NULL | NULL | Zonal
| SITE_00123 | 1996 | 2010 and earlier | Multifamily Residence | 739.45 | 739.45 | 1 | Zonal Heat | Vertical Wall Heater | Electric | Manual Thermostat - Analog | NULL | NULL | NULL | Unknown | NULL | NULL | NULL | Zonal
| SITE_00124 | 2006 | 2010 and earlier | Single Family | 2986.36 | 2986.36 | 1 | gFAF | NULL | Natural Gas | Programmable Thermostat | NULL | NULL | NULL | Furnace | NULL | NULL | NULL | gFAF
| SITE_00125 | 1975 | 2010 and earlier | Multifamily Residence | 739.45 | 369.725 | 1 | Electric Baseboard | NULL | Electric | Manual Thermostat - Analog | NULL | NULL | NULL | NULL | NULL | NULL | NULL | Zonal
| SITE_00125 | 1975 | 2010 and earlier | Multifamily Residence | 739.45 | 369.725 | 1 | Electric Baseboard | NULL | Electric | Manual Thermostat - Analog | NULL | NULL | NULL | NULL | NULL | NULL | NULL | Zonal
| SITE_00126 | 1975 | 2010 and earlier | Multifamily Residence | 739.45 | 369.725 | 1 | Electric Baseboard | NULL | Electric | Manual Thermostat - Analog | NULL | NULL | NULL | NULL | NULL | NULL | NULL | Zonal
| SITE_00126 | 1975 | 2010 and earlier | Multifamily Residence | 739.45 | 369.725 | 1 | Electric Baseboard | NULL | Electric | Manual Thermostat - Analog | NULL | NULL | NULL | NULL | NULL | NULL | NULL | Zonal
| SITE_00127 | 1972 | 2010 and earlier | Single Family | 2986.36 | 1493.18 | 1 | Zonal Heat | Unit Heater | Electric | Manual Thermostat - Analog | NULL | NULL | NULL | Unknown | NULL | NULL | NULL | Zonal
| SITE_00127 | 1972 | 2010 and earlier | Single Family | 2986.36 | 1493.18 | 1 | Zonal Heat | Unit Heater | Electric | Manual Thermostat - Analog | NULL | NULL | NULL | Unknown | NULL | NULL | NULL | Zonal
| SITE_00128 | 1978 | 2010 and earlier | Multifamily Residence | 739.45 | 246.4833 | 1 | Electric Baseboard | NULL | Electric | Manual Thermostat - Analog | NULL | NULL | NULL | NULL | NULL | NULL | NULL | Zonal
| SITE_00128 | 1978 | 2010 and earlier | Multifamily Residence | 739.45 | 246.4833 | 1 | Electric Baseboard | NULL | Electric | Manual Thermostat - Analog | NULL | NULL | NULL | NULL | NULL | NULL | NULL | Zonal
| SITE_00128 | 1978 | 2010 and earlier | Multifamily Residence | 739.45 | 246.4833 | 1 | Electric Baseboard | NULL | Electric | Manual Thermostat - Analog | NULL | NULL | NULL | NULL | NULL | NULL | NULL | Zonal
| SITE_00129 | 1976 | 2010 and earlier | Multifamily Residence | 739.45 | 739.45 | 1 | Zonal Heat | Unit Heater | Electric | Manual Thermostat - Analog | NULL | NULL | NULL | Unknown | NULL | NULL | NULL | Zonal
| SITE_00130 | 1995 | 2010 and earlier | Multifamily Residence | 739.45 | 369.725 | 1 | Zonal Heat | Vertical Wall Heater | Electric | Manual Thermostat - Analog | NULL | NULL | NULL | Unknown | NULL | NULL | NULL | Zonal
| SITE_00130 | 1995 | 2010 and earlier | Multifamily Residence | 739.45 | 369.725 | 1 | Zonal Heat | Vertical Wall Heater | Electric | Manual Thermostat - Analog | NULL | NULL | NULL | Unknown | NULL | NULL | NULL | Zonal
| SITE_00131 | 1987 | 2010 and earlier | Multifamily Residence | 739.45 | 369.725 | 1 | Electric Baseboard | NULL | Electric | Manual Thermostat - Analog | NULL | NULL | NULL | NULL | NULL | NULL | NULL | Zonal
| SITE_00131 | 1987 | 2010 and earlier | Multifamily Residence | 739.45 | 369.725 | 1 | Electric Baseboard | NULL | Electric | Manual Thermostat - Analog | NULL | NULL | NULL | NULL | NULL | NULL | NULL | Zonal
| SITE_00133 | 1955 | 2010 and earlier | Single Family | 2292.4 | 2292.4 | 1 | gFAF | NULL | Natural Gas | Manual Thermostat - Analog | 80000 | NULL | NULL | Furnace | 1997 | 2010 and earlier | 19 | gFAF
| SITE_00134 | 2004 | 2010 and earlier | Single Family | 2292.4 | 2292.4 | 1 | Boiler | Unknown | Unknown | Manual Thermostat - Analog | NULL | NULL | NULL | Unknown | NULL | NULL | NULL | Other
| SITE_00135 | 1947 | 2010 and earlier | Single Family | 587.74 | 587.74 | 1 | Mini-Split HP | NULL | Electric | Remote Control | NULL | NULL | NULL | Condenser | NULL | NULL | NULL | DHP
| SITE_00136 | 2007 | 2010 and earlier | Manufactured | 921.5 | 921.5 | 1 | eFAF | NULL | Electric | Manual Thermostat - Digital | NULL | NULL | NULL | Furnace | 2005 | 2010 and earlier | 11 | eFAF
| SITE_00137 | 1992 | 2010 and earlier | Single Family | 3801.52 | 3801.52 | 1 | gFAF | NULL | Natural Gas | Programmable Thermostat | NULL | NULL | NULL | Furnace | NULL | NULL | NULL | gFAF
| SITE_00138 | 1955 | 2010 and earlier | Single Family | 2292.4 | 2292.4 | 1 | gFAF | NULL | Oil/Kerosene | Programmable Thermostat | NULL | NULL | NULL | Furnace | NULL | NULL | NULL | gFAF
| SITE_00139 | 1992 | 2010 and earlier | Single Family | 3801.52 | 3801.52 | 1 | gFAF | NULL | Propane | Programmable Thermostat | 80000 | NULL | NULL | Furnace | 1991 | 2010 and earlier | 25 | gFAF
| SITE_00140 | 2013 | 2011 and later | Single Family | 2292.4 | 2292.4 | 1 | Boiler | Hot Water W/Indirect Water Heater | Natural Gas | Programmable Thermostat | 100000 | NULL | NULL | Boiler | 2012 | 2011 and later | 4 | Other
| SITE_00141 | 2000 | 2010 and earlier | Single Family | 3801.52 | 3801.52 | 1 | Air Source Heat Pump | NULL | Electric | Programmable Thermostat | NULL | 8.8 | 3: 8.3-9.0 | Condenser | 2009 | 2010 and earlier | 7 | ASHP
| SITE_00142 | 1906 | 2010 and earlier | Single Family | 2292.4 | 2292.4 | 1 | Stove/Fireplace | Fireplace - Factory-Built Insert | Natural Gas | Thermostat | NULL | NULL | NULL | NULL | NULL | NULL | NULL | Other
| SITE_00143 | 2002 | 2010 and earlier | Single Family | 2292.4 | 2292.4 | 1 | Boiler | Hot Water | Natural Gas | Programmable Thermostat | 55000 | NULL | NULL | Boiler | 2002 | 2010 and earlier | 14 | Other
| SITE_00144 | 2015 | 2011 and later | Single Family | 2292.4 | 2292.4 | 1 | gFAF | NULL | Natural Gas | Programmable Thermostat | 60000 | NULL | NULL | Furnace | 2015 | 2011 and later | 1 | gFAF
| SITE_00145 | 1970 | 2010 and earlier | Single Family | 10259.39 | 10259.39 | 1 | Zonal Heat | Electric Plug-In Heater | Electric | Manual Thermostat - Analog | NULL | NULL | NULL | Unknown | NULL | NULL | NULL | Zonal
| SITE_00146 | 2013 | 2011 and later | Single Family | 2292.4 | 2292.4 | 1 | gFAF | NULL | Natural Gas | Smart/Wi-Fi Thermostat | NULL | NULL | NULL | Furnace | NULL | NULL | NULL | gFAF
| SITE_00147 | 2003 | 2010 and earlier | Single Family | 10259.39 | 10259.39 | 1 | Stove/Fireplace | Fireplace - Glass Door Over Open Hearth | Wood (Cord) | NULL | NULL | NULL | NULL | NULL | NULL | NULL | NULL | Other
| SITE_00148 | 1904 | 2010 and earlier | Single Family | 587.74 | 195.9133 | 1 | Zonal Heat | Unit Heater | Electric | Manual Thermostat - Analog | NULL | NULL | NULL | Unknown | NULL | NULL | NULL | Zonal
| SITE_00148 | 1904 | 2010 and earlier | Single Family | 587.74 | 195.9133 | 1 | Zonal Heat | Unit Heater | Electric | Manual Thermostat - Analog | NULL | NULL | NULL | Unknown | NULL | NULL | NULL | Zonal
| SITE_00148 | 1904 | 2010 and earlier | Single Family | 587.74 | 195.9133 | 1 | Zonal Heat | Unit Heater | Electric | Manual Thermostat - Analog | NULL | NULL | NULL | Unknown | NULL | NULL | NULL | Zonal
| SITE_00149 | 1933 | 2010 and earlier | Single Family | 2292.4 | 2292.4 | 1 | gFAF | NULL | Natural Gas | Programmable Thermostat | 125000 | NULL | NULL | Furnace | NULL | NULL | NULL | gFAF
| SITE_00150 | 1919 | 2010 and earlier | Single Family | 2292.4 | 2292.4 | 1 | gFAF | NULL | Oil/Kerosene | Programmable Thermostat | NULL | NULL | NULL | Furnace | NULL | NULL | NULL | gFAF
| SITE_00151 | 1951 | 2010 and earlier | Single Family | 65.07 | 65.07 | 1 | Zonal Heat | Unit Heater | Electric | Manual Thermostat - Analog | NULL | NULL | NULL | Unknown | NULL | NULL | NULL | Zonal
| SITE_00152 | 1920 | 2010 and earlier | Single Family | 3801.52 | 1900.76 | 1 | Zonal Heat | Vertical Wall Heater | Electric | Manual Thermostat - Analog | NULL | NULL | NULL | Unknown | NULL | NULL | NULL | Zonal
| SITE_00152 | 1920 | 2010 and earlier | Single Family | 3801.52 | 1900.76 | 1 | Zonal Heat | Vertical Wall Heater | Electric | Manual Thermostat - Digital | NULL | NULL | NULL | Unknown | NULL | NULL | NULL | Zonal
| SITE_00153 | 1971 | 2010 and earlier | Single Family | 253.05 | 253.05 | 1 | Stove/Fireplace | Fireplace - Open Hearth | Wood (Cord) | None | NULL | NULL | NULL | NULL | NULL | NULL | NULL | Other
| SITE_00154 | 1948 | 2010 and earlier | Single Family | 2292.4 | 2292.4 | 1 | gFAF | NULL | Natural Gas | Manual Thermostat - Digital | 60000 | NULL | NULL | Furnace | NULL | NULL | NULL | gFAF
| SITE_00155 | 1977 | 2010 and earlier | Single Family | 3801.52 | 3801.52 | 1 | gFAF | NULL | Oil/Kerosene | Programmable Thermostat | 106250 | NULL | NULL | Furnace | NULL | NULL | NULL | gFAF
| SITE_00156 | 1948 | 2010 and earlier | Single Family | 10259.39 | 2564.8475 | 1 | Electric Baseboard | NULL | Electric | Manual Thermostat - Analog | NULL | NULL | NULL | NULL | NULL | NULL | NULL | Zonal
| SITE_00156 | 1948 | 2010 and earlier | Single Family | 10259.39 | 2564.8475 | 1 | Electric Baseboard | NULL | Electric | Manual Thermostat - Analog | NULL | NULL | NULL | NULL | NULL | NULL | NULL | Zonal
| SITE_00156 | 1948 | 2010 and earlier | Single Family | 10259.39 | 2564.8475 | 1 | Electric Baseboard | NULL | Electric | Manual Thermostat - Analog | NULL | NULL | NULL | NULL | NULL | NULL | NULL | Zonal
| SITE_00156 | 1948 | 2010 and earlier | Single Family | 10259.39 | 2564.8475 | 1 | Electric Baseboard | NULL | Electric | Manual Thermostat - Analog | NULL | NULL | NULL | NULL | NULL | NULL | NULL | Zonal
| SITE_00158 | 2004 | 2010 and earlier | Single Family | 10259.39 | 10259.39 | 1 | gFAF | NULL | Natural Gas | Programmable Thermostat | 66000 | NULL | NULL | Furnace | NULL | NULL | NULL | gFAF
| SITE_00159 | 1960 | 2010 and earlier | Single Family | 3801.52 | 3801.52 | 1 | eFAF | NULL | Electric | Programmable Thermostat | NULL | NULL | NULL | Furnace | NULL | NULL | NULL | eFAF
| SITE_00160 | 1942 | 2010 and earlier | Single Family | 2292.4 | 2292.4 | 1 | gFAF | NULL | Natural Gas | Programmable Thermostat | 75000 | NULL | NULL | Furnace | 2011 | 2011 and later | 5 | gFAF
| SITE_00161 | 1997 | 2010 and earlier | Multifamily Residence | 2002.11 | 667.37 | 1 | Electric Baseboard | NULL | Electric | Manual Thermostat - Analog | NULL | NULL | NULL | NULL | NULL | NULL | NULL | Zonal
| SITE_00161 | 1997 | 2010 and earlier | Multifamily Residence | 2002.11 | 667.37 | 1 | Electric Baseboard | NULL | Electric | Manual Thermostat - Analog | NULL | NULL | NULL | NULL | NULL | NULL | NULL | Zonal
| SITE_00161 | 1997 | 2010 and earlier | Multifamily Residence | 2002.11 | 667.37 | 1 | Electric Baseboard | NULL | Electric | Manual Thermostat - Analog | NULL | NULL | NULL | NULL | NULL | NULL | NULL | Zonal
| SITE_00162 | 1990 | 2010 and earlier | Single Family | 3801.52 | 3801.52 | 1 | Air Source Heat Pump | Dual Fuel Primary | Electric | Smart/Wi-Fi Thermostat | NULL | 10 | 4: 9.0-10.5 | Condenser | 2015 | 2011 and later | 1 | ASHP
| SITE_00163 | 1983 | 2010 and earlier | Single Family | 2292.4 | 2292.4 | 1 | Boiler | Hot Water | Natural Gas | Manual Thermostat - Analog | NULL | NULL | NULL | Boiler | NULL | NULL | NULL | Other
| SITE_00164 | 1961 | 2010 and earlier | Single Family | 10259.39 | 10259.39 | 1 | gFAF | NULL | Natural Gas | Programmable Thermostat | 110000 | NULL | NULL | Furnace | 1994 | 2010 and earlier | 22 | gFAF
| SITE_00165 | 1948 | 2010 and earlier | Single Family | 2292.4 | 2292.4 | 1 | Stove/Fireplace | Space Heating Stove | Natural Gas | Thermostat | NULL | NULL | NULL | NULL | NULL | NULL | NULL | Other
| SITE_00166 | 1930 | 2010 and earlier | Single Family | 12576.67 | 12576.67 | 1 | gFAF | NULL | Natural Gas | Programmable Thermostat | 60000 | NULL | NULL | Furnace | 1991 | 2010 and earlier | 25 | gFAF
| SITE_00167 | 1951 | 2010 and earlier | Single Family | 587.74 | 587.74 | 1 | Zonal Heat | Unit Heater | Electric | Manual Thermostat - Analog | NULL | NULL | NULL | Unknown | NULL | NULL | NULL | Zonal
| SITE_00168 | 1939 | 2010 and earlier | Single Family | 587.74 | 195.9133 | 1 | Electric Baseboard | NULL | Electric | Manual Thermostat - Analog | NULL | NULL | NULL | NULL | NULL | NULL | NULL | Zonal
| SITE_00168 | 1939 | 2010 and earlier | Single Family | 587.74 | 195.9133 | 1 | Electric Baseboard | NULL | Electric | Manual Thermostat - Analog | NULL | NULL | NULL | NULL | NULL | NULL | NULL | Zonal
| SITE_00168 | 1939 | 2010 and earlier | Single Family | 587.74 | 195.9133 | 1 | Electric Baseboard | NULL | Electric | Manual Thermostat - Analog | NULL | NULL | NULL | NULL | NULL | NULL | NULL | Zonal
| SITE_00169 | 1929 | 2010 and earlier | Single Family | 2292.4 | 2292.4 | 1 | gFAF | NULL | Natural Gas | Programmable Thermostat | 60000 | NULL | NULL | Furnace | 2011 | 2011 and later | 5 | gFAF
| SITE_00170 | 1977 | 2010 and earlier | Single Family | 3801.52 | 3801.52 | 1 | Zonal Heat | Unit Heater | Electric | Manual Thermostat - Digital | NULL | NULL | NULL | Unknown | NULL | NULL | NULL | Zonal
| SITE_00171 | 1912 | 2010 and earlier | Single Family | 2292.4 | 2292.4 | 1 | gFAF | NULL | Natural Gas | Programmable Thermostat | 66000 | NULL | NULL | Furnace | 1999 | 2010 and earlier | 17 | gFAF
| SITE_00172 | 2015 | 2011 and later | Single Family | 3801.52 | 3801.52 | 1 | Air Source Heat Pump | NULL | Electric | Programmable Thermostat | NULL | 8 | 2: 7.7-8.2 | Condenser | 2015 | 2011 and later | 1 | ASHP
| SITE_00173 | 1951 | 2010 and earlier | Single Family | 2292.4 | 2292.4 | 1 | gFAF | NULL | Natural Gas | Programmable Thermostat | 66000 | NULL | NULL | Furnace | 2012 | 2011 and later | 4 | gFAF
| SITE_00174 | 1984 | 2010 and earlier | Single Family | 3801.52 | 3801.52 | 1 | gFAF | NULL | Natural Gas | Programmable Thermostat | 88000 | NULL | NULL | Furnace | NULL | NULL | NULL | gFAF
| SITE_00176 | 1957 | 2010 and earlier | Single Family | 3801.52 | 3801.52 | 1 | gFAF | NULL | Natural Gas | Programmable Thermostat | 100000 | NULL | NULL | Furnace | 2013 | 2011 and later | 3 | gFAF
| SITE_00177 | 1950 | 2010 and earlier | Single Family | 3801.52 | 3801.52 | 1 | Zonal Heat | Unit Heater | Electric | Manual Thermostat - Analog | NULL | NULL | NULL | Unknown | NULL | NULL | NULL | Zonal
| SITE_00178 | 1996 | 2010 and earlier | Manufactured | 1313.97 | 1313.97 | 1 | Air Source Heat Pump | NULL | Electric | Programmable Thermostat | NULL | 8.2 | 2: 7.7-8.2 | Condenser | 2016 | 2011 and later | 0 | ASHP
| SITE_00179 | 1974 | 2010 and earlier | Multifamily Residence | 687.85 | 343.925 | 1 | Electric Baseboard | NULL | Electric | Manual Thermostat - Analog | NULL | NULL | NULL | NULL | NULL | NULL | NULL | Zonal
| SITE_00179 | 1974 | 2010 and earlier | Multifamily Residence | 687.85 | 343.925 | 1 | Electric Baseboard | NULL | Electric | Manual Thermostat - Analog | NULL | NULL | NULL | NULL | NULL | NULL | NULL | Zonal
| SITE_00180 | 2000 | 2010 and earlier | Single Family | 4610.02 | 2305.01 | 1 | Zonal Heat | Electric Plug-In Heater | Electric | Manual Thermostat - Digital | NULL | NULL | NULL | Unknown | NULL | NULL | NULL | Zonal
| SITE_00180 | 2000 | 2010 and earlier | Single Family | 4610.02 | 2305.01 | 1 | Zonal Heat | Electric Plug-In Heater | Electric | Manual Thermostat - Analog | NULL | NULL | NULL | Unknown | NULL | NULL | NULL | Zonal
| SITE_00181 | 1974 | 2010 and earlier | Multifamily Residence | 2272.53 | 2272.53 | 1 | Ceiling Radiant Heat | NULL | NULL | NULL | NULL | NULL | NULL | NULL | NULL | NULL | NULL | Zonal
| SITE_00182 | 1977 | 2010 and earlier | Single Family | 4610.02 | 4610.02 | 1 | Stove/Fireplace | Space Heating Stove | Wood (Cord) | None | NULL | NULL | NULL | NULL | NULL | NULL | NULL | Other
| SITE_00183 | 1976 | 2010 and earlier | Single Family | 4610.02 | 4610.02 | 1 | Air Source Heat Pump | NULL | Electric | Manual Thermostat - Digital | NULL | 7.7 | 2: 7.7-8.2 | Condenser | 2008 | 2010 and earlier | 8 | ASHP
| SITE_00184 | 2014 | 2011 and later | Single Family | 4610.02 | 4610.02 | 1 | gFAF | NULL | Natural Gas | Manual Thermostat - Digital | 88000 | NULL | NULL | Furnace | 2012 | 2011 and later | 4 | gFAF
| SITE_00185 | 2001 | 2010 and earlier | Single Family | 4610.02 | 4610.02 | 1 | gFAF | NULL | Natural Gas | Programmable Thermostat | NULL | NULL | NULL | Furnace | NULL | NULL | NULL | gFAF
| SITE_00186 | 2006 | 2010 and earlier | Single Family | 4610.02 | 4610.02 | 1 | gFAF | NULL | Natural Gas | Manual Thermostat - Digital | 109725 | NULL | NULL | Furnace | 2006 | 2010 and earlier | 10 | gFAF
| SITE_00187 | 1979 | 2010 and earlier | Single Family | 4610.02 | 4610.02 | 1 | gFAF | Dual Fuel Primary | Natural Gas | Manual Thermostat - Analog | 120000 | NULL | NULL | Furnace | NULL | NULL | NULL | gFAF
| SITE_00188 | 1985 | 2010 and earlier | Single Family | 4610.02 | 4610.02 | 1 | gFAF | NULL | Natural Gas | Programmable Thermostat | 46000 | NULL | NULL | Furnace | 2004 | 2010 and earlier | 12 | gFAF
| SITE_00189 | 2005 | 2010 and earlier | Single Family | 4610.02 | 4610.02 | 1 | gFAF | NULL | Natural Gas | Manual Thermostat - Digital | 110000 | NULL | NULL | Furnace | NULL | NULL | NULL | gFAF
| SITE_00190 | 1970 | 2010 and earlier | Single Family | 4610.02 | 4610.02 | 1 | gFAF | NULL | Natural Gas | Unknown | NULL | NULL | NULL | Furnace | NULL | NULL | NULL | gFAF
| SITE_00191 | 1990 | 2010 and earlier | Single Family | 4610.02 | 4610.02 | 1 | gFAF | NULL | Natural Gas | Programmable Thermostat | 66000 | NULL | NULL | Furnace | 2004 | 2010 and earlier | 12 | gFAF
| SITE_00192 | 1973 | 2010 and earlier | Single Family | 4610.02 | 4610.02 | 1 | gFAF | NULL | Natural Gas | Manual Thermostat - Digital | 100000 | NULL | NULL | Furnace | 1983 | 2010 and earlier | 33 | gFAF
| SITE_00193 | 1947 | 2010 and earlier | Single Family | 4702.18 | 2351.09 | 2 | Electric Baseboard | NULL | Electric | Manual Thermostat - Analog | NULL | NULL | NULL | NULL | NULL | NULL | NULL | Zonal
| SITE_00193 | 1947 | 2010 and earlier | Single Family | 4702.18 | 2351.09 | 2 | Electric Baseboard | NULL | Electric | Manual Thermostat - Analog | NULL | NULL | NULL | NULL | NULL | NULL | NULL | Zonal
| SITE_00194 | NULL | NULL | Multifamily Residence | 773.6 | 193.4 | 2 | Electric Baseboard | NULL | Electric | Manual Thermostat - Analog | NULL | NULL | NULL | NULL | NULL | NULL | NULL | Zonal
| SITE_00194 | NULL | NULL | Multifamily Residence | 773.6 | 193.4 | 2 | Electric Baseboard | NULL | Electric | Manual Thermostat - Analog | NULL | NULL | NULL | NULL | NULL | NULL | NULL | Zonal
| SITE_00194 | NULL | NULL | Multifamily Residence | 773.6 | 193.4 | 2 | Electric Baseboard | NULL | Electric | Manual Thermostat - Analog | NULL | NULL | NULL | NULL | NULL | NULL | NULL | Zonal
| SITE_00194 | NULL | NULL | Multifamily Residence | 773.6 | 193.4 | 2 | Electric Baseboard | NULL | Electric | Manual Thermostat - Analog | NULL | NULL | NULL | NULL | NULL | NULL | NULL | Zonal
| SITE_00195 | 1907 | 2010 and earlier | Multifamily Residence | 773.6 | 773.6 | 2 | Electric Baseboard | NULL | Electric | Manual Thermostat - Analog | NULL | NULL | NULL | NULL | NULL | NULL | NULL | Zonal
| SITE_00196 | 1994 | 2010 and earlier | Single Family | 4702.18 | 4702.18 | 3 | Zonal Heat | Vertical Wall Heater | Electric | Manual Thermostat - Analog | NULL | NULL | NULL | Unknown | NULL | NULL | NULL | Zonal
| SITE_00197 | 2007 | 2010 and earlier | Multifamily Residence | 773.6 | 773.6 | 3 | gFAF | NULL | Natural Gas | Programmable Thermostat | NULL | NULL | NULL | Furnace | NULL | NULL | NULL | gFAF
| SITE_00198 | 1987 | 2010 and earlier | Single Family | 4610.02 | 4610.02 | 3 | gFAF | NULL | Natural Gas | Programmable Thermostat | 60000 | NULL | NULL | Furnace | 1994 | 2010 and earlier | 22 | gFAF
| SITE_00199 | 2012 | 2011 and later | Multifamily Residence | 2272.53 | 2272.53 | 3 | gFAF | NULL | Natural Gas | Manual Thermostat - Analog | NULL | NULL | NULL | Furnace | NULL | NULL | NULL | gFAF
| SITE_00200 | 1980 | 2010 and earlier | Single Family | 4702.18 | 4702.18 | 3 | Electric Baseboard | NULL | Electric | Manual Thermostat - Analog | NULL | NULL | NULL | NULL | NULL | NULL | NULL | Zonal
| SITE_00201 | NULL | NULL | Multifamily Residence | 2272.53 | 2272.53 | 3 | gFAF | NULL | Natural Gas | Unknown | NULL | NULL | NULL | NULL | NULL | NULL | NULL | gFAF
| SITE_00202 | 1950 | 2010 and earlier | Single Family | 4610.02 | 4610.02 | 3 | gFAF | NULL | Natural Gas | Programmable Thermostat | 80000 | NULL | NULL | Furnace | 1992 | 2010 and earlier | 24 | gFAF
| SITE_00203 | 2003 | 2010 and earlier | Multifamily Residence | 2272.53 | 2272.53 | 3 | NULL | NULL | NULL | NULL | NULL | NULL | NULL | NULL | NULL | NULL | NULL | Other
| SITE_00204 | 1970 | 2010 and earlier | Single Family | 4610.02 | 1536.6733 | 2 | Electric Baseboard | NULL | Electric | Manual Thermostat - Analog | NULL | NULL | NULL | NULL | NULL | NULL | NULL | Zonal
| SITE_00204 | 1970 | 2010 and earlier | Single Family | 4610.02 | 1536.6733 | 2 | Electric Baseboard | NULL | Electric | Manual Thermostat - Analog | NULL | NULL | NULL | NULL | NULL | NULL | NULL | Zonal
| SITE_00204 | 1970 | 2010 and earlier | Single Family | 4610.02 | 1536.6733 | 2 | Electric Baseboard | NULL | Electric | Manual Thermostat - Analog | NULL | NULL | NULL | NULL | NULL | NULL | NULL | Zonal
| SITE_00205 | 2008 | 2010 and earlier | Single Family | 4610.02 | 4610.02 | 2 | Zonal Heat | Electric Plug-In Heater | Electric | Manual Thermostat - Analog | NULL | NULL | NULL | Unknown | NULL | NULL | NULL | Zonal
| SITE_00206 | 2014 | 2011 and later | Multifamily Residence | 773.6 | 773.6 | 2 | Zonal Heat | Unit Heater | Electric | Manual Thermostat - Analog | NULL | NULL | NULL | Unknown | NULL | NULL | NULL | Zonal
| SITE_00207 | 1976 | 2010 and earlier | Multifamily Residence | 773.6 | 773.6 | 3 | Zonal Heat | Electric Plug-In Heater | Electric | Manual Thermostat - Analog | NULL | NULL | NULL | Unknown | NULL | NULL | NULL | Zonal
| SITE_00208 | 1940 | 2010 and earlier | Multifamily Residence | 773.6 | 773.6 | 3 | Electric Baseboard | NULL | Electric | Manual Thermostat - Analog | NULL | NULL | NULL | NULL | NULL | NULL | NULL | Zonal
| SITE_00209 | 2006 | 2010 and earlier | Multifamily Residence | 773.6 | 773.6 | 3 | Electric Baseboard | NULL | Electric | Manual Thermostat - Analog | NULL | NULL | NULL | NULL | NULL | NULL | NULL | Zonal
| SITE_00210 | 1950 | 2010 and earlier | Multifamily Residence | 773.6 | 257.8667 | 2 | Electric Baseboard | NULL | Electric | Manual Thermostat - Analog | NULL | NULL | NULL | NULL | NULL | NULL | NULL | Zonal
| SITE_00210 | 1950 | 2010 and earlier | Multifamily Residence | 773.6 | 257.8667 | 2 | Electric Baseboard | NULL | Electric | Manual Thermostat - Analog | NULL | NULL | NULL | NULL | NULL | NULL | NULL | Zonal
| SITE_00210 | 1950 | 2010 and earlier | Multifamily Residence | 773.6 | 257.8667 | 2 | Electric Baseboard | NULL | Electric | Manual Thermostat - Analog | NULL | NULL | NULL | NULL | NULL | NULL | NULL | Zonal
| SITE_00211 | 1940 | 2010 and earlier | Single Family | 4702.18 | 4702.18 | 2 | Electric Baseboard | NULL | Electric | Manual Thermostat - Analog | NULL | NULL | NULL | NULL | NULL | NULL | NULL | Zonal
| SITE_00212 | 2014 | 2011 and later | Multifamily Residence | 773.6 | 773.6 | 2 | Electric Baseboard | NULL | Electric | Manual Thermostat - Analog | NULL | NULL | NULL | NULL | NULL | NULL | NULL | Zonal
| SITE_00213 | 2010 | 2010 and earlier | Multifamily Residence | 773.6 | 193.4 | 2 | Electric Baseboard | NULL | Electric | Manual Thermostat - Analog | NULL | NULL | NULL | NULL | NULL | NULL | NULL | Zonal
| SITE_00213 | 2010 | 2010 and earlier | Multifamily Residence | 773.6 | 193.4 | 2 | Electric Baseboard | NULL | Electric | Manual Thermostat - Analog | NULL | NULL | NULL | NULL | NULL | NULL | NULL | Zonal
| SITE_00213 | 2010 | 2010 and earlier | Multifamily Residence | 773.6 | 193.4 | 2 | Electric Baseboard | NULL | Electric | Manual Thermostat - Analog | NULL | NULL | NULL | NULL | NULL | NULL | NULL | Zonal
| SITE_00213 | 2010 | 2010 and earlier | Multifamily Residence | 773.6 | 193.4 | 2 | Electric Baseboard | NULL | Electric | Manual Thermostat - Analog | NULL | NULL | NULL | NULL | NULL | NULL | NULL | Zonal
| SITE_00214 | 1976 | 2010 and earlier | Multifamily Residence | 773.6 | 386.8 | 2 | Zonal Heat | Vertical Wall Heater | Electric | Manual Thermostat - Analog | NULL | NULL | NULL | Unknown | NULL | NULL | NULL | Zonal
| SITE_00214 | 1976 | 2010 and earlier | Multifamily Residence | 773.6 | 386.8 | 2 | Zonal Heat | Vertical Wall Heater | Electric | Manual Thermostat - Analog | NULL | NULL | NULL | Unknown | NULL | NULL | NULL | Zonal
| SITE_00215 | 2010 | 2010 and earlier | Multifamily Residence | 773.6 | 386.8 | 2 | Electric Baseboard | NULL | Electric | Manual Thermostat - Analog | NULL | NULL | NULL | NULL | NULL | NULL | NULL | Zonal
| SITE_00215 | 2010 | 2010 and earlier | Multifamily Residence | 773.6 | 386.8 | 2 | Electric Baseboard | NULL | Electric | Manual Thermostat - Analog | NULL | NULL | NULL | NULL | NULL | NULL | NULL | Zonal
| SITE_00216 | 1972 | 2010 and earlier | Single Family | 4702.18 | 4702.18 | 3 | Stove/Fireplace | Fireplace - Factory-Built Insert | Natural Gas | Manual Thermostat - Analog | NULL | NULL | NULL | NULL | NULL | NULL | NULL | Other
| SITE_00217 | 2011 | 2011 and later | Multifamily Residence | 773.6 | 257.8667 | 3 | Electric Baseboard | NULL | Electric | Programmable Thermostat | NULL | NULL | NULL | NULL | NULL | NULL | NULL | Zonal
| SITE_00217 | 2011 | 2011 and later | Multifamily Residence | 773.6 | 257.8667 | 3 | Electric Baseboard | NULL | Electric | Programmable Thermostat | NULL | NULL | NULL | NULL | NULL | NULL | NULL | Zonal
| SITE_00217 | 2011 | 2011 and later | Multifamily Residence | 773.6 | 257.8667 | 3 | Electric Baseboard | NULL | Electric | Programmable Thermostat | NULL | NULL | NULL | NULL | NULL | NULL | NULL | Zonal
| SITE_00218 | 2008 | 2010 and earlier | Single Family | 4610.02 | 4610.02 | 3 | gFAF | NULL | Natural Gas | Programmable Thermostat | 100000 | NULL | NULL | Furnace | 2013 | 2011 and later | 3 | gFAF
| SITE_00219 | 1995 | 2010 and earlier | Single Family | 4702.18 | 2351.09 | 3 | gFAF | NULL | Natural Gas | Programmable Thermostat | NULL | NULL | NULL | Furnace | NULL | NULL | NULL | gFAF
| SITE_00219 | 1995 | 2010 and earlier | Single Family | 4702.18 | 2351.09 | 3 | gFAF | NULL | Natural Gas | Programmable Thermostat | NULL | NULL | NULL | Furnace | NULL | NULL | NULL | gFAF
| SITE_00220 | 2011 | 2011 and later | Single Family | 4610.02 | 4610.02 | 2 | gFAF | NULL | Natural Gas | Programmable Thermostat | 80000 | NULL | NULL | Furnace | 2011 | 2011 and later | 5 | gFAF
| SITE_00221 | 1987 | 2010 and earlier | Manufactured | 626.07 | 626.07 | 2 | Stove/Fireplace | Fireplace - Factory-Built Insert | Wood (Cord) | None | NULL | NULL | NULL | NULL | NULL | NULL | NULL | Other
| SITE_00222 | 1995 | 2010 and earlier | Manufactured | 1097.77 | 1097.77 | 2 | gFAF | NULL | Natural Gas | Programmable Thermostat | 56000 | NULL | NULL | Furnace | 1994 | 2010 and earlier | 22 | gFAF
| SITE_00223 | 1998 | 2010 and earlier | Manufactured | 1097.77 | 1097.77 | 2 | gFAF | NULL | Natural Gas | Unknown | 56000 | NULL | NULL | Furnace | 1998 | 2010 and earlier | 18 | gFAF
| SITE_00224 | 1996 | 2010 and earlier | Single Family | 4702.18 | 4702.18 | 2 | gFAF | NULL | Natural Gas | Programmable Thermostat | 60000 | NULL | NULL | Furnace | 2002 | 2010 and earlier | 14 | gFAF
| SITE_00225 | 1980 | 2010 and earlier | Single Family | 4702.18 | 4702.18 | 2 | Stove/Fireplace | Space Heating Stove | Wood (Cord) | None | NULL | NULL | NULL | NULL | NULL | NULL | NULL | Other
| SITE_00226 | 1962 | 2010 and earlier | Single Family | 4702.18 | 4702.18 | 3 | gFAF | NULL | Natural Gas | Programmable Thermostat | 66000 | NULL | NULL | Furnace | 2001 | 2010 and earlier | 15 | gFAF
| SITE_00227 | 1988 | 2010 and earlier | Single Family | 4702.18 | 4702.18 | 2 | gFAF | NULL | Natural Gas | Programmable Thermostat | 100000 | NULL | NULL | Furnace | 2002 | 2010 and earlier | 14 | gFAF
| SITE_00228 | 2008 | 2010 and earlier | Single Family | 4702.18 | 4702.18 | 2 | gFAF | NULL | Natural Gas | Unknown | 69000 | NULL | NULL | Furnace | 2007 | 2010 and earlier | 9 | gFAF
| SITE_00229 | 1999 | 2010 and earlier | Single Family | 4610.02 | 4610.02 | 2 | Stove/Fireplace | Fireplace - Factory-Built Insert | Natural Gas | Thermostat | NULL | NULL | NULL | NULL | NULL | NULL | NULL | Other
| SITE_00230 | 2009 | 2010 and earlier | Single Family | 4702.18 | 4702.18 | 2 | gFAF | NULL | Natural Gas | Programmable Thermostat | 80000 | NULL | NULL | Furnace | 2009 | 2010 and earlier | 7 | gFAF
| SITE_00231 | 2004 | 2010 and earlier | Single Family | 4702.18 | 4702.18 | 2 | gFAF | NULL | Natural Gas | Manual Thermostat - Digital | 66000 | NULL | NULL | Furnace | 2004 | 2010 and earlier | 12 | gFAF
| SITE_00232 | 2014 | 2011 and later | Single Family | 4702.18 | 4702.18 | 3 | Stove/Fireplace | Space Heating Stove | Wood (Cord) | None | NULL | NULL | NULL | NULL | NULL | NULL | NULL | Other
| SITE_00233 | 2014 | 2011 and later | Manufactured | 626.07 | 626.07 | 2 | eFAF | NULL | Electric | Programmable Thermostat | NULL | NULL | NULL | Furnace | NULL | NULL | NULL | eFAF
| SITE_00234 | 2015 | 2011 and later | Manufactured | 626.07 | 626.07 | 2 | eFAF | NULL | Electric | Manual Thermostat - Digital | NULL | NULL | NULL | Furnace | NULL | NULL | NULL | eFAF
| SITE_00235 | 2005 | 2010 and earlier | Single Family | 4610.02 | 4610.02 | 2 | gFAF | NULL | Natural Gas | Programmable Thermostat | 80000 | NULL | NULL | Furnace | 2005 | 2010 and earlier | 11 | gFAF
| SITE_00236 | 1996 | 2010 and earlier | Manufactured | 626.07 | 626.07 | 2 | gFAF | NULL | Propane | Programmable Thermostat | NULL | NULL | NULL | Furnace | NULL | NULL | NULL | gFAF
| SITE_00237 | 2014 | 2011 and later | Manufactured | 626.07 | 626.07 | 2 | gFAF | NULL | Natural Gas | Manual Thermostat - Analog | 56000 | NULL | NULL | Furnace | NULL | NULL | NULL | gFAF
| SITE_00238 | 1999 | 2010 and earlier | Manufactured | 626.07 | 626.07 | 2 | gFAF | NULL | Natural Gas | Programmable Thermostat | 70000 | NULL | NULL | Furnace | 1999 | 2010 and earlier | 17 | gFAF
| SITE_00239 | 1993 | 2010 and earlier | Manufactured | 626.07 | 626.07 | 2 | Air Source Heat Pump | NULL | Electric | Programmable Thermostat | NULL | 8.5 | 3: 8.3-9.0 | Condenser | 2009 | 2010 and earlier | 7 | ASHP
| SITE_00240 | 1995 | 2010 and earlier | Manufactured | 1097.77 | 1097.77 | 2 | eFAF | NULL | Electric | Manual Thermostat - Analog | NULL | NULL | NULL | Furnace | 1994 | 2010 and earlier | 22 | eFAF
| SITE_00241 | 1998 | 2010 and earlier | Manufactured | 626.07 | 626.07 | 2 | eFAF | NULL | Electric | Programmable Thermostat | NULL | NULL | NULL | Furnace | 1997 | 2010 and earlier | 19 | eFAF
| SITE_00242 | 1999 | 2010 and earlier | Manufactured | 626.07 | 626.07 | 2 | gFAF | NULL | Oil/Kerosene | Programmable Thermostat | 46000 | NULL | NULL | Furnace | NULL | NULL | NULL | gFAF
| SITE_00243 | 2008 | 2010 and earlier | Single Family | 4610.02 | 4610.02 | 2 | Stove/Fireplace | Fireplace - Glass Door Over Open Hearth | Wood (Pellets) | None | NULL | NULL | NULL | NULL | NULL | NULL | NULL | Other
| SITE_00244 | 1995 | 2010 and earlier | Manufactured | 626.07 | 626.07 | 3 | gFAF | NULL | Natural Gas | Manual Thermostat - Analog | 80000 | NULL | NULL | Furnace | NULL | NULL | NULL | gFAF
| SITE_00245 | 1976 | 2010 and earlier | Manufactured | 626.07 | 626.07 | 2 | Air Source Heat Pump | NULL | Electric | Programmable Thermostat | NULL | 9 | 4: 9.0-10.5 | Condenser | 2015 | 2011 and later | 1 | ASHP
| SITE_00246 | 1992 | 2010 and earlier | Manufactured | 626.07 | 626.07 | 1 | Air Source Heat Pump | NULL | Electric | Programmable Thermostat | NULL | 7.7 | 2: 7.7-8.2 | Condenser | 2002 | 2010 and earlier | 14 | ASHP
| SITE_00247 | 1996 | 2010 and earlier | Manufactured | 626.07 | 626.07 | 1 | eFAF | NULL | Electric | Programmable Thermostat | NULL | NULL | NULL | Furnace | NULL | NULL | NULL | eFAF
| SITE_00248 | 2005 | 2010 and earlier | Manufactured | 626.07 | 626.07 | 1 | Air Source Heat Pump | NULL | Electric | Manual Thermostat - Analog | NULL | 7.5 | 1: 7.7 and below | Condenser | 2005 | 2010 and earlier | 11 | ASHP
| SITE_00249 | 1995 | 2010 and earlier | Manufactured | 626.07 | 626.07 | 2 | Stove/Fireplace | Fireplace - Glass Door Over Open Hearth | Wood (Cord) | None | NULL | NULL | NULL | NULL | NULL | NULL | NULL | Other
| SITE_00250 | 2000 | 2010 and earlier | Manufactured | 1097.77 | 1097.77 | 2 | eFAF | NULL | Electric | Manual Thermostat - Digital | NULL | NULL | NULL | Furnace | NULL | NULL | NULL | eFAF
| SITE_00251 | 1969 | 2010 and earlier | Manufactured | 626.07 | 626.07 | 1 | eFAF | NULL | Electric | Programmable Thermostat | NULL | NULL | NULL | Furnace | 2010 | 2010 and earlier | 6 | eFAF
| SITE_00252 | 1995 | 2010 and earlier | Manufactured | 626.07 | 626.07 | 1 | eFAF | NULL | Electric | Programmable Thermostat | NULL | NULL | NULL | Furnace | NULL | NULL | NULL | eFAF
| SITE_00253 | 1984 | 2010 and earlier | Manufactured | 626.07 | 626.07 | 1 | Air Source Heat Pump | NULL | Electric | Manual Thermostat - Analog | NULL | NULL | NULL | Condenser | NULL | NULL | NULL | ASHP
| SITE_00254 | 1973 | 2010 and earlier | Manufactured | 626.07 | 626.07 | 1 | gFAF | NULL | Natural Gas | Manual Thermostat - Analog | 70000 | NULL | NULL | Furnace | NULL | NULL | NULL | gFAF
| SITE_00255 | 1976 | 2010 and earlier | Manufactured | 626.07 | 626.07 | 1 | Air Source Heat Pump | NULL | Electric | Programmable Thermostat | NULL | 6.8 | 1: 7.7 and below | Condenser | 2005 | 2010 and earlier | 11 | ASHP
| SITE_00256 | 1976 | 2010 and earlier | Manufactured | 626.07 | 626.07 | 1 | gFAF | NULL | Natural Gas | Programmable Thermostat | 70000 | NULL | NULL | Furnace | 1997 | 2010 and earlier | 19 | gFAF
| SITE_00257 | 1991 | 2010 and earlier | Manufactured | 626.07 | 626.07 | 1 | gFAF | NULL | Natural Gas | Manual Thermostat - Analog | 90000 | NULL | NULL | Furnace | NULL | NULL | NULL | gFAF
| SITE_00258 | 1976 | 2010 and earlier | Manufactured | 626.07 | 626.07 | 1 | eFAF | NULL | Electric | Programmable Thermostat | NULL | NULL | NULL | Furnace | NULL | NULL | NULL | eFAF
| SITE_00259 | 1925 | 2010 and earlier | Manufactured | 626.07 | 626.07 | 2 | eFAF | NULL | Electric | Manual Thermostat - Digital | NULL | NULL | NULL | Furnace | 2002 | 2010 and earlier | 14 | eFAF
| SITE_00260 | 1998 | 2010 and earlier | Manufactured | 1097.77 | 1097.77 | 2 | Stove/Fireplace | Fireplace - Glass Door Over Open Hearth | Wood (Cord) | None | NULL | NULL | NULL | NULL | NULL | NULL | NULL | Other
| SITE_00261 | 1981 | 2010 and earlier | Manufactured | 1097.77 | 1097.77 | 3 | eFAF | NULL | Electric | Programmable Thermostat | NULL | NULL | NULL | Furnace | NULL | NULL | NULL | eFAF
| SITE_00262 | 2000 | 2010 and earlier | Manufactured | 626.07 | 626.07 | 3 | gFAF | NULL | Natural Gas | Programmable Thermostat | 70000 | NULL | NULL | Furnace | 1999 | 2010 and earlier | 17 | gFAF
| SITE_00263 | 2012 | 2011 and later | Single Family | 4610.02 | 4610.02 | 2 | Air Source Heat Pump | NULL | Electric | Programmable Thermostat | NULL | 8.5 | 3: 8.3-9.0 | Condenser | 2011 | 2011 and later | 5 | ASHP
| SITE_00264 | 1986 | 2010 and earlier | Manufactured | 626.07 | 626.07 | 2 | Air Source Heat Pump | NULL | Electric | Programmable Thermostat | NULL | NULL | NULL | Condenser | NULL | NULL | NULL | ASHP
| SITE_00265 | 1999 | 2010 and earlier | Manufactured | 1097.77 | 1097.77 | 2 | Stove/Fireplace | Free Standing Stove | Wood (Cord) | None | NULL | NULL | NULL | NULL | NULL | NULL | NULL | Other
| SITE_00266 | 1995 | 2010 and earlier | Manufactured | 626.07 | 626.07 | 2 | gFAF | NULL | Natural Gas | Manual Thermostat - Analog | 56000 | NULL | NULL | Furnace | NULL | NULL | NULL | gFAF
| SITE_00267 | 1994 | 2010 and earlier | Manufactured | 626.07 | 626.07 | 2 | gFAF | NULL | Natural Gas | Programmable Thermostat | 60000 | NULL | NULL | Furnace | 2016 | 2011 and later | 0 | gFAF
| SITE_00268 | 1977 | 2010 and earlier | Manufactured | 626.07 | 626.07 | 3 | Stove/Fireplace | Space Heating Stove/Fireplace | Unknown | Unknown | NULL | NULL | NULL | NULL | NULL | NULL | NULL | Other
| SITE_00269 | 1998 | 2010 and earlier | Manufactured | 626.07 | 626.07 | 2 | gFAF | NULL | Natural Gas | Programmable Thermostat | 70000 | NULL | NULL | Furnace | 1998 | 2010 and earlier | 18 | gFAF
| SITE_00270 | 1992 | 2010 and earlier | Manufactured | 1097.77 | 1097.77 | 2 | eFAF | NULL | Electric | Manual Thermostat - Analog | NULL | NULL | NULL | Furnace | NULL | NULL | NULL | eFAF
| SITE_00271 | 1973 | 2010 and earlier | Manufactured | 1097.77 | 1097.77 | 3 | gFAF | NULL | Propane | Manual Thermostat - Analog | 69000 | NULL | NULL | Furnace | NULL | NULL | NULL | gFAF
| SITE_00272 | 1995 | 2010 and earlier | Manufactured | 626.07 | 626.07 | 2 | eFAF | NULL | Electric | Manual Thermostat - Analog | NULL | NULL | NULL | Furnace | NULL | NULL | NULL | eFAF
| SITE_00273 | 1981 | 2010 and earlier | Manufactured | 626.07 | 626.07 | 2 | Air Source Heat Pump | NULL | Electric | Programmable Thermostat | NULL | 7.7 | 2: 7.7-8.2 | Condenser | 2009 | 2010 and earlier | 7 | ASHP
| SITE_00274 | 2001 | 2010 and earlier | Manufactured | 626.07 | 626.07 | 3 | eFAF | NULL | Electric | Programmable Thermostat | NULL | NULL | NULL | Furnace | 2001 | 2010 and earlier | 15 | eFAF
| SITE_00275 | 2004 | 2010 and earlier | Manufactured | 626.07 | 626.07 | 2 | Air Source Heat Pump | NULL | Electric | Manual Thermostat - Digital | NULL | 8.2 | 2: 7.7-8.2 | Condenser | 2004 | 2010 and earlier | 12 | ASHP
| SITE_00276 | 1988 | 2010 and earlier | Manufactured | 626.07 | 626.07 | 1 | eFAF | NULL | Electric | Manual Thermostat - Analog | NULL | NULL | NULL | Furnace | 2001 | 2010 and earlier | 15 | eFAF
| SITE_00277 | 2001 | 2010 and earlier | Manufactured | 626.07 | 626.07 | 2 | gFAF | NULL | Natural Gas | Programmable Thermostat | 70000 | NULL | NULL | Furnace | NULL | NULL | NULL | gFAF
| SITE_00278 | 1970 | 2010 and earlier | Multifamily Residence | 2272.53 | 2272.53 | 1 | eFAF | NULL | Electric | Unknown | NULL | NULL | NULL | Furnace | NULL | NULL | NULL | eFAF
| SITE_00279 | 1977 | 2010 and earlier | Multifamily Residence | 2272.53 | 2272.53 | 3 | Zonal Heat | Radiant Ceiling Heat | Electric | Unknown | NULL | NULL | NULL | NULL | NULL | NULL | NULL | Zonal
| SITE_00280 | 2015 | 2011 and later | Multifamily Residence | 2272.53 | 2272.53 | 1 | eFAF | NULL | Electric | Programmable Thermostat | NULL | NULL | NULL | Furnace | NULL | NULL | NULL | eFAF
| SITE_00281 | 2006 | 2010 and earlier | Multifamily Residence | 2272.53 | 2272.53 | 1 | gFAF | NULL | Natural Gas | Manual Thermostat - Digital | NULL | NULL | NULL | Furnace | NULL | NULL | NULL | gFAF
| SITE_00282 | 2003 | 2010 and earlier | Multifamily Residence | 2272.53 | 2272.53 | 3 | Zonal Heat | Unit Heater | Electric | Manual Thermostat - Analog | NULL | NULL | NULL | Unknown | NULL | NULL | NULL | Zonal
| SITE_00283 | 2000 | 2010 and earlier | Multifamily Residence | 2272.53 | 378.755 | 2 | Electric Baseboard | NULL | Electric | Manual Thermostat - Analog | NULL | NULL | NULL | NULL | NULL | NULL | NULL | Zonal
| SITE_00283 | 2000 | 2010 and earlier | Multifamily Residence | 2272.53 | 378.755 | 2 | Electric Baseboard | NULL | Electric | Manual Thermostat - Analog | NULL | NULL | NULL | NULL | NULL | NULL | NULL | Zonal
| SITE_00283 | 2000 | 2010 and earlier | Multifamily Residence | 2272.53 | 378.755 | 2 | Electric Baseboard | NULL | Electric | Manual Thermostat - Analog | NULL | NULL | NULL | NULL | NULL | NULL | NULL | Zonal
| SITE_00283 | 2000 | 2010 and earlier | Multifamily Residence | 2272.53 | 378.755 | 2 | Electric Baseboard | NULL | Electric | Manual Thermostat - Analog | NULL | NULL | NULL | NULL | NULL | NULL | NULL | Zonal
| SITE_00283 | 2000 | 2010 and earlier | Multifamily Residence | 2272.53 | 378.755 | 2 | Electric Baseboard | NULL | Electric | Manual Thermostat - Analog | NULL | NULL | NULL | NULL | NULL | NULL | NULL | Zonal
| SITE_00283 | 2000 | 2010 and earlier | Multifamily Residence | 2272.53 | 378.755 | 2 | Electric Baseboard | NULL | Electric | Manual Thermostat - Analog | NULL | NULL | NULL | NULL | NULL | NULL | NULL | Zonal
| SITE_00284 | 2001 | 2010 and earlier | Multifamily Residence | 2272.53 | 2272.53 | 3 | gFAF | NULL | Natural Gas | Programmable Thermostat | 50000 | NULL | NULL | Furnace | NULL | NULL | NULL | gFAF
| SITE_00285 | 1996 | 2010 and earlier | Multifamily Residence | 2272.53 | 2272.53 | 2 | gFAF | NULL | Natural Gas | Manual Thermostat - Analog | 44000 | NULL | NULL | Furnace | NULL | NULL | NULL | gFAF
| SITE_00286 | NULL | NULL | Multifamily Residence | 2272.53 | 2272.53 | 2 | gFAF | NULL | Natural Gas | Manual Thermostat - Digital | NULL | NULL | NULL | Furnace | NULL | NULL | NULL | gFAF
| SITE_00287 | 1976 | 2010 and earlier | Multifamily Residence | 773.6 | 773.6 | 3 | Zonal Heat | Vertical Wall Heater | Electric | Manual Thermostat - Analog | NULL | NULL | NULL | Unknown | NULL | NULL | NULL | Zonal
| SITE_00288 | NULL | NULL | Multifamily Residence | 2272.53 | 2272.53 | 3 | gFAF | NULL | Natural Gas | Manual Thermostat - Analog | 35000 | NULL | NULL | Furnace | NULL | NULL | NULL | gFAF
| SITE_00289 | NULL | NULL | Multifamily Residence | 2272.53 | 2272.53 | 3 | gFAF | NULL | Natural Gas | Manual Thermostat - Analog | 35000 | NULL | NULL | Furnace | NULL | NULL | NULL | gFAF
| SITE_00290 | 2010 | 2010 and earlier | Multifamily Residence | 773.6 | 773.6 | 3 | Air Source Heat Pump | NULL | Electric | Programmable Thermostat | NULL | 8.2 | 2: 7.7-8.2 | Condenser | 2010 | 2010 and earlier | 6 | ASHP
| SITE_00291 | NULL | NULL | Multifamily Residence | 2272.53 | 1136.265 | 1 | Electric Baseboard | NULL | Electric | Manual Thermostat - Analog | NULL | NULL | NULL | NULL | NULL | NULL | NULL | Zonal
| SITE_00291 | NULL | NULL | Multifamily Residence | 2272.53 | 1136.265 | 1 | Electric Baseboard | NULL | Electric | Manual Thermostat - Analog | NULL | NULL | NULL | NULL | NULL | NULL | NULL | Zonal
| SITE_00292 | 1980 | 2010 and earlier | Multifamily Residence | 2272.53 | 568.1325 | 2 | Electric Baseboard | NULL | Electric | Manual Thermostat - Analog | NULL | NULL | NULL | NULL | NULL | NULL | NULL | Zonal
| SITE_00292 | 1980 | 2010 and earlier | Multifamily Residence | 2272.53 | 568.1325 | 2 | Electric Baseboard | NULL | Electric | Manual Thermostat - Analog | NULL | NULL | NULL | NULL | NULL | NULL | NULL | Zonal
| SITE_00292 | 1980 | 2010 and earlier | Multifamily Residence | 2272.53 | 568.1325 | 2 | Electric Baseboard | NULL | Electric | Manual Thermostat - Analog | NULL | NULL | NULL | NULL | NULL | NULL | NULL | Zonal
| SITE_00292 | 1980 | 2010 and earlier | Multifamily Residence | 2272.53 | 568.1325 | 2 | Electric Baseboard | NULL | Electric | Manual Thermostat - Analog | NULL | NULL | NULL | NULL | NULL | NULL | NULL | Zonal
| SITE_00293 | NULL | NULL | Multifamily Residence | 2272.53 | 568.1325 | 1 | Electric Baseboard | NULL | Electric | Manual Thermostat - Analog | NULL | NULL | NULL | NULL | NULL | NULL | NULL | Zonal
| SITE_00293 | NULL | NULL | Multifamily Residence | 2272.53 | 568.1325 | 1 | Electric Baseboard | NULL | Electric | Manual Thermostat - Analog | NULL | NULL | NULL | NULL | NULL | NULL | NULL | Zonal
| SITE_00293 | NULL | NULL | Multifamily Residence | 2272.53 | 568.1325 | 1 | Electric Baseboard | NULL | Electric | Manual Thermostat - Analog | NULL | NULL | NULL | NULL | NULL | NULL | NULL | Zonal
| SITE_00293 | NULL | NULL | Multifamily Residence | 2272.53 | 568.1325 | 1 | Electric Baseboard | NULL | Electric | Manual Thermostat - Analog | NULL | NULL | NULL | NULL | NULL | NULL | NULL | Zonal
| SITE_00294 | 2000 | 2010 and earlier | Multifamily Residence | 2272.53 | 2272.53 | 1 | NULL | NULL | NULL | NULL | NULL | NULL | NULL | NULL | NULL | NULL | NULL | Other
| SITE_00295 | 1976 | 2010 and earlier | Manufactured | 626.07 | 626.07 | 1 | Air Source Heat Pump | NULL | Electric | Smart/Wi-Fi Thermostat | NULL | 7.77 | 2: 7.7-8.2 | Condenser | 2015 | 2011 and later | 1 | ASHP
| SITE_00296 | 2002 | 2010 and earlier | Manufactured | 626.07 | 626.07 | 1 | Air Source Heat Pump | NULL | Electric | Programmable Thermostat | NULL | 7.7 | 2: 7.7-8.2 | Condenser | 2014 | 2011 and later | 2 | ASHP
| SITE_00297 | 1940 | 2010 and earlier | Single Family | 4610.02 | 2305.01 | 2 | Zonal Heat | Electric Plug-In Heater | Electric | Manual Thermostat - Analog | NULL | NULL | NULL | Unknown | NULL | NULL | NULL | Zonal
| SITE_00297 | 1940 | 2010 and earlier | Single Family | 4610.02 | 2305.01 | 2 | Zonal Heat | Electric Plug-In Heater | Electric | Manual Thermostat - Analog | NULL | NULL | NULL | Unknown | NULL | NULL | NULL | Zonal
| SITE_00298 | 1905 | 2010 and earlier | Single Family | 4702.18 | 2351.09 | 2 | Zonal Heat | Electric Plug-In Heater | Electric | Manual Thermostat - Digital | NULL | NULL | NULL | Unknown | NULL | NULL | NULL | Zonal
| SITE_00298 | 1905 | 2010 and earlier | Single Family | 4702.18 | 2351.09 | 2 | Zonal Heat | Electric Plug-In Heater | Electric | Manual Thermostat - Digital | NULL | NULL | NULL | Unknown | NULL | NULL | NULL | Zonal
| SITE_00299 | 1998 | 2010 and earlier | Manufactured | 1097.77 | 1097.77 | 2 | eFAF | NULL | Electric | Manual Thermostat - Analog | NULL | NULL | NULL | Furnace | 1997 | 2010 and earlier | 19 | eFAF
| SITE_00300 | 1999 | 2010 and earlier | Manufactured | 626.07 | 626.07 | 1 | gFAF | NULL | Natural Gas | Programmable Thermostat | 70000 | NULL | NULL | Furnace | 1997 | 2010 and earlier | 19 | gFAF
| SITE_00301 | 2010 | 2010 and earlier | Manufactured | 626.07 | 626.07 | 1 | Air Source Heat Pump | NULL | Electric | Programmable Thermostat | NULL | 8 | 2: 7.7-8.2 | Condenser | 2010 | 2010 and earlier | 6 | ASHP
| SITE_00302 | 1994 | 2010 and earlier | Manufactured | 626.07 | 626.07 | 2 | Air Source Heat Pump | NULL | Electric | Programmable Thermostat | NULL | 7.7 | 2: 7.7-8.2 | Condenser | 2014 | 2011 and later | 2 | ASHP
| SITE_00303 | 1972 | 2010 and earlier | Manufactured | 626.07 | 626.07 | 1 | gFAF | NULL | Natural Gas | Programmable Thermostat | 56000 | NULL | NULL | Furnace | 2010 | 2010 and earlier | 6 | gFAF
| SITE_00304 | 1984 | 2010 and earlier | Manufactured | 626.07 | 626.07 | 2 | gFAF | NULL | Natural Gas | Manual Thermostat - Digital | 77000 | NULL | NULL | Furnace | 2012 | 2011 and later | 4 | gFAF
| SITE_00305 | 1989 | 2010 and earlier | Manufactured | 626.07 | 626.07 | 2 | Air Source Heat Pump | NULL | Electric | Manual Thermostat - Analog | NULL | NULL | NULL | Condenser | NULL | NULL | NULL | ASHP
| SITE_00306 | 1994 | 2010 and earlier | Manufactured | 626.07 | 626.07 | 1 | Air Source Heat Pump | NULL | Electric | Manual Thermostat - Digital | NULL | NULL | NULL | Condenser | 2016 | 2011 and later | 0 | ASHP
| SITE_00307 | 1995 | 2010 and earlier | Manufactured | 626.07 | 626.07 | 1 | Air Source Heat Pump | NULL | Electric | Programmable Thermostat | NULL | 7.7 | 2: 7.7-8.2 | Condenser | 2011 | 2011 and later | 5 | ASHP
| SITE_00308 | 1975 | 2010 and earlier | Manufactured | 626.07 | 626.07 | 1 | gFAF | NULL | Natural Gas | Manual Thermostat - Analog | 56000 | NULL | NULL | Furnace | 1998 | 2010 and earlier | 18 | gFAF
| SITE_00309 | 1995 | 2010 and earlier | Manufactured | 626.07 | 626.07 | 1 | gFAF | NULL | Propane | Programmable Thermostat | 75000 | NULL | NULL | Furnace | 1995 | 2010 and earlier | 21 | gFAF
| SITE_00310 | 1969 | 2010 and earlier | Manufactured | 626.07 | 626.07 | 1 | eFAF | NULL | Electric | Manual Thermostat - Analog | NULL | NULL | NULL | Furnace | NULL | NULL | NULL | eFAF
| SITE_00311 | 1978 | 2010 and earlier | Manufactured | 626.07 | 626.07 | 1 | Air Source Heat Pump | NULL | Electric | Manual Thermostat - Digital | NULL | 7.7 | 2: 7.7-8.2 | Condenser | 2006 | 2010 and earlier | 10 | ASHP
| SITE_00312 | 1992 | 2010 and earlier | Manufactured | 1097.77 | 1097.77 | 2 | Air Source Heat Pump | NULL | Electric | Programmable Thermostat | NULL | 8.5 | 3: 8.3-9.0 | Condenser | 2013 | 2011 and later | 3 | ASHP
| SITE_00313 | 1992 | 2010 and earlier | Manufactured | 1097.77 | 1097.77 | 1 | Zonal Heat | Unknown | Oil/Kerosene | Manual Thermostat - Digital | 22000 | NULL | NULL | Unknown | NULL | NULL | NULL | Zonal
| SITE_00314 | 1970 | 2010 and earlier | Manufactured | 626.07 | 626.07 | 1 | gFAF | NULL | Natural Gas | Manual Thermostat - Digital | 70000 | NULL | NULL | Furnace | 2001 | 2010 and earlier | 15 | gFAF
| SITE_00315 | 1971 | 2010 and earlier | Manufactured | 626.07 | 626.07 | 1 | Air Source Heat Pump | NULL | Electric | Manual Thermostat - Digital | NULL | 8.8 | 3: 8.3-9.0 | Condenser | 2016 | 2011 and later | 0 | ASHP
| SITE_00316 | 1977 | 2010 and earlier | Manufactured | 626.07 | 626.07 | 1 | eFAF | NULL | Electric | Manual Thermostat - Analog | NULL | NULL | NULL | Furnace | 2015 | 2011 and later | 1 | eFAF
| SITE_00317 | 1974 | 2010 and earlier | Manufactured | 626.07 | 626.07 | 1 | Stove/Fireplace | Fireplace - Factory-Built Insert | Wood (Pellets) | Manual Thermostat - Analog | NULL | NULL | NULL | NULL | NULL | NULL | NULL | Other
| SITE_00318 | 1978 | 2010 and earlier | Manufactured | 626.07 | 626.07 | 1 | gFAF | NULL | Propane | Programmable Thermostat | 60000 | NULL | NULL | Furnace | 2006 | 2010 and earlier | 10 | gFAF
| SITE_00319 | 1978 | 2010 and earlier | Manufactured | 626.07 | 626.07 | 1 | Air Source Heat Pump | NULL | Electric | Manual Thermostat - Digital | NULL | 9.5 | 4: 9.0-10.5 | Condenser | 2015 | 2011 and later | 1 | ASHP
| SITE_00320 | 1986 | 2010 and earlier | Manufactured | 626.07 | 626.07 | 1 | Air Source Heat Pump | NULL | Electric | Manual Thermostat - Digital | NULL | 8 | 2: 7.7-8.2 | Condenser | 2014 | 2011 and later | 2 | ASHP
| SITE_00321 | 1971 | 2010 and earlier | Manufactured | 626.07 | 626.07 | 1 | Air Source Heat Pump | NULL | Electric | Programmable Thermostat | NULL | 8.5 | 3: 8.3-9.0 | Condenser | 2013 | 2011 and later | 3 | ASHP
| SITE_00322 | 1998 | 2010 and earlier | Manufactured | 1097.77 | 1097.77 | 2 | eFAF | NULL | Electric | Manual Thermostat - Digital | NULL | NULL | NULL | Furnace | 1997 | 2010 and earlier | 19 | eFAF
| SITE_00323 | 1978 | 2010 and earlier | Manufactured | 626.07 | 626.07 | 2 | Stove/Fireplace | Space Heating Stove | Wood (Cord) | None | NULL | NULL | NULL | NULL | NULL | NULL | NULL | Other
| SITE_00324 | 1985 | 2010 and earlier | Manufactured | 626.07 | 626.07 | 1 | gFAF | NULL | Natural Gas | Programmable Thermostat | 40000 | NULL | NULL | Furnace | 2016 | 2011 and later | 0 | gFAF
| SITE_00325 | 1980 | 2010 and earlier | Manufactured | 626.07 | 626.07 | 2 | eFAF | NULL | Electric | Manual Thermostat - Digital | NULL | NULL | NULL | Furnace | NULL | NULL | NULL | eFAF
| SITE_00326 | 1971 | 2010 and earlier | Manufactured | 626.07 | 626.07 | 1 | gFAF | NULL | Natural Gas | Programmable Thermostat | 70000 | NULL | NULL | Furnace | 1971 | 2010 and earlier | 45 | gFAF
| SITE_00327 | 1983 | 2010 and earlier | Manufactured | 626.07 | 626.07 | 2 | eFAF | NULL | Electric | Manual Thermostat - Analog | NULL | NULL | NULL | Furnace | 1983 | 2010 and earlier | 33 | eFAF
| SITE_00328 | 1977 | 2010 and earlier | Manufactured | 626.07 | 626.07 | 2 | eFAF | NULL | Electric | Manual Thermostat - Digital | NULL | NULL | NULL | Furnace | 1977 | 2010 and earlier | 39 | eFAF
| SITE_00329 | 1988 | 2010 and earlier | Manufactured | 626.07 | 626.07 | 1 | eFAF | NULL | Electric | Manual Thermostat - Analog | NULL | NULL | NULL | Furnace | 1988 | 2010 and earlier | 28 | eFAF
| SITE_00330 | 2000 | 2010 and earlier | Manufactured | 626.07 | 626.07 | 1 | eFAF | NULL | Electric | Manual Thermostat - Analog | NULL | NULL | NULL | Furnace | 1999 | 2010 and earlier | 17 | eFAF
| SITE_00331 | 1980 | 2010 and earlier | Single Family | 4610.02 | 4610.02 | 1 | Air Source Heat Pump | NULL | Electric | Manual Thermostat - Analog | NULL | 8.2 | 2: 7.7-8.2 | Condenser | 2005 | 2010 and earlier | 11 | ASHP
| SITE_00332 | 2006 | 2010 and earlier | Manufactured | 626.07 | 626.07 | 2 | Stove/Fireplace | Unknown | Wood (Pellets) | Thermostat | NULL | NULL | NULL | NULL | NULL | NULL | NULL | Other
| SITE_00333 | 2004 | 2010 and earlier | Single Family | 4610.02 | 4610.02 | 1 | gFAF | NULL | Natural Gas | Smart/Wi-Fi Thermostat | 100000 | NULL | NULL | Furnace | 2004 | 2010 and earlier | 12 | gFAF
| SITE_00334 | 2006 | 2010 and earlier | Single Family | 4610.02 | 4610.02 | 2 | gFAF | NULL | Natural Gas | Unknown | 75000 | NULL | NULL | Furnace | 2010 | 2010 and earlier | 6 | gFAF
| SITE_00335 | 1975 | 2010 and earlier | Single Family | 4610.02 | 4610.02 | 1 | gFAF | NULL | Natural Gas | Programmable Thermostat | 80000 | NULL | NULL | Furnace | 2014 | 2011 and later | 2 | gFAF
| SITE_00336 | 1977 | 2010 and earlier | Single Family | 4610.02 | 4610.02 | 2 | Stove/Fireplace | Fireplace - Factory-Built Insert | Wood (Cord) | None | NULL | NULL | NULL | NULL | NULL | NULL | NULL | Other
| SITE_00337 | 1985 | 2010 and earlier | Manufactured | 626.07 | 626.07 | 1 | Air Source Heat Pump | NULL | Electric | Manual Thermostat - Digital | NULL | 7.53 | 1: 7.7 and below | Condenser | 2002 | 2010 and earlier | 14 | ASHP
| SITE_00338 | 1978 | 2010 and earlier | Single Family | 4702.18 | 4702.18 | 3 | Stove/Fireplace | Space Heating Stove | Wood (Cord) | Manual Thermostat - Analog | NULL | NULL | NULL | NULL | NULL | NULL | NULL | Other
| SITE_00339 | 1972 | 2010 and earlier | Single Family | 4610.02 | 4610.02 | 1 | Mini-Split HP | NULL | Electric | Remote Control | NULL | NULL | NULL | Condenser | 2012 | 2011 and later | 4 | DHP
| SITE_00340 | 1999 | 2010 and earlier | Single Family | 4610.02 | 4610.02 | 2 | Stove/Fireplace | Space Heating Stove | Wood (Cord) | None | NULL | NULL | NULL | NULL | NULL | NULL | NULL | Other
| SITE_00341 | 2005 | 2010 and earlier | Single Family | 4610.02 | 4610.02 | 1 | gFAF | NULL | Natural Gas | Programmable Thermostat | 80000 | NULL | NULL | Furnace | 2013 | 2011 and later | 3 | gFAF
| SITE_00342 | 1945 | 2010 and earlier | Single Family | 4702.18 | 4702.18 | 3 | eFAF | NULL | Electric | Manual Thermostat - Analog | NULL | NULL | NULL | Furnace | 1982 | 2010 and earlier | 34 | eFAF
| SITE_00343 | 1890 | 2010 and earlier | Single Family | 4610.02 | 4610.02 | 1 | gFAF | NULL | Natural Gas | Manual Thermostat - Digital | NULL | NULL | NULL | Furnace | NULL | NULL | NULL | gFAF
| SITE_00344 | 1993 | 2010 and earlier | Single Family | 4610.02 | 4610.02 | 3 | gFAF | NULL | Natural Gas | Programmable Thermostat | 80000 | NULL | NULL | Furnace | 1998 | 2010 and earlier | 18 | gFAF
| SITE_00345 | 2005 | 2010 and earlier | Single Family | 4610.02 | 4610.02 | 1 | gFAF | NULL | Natural Gas | Programmable Thermostat | 80000 | NULL | NULL | Furnace | 2005 | 2010 and earlier | 11 | gFAF
| SITE_00346 | 1901 | 2010 and earlier | Single Family | 4610.02 | 4610.02 | 2 | Zonal Heat | Unit Heater | Propane | Manual Thermostat - Analog | 20700 | NULL | NULL | Unknown | NULL | NULL | NULL | Zonal
| SITE_00347 | 1925 | 2010 and earlier | Single Family | 4610.02 | 4610.02 | 2 | gFAF | NULL | Natural Gas | Manual Thermostat - Analog | 100000 | NULL | NULL | Furnace | 1972 | 2010 and earlier | 44 | gFAF
| SITE_00348 | 1953 | 2010 and earlier | Single Family | 4610.02 | 4610.02 | 2 | gFAF | NULL | Natural Gas | Programmable Thermostat | 80000 | NULL | NULL | Furnace | 1996 | 2010 and earlier | 20 | gFAF
| SITE_00349 | 1998 | 2010 and earlier | Single Family | 4610.02 | 2305.01 | 1 | eFAF | NULL | Electric | Programmable Thermostat | NULL | NULL | NULL | Furnace | 2012 | 2011 and later | 4 | eFAF
| SITE_00349 | 1998 | 2010 and earlier | Single Family | 4610.02 | 2305.01 | 1 | eFAF | NULL | Electric | Manual Thermostat - Digital | NULL | NULL | NULL | Furnace | 1997 | 2010 and earlier | 19 | eFAF
| SITE_00350 | 1978 | 2010 and earlier | Single Family | 4610.02 | 4610.02 | 1 | gFAF | NULL | Natural Gas | Programmable Thermostat | 88000 | NULL | NULL | Furnace | 2006 | 2010 and earlier | 10 | gFAF
| SITE_00351 | 2006 | 2010 and earlier | Single Family | 4610.02 | 4610.02 | 3 | gFAF | NULL | Propane | Programmable Thermostat | 125000 | NULL | NULL | Furnace | 2006 | 2010 and earlier | 10 | gFAF
| SITE_00352 | 1952 | 2010 and earlier | Single Family | 4610.02 | 4610.02 | 1 | gFAF | NULL | Natural Gas | Manual Thermostat - Digital | 88000 | NULL | NULL | Furnace | 2002 | 2010 and earlier | 14 | gFAF
| SITE_00353 | 1979 | 2010 and earlier | Single Family | 4610.02 | 4610.02 | 1 | Air Source Heat Pump | NULL | Electric | Programmable Thermostat | NULL | NULL | NULL | Condenser | NULL | NULL | NULL | ASHP
| SITE_00354 | 1984 | 2010 and earlier | Single Family | 4610.02 | 4610.02 | 1 | gFAF | NULL | Natural Gas | Programmable Thermostat | 100000 | NULL | NULL | Furnace | 2000 | 2010 and earlier | 16 | gFAF
| SITE_00355 | 1970 | 2010 and earlier | Single Family | 4610.02 | 4610.02 | 2 | gFAF | NULL | Natural Gas | Manual Thermostat - Analog | 100000 | NULL | NULL | Furnace | 1973 | 2010 and earlier | 43 | gFAF
| SITE_00356 | 1928 | 2010 and earlier | Single Family | 4610.02 | 4610.02 | 1 | gFAF | NULL | Natural Gas | Programmable Thermostat | 88000 | NULL | NULL | Furnace | 1992 | 2010 and earlier | 24 | gFAF
| SITE_00357 | 1910 | 2010 and earlier | Single Family | 4610.02 | 4610.02 | 2 | Stove/Fireplace | Space Heating Stove | Wood (Cord) | None | NULL | NULL | NULL | NULL | NULL | NULL | NULL | Other
| SITE_00358 | 1996 | 2010 and earlier | Single Family | 4610.02 | 4610.02 | 1 | gFAF | NULL | Natural Gas | Programmable Thermostat | 72000 | NULL | NULL | Furnace | NULL | NULL | NULL | gFAF
| SITE_00359 | 1990 | 2010 and earlier | Single Family | 4610.02 | 4610.02 | 1 | gFAF | NULL | Natural Gas | Programmable Thermostat | 88000 | NULL | NULL | Furnace | 2015 | 2011 and later | 1 | gFAF
| SITE_00360 | 1977 | 2010 and earlier | Single Family | 4610.02 | 4610.02 | 3 | Stove/Fireplace | Fireplace - Glass Door Over Open Hearth | Wood (Cord) | Thermostat | NULL | NULL | NULL | NULL | NULL | NULL | NULL | Other
| SITE_00361 | 1998 | 2010 and earlier | Single Family | 4610.02 | 4610.02 | 1 | gFAF | NULL | Natural Gas | Programmable Thermostat | 75000 | NULL | NULL | Furnace | 1991 | 2010 and earlier | 25 | gFAF
| SITE_00362 | 2006 | 2010 and earlier | Single Family | 4610.02 | 4610.02 | 1 | eFAF | NULL | Electric | Programmable Thermostat | NULL | NULL | NULL | Furnace | 2005 | 2010 and earlier | 11 | eFAF
| SITE_00363 | 1951 | 2010 and earlier | Single Family | 4610.02 | 4610.02 | 3 | gFAF | NULL | Natural Gas | Programmable Thermostat | 60000 | NULL | NULL | Furnace | 2012 | 2011 and later | 4 | gFAF
| SITE_00364 | 2004 | 2010 and earlier | Single Family | 4610.02 | 4610.02 | 1 | gFAF | NULL | Natural Gas | Programmable Thermostat | 75000 | NULL | NULL | Furnace | 2004 | 2010 and earlier | 12 | gFAF
| SITE_00365 | 1987 | 2010 and earlier | Single Family | 4610.02 | 4610.02 | 1 | gFAF | NULL | Natural Gas | Programmable Thermostat | 69000 | NULL | NULL | Furnace | 2012 | 2011 and later | 4 | gFAF
| SITE_00366 | 1920 | 2010 and earlier | Single Family | 4610.02 | 4610.02 | 1 | gFAF | NULL | Natural Gas | Programmable Thermostat | 69000 | NULL | NULL | Furnace | 2011 | 2011 and later | 5 | gFAF
| SITE_00367 | 2003 | 2010 and earlier | Single Family | 4610.02 | 4610.02 | 1 | gFAF | NULL | Natural Gas | Programmable Thermostat | 110000 | NULL | NULL | Furnace | 2002 | 2010 and earlier | 14 | gFAF
| SITE_00368 | 1980 | 2010 and earlier | Single Family | 4610.02 | 4610.02 | 1 | gFAF | NULL | Natural Gas | Manual Thermostat - Digital | 100000 | NULL | NULL | Furnace | 2001 | 2010 and earlier | 15 | gFAF
| SITE_00369 | 1998 | 2010 and earlier | Single Family | 4610.02 | 4610.02 | 2 | gFAF | NULL | Natural Gas | Programmable Thermostat | 75000 | NULL | NULL | Furnace | 1995 | 2010 and earlier | 21 | gFAF
| SITE_00370 | 1910 | 2010 and earlier | Single Family | 4610.02 | 4610.02 | 2 | Stove/Fireplace | Fireplace - Glass Door Over Open Hearth | Natural Gas | Thermostat | 42000 | NULL | NULL | NULL | NULL | NULL | NULL | Other
| SITE_00371 | 1986 | 2010 and earlier | Single Family | 4610.02 | 4610.02 | 2 | Air Source Heat Pump | NULL | Electric | Manual Thermostat - Digital | NULL | 7.06 | 1: 7.7 and below | Condenser | 2005 | 2010 and earlier | 11 | ASHP
| SITE_00372 | 1970 | 2010 and earlier | Single Family | 4610.02 | 4610.02 | 2 | Stove/Fireplace | Fireplace - Glass Door Over Open Hearth | Wood (Cord) | None | NULL | NULL | NULL | NULL | NULL | NULL | NULL | Other
| SITE_00373 | 2003 | 2010 and earlier | Single Family | 4610.02 | 4610.02 | 1 | gFAF | NULL | Natural Gas | Manual Thermostat - Digital | 110000 | NULL | NULL | Furnace | NULL | NULL | NULL | gFAF
| SITE_00374 | 1979 | 2010 and earlier | Single Family | 4610.02 | 4610.02 | 2 | gFAF | NULL | Natural Gas | Manual Thermostat - Digital | 60000 | NULL | NULL | Furnace | 1990 | 2010 and earlier | 26 | gFAF
| SITE_00375 | 2012 | 2011 and later | Single Family | 4610.02 | 4610.02 | 2 | gFAF | NULL | Natural Gas | Programmable Thermostat | 60000 | NULL | NULL | Furnace | 2011 | 2011 and later | 5 | gFAF
| SITE_00376 | 1969 | 2010 and earlier | Manufactured | 626.07 | 626.07 | 2 | gFAF | NULL | Natural Gas | Programmable Thermostat | 50000 | NULL | NULL | Furnace | 2014 | 2011 and later | 2 | gFAF
| SITE_00377 | 1997 | 2010 and earlier | Single Family | 4610.02 | 4610.02 | 1 | gFAF | NULL | Natural Gas | Manual Thermostat - Analog | 69000 | NULL | NULL | Furnace | 1995 | 2010 and earlier | 21 | gFAF
| SITE_00378 | 1973 | 2010 and earlier | Manufactured | 626.07 | 89.4386 | 2 | Electric Baseboard | NULL | Electric | Manual Thermostat - Analog | NULL | NULL | NULL | NULL | NULL | NULL | NULL | Zonal
| SITE_00378 | 1973 | 2010 and earlier | Manufactured | 626.07 | 89.4386 | 2 | Electric Baseboard | NULL | Electric | Manual Thermostat - Analog | NULL | NULL | NULL | NULL | NULL | NULL | NULL | Zonal
| SITE_00378 | 1973 | 2010 and earlier | Manufactured | 626.07 | 89.4386 | 2 | Electric Baseboard | NULL | Electric | Manual Thermostat - Analog | NULL | NULL | NULL | NULL | NULL | NULL | NULL | Zonal
| SITE_00378 | 1973 | 2010 and earlier | Manufactured | 626.07 | 89.4386 | 2 | Electric Baseboard | NULL | Electric | Manual Thermostat - Analog | NULL | NULL | NULL | NULL | NULL | NULL | NULL | Zonal
| SITE_00378 | 1973 | 2010 and earlier | Manufactured | 626.07 | 89.4386 | 2 | Electric Baseboard | NULL | Electric | Manual Thermostat - Analog | NULL | NULL | NULL | NULL | NULL | NULL | NULL | Zonal
| SITE_00378 | 1973 | 2010 and earlier | Manufactured | 626.07 | 89.4386 | 2 | Electric Baseboard | NULL | Electric | Manual Thermostat - Analog | NULL | NULL | NULL | NULL | NULL | NULL | NULL | Zonal
| SITE_00378 | 1973 | 2010 and earlier | Manufactured | 626.07 | 89.4386 | 2 | Electric Baseboard | NULL | Electric | Manual Thermostat - Analog | NULL | NULL | NULL | NULL | NULL | NULL | NULL | Zonal
| SITE_00379 | 1977 | 2010 and earlier | Single Family | 4610.02 | 2305.01 | 2 | Stove/Fireplace | Fireplace - Factory-Built Insert | Natural Gas | Manual Thermostat - Analog | 30000 | NULL | NULL | NULL | NULL | NULL | NULL | Other
| SITE_00379 | 1977 | 2010 and earlier | Single Family | 4610.02 | 2305.01 | 2 | Stove/Fireplace | Fireplace - Factory-Built Insert | Natural Gas | Thermostat | NULL | NULL | NULL | NULL | NULL | NULL | NULL | Other
| SITE_00380 | 2006 | 2010 and earlier | Single Family | 4610.02 | 4610.02 | 1 | eFAF | NULL | Electric | Manual Thermostat - Digital | NULL | NULL | NULL | Furnace | 2006 | 2010 and earlier | 10 | eFAF
| SITE_00381 | 1956 | 2010 and earlier | Single Family | 4610.02 | 4610.02 | 3 | gFAF | NULL | Propane | Programmable Thermostat | 88000 | NULL | NULL | Furnace | 2010 | 2010 and earlier | 6 | gFAF
| SITE_00382 | 2004 | 2010 and earlier | Single Family | 4610.02 | 4610.02 | 1 | gFAF | NULL | Natural Gas | Programmable Thermostat | 100000 | NULL | NULL | Furnace | 2003 | 2010 and earlier | 13 | gFAF
| SITE_00383 | 2007 | 2010 and earlier | Single Family | 4610.02 | 4610.02 | 3 | gFAF | NULL | Natural Gas | Manual Thermostat - Digital | 60000 | NULL | NULL | Furnace | 2006 | 2010 and earlier | 10 | gFAF
| SITE_00384 | 1949 | 2010 and earlier | Single Family | 4610.02 | 4610.02 | 3 | gFAF | NULL | Natural Gas | Programmable Thermostat | 110000 | NULL | NULL | Furnace | 1983 | 2010 and earlier | 33 | gFAF
| SITE_00385 | 1969 | 2010 and earlier | Single Family | 4702.18 | 4702.18 | 2 | gFAF | NULL | Natural Gas | Manual Thermostat - Analog | 100000 | NULL | NULL | Furnace | 2002 | 2010 and earlier | 14 | gFAF
| SITE_00386 | 1981 | 2010 and earlier | Single Family | 4610.02 | 4610.02 | 2 | Stove/Fireplace | Fireplace - Factory-Built Insert | Propane | Manual Thermostat - Analog | NULL | NULL | NULL | NULL | NULL | NULL | NULL | Other
| SITE_00387 | 1949 | 2010 and earlier | Single Family | 4610.02 | 4610.02 | 1 | gFAF | NULL | Natural Gas | Manual Thermostat - Digital | 44000 | NULL | NULL | Furnace | 2009 | 2010 and earlier | 7 | gFAF
| SITE_00388 | 2015 | 2011 and later | Single Family | 4610.02 | 4610.02 | 2 | gFAF | NULL | Natural Gas | Programmable Thermostat | 54000 | NULL | NULL | Furnace | 2014 | 2011 and later | 2 | gFAF
| SITE_00389 | 1980 | 2010 and earlier | Single Family | 4702.18 | 940.436 | 2 | Electric Baseboard | NULL | Electric | Manual Thermostat - Analog | NULL | NULL | NULL | NULL | NULL | NULL | NULL | Zonal
| SITE_00389 | 1980 | 2010 and earlier | Single Family | 4702.18 | 940.436 | 2 | Electric Baseboard | NULL | Electric | Manual Thermostat - Analog | NULL | NULL | NULL | NULL | NULL | NULL | NULL | Zonal
| SITE_00389 | 1980 | 2010 and earlier | Single Family | 4702.18 | 940.436 | 2 | Electric Baseboard | NULL | Electric | Manual Thermostat - Analog | NULL | NULL | NULL | NULL | NULL | NULL | NULL | Zonal
| SITE_00389 | 1980 | 2010 and earlier | Single Family | 4702.18 | 940.436 | 2 | Electric Baseboard | NULL | Electric | Manual Thermostat - Analog | NULL | NULL | NULL | NULL | NULL | NULL | NULL | Zonal
| SITE_00389 | 1980 | 2010 and earlier | Single Family | 4702.18 | 940.436 | 2 | Electric Baseboard | NULL | Electric | Manual Thermostat - Analog | NULL | NULL | NULL | NULL | NULL | NULL | NULL | Zonal
| SITE_00390 | 2006 | 2010 and earlier | Single Family | 4610.02 | 4610.02 | 1 | gFAF | NULL | Natural Gas | Unknown | 80000 | NULL | NULL | Furnace | 2006 | 2010 and earlier | 10 | gFAF
| SITE_00391 | 1962 | 2010 and earlier | Single Family | 4610.02 | 4610.02 | 1 | eFAF | NULL | Electric | Manual Thermostat - Digital | NULL | NULL | NULL | Furnace | NULL | NULL | NULL | eFAF
| SITE_00392 | 2005 | 2010 and earlier | Single Family | 4610.02 | 4610.02 | 2 | gFAF | NULL | Natural Gas | Programmable Thermostat | 50000 | NULL | NULL | Furnace | 2005 | 2010 and earlier | 11 | gFAF
| SITE_00393 | 1990 | 2010 and earlier | Single Family | 4610.02 | 4610.02 | 1 | gFAF | NULL | Natural Gas | Programmable Thermostat | 88000 | NULL | NULL | Furnace | 2014 | 2011 and later | 2 | gFAF
| SITE_00394 | 2000 | 2010 and earlier | Single Family | 4610.02 | 4610.02 | 1 | gFAF | NULL | Natural Gas | Unknown | 125000 | NULL | NULL | Furnace | 2000 | 2010 and earlier | 16 | gFAF
| SITE_00395 | NULL | NULL | Single Family | 4610.02 | 4610.02 | 1 | Zonal Heat | Other | Electric | Manual Thermostat - Analog | NULL | NULL | NULL | Unknown | NULL | NULL | NULL | Zonal
| SITE_00396 | 1976 | 2010 and earlier | Single Family | 4610.02 | 4610.02 | 3 | gFAF | NULL | Natural Gas | Programmable Thermostat | 100000 | NULL | NULL | Furnace | 1994 | 2010 and earlier | 22 | gFAF
| SITE_00397 | 2002 | 2010 and earlier | Single Family | 4610.02 | 4610.02 | 1 | gFAF | NULL | Natural Gas | Programmable Thermostat | 90000 | NULL | NULL | Furnace | 2004 | 2010 and earlier | 12 | gFAF
| SITE_00398 | 1947 | 2010 and earlier | Single Family | 4702.18 | 4702.18 | 3 | Stove/Fireplace | Space Heating Stove | Wood (Cord) | None | NULL | NULL | NULL | NULL | NULL | NULL | NULL | Other
| SITE_00399 | 1960 | 2010 and earlier | Single Family | 4610.02 | 4610.02 | 2 | Stove/Fireplace | Space Heating Stove | Wood (Cord) | NULL | NULL | NULL | NULL | NULL | NULL | NULL | NULL | Other
| SITE_00400 | 1994 | 2010 and earlier | Single Family | 4610.02 | 4610.02 | 1 | gFAF | NULL | Natural Gas | Manual Thermostat - Digital | 46000 | NULL | NULL | Furnace | 1994 | 2010 and earlier | 22 | gFAF
| SITE_00401 | 1973 | 2010 and earlier | Single Family | 4610.02 | 2305.01 | 2 | Air Source Heat Pump | NULL | Electric | Programmable Thermostat | NULL | 7.7 | 2: 7.7-8.2 | Condenser | 2006 | 2010 and earlier | 10 | ASHP
| SITE_00401 | 1973 | 2010 and earlier | Single Family | 4610.02 | 2305.01 | 2 | Air Source Heat Pump | NULL | Electric | Programmable Thermostat | NULL | 7.7 | 2: 7.7-8.2 | Condenser | 2006 | 2010 and earlier | 10 | ASHP
| SITE_00402 | 1983 | 2010 and earlier | Single Family | 4610.02 | 4610.02 | 2 | gFAF | NULL | Natural Gas | Programmable Thermostat | 60000 | NULL | NULL | Furnace | 2015 | 2011 and later | 1 | gFAF
| SITE_00403 | 2000 | 2010 and earlier | Single Family | 4610.02 | 4610.02 | 1 | gFAF | NULL | Natural Gas | Unknown | NULL | NULL | NULL | Furnace | NULL | NULL | NULL | gFAF
| SITE_00404 | 1973 | 2010 and earlier | Single Family | 4610.02 | 4610.02 | 2 | Stove/Fireplace | Space Heating Stove | Natural Gas | Thermostat | 46000 | NULL | NULL | NULL | NULL | NULL | NULL | Other
| SITE_00405 | 1950 | 2010 and earlier | Single Family | 4610.02 | 4610.02 | 2 | gFAF | NULL | Natural Gas | Programmable Thermostat | 69000 | NULL | NULL | Furnace | 2014 | 2011 and later | 2 | gFAF
| SITE_00406 | 2005 | 2010 and earlier | Single Family | 4610.02 | 4610.02 | 1 | Geothermal Heat Pump | Water Loop | Electric | Programmable Thermostat | NULL | NULL | NULL | Condenser | NULL | NULL | NULL | GSHP
| SITE_00407 | 1992 | 2010 and earlier | Single Family | 4610.02 | 4610.02 | 1 | Air Source Heat Pump | Dual Fuel Secondary | Electric | Programmable Thermostat | NULL | NULL | NULL | Condenser | NULL | NULL | NULL | ASHP
| SITE_00408 | 1996 | 2010 and earlier | Single Family | 4610.02 | 2305.01 | 1 | Air Source Heat Pump | Dual Fuel Secondary | Electric | Smart/Wi-Fi Thermostat | NULL | NULL | NULL | Condenser | NULL | NULL | NULL | ASHP
| SITE_00408 | 1996 | 2010 and earlier | Single Family | 4610.02 | 2305.01 | 1 | Air Source Heat Pump | Dual Fuel Secondary | Electric | Smart/Wi-Fi Thermostat | NULL | NULL | NULL | Condenser | NULL | NULL | NULL | ASHP
| SITE_00409 | 1965 | 2010 and earlier | Single Family | 4610.02 | 4610.02 | 1 | gFAF | NULL | Natural Gas | Manual Thermostat - Digital | 50000 | NULL | NULL | Furnace | 2010 | 2010 and earlier | 6 | gFAF
| SITE_00410 | 1946 | 2010 and earlier | Single Family | 4702.18 | 4702.18 | 2 | eFAF | NULL | Electric | Manual Thermostat - Digital | NULL | NULL | NULL | Furnace | 2006 | 2010 and earlier | 10 | eFAF
| SITE_00411 | 1991 | 2010 and earlier | Manufactured | 626.07 | 626.07 | 2 | eFAF | NULL | Electric | Manual Thermostat - Digital | NULL | NULL | NULL | Furnace | 1990 | 2010 and earlier | 26 | eFAF
| SITE_00412 | 1974 | 2010 and earlier | Single Family | 4610.02 | 4610.02 | 1 | gFAF | NULL | Natural Gas | Manual Thermostat - Digital | NULL | NULL | NULL | Furnace | NULL | NULL | NULL | gFAF
| SITE_00413 | 1963 | 2010 and earlier | Single Family | 4610.02 | 4610.02 | 3 | gFAF | NULL | Natural Gas | Manual Thermostat - Analog | 100000 | NULL | NULL | Furnace | 1994 | 2010 and earlier | 22 | gFAF
| SITE_00414 | 1997 | 2010 and earlier | Single Family | 4610.02 | 4610.02 | 2 | gFAF | NULL | Propane | Manual Thermostat - Analog | 73000 | NULL | NULL | Furnace | 1995 | 2010 and earlier | 21 | gFAF
| SITE_00415 | 1917 | 2010 and earlier | Single Family | 4610.02 | 4610.02 | 2 | gFAF | NULL | Natural Gas | Manual Thermostat - Digital | 80000 | NULL | NULL | Furnace | 2015 | 2011 and later | 1 | gFAF
| SITE_00416 | 1978 | 2010 and earlier | Single Family | 4702.18 | 4702.18 | 2 | gFAF | NULL | Natural Gas | Programmable Thermostat | 100000 | NULL | NULL | Furnace | 1993 | 2010 and earlier | 23 | gFAF
| SITE_00417 | 2009 | 2010 and earlier | Single Family | 4610.02 | 4610.02 | 2 | gFAF | NULL | Natural Gas | Unknown | NULL | NULL | NULL | Furnace | NULL | NULL | NULL | gFAF
| SITE_00418 | 1956 | 2010 and earlier | Single Family | 4610.02 | 4610.02 | 2 | gFAF | NULL | Natural Gas | Programmable Thermostat | 60000 | NULL | NULL | Furnace | 1993 | 2010 and earlier | 23 | gFAF
| SITE_00419 | 2007 | 2010 and earlier | Manufactured | 1824.63 | 1824.63 | 1 | Air Source Heat Pump | NULL | Electric | Manual Thermostat - Digital | NULL | 8 | 2: 7.7-8.2 | Condenser | 2006 | 2010 and earlier | 10 | ASHP
| SITE_00420 | 1994 | 2010 and earlier | Manufactured | 1628.92 | 1628.92 | 2 | gFAF | NULL | Natural Gas | Programmable Thermostat | 75000 | NULL | NULL | Furnace | 1996 | 2010 and earlier | 20 | gFAF
| SITE_00421 | 1998 | 2010 and earlier | Manufactured | 1628.92 | 1628.92 | 2 | eFAF | NULL | Electric | Programmable Thermostat | NULL | NULL | NULL | Furnace | 1998 | 2010 and earlier | 18 | eFAF
| SITE_00422 | 1987 | 2010 and earlier | Manufactured | 1628.92 | 1628.92 | 1 | eFAF | NULL | Electric | Programmable Thermostat | NULL | NULL | NULL | Furnace | 2016 | 2011 and later | 0 | eFAF
| SITE_00423 | 1970 | 2010 and earlier | Manufactured | 1824.63 | 1824.63 | 2 | eFAF | NULL | Electric | Programmable Thermostat | NULL | NULL | NULL | Furnace | 1979 | 2010 and earlier | 37 | eFAF
| SITE_00424 | 1991 | 2010 and earlier | Manufactured | 1824.63 | 1824.63 | 2 | eFAF | NULL | Electric | Programmable Thermostat | NULL | NULL | NULL | Furnace | 1990 | 2010 and earlier | 26 | eFAF
| SITE_00425 | 1995 | 2010 and earlier | Manufactured | 1824.63 | 1824.63 | 1 | Stove/Fireplace | Fireplace - Factory-Built Insert | Wood (Cord) | None | NULL | NULL | NULL | NULL | NULL | NULL | NULL | Other
| SITE_00426 | 1980 | 2010 and earlier | Manufactured | 1628.92 | 1628.92 | 1 | Air Source Heat Pump | NULL | Electric | Manual Thermostat - Analog | NULL | NULL | NULL | Condenser | NULL | NULL | NULL | ASHP
| SITE_00427 | 2003 | 2010 and earlier | Manufactured | 1824.63 | 1824.63 | 1 | Air Source Heat Pump | NULL | Electric | Programmable Thermostat | NULL | 8.4 | 3: 8.3-9.0 | Condenser | 2002 | 2010 and earlier | 14 | ASHP
| SITE_00428 | 1998 | 2010 and earlier | Manufactured | 1824.63 | 1824.63 | 2 | gFAF | NULL | Natural Gas | Programmable Thermostat | 70000 | NULL | NULL | Furnace | 1998 | 2010 and earlier | 18 | gFAF
| SITE_00429 | 1988 | 2010 and earlier | Manufactured | 1824.63 | 1824.63 | 1 | eFAF | NULL | Electric | Manual Thermostat - Analog | NULL | NULL | NULL | Furnace | 1988 | 2010 and earlier | 28 | eFAF
| SITE_00430 | 1994 | 2010 and earlier | Multifamily Residence | 687.85 | 687.85 | 2 | Electric Baseboard | NULL | Electric | Manual Thermostat - Analog | NULL | NULL | NULL | NULL | NULL | NULL | NULL | Zonal
| SITE_00431 | 1994 | 2010 and earlier | Multifamily Residence | 687.85 | 687.85 | 2 | Electric Baseboard | NULL | Electric | Manual Thermostat - Analog | NULL | NULL | NULL | NULL | NULL | NULL | NULL | Zonal
| SITE_00432 | 1991 | 2010 and earlier | Multifamily Residence | 687.85 | 687.85 | 2 | NULL | NULL | NULL | NULL | NULL | NULL | NULL | NULL | NULL | NULL | NULL | Other
| SITE_00433 | 1996 | 2010 and earlier | Multifamily Residence | 687.85 | 687.85 | 2 | Zonal Heat | Unit Heater | Electric | Manual Thermostat - Analog | NULL | NULL | NULL | Unknown | NULL | NULL | NULL | Zonal
| SITE_00434 | 1990 | 2010 and earlier | Multifamily Residence | 687.85 | 687.85 | 2 | Electric Baseboard | NULL | Electric | Manual Thermostat - Analog | NULL | NULL | NULL | NULL | NULL | NULL | NULL | Zonal
| SITE_00435 | 1970 | 2010 and earlier | Single Family | 3931.6 | 3931.6 | 2 | gFAF | NULL | Natural Gas | Manual Thermostat - Digital | 75000 | NULL | NULL | Furnace | NULL | NULL | NULL | gFAF
| SITE_00436 | 1900 | 2010 and earlier | Single Family | 3931.6 | 3931.6 | 2 | Stove/Fireplace | Space Heating Stove | Natural Gas | Manual Thermostat - Analog | NULL | NULL | NULL | NULL | NULL | NULL | NULL | Other
| SITE_00437 | 2001 | 2010 and earlier | Multifamily Residence | 1819.67 | 909.835 | 1 | Electric Baseboard | NULL | Electric | Manual Thermostat - Analog | NULL | NULL | NULL | NULL | NULL | NULL | NULL | Zonal
| SITE_00437 | 2001 | 2010 and earlier | Multifamily Residence | 1819.67 | 909.835 | 1 | Electric Baseboard | NULL | Electric | Manual Thermostat - Analog | NULL | NULL | NULL | NULL | NULL | NULL | NULL | Zonal
| SITE_00438 | 1991 | 2010 and earlier | Multifamily Residence | 1819.67 | 606.5567 | 1 | Electric Baseboard | NULL | Electric | Manual Thermostat - Analog | NULL | NULL | NULL | NULL | NULL | NULL | NULL | Zonal
| SITE_00438 | 1991 | 2010 and earlier | Multifamily Residence | 1819.67 | 606.5567 | 1 | Electric Baseboard | NULL | Electric | Manual Thermostat - Analog | NULL | NULL | NULL | NULL | NULL | NULL | NULL | Zonal
| SITE_00438 | 1991 | 2010 and earlier | Multifamily Residence | 1819.67 | 606.5567 | 1 | Electric Baseboard | NULL | Electric | Manual Thermostat - Analog | NULL | NULL | NULL | NULL | NULL | NULL | NULL | Zonal
| SITE_00439 | NULL | NULL | Single Family | 3805.5 | 1902.75 | 1 | Zonal Heat | Vertical Wall Heater | Electric | Manual Thermostat - Analog | NULL | NULL | NULL | Unknown | NULL | NULL | NULL | Zonal
| SITE_00439 | NULL | NULL | Single Family | 3805.5 | 1902.75 | 1 | Zonal Heat | Electric Plug-In Heater | Electric | Manual Thermostat - Analog | NULL | NULL | NULL | Unknown | NULL | NULL | NULL | Zonal
| SITE_00440 | 1977 | 2010 and earlier | Multifamily Residence | 687.85 | 229.2833 | 2 | Electric Baseboard | NULL | Electric | Manual Thermostat - Analog | NULL | NULL | NULL | NULL | NULL | NULL | NULL | Zonal
| SITE_00440 | 1977 | 2010 and earlier | Multifamily Residence | 687.85 | 229.2833 | 2 | Electric Baseboard | NULL | Electric | Manual Thermostat - Analog | NULL | NULL | NULL | NULL | NULL | NULL | NULL | Zonal
| SITE_00440 | 1977 | 2010 and earlier | Multifamily Residence | 687.85 | 229.2833 | 2 | Electric Baseboard | NULL | Electric | Manual Thermostat - Analog | NULL | NULL | NULL | NULL | NULL | NULL | NULL | Zonal
| SITE_00441 | 1993 | 2010 and earlier | Multifamily Residence | 687.85 | 229.2833 | 2 | Electric Baseboard | NULL | Electric | Manual Thermostat - Analog | NULL | NULL | NULL | NULL | NULL | NULL | NULL | Zonal
| SITE_00441 | 1993 | 2010 and earlier | Multifamily Residence | 687.85 | 229.2833 | 2 | Electric Baseboard | NULL | Electric | Manual Thermostat - Analog | NULL | NULL | NULL | NULL | NULL | NULL | NULL | Zonal
| SITE_00441 | 1993 | 2010 and earlier | Multifamily Residence | 687.85 | 229.2833 | 2 | Electric Baseboard | NULL | Electric | Manual Thermostat - Analog | NULL | NULL | NULL | NULL | NULL | NULL | NULL | Zonal
| SITE_00442 | 1978 | 2010 and earlier | Multifamily Residence | 687.85 | 229.2833 | 2 | Electric Baseboard | NULL | Electric | Manual Thermostat - Analog | NULL | NULL | NULL | NULL | NULL | NULL | NULL | Zonal
| SITE_00442 | 1978 | 2010 and earlier | Multifamily Residence | 687.85 | 229.2833 | 2 | Electric Baseboard | NULL | Electric | Manual Thermostat - Analog | NULL | NULL | NULL | NULL | NULL | NULL | NULL | Zonal
| SITE_00442 | 1978 | 2010 and earlier | Multifamily Residence | 687.85 | 229.2833 | 2 | Electric Baseboard | NULL | Electric | Manual Thermostat - Analog | NULL | NULL | NULL | NULL | NULL | NULL | NULL | Zonal
| SITE_00443 | 1981 | 2010 and earlier | Multifamily Residence | 1819.67 | 606.5567 | 2 | Electric Baseboard | NULL | Electric | Manual Thermostat - Analog | NULL | NULL | NULL | NULL | NULL | NULL | NULL | Zonal
| SITE_00443 | 1981 | 2010 and earlier | Multifamily Residence | 1819.67 | 606.5567 | 2 | Electric Baseboard | NULL | Electric | Manual Thermostat - Analog | NULL | NULL | NULL | NULL | NULL | NULL | NULL | Zonal
| SITE_00443 | 1981 | 2010 and earlier | Multifamily Residence | 1819.67 | 606.5567 | 2 | Electric Baseboard | NULL | Electric | Manual Thermostat - Analog | NULL | NULL | NULL | NULL | NULL | NULL | NULL | Zonal
| SITE_00444 | 1990 | 2010 and earlier | Multifamily Residence | 687.85 | 114.6417 | 2 | Electric Baseboard | NULL | Electric | Manual Thermostat - Analog | NULL | NULL | NULL | NULL | NULL | NULL | NULL | Zonal
| SITE_00444 | 1990 | 2010 and earlier | Multifamily Residence | 687.85 | 114.6417 | 2 | Electric Baseboard | NULL | Electric | Manual Thermostat - Analog | NULL | NULL | NULL | NULL | NULL | NULL | NULL | Zonal
| SITE_00444 | 1990 | 2010 and earlier | Multifamily Residence | 687.85 | 114.6417 | 2 | Electric Baseboard | NULL | Electric | Manual Thermostat - Analog | NULL | NULL | NULL | NULL | NULL | NULL | NULL | Zonal
| SITE_00444 | 1990 | 2010 and earlier | Multifamily Residence | 687.85 | 114.6417 | 2 | Electric Baseboard | NULL | Electric | Manual Thermostat - Analog | NULL | NULL | NULL | NULL | NULL | NULL | NULL | Zonal
| SITE_00444 | 1990 | 2010 and earlier | Multifamily Residence | 687.85 | 114.6417 | 2 | Electric Baseboard | NULL | Electric | Manual Thermostat - Analog | NULL | NULL | NULL | NULL | NULL | NULL | NULL | Zonal
| SITE_00444 | 1990 | 2010 and earlier | Multifamily Residence | 687.85 | 114.6417 | 2 | Electric Baseboard | NULL | Electric | Manual Thermostat - Analog | NULL | NULL | NULL | NULL | NULL | NULL | NULL | Zonal
| SITE_00445 | 2011 | 2011 and later | Multifamily Residence | 687.85 | 343.925 | 2 | Zonal Heat | Vertical Wall Heater | Electric | Manual Thermostat - Analog | NULL | NULL | NULL | Unknown | NULL | NULL | NULL | Zonal
| SITE_00445 | 2011 | 2011 and later | Multifamily Residence | 687.85 | 343.925 | 2 | Zonal Heat | Vertical Wall Heater | Electric | Manual Thermostat - Analog | NULL | NULL | NULL | Unknown | NULL | NULL | NULL | Zonal
| SITE_00446 | 1965 | 2010 and earlier | Multifamily Residence | 687.85 | 687.85 | 2 | Zonal Heat | Unit Heater | Electric | Manual Thermostat - Analog | NULL | NULL | NULL | Unknown | NULL | NULL | NULL | Zonal
| SITE_00447 | 1997 | 2010 and earlier | Multifamily Residence | 1819.67 | 1819.67 | 2 | Electric Baseboard | NULL | Electric | Unknown | NULL | NULL | NULL | NULL | NULL | NULL | NULL | Zonal
| SITE_00448 | 1997 | 2010 and earlier | Multifamily Residence | 1819.67 | 606.5567 | 2 | Electric Baseboard | NULL | Electric | Manual Thermostat - Analog | NULL | NULL | NULL | NULL | NULL | NULL | NULL | Zonal
| SITE_00448 | 1997 | 2010 and earlier | Multifamily Residence | 1819.67 | 606.5567 | 2 | Electric Baseboard | NULL | Electric | Manual Thermostat - Analog | NULL | NULL | NULL | NULL | NULL | NULL | NULL | Zonal
| SITE_00448 | 1997 | 2010 and earlier | Multifamily Residence | 1819.67 | 606.5567 | 2 | Electric Baseboard | NULL | Electric | Manual Thermostat - Analog | NULL | NULL | NULL | NULL | NULL | NULL | NULL | Zonal
| SITE_00449 | 2000 | 2010 and earlier | Multifamily Residence | 1819.67 | 1819.67 | 2 | gFAF | NULL | Natural Gas | Manual Thermostat - Analog | 67500 | NULL | NULL | Furnace | 1999 | 2010 and earlier | 17 | gFAF
| SITE_00450 | NULL | NULL | Multifamily Residence | 1819.67 | 606.5567 | 2 | Electric Baseboard | NULL | Electric | Manual Thermostat - Analog | NULL | NULL | NULL | NULL | NULL | NULL | NULL | Zonal
| SITE_00450 | NULL | NULL | Multifamily Residence | 1819.67 | 606.5567 | 2 | Electric Baseboard | NULL | Electric | Manual Thermostat - Analog | NULL | NULL | NULL | NULL | NULL | NULL | NULL | Zonal
| SITE_00450 | NULL | NULL | Multifamily Residence | 1819.67 | 606.5567 | 2 | Electric Baseboard | NULL | Electric | Manual Thermostat - Analog | NULL | NULL | NULL | NULL | NULL | NULL | NULL | Zonal
| SITE_00451 | 1909 | 2010 and earlier | Single Family | 3805.5 | 1902.75 | 2 | Zonal Heat | Vertical Wall Heater | Electric | Manual Thermostat - Analog | NULL | NULL | NULL | Unknown | NULL | NULL | NULL | Zonal
| SITE_00451 | 1909 | 2010 and earlier | Single Family | 3805.5 | 1902.75 | 2 | Zonal Heat | Vertical Wall Heater | Electric | Manual Thermostat - Analog | NULL | NULL | NULL | Unknown | NULL | NULL | NULL | Zonal
| SITE_00452 | 1969 | 2010 and earlier | Single Family | 3805.5 | 3805.5 | 2 | Electric Baseboard | NULL | Electric | Manual Thermostat - Analog | NULL | NULL | NULL | NULL | NULL | NULL | NULL | Zonal
| SITE_00453 | NULL | NULL | Multifamily Residence | 1819.67 | 1819.67 | 2 | Zonal Heat | Electric Plug-In Heater | Electric | Manual Thermostat - Analog | NULL | NULL | NULL | Unknown | NULL | NULL | NULL | Zonal
| SITE_00454 | 1972 | 2010 and earlier | Multifamily Residence | 687.85 | 687.85 | 1 | Electric Baseboard | NULL | Electric | Unknown | NULL | NULL | NULL | NULL | NULL | NULL | NULL | Zonal
| SITE_00455 | 2006 | 2010 and earlier | Multifamily Residence | 687.85 | 687.85 | 1 | eFAF | NULL | Electric | Programmable Thermostat | NULL | NULL | NULL | Furnace | 2005 | 2010 and earlier | 11 | eFAF
| SITE_00456 | 2006 | 2010 and earlier | Multifamily Residence | 687.85 | 687.85 | 1 | eFAF | NULL | Electric | Programmable Thermostat | NULL | NULL | NULL | Furnace | 2003 | 2010 and earlier | 13 | eFAF
| SITE_00457 | 1973 | 2010 and earlier | Manufactured | 1628.92 | 1628.92 | 1 | eFAF | NULL | Electric | Manual Thermostat - Analog | NULL | NULL | NULL | Furnace | 1972 | 2010 and earlier | 44 | eFAF
| SITE_00458 | 1974 | 2010 and earlier | Manufactured | 1824.63 | 1824.63 | 1 | eFAF | NULL | Electric | Manual Thermostat - Digital | NULL | NULL | NULL | Furnace | 1974 | 2010 and earlier | 42 | eFAF
| SITE_00459 | 1977 | 2010 and earlier | Multifamily Residence | 687.85 | 229.2833 | 1 | Electric Baseboard | NULL | Electric | Manual Thermostat - Analog | NULL | NULL | NULL | NULL | NULL | NULL | NULL | Zonal
| SITE_00459 | 1977 | 2010 and earlier | Multifamily Residence | 687.85 | 229.2833 | 1 | Electric Baseboard | NULL | Electric | Manual Thermostat - Analog | NULL | NULL | NULL | NULL | NULL | NULL | NULL | Zonal
| SITE_00459 | 1977 | 2010 and earlier | Multifamily Residence | 687.85 | 229.2833 | 1 | Electric Baseboard | NULL | Electric | Manual Thermostat - Analog | NULL | NULL | NULL | NULL | NULL | NULL | NULL | Zonal
| SITE_00460 | 1960 | 2010 and earlier | Multifamily Residence | 687.85 | 343.925 | 1 | Electric Baseboard | NULL | Electric | Manual Thermostat - Analog | NULL | NULL | NULL | NULL | NULL | NULL | NULL | Zonal
| SITE_00460 | 1960 | 2010 and earlier | Multifamily Residence | 687.85 | 343.925 | 1 | Electric Baseboard | NULL | Electric | Manual Thermostat - Analog | NULL | NULL | NULL | NULL | NULL | NULL | NULL | Zonal
| SITE_00461 | 2003 | 2010 and earlier | Multifamily Residence | 1819.67 | 1819.67 | 1 | Electric Baseboard | NULL | Electric | Manual Thermostat - Analog | NULL | NULL | NULL | NULL | NULL | NULL | NULL | Zonal
| SITE_00462 | 2012 | 2011 and later | Multifamily Residence | 687.85 | 343.925 | 2 | Zonal Heat | Vertical Wall Heater | Electric | Manual Thermostat - Analog | NULL | NULL | NULL | Unknown | NULL | NULL | NULL | Zonal
| SITE_00462 | 2012 | 2011 and later | Multifamily Residence | 687.85 | 343.925 | 2 | Zonal Heat | Vertical Wall Heater | Electric | Manual Thermostat - Analog | NULL | NULL | NULL | Unknown | NULL | NULL | NULL | Zonal
| SITE_00463 | 1970 | 2010 and earlier | Multifamily Residence | 1819.67 | 606.5567 | 2 | Electric Baseboard | NULL | Electric | Manual Thermostat - Analog | NULL | NULL | NULL | NULL | NULL | NULL | NULL | Zonal
| SITE_00463 | 1970 | 2010 and earlier | Multifamily Residence | 1819.67 | 606.5567 | 2 | Electric Baseboard | NULL | Electric | Manual Thermostat - Analog | NULL | NULL | NULL | NULL | NULL | NULL | NULL | Zonal
| SITE_00463 | 1970 | 2010 and earlier | Multifamily Residence | 1819.67 | 606.5567 | 2 | Electric Baseboard | NULL | Electric | Manual Thermostat - Analog | NULL | NULL | NULL | NULL | NULL | NULL | NULL | Zonal
| SITE_00464 | 1961 | 2010 and earlier | Multifamily Residence | 687.85 | 687.85 | 1 | eFAF | NULL | Electric | Manual Thermostat - Analog | NULL | NULL | NULL | Furnace | NULL | NULL | NULL | eFAF
| SITE_00465 | 1971 | 2010 and earlier | Multifamily Residence | 687.85 | 687.85 | 1 | eFAF | NULL | Electric | Manual Thermostat - Digital | NULL | NULL | NULL | Furnace | 1985 | 2010 and earlier | 31 | eFAF
| SITE_00466 | 2008 | 2010 and earlier | Multifamily Residence | 687.85 | 343.925 | 1 | Packaged HP | Through-Wall Heat Pump | NULL | Unknown | NULL | NULL | NULL | Packaged HP | NULL | NULL | NULL | PTHP
| SITE_00466 | 2008 | 2010 and earlier | Multifamily Residence | 687.85 | 343.925 | 1 | Packaged HP | Through-Wall Heat Pump | NULL | Unknown | 13300 | NULL | NULL | Packaged HP | 2009 | 2010 and earlier | 7 | PTHP
| SITE_00467 | 1970 | 2010 and earlier | Multifamily Residence | 687.85 | 229.2833 | 1 | Electric Baseboard | NULL | Electric | Manual Thermostat - Analog | NULL | NULL | NULL | NULL | NULL | NULL | NULL | Zonal
| SITE_00467 | 1970 | 2010 and earlier | Multifamily Residence | 687.85 | 229.2833 | 1 | Electric Baseboard | NULL | Electric | Manual Thermostat - Analog | NULL | NULL | NULL | NULL | NULL | NULL | NULL | Zonal
| SITE_00467 | 1970 | 2010 and earlier | Multifamily Residence | 687.85 | 229.2833 | 1 | Electric Baseboard | NULL | Electric | Manual Thermostat - Analog | NULL | NULL | NULL | NULL | NULL | NULL | NULL | Zonal
| SITE_00468 | 1996 | 2010 and earlier | Multifamily Residence | 687.85 | 171.9625 | 1 | Electric Baseboard | NULL | Electric | Manual Thermostat - Analog | NULL | NULL | NULL | NULL | NULL | NULL | NULL | Zonal
| SITE_00468 | 1996 | 2010 and earlier | Multifamily Residence | 687.85 | 171.9625 | 1 | Electric Baseboard | NULL | Electric | Manual Thermostat - Analog | NULL | NULL | NULL | NULL | NULL | NULL | NULL | Zonal
| SITE_00468 | 1996 | 2010 and earlier | Multifamily Residence | 687.85 | 171.9625 | 1 | Electric Baseboard | NULL | Electric | Manual Thermostat - Analog | NULL | NULL | NULL | NULL | NULL | NULL | NULL | Zonal
| SITE_00468 | 1996 | 2010 and earlier | Multifamily Residence | 687.85 | 171.9625 | 1 | Electric Baseboard | NULL | Electric | Manual Thermostat - Analog | NULL | NULL | NULL | NULL | NULL | NULL | NULL | Zonal
| SITE_00469 | 1996 | 2010 and earlier | Multifamily Residence | 687.85 | 687.85 | 1 | NULL | NULL | NULL | NULL | NULL | NULL | NULL | NULL | NULL | NULL | NULL | Other
| SITE_00470 | 2002 | 2010 and earlier | Multifamily Residence | 819.89 | 819.89 | 1 | Packaged Unit | Through-the-Wall Packaged Furnace and AC | Natural Gas | Manual Thermostat - Analog | 38000 | NULL | NULL | Furnace | 2003 | 2010 and earlier | 13 | PTAC
| SITE_00471 | 1973 | 2010 and earlier | Multifamily Residence | 687.85 | 343.925 | 2 | Electric Baseboard | NULL | Electric | Manual Thermostat - Analog | NULL | NULL | NULL | NULL | NULL | NULL | NULL | Zonal
| SITE_00471 | 1973 | 2010 and earlier | Multifamily Residence | 687.85 | 343.925 | 2 | Electric Baseboard | NULL | Electric | Manual Thermostat - Analog | NULL | NULL | NULL | NULL | NULL | NULL | NULL | Zonal
| SITE_00472 | 1976 | 2010 and earlier | Multifamily Residence | 687.85 | 687.85 | 1 | Zonal Heat | Electric Plug-In Heater | Electric | Unknown | NULL | NULL | NULL | NULL | NULL | NULL | NULL | Zonal
| SITE_00473 | 2006 | 2010 and earlier | Multifamily Residence | 687.85 | 687.85 | 1 | eFAF | NULL | Electric | Programmable Thermostat | NULL | NULL | NULL | Furnace | NULL | NULL | NULL | eFAF
| SITE_00474 | 1970 | 2010 and earlier | Multifamily Residence | 687.85 | 687.85 | 1 | Zonal Heat | Electric Plug-In Heater | Electric | Unknown | NULL | NULL | NULL | NULL | NULL | NULL | NULL | Zonal
| SITE_00475 | 1990 | 2010 and earlier | Multifamily Residence | 687.85 | 687.85 | 1 | Electric Baseboard | NULL | Electric | Manual Thermostat - Analog | NULL | NULL | NULL | NULL | NULL | NULL | NULL | Zonal
| SITE_00476 | 1991 | 2010 and earlier | Manufactured | 1824.63 | 1824.63 | 1 | eFAF | NULL | Electric | Manual Thermostat - Digital | NULL | NULL | NULL | Furnace | NULL | NULL | NULL | eFAF
| SITE_00477 | 1998 | 2010 and earlier | Multifamily Residence | 687.85 | 229.2833 | 1 | Electric Baseboard | NULL | Electric | Manual Thermostat - Analog | NULL | NULL | NULL | NULL | NULL | NULL | NULL | Zonal
| SITE_00477 | 1998 | 2010 and earlier | Multifamily Residence | 687.85 | 229.2833 | 1 | Electric Baseboard | NULL | Electric | Manual Thermostat - Analog | NULL | NULL | NULL | NULL | NULL | NULL | NULL | Zonal
| SITE_00477 | 1998 | 2010 and earlier | Multifamily Residence | 687.85 | 229.2833 | 1 | Electric Baseboard | NULL | Electric | Manual Thermostat - Analog | NULL | NULL | NULL | NULL | NULL | NULL | NULL | Zonal
| SITE_00478 | 2014 | 2011 and later | Multifamily Residence | 687.85 | 687.85 | 1 | gFAF | NULL | Natural Gas | Manual Thermostat - Digital | 45000 | NULL | NULL | Furnace | 2005 | 2010 and earlier | 11 | gFAF
| SITE_00479 | 1980 | 2010 and earlier | Single Family | 3931.6 | 3931.6 | 1 | eFAF | NULL | Electric | Programmable Thermostat | NULL | NULL | NULL | Furnace | 1980 | 2010 and earlier | 36 | eFAF
| SITE_00480 | 2007 | 2010 and earlier | Multifamily Residence | 687.85 | 687.85 | 1 | Zonal Heat | Unit Heater | Electric | Manual Thermostat - Analog | NULL | NULL | NULL | Unknown | NULL | NULL | NULL | Zonal
| SITE_00481 | 1975 | 2010 and earlier | Multifamily Residence | 687.85 | 687.85 | 1 | eFAF | NULL | Electric | Manual Thermostat - Analog | NULL | NULL | NULL | Furnace | NULL | NULL | NULL | eFAF
| SITE_00482 | NULL | NULL | Multifamily Residence | 687.85 | 687.85 | 1 | Stove/Fireplace | Space Heating Stove/Fireplace | Unknown | Unknown | NULL | NULL | NULL | NULL | NULL | NULL | NULL | Other
| SITE_00483 | 1940 | 2010 and earlier | Single Family | 3931.6 | 3931.6 | 1 | Zonal Heat | Unit Heater | Electric | Manual Thermostat - Analog | NULL | NULL | NULL | Unknown | NULL | NULL | NULL | Zonal
| SITE_00484 | 2012 | 2011 and later | Multifamily Residence | 687.85 | 687.85 | 1 | gFAF | NULL | Natural Gas | Programmable Thermostat | NULL | NULL | NULL | Furnace | NULL | NULL | NULL | gFAF
| SITE_00485 | 2012 | 2011 and later | Multifamily Residence | 687.85 | 687.85 | 1 | gFAF | NULL | Unknown | Unknown | NULL | NULL | NULL | NULL | NULL | NULL | NULL | gFAF
| SITE_00486 | 2012 | 2011 and later | Multifamily Residence | 687.85 | 687.85 | 1 | gFAF | NULL | Natural Gas | Unknown | NULL | NULL | NULL | NULL | NULL | NULL | NULL | gFAF
| SITE_00487 | 1972 | 2010 and earlier | Multifamily Residence | 687.85 | 687.85 | 1 | eFAF | NULL | Electric | Manual Thermostat - Analog | NULL | NULL | NULL | Furnace | NULL | NULL | NULL | eFAF
| SITE_00488 | 1974 | 2010 and earlier | Multifamily Residence | 687.85 | 343.925 | 1 | Electric Baseboard | NULL | Electric | Manual Thermostat - Analog | NULL | NULL | NULL | NULL | NULL | NULL | NULL | Zonal
| SITE_00488 | 1974 | 2010 and earlier | Multifamily Residence | 687.85 | 343.925 | 1 | Electric Baseboard | NULL | Electric | Manual Thermostat - Analog | NULL | NULL | NULL | NULL | NULL | NULL | NULL | Zonal
| SITE_00489 | 1955 | 2010 and earlier | Multifamily Residence | 687.85 | 687.85 | 1 | gFAF | NULL | Natural Gas | Manual Thermostat - Analog | 51000 | NULL | NULL | Furnace | NULL | NULL | NULL | gFAF
| SITE_00490 | 2010 | 2010 and earlier | Multifamily Residence | 687.85 | 687.85 | 1 | Electric Baseboard | NULL | Electric | Manual Thermostat - Analog | NULL | NULL | NULL | NULL | NULL | NULL | NULL | Zonal
| SITE_00491 | 1972 | 2010 and earlier | Single Family | 3931.6 | 3931.6 | 2 | gFAF | Dual Fuel Primary | Natural Gas | Programmable Thermostat | 100000 | NULL | NULL | Furnace | 1997 | 2010 and earlier | 19 | gFAF
| SITE_00492 | 2015 | 2011 and later | Single Family | 3805.5 | 3805.5 | 2 | gFAF | NULL | Natural Gas | Programmable Thermostat | 100000 | NULL | NULL | Furnace | 2015 | 2011 and later | 1 | gFAF
| SITE_00493 | 1950 | 2010 and earlier | Single Family | 3805.5 | 3805.5 | 1 | gFAF | NULL | Natural Gas | Programmable Thermostat | NULL | NULL | NULL | Furnace | NULL | NULL | NULL | gFAF
| SITE_00494 | 1971 | 2010 and earlier | Single Family | 3931.6 | 3931.6 | 1 | Air Source Heat Pump | NULL | Electric | Programmable Thermostat | NULL | 7.7 | 2: 7.7-8.2 | Condenser | 2014 | 2011 and later | 2 | ASHP
| SITE_00495 | 1992 | 2010 and earlier | Single Family | 3931.6 | 3931.6 | 2 | Air Source Heat Pump | Dual Fuel Primary | Electric | Programmable Thermostat | NULL | NULL | NULL | Condenser | 1993 | 2010 and earlier | 23 | ASHP
| SITE_00496 | 2009 | 2010 and earlier | Multifamily Residence | 687.85 | 137.57 | 2 | Electric Baseboard | NULL | Electric | Manual Thermostat - Analog | NULL | NULL | NULL | NULL | NULL | NULL | NULL | Zonal
| SITE_00496 | 2009 | 2010 and earlier | Multifamily Residence | 687.85 | 137.57 | 2 | Electric Baseboard | NULL | Electric | Manual Thermostat - Analog | NULL | NULL | NULL | NULL | NULL | NULL | NULL | Zonal
| SITE_00496 | 2009 | 2010 and earlier | Multifamily Residence | 687.85 | 137.57 | 2 | Electric Baseboard | NULL | Electric | Manual Thermostat - Analog | NULL | NULL | NULL | NULL | NULL | NULL | NULL | Zonal
| SITE_00496 | 2009 | 2010 and earlier | Multifamily Residence | 687.85 | 137.57 | 2 | Electric Baseboard | NULL | Electric | Manual Thermostat - Analog | NULL | NULL | NULL | NULL | NULL | NULL | NULL | Zonal
| SITE_00496 | 2009 | 2010 and earlier | Multifamily Residence | 687.85 | 137.57 | 2 | Electric Baseboard | NULL | Electric | Manual Thermostat - Analog | NULL | NULL | NULL | NULL | NULL | NULL | NULL | Zonal
| SITE_00497 | 1974 | 2010 and earlier | Single Family | 3805.5 | 3805.5 | 2 | gFAF | NULL | Natural Gas | Programmable Thermostat | 50000 | NULL | NULL | Furnace | 1995 | 2010 and earlier | 21 | gFAF
| SITE_00498 | 2010 | 2010 and earlier | Single Family | 3931.6 | 3931.6 | 1 | Air Source Heat Pump | NULL | Electric | Programmable Thermostat | NULL | 8.5 | 3: 8.3-9.0 | Condenser | 2010 | 2010 and earlier | 6 | ASHP
| SITE_00499 | 1992 | 2010 and earlier | Single Family | 3805.5 | 3805.5 | 1 | Air Source Heat Pump | NULL | Electric | Programmable Thermostat | NULL | 10.4 | 4: 9.0-10.5 | Condenser | 1992 | 2010 and earlier | 24 | ASHP
| SITE_00500 | 1990 | 2010 and earlier | Single Family | 3931.6 | 3931.6 | 1 | Air Source Heat Pump | NULL | Electric | Programmable Thermostat | NULL | NULL | NULL | Condenser | 1990 | 2010 and earlier | 26 | ASHP
| SITE_00501 | 1985 | 2010 and earlier | Single Family | 3931.6 | 3931.6 | 1 | eFAF | NULL | Electric | Manual Thermostat - Analog | NULL | NULL | NULL | Furnace | 1986 | 2010 and earlier | 30 | eFAF
| SITE_00502 | 1979 | 2010 and earlier | Manufactured | 1824.63 | 912.315 | 2 | Stove/Fireplace | Fireplace - Factory-Built Insert | Wood (Pellets) | Thermostat | NULL | NULL | NULL | NULL | NULL | NULL | NULL | Other
| SITE_00502 | 1979 | 2010 and earlier | Manufactured | 1824.63 | 912.315 | 2 | Stove/Fireplace | Fireplace - Factory-Built Insert | Wood (Pellets) | None | NULL | NULL | NULL | NULL | NULL | NULL | NULL | Other
| SITE_00503 | 2016 | 2011 and later | Single Family | 3931.6 | 3931.6 | 2 | Mini-Split HP | NULL | Electric | Remote Control | NULL | NULL | NULL | Condenser | 2014 | 2011 and later | 2 | DHP
| SITE_00504 | 2008 | 2010 and earlier | Single Family | 3805.5 | 3805.5 | 2 | gFAF | NULL | Natural Gas | Programmable Thermostat | 100000 | NULL | NULL | Furnace | 2006 | 2010 and earlier | 10 | gFAF
| SITE_00505 | 1961 | 2010 and earlier | Single Family | 3805.5 | 3805.5 | 2 | gFAF | NULL | Natural Gas | Programmable Thermostat | 75000 | NULL | NULL | Furnace | 1999 | 2010 and earlier | 17 | gFAF
| SITE_00506 | 2011 | 2011 and later | Single Family | 3931.6 | 3931.6 | 1 | Air Source Heat Pump | NULL | Electric | Programmable Thermostat | NULL | 9 | 4: 9.0-10.5 | Condenser | 2016 | 2011 and later | 0 | ASHP
| SITE_00507 | 1999 | 2010 and earlier | Single Family | 3805.5 | 3805.5 | 1 | gFAF | NULL | Natural Gas | Programmable Thermostat | 60000 | NULL | NULL | Furnace | 1997 | 2010 and earlier | 19 | gFAF
| SITE_00508 | 1962 | 2010 and earlier | Single Family | 3805.5 | 3805.5 | 2 | gFAF | NULL | Natural Gas | Programmable Thermostat | 60000 | NULL | NULL | Furnace | 2013 | 2011 and later | 3 | gFAF
| SITE_00509 | 2008 | 2010 and earlier | Single Family | 3931.6 | 1965.8 | 1 | Air Source Heat Pump | Dual Fuel Primary | Electric | Programmable Thermostat | NULL | 9 | 4: 9.0-10.5 | Condenser | 2010 | 2010 and earlier | 6 | ASHP
| SITE_00509 | 2008 | 2010 and earlier | Single Family | 3931.6 | 1965.8 | 1 | Air Source Heat Pump | Dual Fuel Primary | Electric | Programmable Thermostat | NULL | 9 | 4: 9.0-10.5 | Condenser | 2010 | 2010 and earlier | 6 | ASHP
| SITE_00510 | 1997 | 2010 and earlier | Manufactured | 1135.4 | 1135.4 | 2 | gFAF | NULL | Natural Gas | Programmable Thermostat | 70000 | NULL | NULL | Furnace | 1997 | 2010 and earlier | 19 | gFAF
| SITE_00511 | 2004 | 2010 and earlier | Manufactured | 1135.4 | 1135.4 | 2 | Air Source Heat Pump | NULL | Electric | Programmable Thermostat | NULL | 7.2 | 1: 7.7 and below | Condenser | 2003 | 2010 and earlier | 13 | ASHP
| SITE_00512 | 1981 | 2010 and earlier | Manufactured | 1135.4 | 1135.4 | 2 | Stove/Fireplace | Space Heating Stove | Wood (Cord) | NULL | NULL | NULL | NULL | NULL | NULL | NULL | NULL | Other
| SITE_00513 | 1978 | 2010 and earlier | Manufactured | 1135.4 | 1135.4 | 2 | gFAF | NULL | Natural Gas | Manual Thermostat - Digital | 75000 | NULL | NULL | Furnace | 1989 | 2010 and earlier | 27 | gFAF
| SITE_00514 | 1972 | 2010 and earlier | Manufactured | 1323.42 | 1323.42 | 2 | eFAF | NULL | Electric | Manual Thermostat - Digital | NULL | NULL | NULL | Furnace | 2006 | 2010 and earlier | 10 | eFAF
| SITE_00515 | 2015 | 2011 and later | Manufactured | 1135.4 | 1135.4 | 2 | Stove/Fireplace | Space Heating Stove | Wood (Pellets) | Thermostat | NULL | NULL | NULL | NULL | NULL | NULL | NULL | Other
| SITE_00516 | 2006 | 2010 and earlier | Manufactured | 1323.42 | 1323.42 | 2 | eFAF | NULL | Electric | Programmable Thermostat | NULL | NULL | NULL | Furnace | 2006 | 2010 and earlier | 10 | eFAF
| SITE_00517 | 1994 | 2010 and earlier | Manufactured | 1323.42 | 1323.42 | 2 | eFAF | NULL | Electric | Manual Thermostat - Analog | NULL | NULL | NULL | Furnace | 1993 | 2010 and earlier | 23 | eFAF
| SITE_00518 | 1971 | 2010 and earlier | Multifamily Residence | 1307 | 1307 | 2 | Electric Baseboard | NULL | Electric | Manual Thermostat - Analog | NULL | NULL | NULL | NULL | NULL | NULL | NULL | Zonal
| SITE_00519 | 1975 | 2010 and earlier | Multifamily Residence | 819.89 | 819.89 | 2 | Packaged HP | Through-Wall Heat Pump | NULL | Unknown | NULL | NULL | NULL | Packaged HP | NULL | NULL | NULL | PTHP
| SITE_00520 | 1994 | 2010 and earlier | Multifamily Residence | 819.89 | 204.9725 | 2 | Zonal Heat | Unit Heater | Electric | Manual Thermostat - Analog | NULL | NULL | NULL | Unknown | NULL | NULL | NULL | Zonal
| SITE_00520 | 1994 | 2010 and earlier | Multifamily Residence | 819.89 | 204.9725 | 2 | Zonal Heat | Unit Heater | Electric | Manual Thermostat - Analog | NULL | NULL | NULL | Unknown | NULL | NULL | NULL | Zonal
| SITE_00520 | 1994 | 2010 and earlier | Multifamily Residence | 819.89 | 204.9725 | 2 | Zonal Heat | Unit Heater | Electric | Manual Thermostat - Analog | NULL | NULL | NULL | Unknown | NULL | NULL | NULL | Zonal
| SITE_00520 | 1994 | 2010 and earlier | Multifamily Residence | 819.89 | 204.9725 | 2 | Zonal Heat | Unit Heater | Electric | Manual Thermostat - Analog | NULL | NULL | NULL | Unknown | NULL | NULL | NULL | Zonal
| SITE_00521 | 1919 | 2010 and earlier | Single Family | 1362.08 | 1362.08 | 2 | gFAF | NULL | Natural Gas | Manual Thermostat - Digital | 40000 | NULL | NULL | Furnace | 2000 | 2010 and earlier | 16 | gFAF
| SITE_00522 | 1907 | 2010 and earlier | Single Family | 1362.08 | 1362.08 | 2 | Stove/Fireplace | Space Heating Stove | Natural Gas | Manual Thermostat - Analog | 28000 | NULL | NULL | NULL | NULL | NULL | NULL | Other
| SITE_00523 | 1920 | 2010 and earlier | Multifamily Residence | 1307 | 1307 | 1 | Zonal Heat | Vertical Wall Heater | Electric | Manual Thermostat - Digital | NULL | NULL | NULL | Unknown | NULL | NULL | NULL | Zonal
| SITE_00524 | 2015 | 2011 and later | Single Family | 2348.97 | 2348.97 | 1 | gFAF | NULL | Natural Gas | Programmable Thermostat | 60000 | NULL | NULL | Furnace | 2014 | 2011 and later | 2 | gFAF
| SITE_00525 | 2004 | 2010 and earlier | Multifamily Residence | 819.89 | 819.89 | 2 | Packaged HP | Through-Wall Heat Pump | NULL | Manual Thermostat - Digital | 12000 | NULL | NULL | Packaged HP | NULL | NULL | NULL | PTHP
| SITE_00526 | 1984 | 2010 and earlier | Multifamily Residence | 1307 | 653.5 | 1 | Electric Baseboard | NULL | Electric | Manual Thermostat - Analog | NULL | NULL | NULL | NULL | NULL | NULL | NULL | Zonal
| SITE_00526 | 1984 | 2010 and earlier | Multifamily Residence | 1307 | 653.5 | 1 | Electric Baseboard | NULL | Electric | Manual Thermostat - Analog | NULL | NULL | NULL | NULL | NULL | NULL | NULL | Zonal
| SITE_00527 | NULL | NULL | Multifamily Residence | 1307 | 653.5 | 1 | Electric Baseboard | NULL | Electric | Manual Thermostat - Analog | NULL | NULL | NULL | NULL | NULL | NULL | NULL | Zonal
| SITE_00527 | NULL | NULL | Multifamily Residence | 1307 | 653.5 | 1 | Electric Baseboard | NULL | Electric | Manual Thermostat - Analog | NULL | NULL | NULL | NULL | NULL | NULL | NULL | Zonal
| SITE_00528 | 1993 | 2010 and earlier | Single Family | 1362.08 | 1362.08 | 2 | gFAF | NULL | Natural Gas | Programmable Thermostat | 100000 | NULL | NULL | Furnace | 1992 | 2010 and earlier | 24 | gFAF
| SITE_00529 | 1997 | 2010 and earlier | Manufactured | 1323.42 | 1323.42 | 1 | eFAF | NULL | Electric | Manual Thermostat - Analog | NULL | NULL | NULL | Furnace | NULL | NULL | NULL | eFAF
| SITE_00530 | 1986 | 2010 and earlier | Single Family | 1362.08 | 1362.08 | 2 | eFAF | NULL | Electric | Manual Thermostat - Analog | NULL | NULL | NULL | Furnace | 2001 | 2010 and earlier | 15 | eFAF
| SITE_00531 | 1990 | 2010 and earlier | Single Family | 1362.08 | 1362.08 | 2 | gFAF | NULL | Natural Gas | Programmable Thermostat | NULL | NULL | NULL | Furnace | NULL | NULL | NULL | gFAF
| SITE_00532 | 1998 | 2010 and earlier | Single Family | 2348.97 | 2348.97 | 2 | gFAF | NULL | Natural Gas | Programmable Thermostat | 60000 | NULL | NULL | Furnace | 1998 | 2010 and earlier | 18 | gFAF
| SITE_00533 | 1974 | 2010 and earlier | Single Family | 2348.97 | 2348.97 | 1 | Air Source Heat Pump | NULL | Electric | Programmable Thermostat | NULL | 9.2 | 4: 9.0-10.5 | Condenser | 2010 | 2010 and earlier | 6 | ASHP
| SITE_00534 | 2009 | 2010 and earlier | Single Family | 1362.08 | 1362.08 | 2 | gFAF | NULL | Natural Gas | Programmable Thermostat | 44000 | NULL | NULL | Furnace | 2007 | 2010 and earlier | 9 | gFAF
| SITE_00535 | 1972 | 2010 and earlier | Manufactured | 1135.4 | 1135.4 | 2 | gFAF | NULL | Oil/Kerosene | Manual Thermostat - Analog | NULL | NULL | NULL | Furnace | NULL | NULL | NULL | gFAF
| SITE_00536 | 1998 | 2010 and earlier | Single Family | 2348.97 | 1174.485 | 2 | Air Source Heat Pump | NULL | Electric | Programmable Thermostat | NULL | NULL | NULL | Condenser | NULL | NULL | NULL | ASHP
| SITE_00536 | 1998 | 2010 and earlier | Single Family | 2348.97 | 1174.485 | 2 | Air Source Heat Pump | NULL | Electric | Programmable Thermostat | NULL | 8.4 | 3: 8.3-9.0 | Condenser | 2012 | 2011 and later | 4 | ASHP
| SITE_00537 | 1998 | 2010 and earlier | Single Family | 2348.97 | 2348.97 | 1 | gFAF | NULL | Natural Gas | Manual Thermostat - Analog | 60000 | NULL | NULL | Furnace | 1998 | 2010 and earlier | 18 | gFAF
| SITE_00538 | 1989 | 2010 and earlier | Single Family | 1362.08 | 1362.08 | 2 | Air Source Heat Pump | NULL | Electric | Programmable Thermostat | NULL | 9 | 4: 9.0-10.5 | Condenser | 2009 | 2010 and earlier | 7 | ASHP
| SITE_00539 | 1994 | 2010 and earlier | Single Family | 1362.08 | 1362.08 | 2 | gFAF | NULL | Natural Gas | Programmable Thermostat | NULL | NULL | NULL | Furnace | NULL | NULL | NULL | gFAF
| SITE_00540 | 1962 | 2010 and earlier | Single Family | 2348.97 | 2348.97 | 2 | Air Source Heat Pump | NULL | Electric | Programmable Thermostat | NULL | 7.385 | 1: 7.7 and below | Condenser | 2001 | 2010 and earlier | 15 | ASHP
| SITE_00541 | 1927 | 2010 and earlier | Single Family | 1362.08 | 1362.08 | 2 | gFAF | NULL | Natural Gas | Manual Thermostat - Analog | 98000 | NULL | NULL | Furnace | 2013 | 2011 and later | 3 | gFAF
| SITE_00542 | 1998 | 2010 and earlier | Single Family | 2348.97 | 2348.97 | 1 | Air Source Heat Pump | NULL | Electric | Programmable Thermostat | NULL | 9 | 4: 9.0-10.5 | Condenser | 2017 | 2011 and later | -1 | ASHP
| SITE_00543 | 2016 | 2011 and later | Single Family | 2348.97 | 2348.97 | 2 | Stove/Fireplace | Space Heating Stove | Wood (Cord) | None | NULL | NULL | NULL | NULL | NULL | NULL | NULL | Other
| SITE_00544 | 1965 | 2010 and earlier | Single Family | 1362.08 | 1362.08 | 1 | Air Source Heat Pump | NULL | Electric | Programmable Thermostat | NULL | 7.2 | 1: 7.7 and below | Condenser | 2005 | 2010 and earlier | 11 | ASHP
| SITE_00545 | 1976 | 2010 and earlier | Manufactured | 1323.42 | 1323.42 | 2 | Air Source Heat Pump | NULL | Electric | Programmable Thermostat | NULL | 8.35 | 3: 8.3-9.0 | Condenser | 2011 | 2011 and later | 5 | ASHP
| SITE_00546 | 2006 | 2010 and earlier | Single Family | 1362.08 | 1362.08 | 2 | gFAF | NULL | Natural Gas | Programmable Thermostat | 132000 | NULL | NULL | Furnace | 2002 | 2010 and earlier | 14 | gFAF
| SITE_00547 | 1991 | 2010 and earlier | Single Family | 1362.08 | 1362.08 | 2 | Air Source Heat Pump | NULL | Electric | Programmable Thermostat | NULL | 9.4 | 4: 9.0-10.5 | Condenser | 2008 | 2010 and earlier | 8 | ASHP
| SITE_00548 | 1971 | 2010 and earlier | Single Family | 1362.08 | 1362.08 | 2 | eFAF | NULL | Electric | Programmable Thermostat | NULL | NULL | NULL | Furnace | 1991 | 2010 and earlier | 25 | eFAF
| SITE_00549 | 1942 | 2010 and earlier | Single Family | 1362.08 | 1362.08 | 2 | Stove/Fireplace | Space Heating Stove | Natural Gas | Thermostat | NULL | NULL | NULL | NULL | NULL | NULL | NULL | Other
| SITE_00550 | 1917 | 2010 and earlier | Single Family | 1362.08 | 1362.08 | 2 | Stove/Fireplace | Space Heating Stove | Natural Gas | Thermostat | 34000 | NULL | NULL | NULL | NULL | NULL | NULL | Other
| SITE_00551 | 2013 | 2011 and later | Single Family | 1362.08 | 1362.08 | 2 | Mini-Split HP | NULL | Electric | Timer | NULL | NULL | NULL | Condenser | NULL | NULL | NULL | DHP
| SITE_00552 | 1994 | 2010 and earlier | Single Family | 1362.08 | 1362.08 | 2 | Stove/Fireplace | Fireplace - Factory-Built Insert | Propane | Thermostat | NULL | NULL | NULL | NULL | NULL | NULL | NULL | Other
| SITE_00553 | 1986 | 2010 and earlier | Single Family | 1362.08 | 1362.08 | 2 | Stove/Fireplace | Space Heating Stove | Wood (Pellets) | Thermostat | 40000 | NULL | NULL | NULL | NULL | NULL | NULL | Other
| SITE_00554 | 1998 | 2010 and earlier | Single Family | 2348.97 | 2348.97 | 2 | Air Source Heat Pump | NULL | Electric | Programmable Thermostat | NULL | 9 | 4: 9.0-10.5 | Condenser | 2010 | 2010 and earlier | 6 | ASHP
| SITE_00555 | 2007 | 2010 and earlier | Single Family | 1362.08 | 1362.08 | 2 | Stove/Fireplace | Fireplace - Factory-Built Insert | Wood (Cord) | None | NULL | NULL | NULL | NULL | NULL | NULL | NULL | Other
| SITE_00556 | 2007 | 2010 and earlier | Single Family | 1362.08 | 1362.08 | 2 | Boiler | Hot Water | Propane | Manual Thermostat - Digital | 180000 | NULL | NULL | Boiler | 2007 | 2010 and earlier | 9 | Other
| SITE_00557 | 1998 | 2010 and earlier | Single Family | 1362.08 | 1362.08 | 1 | eFAF | NULL | Electric | Programmable Thermostat | NULL | NULL | NULL | Furnace | NULL | NULL | NULL | eFAF
| SITE_00558 | 2000 | 2010 and earlier | Manufactured | 1323.42 | 1323.42 | 2 | eFAF | NULL | Electric | Manual Thermostat - Analog | NULL | NULL | NULL | Furnace | 1999 | 2010 and earlier | 17 | eFAF
| SITE_00559 | 2001 | 2010 and earlier | Manufactured | 1323.42 | 1323.42 | 1 | Air Source Heat Pump | NULL | Electric | Smart/Wi-Fi Thermostat | NULL | 7.6 | 1: 7.7 and below | Condenser | 2001 | 2010 and earlier | 15 | ASHP
| SITE_00560 | 1927 | 2010 and earlier | Single Family | 1362.08 | 1362.08 | 2 | Boiler | Hot Water | Natural Gas | Programmable Thermostat | 100000 | NULL | NULL | Boiler | NULL | NULL | NULL | Other
| SITE_00561 | 2015 | 2011 and later | Single Family | 2348.97 | 2348.97 | 2 | Air Source Heat Pump | NULL | Electric | Programmable Thermostat | NULL | 9.7 | 4: 9.0-10.5 | Condenser | 2014 | 2011 and later | 2 | ASHP
| SITE_00562 | 1980 | 2010 and earlier | Single Family | 1362.08 | 1362.08 | 2 | Stove/Fireplace | Space Heating Stove | Wood (Cord) | NULL | NULL | NULL | NULL | NULL | NULL | NULL | NULL | Other
| SITE_00563 | 1976 | 2010 and earlier | Single Family | 1362.08 | 1362.08 | 2 | Stove/Fireplace | Space Heating Stove | Wood (Pellets) | Unknown | 50000 | NULL | NULL | NULL | NULL | NULL | NULL | Other
| SITE_00564 | 1948 | 2010 and earlier | Single Family | 1362.08 | 1362.08 | 1 | Zonal Heat | Electric Plug-In Heater | Electric | Manual Thermostat - Digital | NULL | NULL | NULL | Unknown | NULL | NULL | NULL | Zonal
| SITE_00565 | 1978 | 2010 and earlier | Single Family | 1362.08 | 1362.08 | 2 | eFAF | NULL | Electric | Programmable Thermostat | NULL | NULL | NULL | Furnace | 1977 | 2010 and earlier | 39 | eFAF
| SITE_00566 | 2008 | 2010 and earlier | Manufactured | 1323.42 | 1323.42 | 2 | Air Source Heat Pump | NULL | Electric | Programmable Thermostat | NULL | NULL | NULL | Condenser | 2008 | 2010 and earlier | 8 | ASHP
| SITE_00567 | 1952 | 2010 and earlier | Single Family | 1362.08 | 1362.08 | 2 | eFAF | NULL | Electric | Programmable Thermostat | NULL | NULL | NULL | Furnace | 2009 | 2010 and earlier | 7 | eFAF
| SITE_00568 | 1921 | 2010 and earlier | Single Family | 1362.08 | 1362.08 | 1 | Boiler | Hot Water | Natural Gas | Manual Thermostat - Analog | 245000 | NULL | NULL | Boiler | 1999 | 2010 and earlier | 17 | Other
| SITE_00569 | 2008 | 2010 and earlier | Single Family | 1362.08 | 1362.08 | 2 | eFAF | NULL | Electric | Programmable Thermostat | NULL | NULL | NULL | Furnace | 2007 | 2010 and earlier | 9 | eFAF
| SITE_00570 | 1949 | 2010 and earlier | Single Family | 2348.97 | 2348.97 | 2 | Boiler | Hot Water | Natural Gas | Manual Thermostat - Analog | 305000 | NULL | NULL | Boiler | 2008 | 2010 and earlier | 8 | Other
| SITE_00571 | 1983 | 2010 and earlier | Single Family | 2348.97 | 2348.97 | 1 | Geothermal Heat Pump | Ground Loop | Electric | Programmable Thermostat | 49000 | NULL | NULL | Condenser | NULL | NULL | NULL | GSHP
| SITE_00572 | 2014 | 2011 and later | Single Family | 2348.97 | 2348.97 | 2 | gFAF | NULL | Natural Gas | Manual Thermostat - Digital | 60000 | NULL | NULL | Furnace | 2014 | 2011 and later | 2 | gFAF
| SITE_00573 | 2003 | 2010 and earlier | Single Family | 1362.08 | 1362.08 | 2 | gFAF | NULL | Natural Gas | Programmable Thermostat | 80000 | NULL | NULL | Furnace | 2001 | 2010 and earlier | 15 | gFAF
| SITE_00574 | 2005 | 2010 and earlier | Single Family | 1362.08 | 1362.08 | 2 | Air Source Heat Pump | NULL | Electric | Programmable Thermostat | NULL | 8.5 | 3: 8.3-9.0 | Condenser | 2005 | 2010 and earlier | 11 | ASHP
| SITE_00575 | 1985 | 2010 and earlier | Single Family | 2348.97 | 2348.97 | 1 | Air Source Heat Pump | NULL | Electric | Smart/Wi-Fi Thermostat | NULL | 9.2 | 4: 9.0-10.5 | Condenser | 2015 | 2011 and later | 1 | ASHP
| SITE_00576 | 1958 | 2010 and earlier | Single Family | 2348.97 | 2348.97 | 1 | gFAF | NULL | Natural Gas | Manual Thermostat - Analog | 60000 | NULL | NULL | Furnace | 1986 | 2010 and earlier | 30 | gFAF
| SITE_00577 | 1999 | 2010 and earlier | Single Family | 1362.08 | 1362.08 | 2 | gFAF | NULL | Natural Gas | Programmable Thermostat | 120000 | NULL | NULL | Furnace | 1999 | 2010 and earlier | 17 | gFAF
| SITE_00578 | 1975 | 2010 and earlier | Manufactured | 1135.4 | 1135.4 | 2 | Stove/Fireplace | Space Heating Stove | Wood (Cord) | Manual Thermostat - Analog | NULL | NULL | NULL | NULL | NULL | NULL | NULL | Other
| SITE_00579 | 2006 | 2010 and earlier | Single Family | 1362.08 | 1362.08 | 2 | gFAF | Dual Fuel Primary | Natural Gas | Programmable Thermostat | NULL | NULL | NULL | Furnace | NULL | NULL | NULL | gFAF
| SITE_00580 | 1970 | 2010 and earlier | Single Family | 1362.08 | 1362.08 | 1 | Zonal Heat | Vertical Wall Heater | Electric | Manual Thermostat - Analog | NULL | NULL | NULL | Unknown | NULL | NULL | NULL | Zonal
| SITE_00581 | 1978 | 2010 and earlier | Single Family | 1362.08 | 681.04 | 2 | Electric Baseboard | NULL | Electric | Manual Thermostat - Analog | NULL | NULL | NULL | NULL | NULL | NULL | NULL | Zonal
| SITE_00581 | 1978 | 2010 and earlier | Single Family | 1362.08 | 681.04 | 2 | Electric Baseboard | NULL | Electric | Manual Thermostat - Analog | NULL | NULL | NULL | NULL | NULL | NULL | NULL | Zonal
| SITE_00582 | 1995 | 2010 and earlier | Single Family | 1362.08 | 1362.08 | 2 | Air Source Heat Pump | NULL | Electric | Unknown | NULL | 7.7 | 2: 7.7-8.2 | Condenser | 1990 | 2010 and earlier | 26 | ASHP
| SITE_00583 | 1939 | 2010 and earlier | Single Family | 1362.08 | 1362.08 | 2 | gFAF | NULL | Natural Gas | Programmable Thermostat | 50000 | NULL | NULL | Furnace | 2000 | 2010 and earlier | 16 | gFAF
| SITE_00584 | 2015 | 2011 and later | Single Family | 8874.09 | 8874.09 | 1 | Air Source Heat Pump | NULL | Electric | Smart/Wi-Fi Thermostat | NULL | 7.7 | 2: 7.7-8.2 | Condenser | 2014 | 2011 and later | 2 | ASHP
| SITE_00585 | 1999 | 2010 and earlier | Single Family | 2348.97 | 2348.97 | 2 | Stove/Fireplace | Fireplace - Factory-Built Insert | Propane | Manual Thermostat - Analog | NULL | NULL | NULL | NULL | NULL | NULL | NULL | Other
| SITE_00587 | 2003 | 2010 and earlier | Single Family | 2348.97 | 2348.97 | 2 | Air Source Heat Pump | NULL | Electric | Unknown | NULL | NULL | NULL | Condenser | 2004 | 2010 and earlier | 12 | ASHP
| SITE_00588 | 1994 | 2010 and earlier | Manufactured | 1323.42 | 1323.42 | 2 | Stove/Fireplace | Space Heating Stove | Wood (Cord) | None | NULL | NULL | NULL | NULL | NULL | NULL | NULL | Other
| SITE_00589 | 1997 | 2010 and earlier | Single Family | 2348.97 | 2348.97 | 2 | Air Source Heat Pump | NULL | Electric | Programmable Thermostat | NULL | 7.8 | 2: 7.7-8.2 | Condenser | 1997 | 2010 and earlier | 19 | ASHP
| SITE_00590 | 1993 | 2010 and earlier | Single Family | 1362.08 | 1362.08 | 2 | gFAF | NULL | Natural Gas | Manual Thermostat - Analog | 40000 | NULL | NULL | Furnace | NULL | NULL | NULL | gFAF
| SITE_00591 | 2015 | 2011 and later | Single Family | 1362.08 | 1362.08 | 2 | gFAF | NULL | Natural Gas | Manual Thermostat - Analog | NULL | NULL | NULL | Furnace | NULL | NULL | NULL | gFAF
| SITE_00592 | 1982 | 2010 and earlier | Single Family | 1362.08 | 681.04 | 2 | Stove/Fireplace | Space Heating Stove | Wood (Cord) | Unknown | NULL | NULL | NULL | NULL | NULL | NULL | NULL | Other
| SITE_00592 | 1982 | 2010 and earlier | Single Family | 1362.08 | 681.04 | 2 | Stove/Fireplace | Space Heating Stove | Electric | Unknown | NULL | NULL | NULL | Unknown | NULL | NULL | NULL | Other
| SITE_00593 | 1988 | 2010 and earlier | Manufactured | 1323.42 | 1323.42 | 2 | Air Source Heat Pump | NULL | Electric | Manual Thermostat - Analog | NULL | 8.5 | 3: 8.3-9.0 | Condenser | 2015 | 2011 and later | 1 | ASHP
| SITE_00594 | 1968 | 2010 and earlier | Single Family | 1362.08 | 1362.08 | 2 | Air Source Heat Pump | NULL | Electric | Programmable Thermostat | NULL | 8 | 2: 7.7-8.2 | Condenser | 2009 | 2010 and earlier | 7 | ASHP
| SITE_00595 | 2006 | 2010 and earlier | Manufactured | 1323.42 | 1323.42 | 1 | eFAF | NULL | Electric | Programmable Thermostat | NULL | NULL | NULL | Furnace | 2006 | 2010 and earlier | 10 | eFAF
| SITE_00596 | 1947 | 2010 and earlier | Single Family | 1362.08 | 1362.08 | 2 | Zonal Heat | Unit Heater | Natural Gas | Manual Thermostat - Analog | NULL | NULL | NULL | Unknown | NULL | NULL | NULL | Zonal
| SITE_00597 | 1977 | 2010 and earlier | Single Family | 1362.08 | 1362.08 | 2 | gFAF | NULL | Natural Gas | Programmable Thermostat | 80000 | NULL | NULL | Furnace | 2003 | 2010 and earlier | 13 | gFAF
| SITE_00598 | 2004 | 2010 and earlier | Single Family | 2348.97 | 2348.97 | 2 | Zonal Heat | Vertical Wall Heater | Electric | Manual Thermostat - Analog | NULL | NULL | NULL | Unknown | NULL | NULL | NULL | Zonal
| SITE_00599 | 1970 | 2010 and earlier | Manufactured | 1135.4 | 1135.4 | 2 | gFAF | NULL | Natural Gas | Manual Thermostat - Analog | 56000 | NULL | NULL | Furnace | 2002 | 2010 and earlier | 14 | gFAF
| SITE_00600 | 2009 | 2010 and earlier | Single Family | 1362.08 | 1362.08 | 2 | gFAF | NULL | Natural Gas | Programmable Thermostat | 40000 | NULL | NULL | Furnace | 2008 | 2010 and earlier | 8 | gFAF
| SITE_00601 | 2001 | 2010 and earlier | Single Family | 1362.08 | 1362.08 | 2 | gFAF | NULL | Natural Gas | Programmable Thermostat | NULL | NULL | NULL | Furnace | NULL | NULL | NULL | gFAF
| SITE_00602 | 1972 | 2010 and earlier | Single Family | 1362.08 | 1362.08 | 2 | Zonal Heat | Vertical Wall Heater | Electric | Manual Thermostat - Analog | NULL | NULL | NULL | Unknown | NULL | NULL | NULL | Zonal
| SITE_00603 | 2015 | 2011 and later | Single Family | 1362.08 | 1362.08 | 2 | Air Source Heat Pump | Dual Fuel Primary | Electric | Programmable Thermostat | NULL | 7.9 | 2: 7.7-8.2 | Condenser | 2014 | 2011 and later | 2 | ASHP
| SITE_00604 | 1998 | 2010 and earlier | Single Family | 1362.08 | 1362.08 | 2 | gFAF | NULL | Natural Gas | Programmable Thermostat | NULL | NULL | NULL | Furnace | NULL | NULL | NULL | gFAF
| SITE_00605 | 1995 | 2010 and earlier | Single Family | 1362.08 | 340.52 | 2 | Zonal Heat | Unit Heater | Electric | Manual Thermostat - Analog | NULL | NULL | NULL | Unknown | NULL | NULL | NULL | Zonal
| SITE_00605 | 1995 | 2010 and earlier | Single Family | 1362.08 | 340.52 | 2 | Zonal Heat | Unit Heater | Electric | Manual Thermostat - Analog | NULL | NULL | NULL | Unknown | NULL | NULL | NULL | Zonal
| SITE_00605 | 1995 | 2010 and earlier | Single Family | 1362.08 | 340.52 | 2 | Zonal Heat | Unit Heater | Electric | Manual Thermostat - Analog | NULL | NULL | NULL | Unknown | NULL | NULL | NULL | Zonal
| SITE_00605 | 1995 | 2010 and earlier | Single Family | 1362.08 | 340.52 | 2 | Zonal Heat | Unit Heater | Electric | Manual Thermostat - Analog | NULL | NULL | NULL | Unknown | NULL | NULL | NULL | Zonal
| SITE_00606 | 2003 | 2010 and earlier | Single Family | 1362.08 | 1362.08 | 2 | Stove/Fireplace | Space Heating Stove | Wood (Cord) | None | NULL | NULL | NULL | NULL | NULL | NULL | NULL | Other
| SITE_00607 | 1948 | 2010 and earlier | Single Family | 1362.08 | 1362.08 | 2 | Stove/Fireplace | Space Heating Stove | Natural Gas | Thermostat | 40000 | NULL | NULL | NULL | NULL | NULL | NULL | Other
| SITE_00608 | 2015 | 2011 and later | Single Family | 1362.08 | 1362.08 | 2 | gFAF | NULL | Natural Gas | Programmable Thermostat | 84000 | NULL | NULL | Furnace | 2015 | 2011 and later | 1 | gFAF
| SITE_00609 | 1978 | 2010 and earlier | Single Family | 1362.08 | 1362.08 | 2 | Air Source Heat Pump | NULL | Electric | Programmable Thermostat | NULL | 9.5 | 4: 9.0-10.5 | Condenser | NULL | NULL | NULL | ASHP
| SITE_00610 | 1949 | 2010 and earlier | Single Family | 1362.08 | 1362.08 | 2 | Stove/Fireplace | Fireplace - Glass Door Over Open Hearth | Wood (Cord) | NULL | NULL | NULL | NULL | NULL | NULL | NULL | NULL | Other
| SITE_00611 | 2005 | 2010 and earlier | Single Family | 2348.97 | 2348.97 | 2 | gFAF | NULL | Natural Gas | Manual Thermostat - Digital | 50000 | NULL | NULL | Furnace | 2005 | 2010 and earlier | 11 | gFAF
| SITE_00612 | 1959 | 2010 and earlier | Single Family | 1362.08 | 1362.08 | 2 | Stove/Fireplace | Space Heating Stove | Wood (Pellets) | Thermostat | NULL | NULL | NULL | NULL | NULL | NULL | NULL | Other
| SITE_00613 | 1987 | 2010 and earlier | Single Family | 1362.08 | 1362.08 | 2 | Stove/Fireplace | Space Heating Stove | Wood (Cord) | NULL | NULL | NULL | NULL | NULL | NULL | NULL | NULL | Other
| SITE_00614 | 1977 | 2010 and earlier | Single Family | 1362.08 | 1362.08 | 1 | gFAF | NULL | Natural Gas | Programmable Thermostat | NULL | NULL | NULL | Furnace | NULL | NULL | NULL | gFAF
| SITE_00615 | 1993 | 2010 and earlier | Single Family | 1362.08 | 1362.08 | 2 | Mini-Split HP | NULL | Electric | Programmable Thermostat | NULL | NULL | NULL | Condenser | 2013 | 2011 and later | 3 | DHP
| SITE_00616 | 1927 | 2010 and earlier | Single Family | 1362.08 | 1362.08 | 2 | gFAF | NULL | Geothermal Well | Manual Thermostat - Digital | NULL | NULL | NULL | Furnace | NULL | NULL | NULL | gFAF
| SITE_00617 | 1948 | 2010 and earlier | Single Family | 2348.97 | 2348.97 | 2 | Stove/Fireplace | Space Heating Stove | Wood (Cord) | None | NULL | NULL | NULL | NULL | NULL | NULL | NULL | Other
| SITE_00618 | 1995 | 2010 and earlier | Manufactured | 1323.42 | 1323.42 | 2 | Air Source Heat Pump | NULL | Electric | Programmable Thermostat | NULL | 9.5 | 4: 9.0-10.5 | Condenser | 2011 | 2011 and later | 5 | ASHP
| SITE_00619 | 1993 | 2010 and earlier | Single Family | 2348.97 | 2348.97 | 2 | Air Source Heat Pump | NULL | Electric | Smart/Wi-Fi Thermostat | NULL | 12.5 | 5: 10.5 or higher | Condenser | 2015 | 2011 and later | 1 | ASHP
| SITE_00620 | 1992 | 2010 and earlier | Single Family | 2348.97 | 2348.97 | 2 | Air Source Heat Pump | NULL | Electric | Programmable Thermostat | NULL | 9.2 | 4: 9.0-10.5 | Condenser | 2005 | 2010 and earlier | 11 | ASHP
| SITE_00621 | 1975 | 2010 and earlier | Single Family | 2348.97 | 2348.97 | 2 | Air Source Heat Pump | NULL | Electric | Manual Thermostat - Digital | NULL | 8 | 2: 7.7-8.2 | Condenser | NULL | NULL | NULL | ASHP
| SITE_00622 | 2012 | 2011 and later | Single Family | 1362.08 | 1362.08 | 2 | gFAF | NULL | Natural Gas | Programmable Thermostat | 88000 | NULL | NULL | Furnace | 2010 | 2010 and earlier | 6 | gFAF
| SITE_00623 | 1993 | 2010 and earlier | Manufactured | 1135.4 | 1135.4 | 2 | eFAF | NULL | Electric | Manual Thermostat - Analog | NULL | NULL | NULL | Furnace | 1992 | 2010 and earlier | 24 | eFAF
| SITE_00624 | 1954 | 2010 and earlier | Single Family | 2348.97 | 2348.97 | 1 | Zonal Heat | Unit Heater | Electric | Manual Thermostat - Analog | NULL | NULL | NULL | Unknown | NULL | NULL | NULL | Zonal
| SITE_00625 | 1967 | 2010 and earlier | Manufactured | 1135.4 | 1135.4 | 2 | gFAF | NULL | Natural Gas | Manual Thermostat - Digital | 60000 | NULL | NULL | Furnace | 2005 | 2010 and earlier | 11 | gFAF
| SITE_00626 | 1950 | 2010 and earlier | Single Family | 1362.08 | 1362.08 | 2 | Stove/Fireplace | Space Heating Stove | Wood (Cord) | None | NULL | NULL | NULL | NULL | NULL | NULL | NULL | Other
| SITE_00627 | 1975 | 2010 and earlier | Single Family | 1362.08 | 681.04 | 2 | Zonal Heat | Unit Heater | Electric | Manual Thermostat - Analog | NULL | NULL | NULL | Unknown | NULL | NULL | NULL | Zonal
| SITE_00627 | 1975 | 2010 and earlier | Single Family | 1362.08 | 681.04 | 2 | Zonal Heat | Unit Heater | Electric | Manual Thermostat - Analog | NULL | NULL | NULL | Unknown | NULL | NULL | NULL | Zonal
| SITE_00628 | 1992 | 2010 and earlier | Manufactured | 1135.4 | 1135.4 | 2 | eFAF | NULL | Electric | Manual Thermostat - Analog | NULL | NULL | NULL | Furnace | 1992 | 2010 and earlier | 24 | eFAF
| SITE_00629 | 1986 | 2010 and earlier | Single Family | 1362.08 | 1362.08 | 2 | Air Source Heat Pump | NULL | Electric | Manual Thermostat - Analog | NULL | 7.2 | 1: 7.7 and below | Condenser | NULL | NULL | NULL | ASHP
| SITE_00630 | 1980 | 2010 and earlier | Single Family | 1362.08 | 1362.08 | 2 | Air Source Heat Pump | NULL | Electric | Programmable Thermostat | NULL | 8.2 | 2: 7.7-8.2 | Condenser | 2012 | 2011 and later | 4 | ASHP
| SITE_00631 | NULL | NULL | Single Family | 1362.08 | 1362.08 | 2 | eFAF | NULL | Electric | Manual Thermostat - Analog | NULL | NULL | NULL | Furnace | 1998 | 2010 and earlier | 18 | eFAF
| SITE_00632 | 2007 | 2010 and earlier | Single Family | 1362.08 | 1362.08 | 2 | Mini-Split HP | NULL | Electric | Programmable Thermostat | NULL | NULL | NULL | Condenser | 2011 | 2011 and later | 5 | DHP
| SITE_00633 | 1930 | 2010 and earlier | Single Family | 2348.97 | 2348.97 | 2 | Stove/Fireplace | Space Heating Stove | Wood (Cord) | None | NULL | NULL | NULL | NULL | NULL | NULL | NULL | Other
| SITE_00634 | 1980 | 2010 and earlier | Single Family | 1362.08 | 1362.08 | 2 | Stove/Fireplace | Space Heating Stove | Wood (Cord) | Unknown | NULL | NULL | NULL | NULL | NULL | NULL | NULL | Other
| SITE_00635 | 2003 | 2010 and earlier | Single Family | 1362.08 | 1362.08 | 2 | gFAF | NULL | Natural Gas | Manual Thermostat - Digital | 72000 | NULL | NULL | Furnace | 2002 | 2010 and earlier | 14 | gFAF
| SITE_00636 | 2001 | 2010 and earlier | Single Family | 2348.97 | 2348.97 | 1 | gFAF | NULL | Natural Gas | Programmable Thermostat | 75000 | NULL | NULL | Furnace | 2001 | 2010 and earlier | 15 | gFAF
| SITE_00637 | 1910 | 2010 and earlier | Single Family | 2348.97 | 2348.97 | 2 | Boiler | Hot Water | Natural Gas | Manual Thermostat - Analog | 125000 | NULL | NULL | Boiler | NULL | NULL | NULL | Other
| SITE_00638 | 2011 | 2011 and later | Single Family | 1362.08 | 1362.08 | 2 | gFAF | NULL | Natural Gas | Programmable Thermostat | 70000 | NULL | NULL | Furnace | 2001 | 2010 and earlier | 15 | gFAF
| SITE_00639 | 1975 | 2010 and earlier | Single Family | 1362.08 | 1362.08 | 2 | Stove/Fireplace | Space Heating Stove | Wood (Cord) | None | NULL | NULL | NULL | NULL | NULL | NULL | NULL | Other
| SITE_00640 | 1995 | 2010 and earlier | Single Family | 1362.08 | 1362.08 | 2 | gFAF | NULL | Natural Gas | Smart/Wi-Fi Thermostat | 60000 | NULL | NULL | Furnace | 2006 | 2010 and earlier | 10 | gFAF
| SITE_00641 | 1978 | 2010 and earlier | Single Family | 2348.97 | 2348.97 | 1 | gFAF | NULL | Natural Gas | Programmable Thermostat | 100000 | NULL | NULL | Furnace | 2000 | 2010 and earlier | 16 | gFAF
| SITE_00642 | 1991 | 2010 and earlier | Single Family | 1362.08 | 1362.08 | 2 | gFAF | NULL | Natural Gas | Programmable Thermostat | 125000 | NULL | NULL | Furnace | 1991 | 2010 and earlier | 25 | gFAF
| SITE_00643 | 1951 | 2010 and earlier | Single Family | 1362.08 | 1362.08 | 1 | gFAF | NULL | Natural Gas | Programmable Thermostat | 66000 | NULL | NULL | Furnace | 2014 | 2011 and later | 2 | gFAF
| SITE_00644 | 1958 | 2010 and earlier | Single Family | 1362.08 | 1362.08 | 2 | gFAF | NULL | Natural Gas | Programmable Thermostat | NULL | NULL | NULL | Furnace | NULL | NULL | NULL | gFAF
| SITE_00645 | 1998 | 2010 and earlier | Single Family | 2348.97 | 2348.97 | 2 | gFAF | NULL | Natural Gas | Programmable Thermostat | 100000 | NULL | NULL | Furnace | 1998 | 2010 and earlier | 18 | gFAF
| SITE_00646 | 1988 | 2010 and earlier | Manufactured | 1628.92 | 1628.92 | 1 | Air Source Heat Pump | NULL | Electric | Manual Thermostat - Digital | NULL | NULL | NULL | Condenser | NULL | NULL | NULL | ASHP
| SITE_00647 | 1995 | 2010 and earlier | Manufactured | 1628.92 | 1628.92 | 1 | eFAF | NULL | Electric | Manual Thermostat - Analog | NULL | NULL | NULL | Furnace | 1995 | 2010 and earlier | 21 | eFAF
| SITE_00648 | 1974 | 2010 and earlier | Manufactured | 1628.92 | 1628.92 | 1 | eFAF | NULL | Electric | Manual Thermostat - Analog | NULL | NULL | NULL | Furnace | NULL | NULL | NULL | eFAF
| SITE_00649 | 1979 | 2010 and earlier | Manufactured | 1824.63 | 1824.63 | 2 | eFAF | NULL | Electric | Manual Thermostat - Digital | NULL | NULL | NULL | Furnace | 2016 | 2011 and later | 0 | eFAF
| SITE_00650 | 1995 | 2010 and earlier | Manufactured | 1824.63 | 1824.63 | 2 | eFAF | NULL | Electric | Manual Thermostat - Analog | NULL | NULL | NULL | Furnace | 1994 | 2010 and earlier | 22 | eFAF
| SITE_00651 | 1974 | 2010 and earlier | Manufactured | 1628.92 | 1628.92 | 2 | eFAF | NULL | Electric | Manual Thermostat - Analog | NULL | NULL | NULL | Furnace | NULL | NULL | NULL | eFAF
| SITE_00652 | 2007 | 2010 and earlier | Manufactured | 1628.92 | 1628.92 | 2 | Air Source Heat Pump | NULL | Electric | Manual Thermostat - Analog | NULL | NULL | NULL | Condenser | 2007 | 2010 and earlier | 9 | ASHP
| SITE_00653 | 1976 | 2010 and earlier | Manufactured | 1628.92 | 1628.92 | 1 | eFAF | NULL | Electric | Programmable Thermostat | NULL | NULL | NULL | Furnace | 1976 | 2010 and earlier | 40 | eFAF
| SITE_00654 | 1950 | 2010 and earlier | Manufactured | 975 | 975 | 2 | Zonal Heat | Vertical Wall Heater | Electric | Manual Thermostat - Analog | NULL | NULL | NULL | Unknown | NULL | NULL | NULL | Zonal
| SITE_00655 | 2014 | 2011 and later | Manufactured | 1628.92 | 1628.92 | 1 | Air Source Heat Pump | NULL | Electric | Manual Thermostat - Digital | NULL | 7.8 | 2: 7.7-8.2 | Condenser | 2014 | 2011 and later | 2 | ASHP
| SITE_00656 | 1997 | 2010 and earlier | Manufactured | 1628.92 | 1628.92 | 2 | eFAF | NULL | Electric | Manual Thermostat - Analog | NULL | NULL | NULL | Furnace | 1996 | 2010 and earlier | 20 | eFAF
| SITE_00657 | 1996 | 2010 and earlier | Manufactured | 1628.92 | 1628.92 | 1 | Air Source Heat Pump | NULL | Electric | Programmable Thermostat | NULL | NULL | NULL | Condenser | NULL | NULL | NULL | ASHP
| SITE_00658 | 2008 | 2010 and earlier | Manufactured | 1628.92 | 1628.92 | 1 | eFAF | NULL | Electric | Programmable Thermostat | NULL | NULL | NULL | Furnace | 2007 | 2010 and earlier | 9 | eFAF
| SITE_00659 | 2016 | 2011 and later | Single Family | 3931.6 | 3931.6 | 1 | Air Source Heat Pump | NULL | Electric | Programmable Thermostat | NULL | NULL | NULL | Condenser | 2016 | 2011 and later | 0 | ASHP
| SITE_00660 | 2015 | 2011 and later | Manufactured | 1628.92 | 1628.92 | 1 | Air Source Heat Pump | NULL | Electric | Programmable Thermostat | NULL | 7.8 | 2: 7.7-8.2 | Condenser | 2014 | 2011 and later | 2 | ASHP
| SITE_00661 | 1970 | 2010 and earlier | Manufactured | 1824.63 | 1824.63 | 1 | eFAF | NULL | Electric | Programmable Thermostat | NULL | NULL | NULL | Furnace | 2006 | 2010 and earlier | 10 | eFAF
| SITE_00662 | 1997 | 2010 and earlier | Single Family | 3805.5 | 3805.5 | 2 | gFAF | NULL | Natural Gas | Programmable Thermostat | 88000 | NULL | NULL | Furnace | 1996 | 2010 and earlier | 20 | gFAF
| SITE_00663 | 1983 | 2010 and earlier | Manufactured | 1628.92 | 1628.92 | 1 | Air Source Heat Pump | NULL | Electric | Programmable Thermostat | NULL | 9.2 | 4: 9.0-10.5 | Condenser | 2014 | 2011 and later | 2 | ASHP
| SITE_00664 | 1998 | 2010 and earlier | Manufactured | 1628.92 | 1628.92 | 1 | Air Source Heat Pump | NULL | Electric | Programmable Thermostat | NULL | NULL | NULL | Condenser | NULL | NULL | NULL | ASHP
| SITE_00665 | 1996 | 2010 and earlier | Manufactured | 1628.92 | 1628.92 | 1 | eFAF | NULL | Electric | Programmable Thermostat | NULL | NULL | NULL | Furnace | 1998 | 2010 and earlier | 18 | eFAF
| SITE_00666 | 1995 | 2010 and earlier | Manufactured | 1628.92 | 1628.92 | 2 | eFAF | NULL | Electric | Manual Thermostat - Analog | NULL | NULL | NULL | Furnace | 1992 | 2010 and earlier | 24 | eFAF
| SITE_00667 | 1992 | 2010 and earlier | Manufactured | 1628.92 | 1628.92 | 2 | eFAF | NULL | Electric | Manual Thermostat - Digital | NULL | NULL | NULL | Furnace | 1992 | 2010 and earlier | 24 | eFAF
| SITE_00668 | 1989 | 2010 and earlier | Manufactured | 1628.92 | 1628.92 | 2 | eFAF | NULL | Electric | Programmable Thermostat | NULL | NULL | NULL | Furnace | 2006 | 2010 and earlier | 10 | eFAF
| SITE_00669 | 1948 | 2010 and earlier | Single Family | 3805.5 | 3805.5 | 2 | Zonal Heat | Vertical Wall Heater | Electric | Manual Thermostat - Analog | NULL | NULL | NULL | Unknown | NULL | NULL | NULL | Zonal
| SITE_00670 | 2002 | 2010 and earlier | Multifamily Residence | 1819.67 | 1819.67 | 1 | Air Source Heat Pump | NULL | Electric | Programmable Thermostat | NULL | 6.8 | 1: 7.7 and below | Condenser | 1997 | 2010 and earlier | 19 | ASHP
| SITE_00671 | 1954 | 2010 and earlier | Single Family | 3805.5 | 1902.75 | 2 | Electric Baseboard | NULL | Electric | Manual Thermostat - Analog | NULL | NULL | NULL | NULL | NULL | NULL | NULL | Zonal
| SITE_00671 | 1954 | 2010 and earlier | Single Family | 3805.5 | 1902.75 | 2 | Electric Baseboard | NULL | Electric | Manual Thermostat - Analog | NULL | NULL | NULL | NULL | NULL | NULL | NULL | Zonal
| SITE_00672 | 1988 | 2010 and earlier | Multifamily Residence | 1819.67 | 909.835 | 1 | Electric Baseboard | NULL | Electric | Manual Thermostat - Analog | NULL | NULL | NULL | NULL | NULL | NULL | NULL | Zonal
| SITE_00672 | 1988 | 2010 and earlier | Multifamily Residence | 1819.67 | 909.835 | 1 | Electric Baseboard | NULL | Electric | Manual Thermostat - Analog | NULL | NULL | NULL | NULL | NULL | NULL | NULL | Zonal
| SITE_00673 | 1980 | 2010 and earlier | Multifamily Residence | 1819.67 | 1819.67 | 1 | Electric Baseboard | NULL | Electric | Unknown | NULL | NULL | NULL | NULL | NULL | NULL | NULL | Zonal
| SITE_00674 | 2013 | 2011 and later | Multifamily Residence | 1819.67 | 1819.67 | 1 | Packaged HP | Through-Wall Heat Pump | NULL | Unknown | NULL | NULL | NULL | Packaged HP | NULL | NULL | NULL | PTHP
| SITE_00675 | 2013 | 2011 and later | Single Family | 3805.5 | 3805.5 | 1 | gFAF | NULL | Natural Gas | None | NULL | NULL | NULL | Furnace | NULL | NULL | NULL | gFAF
| SITE_00676 | 2014 | 2011 and later | Multifamily Residence | 1819.67 | 1819.67 | 2 | Electric Baseboard | NULL | Electric | Manual Thermostat - Analog | NULL | NULL | NULL | NULL | NULL | NULL | NULL | Zonal
| SITE_00677 | 1970 | 2010 and earlier | Multifamily Residence | 687.85 | 687.85 | 2 | Zonal Heat | Plug In Heater | Electric | Unknown | NULL | NULL | NULL | NULL | NULL | NULL | NULL | Zonal
| SITE_00678 | 1990 | 2010 and earlier | Multifamily Residence | 1819.67 | 1819.67 | 2 | Electric Baseboard | NULL | Electric | Manual Thermostat - Analog | NULL | NULL | NULL | NULL | NULL | NULL | NULL | Zonal
| SITE_00679 | 1966 | 2010 and earlier | Multifamily Residence | 1819.67 | 1819.67 | 2 | Packaged HP | Through-Wall Heat Pump | NULL | Unknown | NULL | NULL | NULL | Packaged HP | NULL | NULL | NULL | PTHP
| SITE_00680 | 1898 | 2010 and earlier | Single Family | 3805.5 | 3805.5 | 2 | gFAF | NULL | Natural Gas | Manual Thermostat - Analog | NULL | NULL | NULL | Furnace | NULL | NULL | NULL | gFAF
| SITE_00681 | 1920 | 2010 and earlier | Multifamily Residence | 1819.67 | 909.835 | 2 | Electric Baseboard | NULL | Electric | Manual Thermostat - Analog | NULL | NULL | NULL | NULL | NULL | NULL | NULL | Zonal
| SITE_00681 | 1920 | 2010 and earlier | Multifamily Residence | 1819.67 | 909.835 | 2 | Electric Baseboard | NULL | Electric | Manual Thermostat - Analog | NULL | NULL | NULL | NULL | NULL | NULL | NULL | Zonal
| SITE_00682 | 1979 | 2010 and earlier | Multifamily Residence | 1819.67 | 909.835 | 2 | Electric Baseboard | NULL | Electric | Manual Thermostat - Analog | NULL | NULL | NULL | NULL | NULL | NULL | NULL | Zonal
| SITE_00682 | 1979 | 2010 and earlier | Multifamily Residence | 1819.67 | 909.835 | 2 | Electric Baseboard | NULL | Electric | Manual Thermostat - Analog | NULL | NULL | NULL | NULL | NULL | NULL | NULL | Zonal
| SITE_00683 | 1910 | 2010 and earlier | Multifamily Residence | 1819.67 | 1819.67 | 2 | Electric Baseboard | NULL | Electric | Manual Thermostat - Analog | NULL | NULL | NULL | NULL | NULL | NULL | NULL | Zonal
| SITE_00684 | 1960 | 2010 and earlier | Multifamily Residence | 1819.67 | 1819.67 | 2 | NULL | NULL | NULL | NULL | NULL | NULL | NULL | NULL | NULL | NULL | NULL | Other
| SITE_00685 | 1980 | 2010 and earlier | Multifamily Residence | 1819.67 | 1819.67 | 2 | Stove/Fireplace | Space Heating Stove/Fireplace | Wood (Cord) | Unknown | NULL | NULL | NULL | NULL | NULL | NULL | NULL | Other
| SITE_00686 | 1909 | 2010 and earlier | Multifamily Residence | 1819.67 | 1819.67 | 2 | Electric Baseboard | NULL | Electric | Unknown | NULL | NULL | NULL | NULL | NULL | NULL | NULL | Zonal
| SITE_00687 | 1909 | 2010 and earlier | Single Family | 3805.5 | 3805.5 | 2 | gFAF | NULL | Natural Gas | Programmable Thermostat | 100000 | NULL | NULL | Furnace | 1998 | 2010 and earlier | 18 | gFAF
| SITE_00688 | 1985 | 2010 and earlier | Multifamily Residence | 1819.67 | 606.5567 | 2 | Electric Baseboard | NULL | Electric | Programmable Thermostat | NULL | NULL | NULL | NULL | NULL | NULL | NULL | Zonal
| SITE_00688 | 1985 | 2010 and earlier | Multifamily Residence | 1819.67 | 606.5567 | 2 | Electric Baseboard | NULL | Electric | Programmable Thermostat | NULL | NULL | NULL | NULL | NULL | NULL | NULL | Zonal
| SITE_00688 | 1985 | 2010 and earlier | Multifamily Residence | 1819.67 | 606.5567 | 2 | Electric Baseboard | NULL | Electric | Programmable Thermostat | NULL | NULL | NULL | NULL | NULL | NULL | NULL | Zonal
| SITE_00689 | 1914 | 2010 and earlier | Multifamily Residence | 1819.67 | 1819.67 | 2 | Radiant Heat | Radiators | Building Central System | Manual Thermostat - Analog | NULL | NULL | NULL | NULL | NULL | NULL | NULL | Zonal
| SITE_00690 | 1970 | 2010 and earlier | Multifamily Residence | 687.85 | 687.85 | 2 | Zonal Heat | Electric Plug-In Heater | Electric | Manual Thermostat - Analog | NULL | NULL | NULL | Unknown | NULL | NULL | NULL | Zonal
| SITE_00691 | 1975 | 2010 and earlier | Multifamily Residence | 1819.67 | 1819.67 | 2 | Zonal Heat | Unit Heater | Electric | Manual Thermostat - Analog | NULL | NULL | NULL | Unknown | NULL | NULL | NULL | Zonal
| SITE_00692 | NULL | NULL | Single Family | 3805.5 | 1268.5 | 2 | Electric Baseboard | NULL | Electric | Manual Thermostat - Analog | NULL | NULL | NULL | NULL | NULL | NULL | NULL | Zonal
| SITE_00692 | NULL | NULL | Single Family | 3805.5 | 1268.5 | 2 | Electric Baseboard | NULL | Electric | Manual Thermostat - Analog | NULL | NULL | NULL | NULL | NULL | NULL | NULL | Zonal
| SITE_00692 | NULL | NULL | Single Family | 3805.5 | 1268.5 | 2 | Electric Baseboard | NULL | Electric | Manual Thermostat - Analog | NULL | NULL | NULL | NULL | NULL | NULL | NULL | Zonal
| SITE_00693 | 1993 | 2010 and earlier | Single Family | 3805.5 | 3805.5 | 1 | gFAF | NULL | Natural Gas | Manual Thermostat - Analog | NULL | NULL | NULL | Furnace | NULL | NULL | NULL | gFAF
| SITE_00694 | 2004 | 2010 and earlier | Single Family | 3931.6 | 3931.6 | 1 | Air Source Heat Pump | NULL | Electric | Manual Thermostat - Digital | NULL | 7.75 | 2: 7.7-8.2 | Condenser | 2001 | 2010 and earlier | 15 | ASHP
| SITE_00695 | 2016 | 2011 and later | Single Family | 3805.5 | 3805.5 | 2 | Air Source Heat Pump | Dual Fuel Primary | Electric | Smart/Wi-Fi Thermostat | NULL | NULL | NULL | Condenser | NULL | NULL | NULL | ASHP
| SITE_00696 | 1977 | 2010 and earlier | Single Family | 3805.5 | 3805.5 | 2 | gFAF | NULL | Natural Gas | Programmable Thermostat | 80000 | NULL | NULL | Furnace | 1997 | 2010 and earlier | 19 | gFAF
| SITE_00697 | 1937 | 2010 and earlier | Single Family | 3805.5 | 3805.5 | 2 | gFAF | NULL | Natural Gas | Manual Thermostat - Digital | 40000 | NULL | NULL | Furnace | 2012 | 2011 and later | 4 | gFAF
| SITE_00698 | 1944 | 2010 and earlier | Single Family | 3805.5 | 3805.5 | 2 | gFAF | NULL | Natural Gas | Manual Thermostat - Analog | 75000 | NULL | NULL | Furnace | 2001 | 2010 and earlier | 15 | gFAF
| SITE_00699 | 1935 | 2010 and earlier | Single Family | 3805.5 | 3805.5 | 1 | Air Source Heat Pump | NULL | Electric | Programmable Thermostat | NULL | 7.7 | 2: 7.7-8.2 | Condenser | 2014 | 2011 and later | 2 | ASHP
| SITE_00700 | 1982 | 2010 and earlier | Single Family | 3805.5 | 3805.5 | 2 | gFAF | NULL | Natural Gas | Manual Thermostat - Digital | 60000 | NULL | NULL | Furnace | NULL | NULL | NULL | gFAF
| SITE_00701 | 2009 | 2010 and earlier | Manufactured | 1824.63 | 1824.63 | 2 | Stove/Fireplace | Space Heating Stove | Wood (Cord) | None | NULL | NULL | NULL | NULL | NULL | NULL | NULL | Other
| SITE_00702 | 1970 | 2010 and earlier | Single Family | 3805.5 | 3805.5 | 2 | gFAF | NULL | Natural Gas | Manual Thermostat - Analog | 66000 | NULL | NULL | Furnace | 2011 | 2011 and later | 5 | gFAF
| SITE_00703 | 2002 | 2010 and earlier | Single Family | 3931.6 | 3931.6 | 1 | Stove/Fireplace | Space Heating Stove | Wood (Cord) | NULL | NULL | NULL | NULL | NULL | NULL | NULL | NULL | Other
| SITE_00704 | 1970 | 2010 and earlier | Single Family | 3931.6 | 3931.6 | 1 | Air Source Heat Pump | NULL | Electric | Manual Thermostat - Analog | NULL | 7.7 | 2: 7.7-8.2 | Condenser | 2007 | 2010 and earlier | 9 | ASHP
| SITE_00705 | 1963 | 2010 and earlier | Single Family | 3805.5 | 3805.5 | 2 | gFAF | NULL | Natural Gas | Programmable Thermostat | 75000 | NULL | NULL | Furnace | 2003 | 2010 and earlier | 13 | gFAF
| SITE_00706 | 1993 | 2010 and earlier | Single Family | 3931.6 | 3931.6 | 1 | Air Source Heat Pump | NULL | Electric | Manual Thermostat - Digital | NULL | 9 | 4: 9.0-10.5 | Condenser | 2012 | 2011 and later | 4 | ASHP
| SITE_00707 | 2008 | 2010 and earlier | Single Family | 3805.5 | 3805.5 | 2 | eFAF | NULL | Electric | Programmable Thermostat | NULL | NULL | NULL | Furnace | 2006 | 2010 and earlier | 10 | eFAF
| SITE_00708 | 1963 | 2010 and earlier | Single Family | 3931.6 | 3931.6 | 1 | Air Source Heat Pump | NULL | Electric | Programmable Thermostat | NULL | 8.2 | 2: 7.7-8.2 | Condenser | 2016 | 2011 and later | 0 | ASHP
| SITE_00709 | 1975 | 2010 and earlier | Single Family | 3931.6 | 3931.6 | 2 | eFAF | NULL | Electric | Programmable Thermostat | NULL | NULL | NULL | Furnace | NULL | NULL | NULL | eFAF
| SITE_00710 | 1999 | 2010 and earlier | Single Family | 3931.6 | 3931.6 | 1 | Stove/Fireplace | Space Heating Stove | Wood (Cord) | None | NULL | NULL | NULL | NULL | NULL | NULL | NULL | Other
| SITE_00711 | 2015 | 2011 and later | Single Family | 3931.6 | 1965.8 | 2 | Air Source Heat Pump | NULL | Electric | Programmable Thermostat | NULL | NULL | NULL | Condenser | 2014 | 2011 and later | 2 | ASHP
| SITE_00711 | 2015 | 2011 and later | Single Family | 3931.6 | 1965.8 | 2 | Air Source Heat Pump | NULL | Electric | Programmable Thermostat | NULL | NULL | NULL | Condenser | 2013 | 2011 and later | 3 | ASHP
| SITE_00712 | 2012 | 2011 and later | Single Family | 3805.5 | 3805.5 | 2 | gFAF | NULL | Natural Gas | Smart/Wi-Fi Thermostat | 60000 | NULL | NULL | Furnace | 2011 | 2011 and later | 5 | gFAF
| SITE_00713 | 2007 | 2010 and earlier | Single Family | 3805.5 | 3805.5 | 1 | Air Source Heat Pump | NULL | Electric | Smart/Wi-Fi Thermostat | NULL | 10.5 | 5: 10.5 or higher | Condenser | 2016 | 2011 and later | 0 | ASHP
| SITE_00714 | 1998 | 2010 and earlier | Single Family | 3931.6 | 3931.6 | 1 | gFAF | NULL | Natural Gas | Programmable Thermostat | 75000 | NULL | NULL | Furnace | 1997 | 2010 and earlier | 19 | gFAF
| SITE_00715 | 1908 | 2010 and earlier | Single Family | 3805.5 | 3805.5 | 2 | gFAF | NULL | Natural Gas | Programmable Thermostat | 100000 | NULL | NULL | Furnace | 1998 | 2010 and earlier | 18 | gFAF
| SITE_00716 | 2008 | 2010 and earlier | Single Family | 3931.6 | 3931.6 | 2 | gFAF | NULL | Natural Gas | Programmable Thermostat | 50000 | NULL | NULL | Furnace | 2008 | 2010 and earlier | 8 | gFAF
| SITE_00717 | 2003 | 2010 and earlier | Manufactured | 1628.92 | 1628.92 | 2 | gFAF | NULL | Natural Gas | Programmable Thermostat | 60000 | NULL | NULL | Furnace | 2016 | 2011 and later | 0 | gFAF
| SITE_00718 | 1998 | 2010 and earlier | Multifamily Residence | 1819.67 | 909.835 | 1 | Zonal Heat | Unit Heater | Electric | Manual Thermostat - Analog | NULL | NULL | NULL | Unknown | NULL | NULL | NULL | Zonal
| SITE_00718 | 1998 | 2010 and earlier | Multifamily Residence | 1819.67 | 909.835 | 1 | Zonal Heat | Electric Plug-In Heater | Electric | Manual Thermostat - Digital | NULL | NULL | NULL | Unknown | NULL | NULL | NULL | Zonal
| SITE_00719 | 2001 | 2010 and earlier | Single Family | 3931.6 | 3931.6 | 1 | gFAF | Dual Fuel Primary | Natural Gas | Programmable Thermostat | 60000 | NULL | NULL | Furnace | 2001 | 2010 and earlier | 15 | gFAF
| SITE_00720 | 1993 | 2010 and earlier | Single Family | 3805.5 | 3805.5 | 1 | gFAF | NULL | Natural Gas | Programmable Thermostat | 80000 | NULL | NULL | Furnace | 1992 | 2010 and earlier | 24 | gFAF
| SITE_00721 | 2006 | 2010 and earlier | Single Family | 3931.6 | 3931.6 | 1 | gFAF | NULL | Natural Gas | Unknown | NULL | NULL | NULL | Furnace | 2009 | 2010 and earlier | 7 | gFAF
| SITE_00722 | 1979 | 2010 and earlier | Single Family | 3931.6 | 3931.6 | 1 | Air Source Heat Pump | NULL | Electric | Manual Thermostat - Digital | NULL | 6.89 | 1: 7.7 and below | Condenser | 1994 | 2010 and earlier | 22 | ASHP
| SITE_00723 | 1905 | 2010 and earlier | Single Family | 3805.5 | 3805.5 | 2 | Electric Baseboard | NULL | Electric | Manual Thermostat - Analog | NULL | NULL | NULL | NULL | NULL | NULL | NULL | Zonal
| SITE_00724 | 2008 | 2010 and earlier | Single Family | 3805.5 | 3805.5 | 2 | gFAF | NULL | Natural Gas | Programmable Thermostat | 75000 | NULL | NULL | Furnace | 2006 | 2010 and earlier | 10 | gFAF
| SITE_00725 | 1920 | 2010 and earlier | Single Family | 3805.5 | 3805.5 | 2 | gFAF | NULL | Natural Gas | Unknown | NULL | NULL | NULL | Furnace | NULL | NULL | NULL | gFAF
| SITE_00726 | 1980 | 2010 and earlier | Manufactured | 1824.63 | 1824.63 | 1 | eFAF | NULL | Electric | Programmable Thermostat | NULL | NULL | NULL | Furnace | NULL | NULL | NULL | eFAF
| SITE_00727 | 1959 | 2010 and earlier | Single Family | 3931.6 | 3931.6 | 2 | gFAF | NULL | Natural Gas | Programmable Thermostat | 60000 | NULL | NULL | Furnace | 2013 | 2011 and later | 3 | gFAF
| SITE_00728 | 1997 | 2010 and earlier | Single Family | 3805.5 | 3805.5 | 1 | Geothermal Heat Pump | Ground Loop | Electric | Programmable Thermostat | NULL | NULL | NULL | Condenser | NULL | NULL | NULL | GSHP
| SITE_00729 | 1926 | 2010 and earlier | Single Family | 3805.5 | 3805.5 | 2 | gFAF | NULL | Natural Gas | Manual Thermostat - Analog | 75000 | NULL | NULL | Furnace | 1999 | 2010 and earlier | 17 | gFAF
| SITE_00730 | 1968 | 2010 and earlier | Single Family | 3931.6 | 3931.6 | 1 | Air Source Heat Pump | NULL | Electric | Programmable Thermostat | NULL | 7.7 | 2: 7.7-8.2 | Condenser | 2004 | 2010 and earlier | 12 | ASHP
| SITE_00731 | 2005 | 2010 and earlier | Single Family | 3931.6 | 3931.6 | 1 | gFAF | NULL | Natural Gas | Programmable Thermostat | 75000 | NULL | NULL | Furnace | NULL | NULL | NULL | gFAF
| SITE_00732 | 1993 | 2010 and earlier | Single Family | 3931.6 | 3931.6 | 1 | Air Source Heat Pump | NULL | Electric | Manual Thermostat - Digital | NULL | 10 | 4: 9.0-10.5 | Condenser | 2016 | 2011 and later | 0 | ASHP
| SITE_00733 | 1992 | 2010 and earlier | Single Family | 3805.5 | 3805.5 | 2 | Air Source Heat Pump | NULL | Electric | Programmable Thermostat | NULL | 9 | 4: 9.0-10.5 | Condenser | 2010 | 2010 and earlier | 6 | ASHP
| SITE_00734 | 1955 | 2010 and earlier | Single Family | 3805.5 | 3805.5 | 2 | gFAF | NULL | Oil/Kerosene | Manual Thermostat - Analog | NULL | NULL | NULL | Furnace | NULL | NULL | NULL | gFAF
| SITE_00735 | 1956 | 2010 and earlier | Single Family | 3805.5 | 3805.5 | 1 | Electric Baseboard | NULL | Electric | Manual Thermostat - Analog | NULL | NULL | NULL | NULL | NULL | NULL | NULL | Zonal
| SITE_00736 | 2008 | 2010 and earlier | Single Family | 3805.5 | 3805.5 | 1 | Air Source Heat Pump | NULL | Electric | Programmable Thermostat | NULL | 7.7 | 2: 7.7-8.2 | Condenser | 2005 | 2010 and earlier | 11 | ASHP
| SITE_00737 | 1907 | 2010 and earlier | Single Family | 3805.5 | 3805.5 | 2 | gFAF | NULL | Natural Gas | Smart/Wi-Fi Thermostat | 60000 | NULL | NULL | Furnace | 2008 | 2010 and earlier | 8 | gFAF
| SITE_00738 | 1964 | 2010 and earlier | Single Family | 3931.6 | 3931.6 | 2 | gFAF | NULL | Natural Gas | Programmable Thermostat | 75000 | NULL | NULL | Furnace | 1998 | 2010 and earlier | 18 | gFAF
| SITE_00739 | 2005 | 2010 and earlier | Single Family | 3931.6 | 3931.6 | 1 | Air Source Heat Pump | NULL | Electric | Programmable Thermostat | NULL | NULL | NULL | Condenser | 2004 | 2010 and earlier | 12 | ASHP
| SITE_00740 | 1951 | 2010 and earlier | Single Family | 3931.6 | 3931.6 | 2 | Zonal Heat | Unit Heater | Electric | Manual Thermostat - Analog | NULL | NULL | NULL | Unknown | NULL | NULL | NULL | Zonal
| SITE_00741 | 1976 | 2010 and earlier | Single Family | 3931.6 | 3931.6 | 2 | Geothermal Heat Pump | Ground Loop | Electric | Programmable Thermostat | NULL | NULL | NULL | Condenser | 2012 | 2011 and later | 4 | GSHP
| SITE_00742 | 1970 | 2010 and earlier | Single Family | 3805.5 | 3805.5 | 1 | gFAF | NULL | Natural Gas | Manual Thermostat - Analog | 55000 | NULL | NULL | Furnace | NULL | NULL | NULL | gFAF
| SITE_00743 | 1972 | 2010 and earlier | Multifamily Residence | 687.85 | 687.85 | 1 | NULL | NULL | NULL | NULL | NULL | NULL | NULL | NULL | NULL | NULL | NULL | Other
| SITE_00744 | 1972 | 2010 and earlier | Manufactured | 1628.92 | 1628.92 | 1 | eFAF | NULL | Electric | Programmable Thermostat | NULL | NULL | NULL | Furnace | 1972 | 2010 and earlier | 44 | eFAF
| SITE_00745 | 1942 | 2010 and earlier | Single Family | 3805.5 | 3805.5 | 2 | gFAF | NULL | Natural Gas | Programmable Thermostat | 75000 | NULL | NULL | Furnace | 1993 | 2010 and earlier | 23 | gFAF
| SITE_00746 | 1962 | 2010 and earlier | Single Family | 3805.5 | 3805.5 | 2 | gFAF | NULL | Natural Gas | Manual Thermostat - Digital | 72000 | NULL | NULL | Furnace | 2003 | 2010 and earlier | 13 | gFAF
| SITE_00747 | 1914 | 2010 and earlier | Single Family | 3805.5 | 3805.5 | 2 | gFAF | NULL | Natural Gas | Programmable Thermostat | 100000 | NULL | NULL | Furnace | 1993 | 2010 and earlier | 23 | gFAF
| SITE_00748 | 1979 | 2010 and earlier | Single Family | 3931.6 | 3931.6 | 1 | Air Source Heat Pump | NULL | Electric | Programmable Thermostat | NULL | 8.5 | 3: 8.3-9.0 | Condenser | 2007 | 2010 and earlier | 9 | ASHP
| SITE_00749 | 1996 | 2010 and earlier | Single Family | 3805.5 | 3805.5 | 1 | gFAF | NULL | Natural Gas | Programmable Thermostat | 69000 | NULL | NULL | Furnace | 1996 | 2010 and earlier | 20 | gFAF
| SITE_00750 | 1997 | 2010 and earlier | Single Family | 3931.6 | 3931.6 | 1 | gFAF | NULL | Natural Gas | Manual Thermostat - Digital | 75000 | NULL | NULL | Furnace | 1999 | 2010 and earlier | 17 | gFAF
| SITE_00751 | 1973 | 2010 and earlier | Single Family | 3805.5 | 3805.5 | 2 | gFAF | NULL | Natural Gas | Manual Thermostat - Digital | 100000 | NULL | NULL | Furnace | 1990 | 2010 and earlier | 26 | gFAF
| SITE_00752 | 1968 | 2010 and earlier | Single Family | 3931.6 | 3931.6 | 1 | Air Source Heat Pump | NULL | Electric | Programmable Thermostat | NULL | 9.5 | 4: 9.0-10.5 | Condenser | 2011 | 2011 and later | 5 | ASHP
| SITE_00753 | 1951 | 2010 and earlier | Single Family | 3805.5 | 3805.5 | 1 | eFAF | NULL | Electric | Programmable Thermostat | NULL | NULL | NULL | Furnace | 2015 | 2011 and later | 1 | eFAF
| SITE_00754 | 1994 | 2010 and earlier | Single Family | 3931.6 | 3931.6 | 2 | gFAF | NULL | Natural Gas | Manual Thermostat - Analog | 66000 | NULL | NULL | Furnace | 1994 | 2010 and earlier | 22 | gFAF
| SITE_00755 | 1953 | 2010 and earlier | Single Family | 3805.5 | 3805.5 | 2 | gFAF | NULL | Natural Gas | Programmable Thermostat | 60000 | NULL | NULL | Furnace | 2001 | 2010 and earlier | 15 | gFAF
| SITE_00756 | 2006 | 2010 and earlier | Single Family | 3931.6 | 3931.6 | 1 | gFAF | NULL | Natural Gas | Manual Thermostat - Analog | 80000 | NULL | NULL | Furnace | 2006 | 2010 and earlier | 10 | gFAF
| SITE_00757 | 1921 | 2010 and earlier | Single Family | 3805.5 | 3805.5 | 2 | gFAF | NULL | Natural Gas | Programmable Thermostat | 69000 | NULL | NULL | Furnace | 2010 | 2010 and earlier | 6 | gFAF
| SITE_00758 | 1910 | 2010 and earlier | Single Family | 3805.5 | 3805.5 | 2 | gFAF | NULL | Natural Gas | Programmable Thermostat | 75000 | NULL | NULL | Furnace | 1993 | 2010 and earlier | 23 | gFAF
| SITE_00759 | 2005 | 2010 and earlier | Single Family | 3931.6 | 3931.6 | 2 | gFAF | NULL | Natural Gas | Programmable Thermostat | 75000 | NULL | NULL | Furnace | 2005 | 2010 and earlier | 11 | gFAF
| SITE_00760 | 1992 | 2010 and earlier | Single Family | 3805.5 | 3805.5 | 2 | gFAF | NULL | Natural Gas | Manual Thermostat - Analog | 100000 | NULL | NULL | Furnace | 1993 | 2010 and earlier | 23 | gFAF
| SITE_00761 | 2005 | 2010 and earlier | Single Family | 3805.5 | 3805.5 | 2 | gFAF | Dual Fuel Primary | Natural Gas | Smart/Wi-Fi Thermostat | 88000 | NULL | NULL | Furnace | 2004 | 2010 and earlier | 12 | gFAF
| SITE_00762 | 1999 | 2010 and earlier | Single Family | 3805.5 | 3805.5 | 2 | gFAF | NULL | Natural Gas | Programmable Thermostat | 88000 | NULL | NULL | Furnace | 1996 | 2010 and earlier | 20 | gFAF
| SITE_00763 | 1992 | 2010 and earlier | Single Family | 3805.5 | 3805.5 | 2 | gFAF | NULL | Natural Gas | Programmable Thermostat | 77000 | NULL | NULL | Furnace | 2012 | 2011 and later | 4 | gFAF
| SITE_00764 | 1980 | 2010 and earlier | Single Family | 3805.5 | 3805.5 | 2 | gFAF | NULL | Natural Gas | Programmable Thermostat | 80000 | NULL | NULL | Furnace | 2007 | 2010 and earlier | 9 | gFAF
| SITE_00765 | 1952 | 2010 and earlier | Single Family | 3931.6 | 3931.6 | 1 | Air Source Heat Pump | NULL | Electric | Programmable Thermostat | NULL | 9 | 4: 9.0-10.5 | Condenser | 1999 | 2010 and earlier | 17 | ASHP
| SITE_00766 | 2003 | 2010 and earlier | Single Family | 3931.6 | 3931.6 | 2 | gFAF | NULL | Natural Gas | Programmable Thermostat | 60000 | NULL | NULL | Furnace | 2014 | 2011 and later | 2 | gFAF
| SITE_00767 | 1938 | 2010 and earlier | Single Family | 3805.5 | 3805.5 | 2 | gFAF | NULL | Natural Gas | Programmable Thermostat | NULL | NULL | NULL | Furnace | NULL | NULL | NULL | gFAF
| SITE_00768 | 1989 | 2010 and earlier | Single Family | 3805.5 | 3805.5 | 2 | gFAF | NULL | Natural Gas | Smart/Wi-Fi Thermostat | 88000 | NULL | NULL | Furnace | 2014 | 2011 and later | 2 | gFAF
| SITE_00769 | 1980 | 2010 and earlier | Manufactured | 1824.63 | 1824.63 | 1 | Air Source Heat Pump | NULL | Electric | Manual Thermostat - Digital | NULL | 8 | 2: 7.7-8.2 | Condenser | 2007 | 2010 and earlier | 9 | ASHP
| SITE_00770 | 1959 | 2010 and earlier | Single Family | 3805.5 | 3805.5 | 2 | Boiler | Hot Water | Natural Gas | Programmable Thermostat | 165000 | NULL | NULL | Boiler | NULL | NULL | NULL | Other
| SITE_00771 | 1976 | 2010 and earlier | Single Family | 3805.5 | 3805.5 | 2 | gFAF | NULL | Natural Gas | Smart/Wi-Fi Thermostat | 60000 | NULL | NULL | Furnace | 1993 | 2010 and earlier | 23 | gFAF
| SITE_00772 | 1950 | 2010 and earlier | Single Family | 3805.5 | 3805.5 | 2 | gFAF | NULL | Natural Gas | Manual Thermostat - Analog | 75000 | NULL | NULL | Furnace | 1984 | 2010 and earlier | 32 | gFAF
| SITE_00773 | 1954 | 2010 and earlier | Single Family | 3805.5 | 3805.5 | 1 | Air Source Heat Pump | Dual Fuel Primary | Electric | Programmable Thermostat | NULL | 7.7 | 2: 7.7-8.2 | Condenser | 2009 | 2010 and earlier | 7 | ASHP
| SITE_00774 | 1959 | 2010 and earlier | Manufactured | 1628.92 | 1628.92 | 2 | Stove/Fireplace | Space Heating Stove | Wood (Pellets) | Manual Thermostat - Analog | NULL | NULL | NULL | NULL | NULL | NULL | NULL | Other
| SITE_00775 | 1978 | 2010 and earlier | Single Family | 3805.5 | 3805.5 | 1 | Air Source Heat Pump | NULL | Electric | Programmable Thermostat | NULL | 6.9 | 1: 7.7 and below | Condenser | 1998 | 2010 and earlier | 18 | ASHP
| SITE_00776 | 1993 | 2010 and earlier | Single Family | 3931.6 | 3931.6 | 1 | Air Source Heat Pump | NULL | Electric | Programmable Thermostat | NULL | NULL | NULL | Condenser | 1992 | 2010 and earlier | 24 | ASHP
| SITE_00777 | 1994 | 2010 and earlier | Single Family | 3805.5 | 3805.5 | 1 | Air Source Heat Pump | NULL | Electric | Unknown | NULL | NULL | NULL | Condenser | 1994 | 2010 and earlier | 22 | ASHP
| SITE_00778 | 1930 | 2010 and earlier | Single Family | 3805.5 | 3805.5 | 1 | Zonal Heat | Unit Heater | Electric | Manual Thermostat - Analog | NULL | NULL | NULL | Unknown | NULL | NULL | NULL | Zonal
| SITE_00779 | 2005 | 2010 and earlier | Single Family | 3805.5 | 3805.5 | 2 | gFAF | NULL | Natural Gas | Manual Thermostat - Digital | 75000 | NULL | NULL | Furnace | 2005 | 2010 and earlier | 11 | gFAF
| SITE_00780 | 1978 | 2010 and earlier | Single Family | 3805.5 | 3805.5 | 2 | gFAF | NULL | Natural Gas | Programmable Thermostat | 100000 | NULL | NULL | Furnace | 1996 | 2010 and earlier | 20 | gFAF
| SITE_00781 | 1927 | 2010 and earlier | Single Family | 3805.5 | 3805.5 | 2 | gFAF | Dual Fuel Primary | Natural Gas | Programmable Thermostat | 66000 | NULL | NULL | Furnace | 2010 | 2010 and earlier | 6 | gFAF
| SITE_00782 | 1899 | 2010 and earlier | Single Family | 3805.5 | 3805.5 | 2 | gFAF | NULL | Natural Gas | Manual Thermostat - Digital | 60000 | NULL | NULL | Furnace | 2000 | 2010 and earlier | 16 | gFAF
| SITE_00783 | 1954 | 2010 and earlier | Single Family | 3931.6 | 3931.6 | 1 | Air Source Heat Pump | NULL | Electric | Programmable Thermostat | NULL | 8.85 | 3: 8.3-9.0 | Condenser | 2000 | 2010 and earlier | 16 | ASHP
| SITE_00784 | 2005 | 2010 and earlier | Single Family | 3805.5 | 3805.5 | 2 | gFAF | NULL | Natural Gas | Programmable Thermostat | 75000 | NULL | NULL | Furnace | 2005 | 2010 and earlier | 11 | gFAF
| SITE_00785 | 2008 | 2010 and earlier | Manufactured | 1628.92 | 1628.92 | 2 | Stove/Fireplace | Space Heating Stove | Propane | Thermostat | 40000 | NULL | NULL | NULL | NULL | NULL | NULL | Other
| SITE_00786 | 1978 | 2010 and earlier | Single Family | 3805.5 | 3805.5 | 1 | eFAF | NULL | Electric | Manual Thermostat - Analog | NULL | NULL | NULL | Furnace | 1991 | 2010 and earlier | 25 | eFAF
| SITE_00787 | 1963 | 2010 and earlier | Single Family | 3931.6 | 3931.6 | 1 | Electric Baseboard | NULL | Electric | Manual Thermostat - Analog | NULL | NULL | NULL | NULL | NULL | NULL | NULL | Zonal
| SITE_00788 | 1973 | 2010 and earlier | Single Family | 3805.5 | 3805.5 | 2 | gFAF | NULL | Natural Gas | Manual Thermostat - Digital | 100000 | NULL | NULL | Furnace | NULL | NULL | NULL | gFAF
| SITE_00789 | 2007 | 2010 and earlier | Single Family | 3931.6 | 3931.6 | 2 | Air Source Heat Pump | NULL | Electric | Smart/Wi-Fi Thermostat | NULL | 8.2 | 2: 7.7-8.2 | Condenser | 2016 | 2011 and later | 0 | ASHP
| SITE_00790 | 1935 | 2010 and earlier | Single Family | 3805.5 | 3805.5 | 1 | gFAF | NULL | Natural Gas | Programmable Thermostat | 66000 | NULL | NULL | Furnace | 2014 | 2011 and later | 2 | gFAF
| SITE_00791 | 2007 | 2010 and earlier | Multifamily Residence | 2000.27 | 2000.27 | 1 | Stove/Fireplace | Fireplace - Factory-Built Insert | Natural Gas | Manual Thermostat - Analog | NULL | NULL | NULL | NULL | NULL | NULL | NULL | Other
| SITE_00792 | 1991 | 2010 and earlier | Multifamily Residence | 2000.27 | 2000.27 | 1 | Zonal Heat | Unit Heater | Electric | Manual Thermostat - Analog | NULL | NULL | NULL | Unknown | NULL | NULL | NULL | Zonal
| SITE_00793 | 1998 | 2010 and earlier | Multifamily Residence | 2000.27 | 2000.27 | 1 | gFAF | NULL | Unknown | Programmable Thermostat | NULL | NULL | NULL | Furnace | NULL | NULL | NULL | gFAF
| SITE_00794 | 1938 | 2010 and earlier | Multifamily Residence | 2002.39 | 2002.39 | 1 | Mini-Split HP | NULL | Electric | Manual Thermostat - Digital | NULL | NULL | NULL | Condenser | NULL | NULL | NULL | DHP
| SITE_00795 | 1984 | 2010 and earlier | Multifamily Residence | 2000.27 | 1000.135 | 1 | Electric Baseboard | NULL | Electric | Manual Thermostat - Analog | NULL | NULL | NULL | NULL | NULL | NULL | NULL | Zonal
| SITE_00795 | 1984 | 2010 and earlier | Multifamily Residence | 2000.27 | 1000.135 | 1 | Electric Baseboard | NULL | Electric | Manual Thermostat - Analog | NULL | NULL | NULL | NULL | NULL | NULL | NULL | Zonal
| SITE_00796 | 2004 | 2010 and earlier | Multifamily Residence | 2002.39 | 2002.39 | 1 | Stove/Fireplace | Fireplace - Factory-Built Insert | Natural Gas | Thermostat | 20000 | NULL | NULL | NULL | NULL | NULL | NULL | Other
| SITE_00797 | 2003 | 2010 and earlier | Multifamily Residence | 2000.27 | 2000.27 | 1 | Boiler | Hot Water | Natural Gas | Manual Thermostat - Analog | NULL | NULL | NULL | Boiler | NULL | NULL | NULL | Other
| SITE_00798 | NULL | NULL | Multifamily Residence | 2000.27 | 500.0675 | 1 | Electric Baseboard | NULL | Electric | Manual Thermostat - Analog | NULL | NULL | NULL | NULL | NULL | NULL | NULL | Zonal
| SITE_00798 | NULL | NULL | Multifamily Residence | 2000.27 | 500.0675 | 1 | Electric Baseboard | NULL | Electric | Manual Thermostat - Analog | NULL | NULL | NULL | NULL | NULL | NULL | NULL | Zonal
| SITE_00798 | NULL | NULL | Multifamily Residence | 2000.27 | 500.0675 | 1 | Electric Baseboard | NULL | Electric | Manual Thermostat - Analog | NULL | NULL | NULL | NULL | NULL | NULL | NULL | Zonal
| SITE_00798 | NULL | NULL | Multifamily Residence | 2000.27 | 500.0675 | 1 | Electric Baseboard | NULL | Electric | Manual Thermostat - Analog | NULL | NULL | NULL | NULL | NULL | NULL | NULL | Zonal
| SITE_00799 | 1999 | 2010 and earlier | Multifamily Residence | 2000.27 | 2000.27 | 1 | gFAF | NULL | Natural Gas | Programmable Thermostat | 40000 | NULL | NULL | Furnace | 2012 | 2011 and later | 4 | gFAF
| SITE_00800 | 1980 | 2010 and earlier | Multifamily Residence | 2000.27 | 2000.27 | 1 | Zonal Heat | Unit Heater | Electric | Manual Thermostat - Analog | NULL | NULL | NULL | Unknown | NULL | NULL | NULL | Zonal
| SITE_00801 | NULL | NULL | Multifamily Residence | 2000.27 | 2000.27 | 1 | Zonal Heat | Unit Heater | Electric | Manual Thermostat - Analog | NULL | NULL | NULL | Unknown | NULL | NULL | NULL | Zonal
| SITE_00802 | 2000 | 2010 and earlier | Multifamily Residence | 2000.27 | 2000.27 | 1 | Stove/Fireplace | Fireplace - Factory-Built Insert | Natural Gas | Thermostat | NULL | NULL | NULL | NULL | NULL | NULL | NULL | Other
| SITE_00803 | 1990 | 2010 and earlier | Multifamily Residence | 2000.27 | 2000.27 | 1 | Zonal Heat | Vertical Wall Heater | Electric | Manual Thermostat - Analog | NULL | NULL | NULL | Unknown | NULL | NULL | NULL | Zonal
| SITE_00804 | 2000 | 2010 and earlier | Multifamily Residence | 2000.27 | 1000.135 | 1 | Electric Baseboard | NULL | Electric | Manual Thermostat - Analog | NULL | NULL | NULL | NULL | NULL | NULL | NULL | Zonal
| SITE_00804 | 2000 | 2010 and earlier | Multifamily Residence | 2000.27 | 1000.135 | 1 | Electric Baseboard | NULL | Electric | Manual Thermostat - Analog | NULL | NULL | NULL | NULL | NULL | NULL | NULL | Zonal
| SITE_00805 | 1986 | 2010 and earlier | Multifamily Residence | 2000.27 | 666.7567 | 1 | Electric Baseboard | NULL | Electric | Programmable Thermostat | NULL | NULL | NULL | NULL | NULL | NULL | NULL | Zonal
| SITE_00805 | 1986 | 2010 and earlier | Multifamily Residence | 2000.27 | 666.7567 | 1 | Electric Baseboard | NULL | Electric | Programmable Thermostat | NULL | NULL | NULL | NULL | NULL | NULL | NULL | Zonal
| SITE_00805 | 1986 | 2010 and earlier | Multifamily Residence | 2000.27 | 666.7567 | 1 | Electric Baseboard | NULL | Electric | Manual Thermostat - Analog | NULL | NULL | NULL | NULL | NULL | NULL | NULL | Zonal
| SITE_00806 | 1981 | 2010 and earlier | Single Family | 12576.67 | 3144.1675 | 1 | Electric Baseboard | NULL | Electric | Manual Thermostat - Analog | NULL | NULL | NULL | NULL | NULL | NULL | NULL | Zonal
| SITE_00806 | 1981 | 2010 and earlier | Single Family | 12576.67 | 3144.1675 | 1 | Electric Baseboard | NULL | Electric | Manual Thermostat - Analog | NULL | NULL | NULL | NULL | NULL | NULL | NULL | Zonal
| SITE_00806 | 1981 | 2010 and earlier | Single Family | 12576.67 | 3144.1675 | 1 | Electric Baseboard | NULL | Electric | Manual Thermostat - Analog | NULL | NULL | NULL | NULL | NULL | NULL | NULL | Zonal
| SITE_00806 | 1981 | 2010 and earlier | Single Family | 12576.67 | 3144.1675 | 1 | Electric Baseboard | NULL | Electric | Manual Thermostat - Analog | NULL | NULL | NULL | NULL | NULL | NULL | NULL | Zonal
| SITE_00807 | 1941 | 2010 and earlier | Single Family | 12576.67 | 12576.67 | 1 | Zonal Heat | Electric Plug-In Heater | Electric | Manual Thermostat - Analog | NULL | NULL | NULL | Unknown | NULL | NULL | NULL | Zonal
| SITE_00808 | 1979 | 2010 and earlier | Multifamily Residence | 2000.27 | 2000.27 | 1 | eFAF | NULL | Electric | Manual Thermostat - Analog | NULL | NULL | NULL | Furnace | NULL | NULL | NULL | eFAF
| SITE_00809 | 1912 | 2010 and earlier | Multifamily Residence | 2002.39 | 2002.39 | 1 | Radiant Heat | NULL | Building Central System | Unknown | NULL | NULL | NULL | Unknown | NULL | NULL | NULL | Zonal
| SITE_00810 | 2001 | 2010 and earlier | Multifamily Residence | 2000.27 | 2000.27 | 1 | eFAF | NULL | Electric | Manual Thermostat - Analog | NULL | NULL | NULL | Furnace | 2001 | 2010 and earlier | 15 | eFAF
| SITE_00811 | NULL | NULL | Multifamily Residence | 2000.27 | 2000.27 | 1 | Electric Baseboard | NULL | Electric | Manual Thermostat - Analog | NULL | NULL | NULL | NULL | NULL | NULL | NULL | Zonal
| SITE_00812 | 1979 | 2010 and earlier | Multifamily Residence | 2000.27 | 1000.135 | 1 | Electric Baseboard | NULL | Electric | Manual Thermostat - Analog | NULL | NULL | NULL | NULL | NULL | NULL | NULL | Zonal
| SITE_00812 | 1979 | 2010 and earlier | Multifamily Residence | 2000.27 | 1000.135 | 1 | Electric Baseboard | NULL | Electric | Manual Thermostat - Analog | NULL | NULL | NULL | NULL | NULL | NULL | NULL | Zonal
| SITE_00813 | 1986 | 2010 and earlier | Multifamily Residence | 2000.27 | 2000.27 | 1 | Zonal Heat | Vertical Wall Heater | Electric | Manual Thermostat - Analog | NULL | NULL | NULL | Unknown | NULL | NULL | NULL | Zonal
| SITE_00814 | NULL | NULL | Multifamily Residence | 2000.27 | 666.7567 | 1 | Electric Baseboard | NULL | Electric | Manual Thermostat - Analog | NULL | NULL | NULL | NULL | NULL | NULL | NULL | Zonal
| SITE_00814 | NULL | NULL | Multifamily Residence | 2000.27 | 666.7567 | 1 | Electric Baseboard | NULL | Electric | Manual Thermostat - Analog | NULL | NULL | NULL | NULL | NULL | NULL | NULL | Zonal
| SITE_00814 | NULL | NULL | Multifamily Residence | 2000.27 | 666.7567 | 1 | Electric Baseboard | NULL | Electric | Manual Thermostat - Analog | NULL | NULL | NULL | NULL | NULL | NULL | NULL | Zonal
| SITE_00815 | 1970 | 2010 and earlier | Multifamily Residence | 2000.27 | 1000.135 | 1 | Zonal Heat | Vertical Wall Heater | Electric | Manual Thermostat - Analog | NULL | NULL | NULL | Unknown | NULL | NULL | NULL | Zonal
| SITE_00815 | 1970 | 2010 and earlier | Multifamily Residence | 2000.27 | 1000.135 | 1 | Zonal Heat | Unit Heater | Electric | Manual Thermostat - Analog | NULL | NULL | NULL | Unknown | NULL | NULL | NULL | Zonal
| SITE_00816 | 1991 | 2010 and earlier | Multifamily Residence | 2000.27 | 2000.27 | 1 | Zonal Heat | Vertical Wall Heater | Electric | Manual Thermostat - Analog | NULL | NULL | NULL | Unknown | NULL | NULL | NULL | Zonal
| SITE_00817 | 1973 | 2010 and earlier | Multifamily Residence | 2103.18 | 525.795 | 3 | Electric Baseboard | NULL | Electric | Manual Thermostat - Analog | NULL | NULL | NULL | NULL | NULL | NULL | NULL | Zonal
| SITE_00817 | 1973 | 2010 and earlier | Multifamily Residence | 2103.18 | 525.795 | 3 | Electric Baseboard | NULL | Electric | Manual Thermostat - Analog | NULL | NULL | NULL | NULL | NULL | NULL | NULL | Zonal
| SITE_00817 | 1973 | 2010 and earlier | Multifamily Residence | 2103.18 | 525.795 | 3 | Electric Baseboard | NULL | Electric | Manual Thermostat - Analog | NULL | NULL | NULL | NULL | NULL | NULL | NULL | Zonal
| SITE_00817 | 1973 | 2010 and earlier | Multifamily Residence | 2103.18 | 525.795 | 3 | Electric Baseboard | NULL | Electric | Manual Thermostat - Analog | NULL | NULL | NULL | NULL | NULL | NULL | NULL | Zonal
| SITE_00818 | 1970 | 2010 and earlier | Single Family | 1882.4 | 941.2 | 3 | Electric Baseboard | NULL | Electric | Manual Thermostat - Analog | NULL | NULL | NULL | NULL | NULL | NULL | NULL | Zonal
| SITE_00818 | 1970 | 2010 and earlier | Single Family | 1882.4 | 941.2 | 3 | Electric Baseboard | NULL | Electric | Manual Thermostat - Analog | NULL | NULL | NULL | NULL | NULL | NULL | NULL | Zonal
| SITE_00819 | 1975 | 2010 and earlier | Multifamily Residence | 214.04 | 53.51 | 2 | Electric Baseboard | NULL | Electric | Manual Thermostat - Analog | NULL | NULL | NULL | NULL | NULL | NULL | NULL | Zonal
| SITE_00819 | 1975 | 2010 and earlier | Multifamily Residence | 214.04 | 53.51 | 2 | Electric Baseboard | NULL | Electric | Manual Thermostat - Analog | NULL | NULL | NULL | NULL | NULL | NULL | NULL | Zonal
| SITE_00819 | 1975 | 2010 and earlier | Multifamily Residence | 214.04 | 53.51 | 2 | Electric Baseboard | NULL | Electric | Manual Thermostat - Analog | NULL | NULL | NULL | NULL | NULL | NULL | NULL | Zonal
| SITE_00819 | 1975 | 2010 and earlier | Multifamily Residence | 214.04 | 53.51 | 2 | Electric Baseboard | NULL | Electric | Manual Thermostat - Analog | NULL | NULL | NULL | NULL | NULL | NULL | NULL | Zonal
| SITE_00820 | 1970 | 2010 and earlier | Single Family | 1882.4 | 1882.4 | 2 | Zonal Heat | Vertical Wall Heater | Electric | Manual Thermostat - Analog | NULL | NULL | NULL | Unknown | NULL | NULL | NULL | Zonal
| SITE_00821 | 1987 | 2010 and earlier | Single Family | 1882.4 | 1882.4 | 2 | gFAF | NULL | Natural Gas | Manual Thermostat - Analog | 60000 | NULL | NULL | Furnace | 1994 | 2010 and earlier | 22 | gFAF
| SITE_00822 | 1990 | 2010 and earlier | Single Family | 1882.4 | 1882.4 | 2 | Boiler | Hot Water | Natural Gas | Manual Thermostat - Analog | 52000 | NULL | NULL | Boiler | 1990 | 2010 and earlier | 26 | Other
| SITE_00823 | 2013 | 2011 and later | Single Family | 1882.4 | 941.2 | 2 | Electric Baseboard | NULL | Electric | Manual Thermostat - Analog | NULL | NULL | NULL | NULL | NULL | NULL | NULL | Zonal
| SITE_00823 | 2013 | 2011 and later | Single Family | 1882.4 | 941.2 | 2 | Electric Baseboard | NULL | Electric | Manual Thermostat - Analog | NULL | NULL | NULL | NULL | NULL | NULL | NULL | Zonal
| SITE_00824 | 1975 | 2010 and earlier | Multifamily Residence | 214.04 | 214.04 | 3 | gFAF | NULL | Natural Gas | Manual Thermostat - Analog | 66000 | NULL | NULL | Furnace | 1999 | 2010 and earlier | 17 | gFAF
| SITE_00825 | 1982 | 2010 and earlier | Single Family | 2661.5 | 887.1667 | 3 | Electric Baseboard | NULL | Electric | Manual Thermostat - Analog | NULL | NULL | NULL | NULL | NULL | NULL | NULL | Zonal
| SITE_00825 | 1982 | 2010 and earlier | Single Family | 2661.5 | 887.1667 | 3 | Electric Baseboard | NULL | Electric | Manual Thermostat - Analog | NULL | NULL | NULL | NULL | NULL | NULL | NULL | Zonal
| SITE_00825 | 1982 | 2010 and earlier | Single Family | 2661.5 | 887.1667 | 3 | Electric Baseboard | NULL | Electric | Manual Thermostat - Analog | NULL | NULL | NULL | NULL | NULL | NULL | NULL | Zonal
| SITE_00826 | 1973 | 2010 and earlier | Multifamily Residence | 214.04 | 107.02 | 3 | Electric Baseboard | NULL | Electric | Manual Thermostat - Analog | NULL | NULL | NULL | NULL | NULL | NULL | NULL | Zonal
| SITE_00826 | 1973 | 2010 and earlier | Multifamily Residence | 214.04 | 107.02 | 3 | Electric Baseboard | NULL | Electric | Manual Thermostat - Analog | NULL | NULL | NULL | NULL | NULL | NULL | NULL | Zonal
| SITE_00827 | 1986 | 2010 and earlier | Multifamily Residence | 214.04 | 107.02 | 3 | Electric Baseboard | NULL | Electric | Manual Thermostat - Analog | NULL | NULL | NULL | NULL | NULL | NULL | NULL | Zonal
| SITE_00827 | 1986 | 2010 and earlier | Multifamily Residence | 214.04 | 107.02 | 3 | Electric Baseboard | NULL | Electric | Manual Thermostat - Analog | NULL | NULL | NULL | NULL | NULL | NULL | NULL | Zonal
| SITE_00828 | 2002 | 2010 and earlier | Multifamily Residence | 214.04 | 107.02 | 3 | Zonal Heat | Unit Heater | Electric | Manual Thermostat - Analog | NULL | NULL | NULL | Unknown | NULL | NULL | NULL | Zonal
| SITE_00828 | 2002 | 2010 and earlier | Multifamily Residence | 214.04 | 107.02 | 3 | Zonal Heat | Vertical Wall Heater | Electric | Manual Thermostat - Analog | NULL | NULL | NULL | Unknown | NULL | NULL | NULL | Zonal
| SITE_00829 | 1987 | 2010 and earlier | Multifamily Residence | 214.04 | 214.04 | 3 | eFAF | NULL | Electric | Programmable Thermostat | NULL | NULL | NULL | Furnace | 1987 | 2010 and earlier | 29 | eFAF
| SITE_00830 | 2004 | 2010 and earlier | Multifamily Residence | 214.04 | 71.3467 | 3 | Electric Baseboard | NULL | Electric | Manual Thermostat - Analog | NULL | NULL | NULL | NULL | NULL | NULL | NULL | Zonal
| SITE_00830 | 2004 | 2010 and earlier | Multifamily Residence | 214.04 | 71.3467 | 3 | Electric Baseboard | NULL | Electric | Manual Thermostat - Analog | NULL | NULL | NULL | NULL | NULL | NULL | NULL | Zonal
| SITE_00830 | 2004 | 2010 and earlier | Multifamily Residence | 214.04 | 71.3467 | 3 | Electric Baseboard | NULL | Electric | Manual Thermostat - Analog | NULL | NULL | NULL | NULL | NULL | NULL | NULL | Zonal
| SITE_00831 | NULL | NULL | Single Family | 2661.5 | 887.1667 | 3 | Electric Baseboard | NULL | Electric | Manual Thermostat - Analog | NULL | NULL | NULL | NULL | NULL | NULL | NULL | Zonal
| SITE_00831 | NULL | NULL | Single Family | 2661.5 | 887.1667 | 3 | Electric Baseboard | NULL | Electric | Manual Thermostat - Analog | NULL | NULL | NULL | NULL | NULL | NULL | NULL | Zonal
| SITE_00831 | NULL | NULL | Single Family | 2661.5 | 887.1667 | 3 | Electric Baseboard | NULL | Electric | Manual Thermostat - Analog | NULL | NULL | NULL | NULL | NULL | NULL | NULL | Zonal
| SITE_00832 | 1970 | 2010 and earlier | Multifamily Residence | 214.04 | 30.5771 | 2 | Electric Baseboard | NULL | Electric | Manual Thermostat - Analog | NULL | NULL | NULL | NULL | NULL | NULL | NULL | Zonal
| SITE_00832 | 1970 | 2010 and earlier | Multifamily Residence | 214.04 | 30.5771 | 2 | Electric Baseboard | NULL | Electric | Manual Thermostat - Analog | NULL | NULL | NULL | NULL | NULL | NULL | NULL | Zonal
| SITE_00832 | 1970 | 2010 and earlier | Multifamily Residence | 214.04 | 30.5771 | 2 | Electric Baseboard | NULL | Electric | Manual Thermostat - Analog | NULL | NULL | NULL | NULL | NULL | NULL | NULL | Zonal
| SITE_00832 | 1970 | 2010 and earlier | Multifamily Residence | 214.04 | 30.5771 | 2 | Electric Baseboard | NULL | Electric | Manual Thermostat - Analog | NULL | NULL | NULL | NULL | NULL | NULL | NULL | Zonal
| SITE_00832 | 1970 | 2010 and earlier | Multifamily Residence | 214.04 | 30.5771 | 2 | Electric Baseboard | NULL | Electric | Manual Thermostat - Analog | NULL | NULL | NULL | NULL | NULL | NULL | NULL | Zonal
| SITE_00832 | 1970 | 2010 and earlier | Multifamily Residence | 214.04 | 30.5771 | 2 | Electric Baseboard | NULL | Electric | Manual Thermostat - Analog | NULL | NULL | NULL | NULL | NULL | NULL | NULL | Zonal
| SITE_00832 | 1970 | 2010 and earlier | Multifamily Residence | 214.04 | 30.5771 | 2 | Electric Baseboard | NULL | Electric | Manual Thermostat - Analog | NULL | NULL | NULL | NULL | NULL | NULL | NULL | Zonal
| SITE_00833 | 1970 | 2010 and earlier | Multifamily Residence | 214.04 | 214.04 | 2 | Electric Baseboard | NULL | Electric | Manual Thermostat - Analog | NULL | NULL | NULL | NULL | NULL | NULL | NULL | Zonal
| SITE_00834 | 1978 | 2010 and earlier | Multifamily Residence | 214.04 | 42.808 | 2 | Electric Baseboard | NULL | Electric | Manual Thermostat - Analog | NULL | NULL | NULL | NULL | NULL | NULL | NULL | Zonal
| SITE_00834 | 1978 | 2010 and earlier | Multifamily Residence | 214.04 | 42.808 | 2 | Electric Baseboard | NULL | Electric | Manual Thermostat - Analog | NULL | NULL | NULL | NULL | NULL | NULL | NULL | Zonal
| SITE_00834 | 1978 | 2010 and earlier | Multifamily Residence | 214.04 | 42.808 | 2 | Electric Baseboard | NULL | Electric | Manual Thermostat - Analog | NULL | NULL | NULL | NULL | NULL | NULL | NULL | Zonal
| SITE_00834 | 1978 | 2010 and earlier | Multifamily Residence | 214.04 | 42.808 | 2 | Electric Baseboard | NULL | Electric | Manual Thermostat - Analog | NULL | NULL | NULL | NULL | NULL | NULL | NULL | Zonal
| SITE_00834 | 1978 | 2010 and earlier | Multifamily Residence | 214.04 | 42.808 | 2 | Electric Baseboard | NULL | Electric | Manual Thermostat - Analog | NULL | NULL | NULL | NULL | NULL | NULL | NULL | Zonal
| SITE_00835 | 1980 | 2010 and earlier | Single Family | 2661.5 | 532.3 | 2 | Electric Baseboard | NULL | Electric | Manual Thermostat - Analog | NULL | NULL | NULL | NULL | NULL | NULL | NULL | Zonal
| SITE_00835 | 1980 | 2010 and earlier | Single Family | 2661.5 | 532.3 | 2 | Electric Baseboard | NULL | Electric | Manual Thermostat - Analog | NULL | NULL | NULL | NULL | NULL | NULL | NULL | Zonal
| SITE_00835 | 1980 | 2010 and earlier | Single Family | 2661.5 | 532.3 | 2 | Electric Baseboard | NULL | Electric | Manual Thermostat - Analog | NULL | NULL | NULL | NULL | NULL | NULL | NULL | Zonal
| SITE_00835 | 1980 | 2010 and earlier | Single Family | 2661.5 | 532.3 | 2 | Electric Baseboard | NULL | Electric | Manual Thermostat - Analog | NULL | NULL | NULL | NULL | NULL | NULL | NULL | Zonal
| SITE_00835 | 1980 | 2010 and earlier | Single Family | 2661.5 | 532.3 | 2 | Electric Baseboard | NULL | Electric | Manual Thermostat - Analog | NULL | NULL | NULL | NULL | NULL | NULL | NULL | Zonal
| SITE_00836 | 2005 | 2010 and earlier | Multifamily Residence | 214.04 | 214.04 | 3 | Boiler | Hot Water W/Indirect Water Heater | Natural Gas | Manual Thermostat - Digital | 76000 | NULL | NULL | Boiler | NULL | NULL | NULL | Other
| SITE_00837 | 2010 | 2010 and earlier | Multifamily Residence | 214.04 | 214.04 | 3 | Radiant Heat | NULL | Building Central System | Unknown | NULL | NULL | NULL | NULL | NULL | NULL | NULL | Zonal
| SITE_00838 | 1976 | 2010 and earlier | Multifamily Residence | 214.04 | 71.3467 | 3 | Zonal Heat | Unit Heater | Electric | Manual Thermostat - Digital | NULL | NULL | NULL | Unknown | NULL | NULL | NULL | Zonal
| SITE_00838 | 1976 | 2010 and earlier | Multifamily Residence | 214.04 | 71.3467 | 3 | Zonal Heat | Unit Heater | Electric | Manual Thermostat - Analog | NULL | NULL | NULL | Unknown | NULL | NULL | NULL | Zonal
| SITE_00838 | 1976 | 2010 and earlier | Multifamily Residence | 214.04 | 71.3467 | 3 | Zonal Heat | Vertical Wall Heater | Electric | Manual Thermostat - Analog | NULL | NULL | NULL | Unknown | NULL | NULL | NULL | Zonal
| SITE_00839 | 1981 | 2010 and earlier | Single Family | 2661.5 | 1330.75 | 3 | Zonal Heat | Electric Plug-In Heater | Electric | Timer | NULL | NULL | NULL | Unknown | NULL | NULL | NULL | Zonal
| SITE_00839 | 1981 | 2010 and earlier | Single Family | 2661.5 | 1330.75 | 3 | Zonal Heat | Electric Plug-In Heater | Electric | Timer | NULL | NULL | NULL | Unknown | NULL | NULL | NULL | Zonal
| SITE_00840 | 2005 | 2010 and earlier | Multifamily Residence | 214.04 | 214.04 | 3 | Boiler | Hot Water W/Indirect Water Heater | Natural Gas | Programmable Thermostat | 76000 | NULL | NULL | Boiler | NULL | NULL | NULL | Other
| SITE_00841 | 1987 | 2010 and earlier | Single Family | 2661.5 | 2661.5 | 3 | Zonal Heat | Vertical Wall Heater | Natural Gas | Programmable Thermostat | 15000 | NULL | NULL | Unknown | NULL | NULL | NULL | Zonal
| SITE_00842 | 1965 | 2010 and earlier | Multifamily Residence | 214.04 | 71.3467 | 3 | Electric Baseboard | NULL | Electric | Manual Thermostat - Analog | NULL | NULL | NULL | NULL | NULL | NULL | NULL | Zonal
| SITE_00842 | 1965 | 2010 and earlier | Multifamily Residence | 214.04 | 71.3467 | 3 | Electric Baseboard | NULL | Electric | Manual Thermostat - Analog | NULL | NULL | NULL | NULL | NULL | NULL | NULL | Zonal
| SITE_00842 | 1965 | 2010 and earlier | Multifamily Residence | 214.04 | 71.3467 | 3 | Electric Baseboard | NULL | Electric | Manual Thermostat - Analog | NULL | NULL | NULL | NULL | NULL | NULL | NULL | Zonal
| SITE_00843 | 2004 | 2010 and earlier | Multifamily Residence | 214.04 | 53.51 | 3 | Electric Baseboard | NULL | Electric | Manual Thermostat - Analog | NULL | NULL | NULL | NULL | NULL | NULL | NULL | Zonal
| SITE_00843 | 2004 | 2010 and earlier | Multifamily Residence | 214.04 | 53.51 | 3 | Electric Baseboard | NULL | Electric | Manual Thermostat - Analog | NULL | NULL | NULL | NULL | NULL | NULL | NULL | Zonal
| SITE_00843 | 2004 | 2010 and earlier | Multifamily Residence | 214.04 | 53.51 | 3 | Electric Baseboard | NULL | Electric | Manual Thermostat - Analog | NULL | NULL | NULL | NULL | NULL | NULL | NULL | Zonal
| SITE_00843 | 2004 | 2010 and earlier | Multifamily Residence | 214.04 | 53.51 | 3 | Electric Baseboard | NULL | Electric | Manual Thermostat - Analog | NULL | NULL | NULL | NULL | NULL | NULL | NULL | Zonal
| SITE_00844 | 1995 | 2010 and earlier | Multifamily Residence | 214.04 | 214.04 | 3 | Electric Baseboard | NULL | Electric | Programmable Thermostat | NULL | NULL | NULL | NULL | NULL | NULL | NULL | Zonal
| SITE_00845 | 1984 | 2010 and earlier | Single Family | 2661.5 | 2661.5 | 3 | Zonal Heat | Vertical Wall Heater | Electric | Manual Thermostat - Analog | NULL | NULL | NULL | Unknown | NULL | NULL | NULL | Zonal
| SITE_00846 | 1970 | 2010 and earlier | Multifamily Residence | 214.04 | 71.3467 | 3 | Electric Baseboard | NULL | Electric | Manual Thermostat - Analog | NULL | NULL | NULL | NULL | NULL | NULL | NULL | Zonal
| SITE_00846 | 1970 | 2010 and earlier | Multifamily Residence | 214.04 | 71.3467 | 3 | Electric Baseboard | NULL | Electric | Manual Thermostat - Analog | NULL | NULL | NULL | NULL | NULL | NULL | NULL | Zonal
| SITE_00846 | 1970 | 2010 and earlier | Multifamily Residence | 214.04 | 71.3467 | 3 | Electric Baseboard | NULL | Electric | Manual Thermostat - Analog | NULL | NULL | NULL | NULL | NULL | NULL | NULL | Zonal
| SITE_00847 | 2016 | 2011 and later | Multifamily Residence | 214.04 | 107.02 | 3 | Zonal Heat | Unit Heater | Electric | Manual Thermostat - Analog | NULL | NULL | NULL | Unknown | NULL | NULL | NULL | Zonal
| SITE_00847 | 2016 | 2011 and later | Multifamily Residence | 214.04 | 107.02 | 3 | Zonal Heat | Vertical Wall Heater | Electric | Manual Thermostat - Analog | NULL | NULL | NULL | Unknown | NULL | NULL | NULL | Zonal
| SITE_00848 | 2004 | 2010 and earlier | Multifamily Residence | 214.04 | 214.04 | 3 | Zonal Heat | Electric Plug-In Heater | Electric | Manual Thermostat - Analog | NULL | NULL | NULL | Unknown | NULL | NULL | NULL | Zonal
| SITE_00849 | 2008 | 2010 and earlier | Multifamily Residence | 214.04 | 214.04 | 3 | eFAF | NULL | Electric | Programmable Thermostat | NULL | NULL | NULL | Furnace | 2007 | 2010 and earlier | 9 | eFAF
| SITE_00850 | 1969 | 2010 and earlier | Manufactured | 765.84 | 765.84 | 3 | gFAF | NULL | Natural Gas | Programmable Thermostat | 75000 | NULL | NULL | Furnace | 1997 | 2010 and earlier | 19 | gFAF
| SITE_00851 | 2010 | 2010 and earlier | Multifamily Residence | 214.04 | 214.04 | 3 | Boiler | Hot Water W/Indirect Water Heater | Natural Gas | Programmable Thermostat | 75000 | NULL | NULL | Boiler | NULL | NULL | NULL | Other
| SITE_00852 | 1988 | 2010 and earlier | Single Family | 2661.5 | 2661.5 | 3 | gFAF | NULL | Natural Gas | Programmable Thermostat | 88000 | NULL | NULL | Furnace | NULL | NULL | NULL | gFAF
| SITE_00853 | 1976 | 2010 and earlier | Single Family | 2661.5 | 2661.5 | 3 | gFAF | NULL | Natural Gas | Programmable Thermostat | 100000 | NULL | NULL | Furnace | 2009 | 2010 and earlier | 7 | gFAF
| SITE_00854 | 2002 | 2010 and earlier | Single Family | 2661.5 | 2661.5 | 3 | Boiler | Hot Water | Natural Gas | Manual Thermostat - Analog | NULL | NULL | NULL | Boiler | NULL | NULL | NULL | Other
| SITE_00855 | 1919 | 2010 and earlier | Single Family | 2661.5 | 2661.5 | 2 | gFAF | NULL | Propane | Manual Thermostat - Analog | 120000 | NULL | NULL | Furnace | 1994 | 2010 and earlier | 22 | gFAF
| SITE_00856 | 2001 | 2010 and earlier | Single Family | 2661.5 | 2661.5 | 3 | Boiler | Hot Water | Electric | Manual Thermostat - Analog | NULL | NULL | NULL | Boiler | NULL | NULL | NULL | Other
| SITE_00857 | 2004 | 2010 and earlier | Single Family | 2661.5 | 2661.5 | 3 | Boiler | Hot Water W/Indirect Water Heater | Natural Gas | Programmable Thermostat | 155000 | NULL | NULL | Boiler | NULL | NULL | NULL | Other
| SITE_00858 | 1997 | 2010 and earlier | Single Family | 2661.5 | 2661.5 | 3 | gFAF | NULL | Natural Gas | Programmable Thermostat | 66000 | NULL | NULL | Furnace | 2012 | 2011 and later | 4 | gFAF
| SITE_00859 | 2008 | 2010 and earlier | Single Family | 2661.5 | 2661.5 | 3 | gFAF | NULL | Natural Gas | Unknown | 64240 | NULL | NULL | Furnace | 2007 | 2010 and earlier | 9 | gFAF
| SITE_00860 | 1992 | 2010 and earlier | Single Family | 2661.5 | 2661.5 | 3 | gFAF | NULL | Propane | Smart/Wi-Fi Thermostat | 66000 | NULL | NULL | Furnace | 2014 | 2011 and later | 2 | gFAF
| SITE_00861 | 2001 | 2010 and earlier | Single Family | 2661.5 | 2661.5 | 3 | gFAF | NULL | Natural Gas | Programmable Thermostat | NULL | NULL | NULL | Furnace | NULL | NULL | NULL | gFAF
| SITE_00862 | 1966 | 2010 and earlier | Manufactured | 331.65 | 331.65 | 3 | gFAF | NULL | Natural Gas | Programmable Thermostat | 70000 | NULL | NULL | Furnace | 2012 | 2011 and later | 4 | gFAF
| SITE_00863 | 1972 | 2010 and earlier | Manufactured | 331.65 | 331.65 | 3 | gFAF | NULL | Natural Gas | Programmable Thermostat | 56000 | NULL | NULL | Furnace | 1996 | 2010 and earlier | 20 | gFAF
| SITE_00864 | 2004 | 2010 and earlier | Manufactured | 331.65 | 331.65 | 3 | gFAF | NULL | Natural Gas | Programmable Thermostat | 70000 | NULL | NULL | Furnace | 2004 | 2010 and earlier | 12 | gFAF
| SITE_00865 | 1999 | 2010 and earlier | Manufactured | 331.65 | 331.65 | 3 | gFAF | NULL | Natural Gas | Manual Thermostat - Digital | 70000 | NULL | NULL | Furnace | 1998 | 2010 and earlier | 18 | gFAF
| SITE_00866 | 1997 | 2010 and earlier | Manufactured | 765.84 | 765.84 | 3 | Stove/Fireplace | Fireplace - Glass Door Over Open Hearth | Wood (Pellets) | Manual Thermostat - Analog | NULL | NULL | NULL | NULL | NULL | NULL | NULL | Other
| SITE_00867 | 1997 | 2010 and earlier | Manufactured | 331.65 | 331.65 | 3 | gFAF | NULL | Natural Gas | Manual Thermostat - Analog | 70000 | NULL | NULL | Furnace | 1997 | 2010 and earlier | 19 | gFAF
| SITE_00868 | 1995 | 2010 and earlier | Manufactured | 331.65 | 331.65 | 2 | gFAF | NULL | Natural Gas | Manual Thermostat - Analog | 75000 | NULL | NULL | Furnace | 1995 | 2010 and earlier | 21 | gFAF
| SITE_00869 | 2004 | 2010 and earlier | Manufactured | 765.84 | 765.84 | 2 | gFAF | NULL | Propane | Manual Thermostat - Analog | 70000 | NULL | NULL | Furnace | 2003 | 2010 and earlier | 13 | gFAF
| SITE_00870 | 1997 | 2010 and earlier | Manufactured | 331.65 | 331.65 | 3 | gFAF | NULL | Natural Gas | Manual Thermostat - Analog | 77000 | NULL | NULL | Furnace | 2001 | 2010 and earlier | 15 | gFAF
| SITE_00871 | 1996 | 2010 and earlier | Manufactured | 765.84 | 765.84 | 3 | gFAF | NULL | Natural Gas | Manual Thermostat - Analog | 70000 | NULL | NULL | Furnace | 1995 | 2010 and earlier | 21 | gFAF
| SITE_00872 | 1963 | 2010 and earlier | Manufactured | 331.65 | 331.65 | 3 | eFAF | NULL | Electric | Manual Thermostat - Digital | NULL | NULL | NULL | Furnace | NULL | NULL | NULL | eFAF
| SITE_00873 | 1973 | 2010 and earlier | Manufactured | 765.84 | 765.84 | 3 | gFAF | NULL | Natural Gas | Manual Thermostat - Analog | 100000 | NULL | NULL | Furnace | 1972 | 2010 and earlier | 44 | gFAF
| SITE_00874 | 1988 | 2010 and earlier | Manufactured | 765.84 | 765.84 | 3 | Stove/Fireplace | Space Heating Stove | Wood (Cord) | None | NULL | NULL | NULL | NULL | NULL | NULL | NULL | Other
| SITE_00875 | 1974 | 2010 and earlier | Manufactured | 331.65 | 331.65 | 3 | Boiler | Hot Water W/Indirect Water Heater | Natural Gas | Manual Thermostat - Digital | 105000 | NULL | NULL | Boiler | 2014 | 2011 and later | 2 | Other
| SITE_00876 | 2007 | 2010 and earlier | Manufactured | 331.65 | 331.65 | 3 | gFAF | NULL | Natural Gas | Manual Thermostat - Digital | 70000 | NULL | NULL | Furnace | 2006 | 2010 and earlier | 10 | gFAF
| SITE_00877 | 1978 | 2010 and earlier | Manufactured | 331.65 | 331.65 | 2 | gFAF | NULL | Propane | Manual Thermostat - Analog | 70000 | NULL | NULL | Furnace | 2011 | 2011 and later | 5 | gFAF
| SITE_00878 | 1996 | 2010 and earlier | Manufactured | 331.65 | 331.65 | 3 | gFAF | NULL | Natural Gas | Programmable Thermostat | 90000 | NULL | NULL | Furnace | 1990 | 2010 and earlier | 26 | gFAF
| SITE_00879 | 1974 | 2010 and earlier | Manufactured | 331.65 | 331.65 | 3 | gFAF | NULL | Natural Gas | Manual Thermostat - Digital | 80000 | NULL | NULL | Furnace | 2003 | 2010 and earlier | 13 | gFAF
| SITE_00880 | 1969 | 2010 and earlier | Manufactured | 331.65 | 331.65 | 3 | Stove/Fireplace | Space Heating Stove | Wood (Cord) | NULL | NULL | NULL | NULL | NULL | NULL | NULL | NULL | Other
| SITE_00881 | 1970 | 2010 and earlier | Manufactured | 331.65 | 331.65 | 3 | gFAF | NULL | Natural Gas | Manual Thermostat - Analog | 90000 | NULL | NULL | Furnace | 2009 | 2010 and earlier | 7 | gFAF
| SITE_00882 | 1965 | 2010 and earlier | Manufactured | 331.65 | 331.65 | 3 | gFAF | NULL | Natural Gas | Manual Thermostat - Analog | 62500 | NULL | NULL | Furnace | NULL | NULL | NULL | gFAF
| SITE_00883 | 1980 | 2010 and earlier | Manufactured | 331.65 | 331.65 | 3 | eFAF | NULL | Electric | Manual Thermostat - Digital | NULL | NULL | NULL | Furnace | 2005 | 2010 and earlier | 11 | eFAF
| SITE_00884 | 1969 | 2010 and earlier | Manufactured | 331.65 | 331.65 | 3 | gFAF | NULL | Propane | Manual Thermostat - Analog | 90000 | NULL | NULL | Furnace | 1996 | 2010 and earlier | 20 | gFAF
| SITE_00885 | 1960 | 2010 and earlier | Manufactured | 331.65 | 331.65 | 3 | gFAF | NULL | Propane | Manual Thermostat - Digital | 70000 | NULL | NULL | Furnace | NULL | NULL | NULL | gFAF
| SITE_00886 | 1996 | 2010 and earlier | Manufactured | 331.65 | 331.65 | 3 | gFAF | NULL | Natural Gas | Manual Thermostat - Analog | 70000 | NULL | NULL | Furnace | 1996 | 2010 and earlier | 20 | gFAF
| SITE_00887 | 1995 | 2010 and earlier | Manufactured | 331.65 | 331.65 | 3 | gFAF | NULL | Propane | Programmable Thermostat | 95000 | NULL | NULL | Furnace | 1994 | 2010 and earlier | 22 | gFAF
| SITE_00888 | 1995 | 2010 and earlier | Manufactured | 331.65 | 331.65 | 3 | eFAF | NULL | Electric | Manual Thermostat - Digital | NULL | NULL | NULL | Furnace | NULL | NULL | NULL | eFAF
| SITE_00890 | 1974 | 2010 and earlier | Manufactured | 331.65 | 331.65 | 3 | gFAF | NULL | Natural Gas | Manual Thermostat - Analog | 90000 | NULL | NULL | Furnace | 1999 | 2010 and earlier | 17 | gFAF
| SITE_00891 | 2008 | 2010 and earlier | Manufactured | 331.65 | 331.65 | 3 | eFAF | NULL | Electric | Programmable Thermostat | NULL | NULL | NULL | Furnace | 2007 | 2010 and earlier | 9 | eFAF
| SITE_00893 | 1975 | 2010 and earlier | Manufactured | 331.65 | 331.65 | 3 | gFAF | NULL | Natural Gas | Manual Thermostat - Digital | 70000 | NULL | NULL | Furnace | 2015 | 2011 and later | 1 | gFAF
| SITE_00894 | 1980 | 2010 and earlier | Manufactured | 331.65 | 331.65 | 3 | gFAF | NULL | Propane | Manual Thermostat - Digital | 95000 | NULL | NULL | Furnace | 1991 | 2010 and earlier | 25 | gFAF
| SITE_00895 | 1996 | 2010 and earlier | Manufactured | 331.65 | 331.65 | 3 | gFAF | NULL | Natural Gas | Manual Thermostat - Digital | 70000 | NULL | NULL | Furnace | 2008 | 2010 and earlier | 8 | gFAF
| SITE_00896 | 2015 | 2011 and later | Single Family | 1882.4 | 1882.4 | 3 | gFAF | NULL | Natural Gas | Programmable Thermostat | 60000 | NULL | NULL | Furnace | 2015 | 2011 and later | 1 | gFAF
| SITE_00897 | 2005 | 2010 and earlier | Single Family | 2661.5 | 2661.5 | 2 | gFAF | NULL | Natural Gas | Programmable Thermostat | 100000 | NULL | NULL | Furnace | 2005 | 2010 and earlier | 11 | gFAF
| SITE_00898 | 1981 | 2010 and earlier | Manufactured | 331.65 | 331.65 | 3 | Stove/Fireplace | Space Heating Stove | Wood (Cord) | None | NULL | NULL | NULL | NULL | NULL | NULL | NULL | Other
| SITE_00899 | 1996 | 2010 and earlier | Manufactured | 331.65 | 331.65 | 3 | gFAF | NULL | Natural Gas | Manual Thermostat - Digital | 90000 | NULL | NULL | Furnace | 1995 | 2010 and earlier | 21 | gFAF
| SITE_00900 | 1973 | 2010 and earlier | Manufactured | 331.65 | 331.65 | 3 | gFAF | NULL | Natural Gas | Manual Thermostat - Analog | 100000 | NULL | NULL | Furnace | NULL | NULL | NULL | gFAF
| SITE_00901 | 2003 | 2010 and earlier | Manufactured | 765.84 | 765.84 | 3 | Zonal Heat | Vertical Wall Heater | Electric | Manual Thermostat - Analog | NULL | NULL | NULL | Unknown | NULL | NULL | NULL | Zonal
| SITE_00902 | 1995 | 2010 and earlier | Manufactured | 331.65 | 331.65 | 3 | Stove/Fireplace | Space Heating Stove/Fireplace | Propane | Unknown | NULL | NULL | NULL | NULL | NULL | NULL | NULL | Other
| SITE_00903 | 1995 | 2010 and earlier | Manufactured | 331.65 | 331.65 | 3 | gFAF | NULL | Natural Gas | Manual Thermostat - Digital | 75000 | NULL | NULL | Furnace | 1995 | 2010 and earlier | 21 | gFAF
| SITE_00904 | 2013 | 2011 and later | Multifamily Residence | 2103.18 | 2103.18 | 3 | Packaged HP | Pthp | NULL | Programmable Thermostat | NULL | NULL | NULL | Packaged HP | NULL | NULL | NULL | PTHP
| SITE_00905 | 2007 | 2010 and earlier | Manufactured | 765.84 | 765.84 | 3 | Stove/Fireplace | Space Heating Stove | Wood (Cord) | Thermostat | NULL | NULL | NULL | NULL | NULL | NULL | NULL | Other
| SITE_00906 | 1996 | 2010 and earlier | Manufactured | 331.65 | 331.65 | 3 | gFAF | NULL | Natural Gas | Programmable Thermostat | 70000 | NULL | NULL | Furnace | 1995 | 2010 and earlier | 21 | gFAF
| SITE_00907 | 1979 | 2010 and earlier | Manufactured | 331.65 | 331.65 | 3 | gFAF | NULL | Natural Gas | Manual Thermostat - Analog | 56000 | NULL | NULL | Furnace | 2009 | 2010 and earlier | 7 | gFAF
| SITE_00908 | 1998 | 2010 and earlier | Manufactured | 331.65 | 331.65 | 2 | eFAF | NULL | Electric | Manual Thermostat - Analog | NULL | NULL | NULL | Furnace | 1998 | 2010 and earlier | 18 | eFAF
| SITE_00909 | 1999 | 2010 and earlier | Manufactured | 331.65 | 331.65 | 3 | gFAF | NULL | Natural Gas | Manual Thermostat - Digital | 77000 | NULL | NULL | Furnace | 2016 | 2011 and later | 0 | gFAF
| SITE_00910 | 1973 | 2010 and earlier | Manufactured | 331.65 | 165.825 | 3 | gFAF | NULL | Natural Gas | Programmable Thermostat | 77000 | NULL | NULL | Furnace | 2010 | 2010 and earlier | 6 | gFAF
| SITE_00910 | 1973 | 2010 and earlier | Manufactured | 331.65 | 165.825 | 3 | gFAF | NULL | Natural Gas | Programmable Thermostat | NULL | NULL | NULL | Furnace | NULL | NULL | NULL | gFAF
| SITE_00911 | 1998 | 2010 and earlier | Manufactured | 331.65 | 331.65 | 3 | gFAF | NULL | Natural Gas | Manual Thermostat - Digital | 90000 | NULL | NULL | Furnace | 1997 | 2010 and earlier | 19 | gFAF
| SITE_00912 | 1975 | 2010 and earlier | Manufactured | 331.65 | 331.65 | 3 | gFAF | NULL | Natural Gas | Programmable Thermostat | 75000 | NULL | NULL | Furnace | 1996 | 2010 and earlier | 20 | gFAF
| SITE_00913 | 1996 | 2010 and earlier | Manufactured | 331.65 | 331.65 | 3 | eFAF | NULL | Electric | Manual Thermostat - Analog | NULL | NULL | NULL | Furnace | 1995 | 2010 and earlier | 21 | eFAF
| SITE_00914 | 1960 | 2010 and earlier | Manufactured | 331.65 | 82.9125 | 3 | gFAF | NULL | Propane | Manual Thermostat - Analog | 38000 | NULL | NULL | Furnace | NULL | NULL | NULL | gFAF
| SITE_00914 | 1960 | 2010 and earlier | Manufactured | 331.65 | 82.9125 | 3 | gFAF | NULL | Propane | Manual Thermostat - Analog | 38000 | NULL | NULL | Furnace | NULL | NULL | NULL | gFAF
| SITE_00914 | 1960 | 2010 and earlier | Manufactured | 331.65 | 82.9125 | 3 | gFAF | NULL | Propane | Manual Thermostat - Analog | 38000 | NULL | NULL | Furnace | NULL | NULL | NULL | gFAF
| SITE_00914 | 1960 | 2010 and earlier | Manufactured | 331.65 | 82.9125 | 3 | gFAF | NULL | Propane | Manual Thermostat - Analog | 38000 | NULL | NULL | Furnace | NULL | NULL | NULL | gFAF
| SITE_00915 | 1982 | 2010 and earlier | Manufactured | 765.84 | 765.84 | 3 | eFAF | NULL | Electric | Manual Thermostat - Digital | NULL | NULL | NULL | Furnace | 1995 | 2010 and earlier | 21 | eFAF
| SITE_00916 | 1999 | 2010 and earlier | Manufactured | 331.65 | 331.65 | 2 | gFAF | NULL | Natural Gas | Manual Thermostat - Analog | 75000 | NULL | NULL | Furnace | NULL | NULL | NULL | gFAF
| SITE_00917 | 1969 | 2010 and earlier | Manufactured | 765.84 | 765.84 | 2 | Stove/Fireplace | Space Heating Stove | Wood (Cord) | None | NULL | NULL | NULL | NULL | NULL | NULL | NULL | Other
| SITE_00918 | 1972 | 2010 and earlier | Manufactured | 765.84 | 765.84 | 3 | Stove/Fireplace | Fireplace - Glass Door Over Open Hearth | Wood (Cord) | None | NULL | NULL | NULL | NULL | NULL | NULL | NULL | Other
| SITE_00919 | 1973 | 2010 and earlier | Manufactured | 331.65 | 331.65 | 2 | gFAF | NULL | Natural Gas | Manual Thermostat - Digital | 77000 | NULL | NULL | Furnace | 2005 | 2010 and earlier | 11 | gFAF
| SITE_00920 | 1992 | 2010 and earlier | Manufactured | 331.65 | 331.65 | 3 | gFAF | NULL | Natural Gas | Manual Thermostat - Analog | 95000 | NULL | NULL | Furnace | 1992 | 2010 and earlier | 24 | gFAF
| SITE_00921 | 1999 | 2010 and earlier | Manufactured | 765.84 | 765.84 | 3 | gFAF | NULL | Propane | Smart/Wi-Fi Thermostat | 56000 | NULL | NULL | Furnace | 1998 | 2010 and earlier | 18 | gFAF
| SITE_00922 | 1989 | 2010 and earlier | Single Family | 2661.5 | 241.9545 | 3 | Electric Baseboard | NULL | Electric | Manual Thermostat - Analog | NULL | NULL | NULL | NULL | NULL | NULL | NULL | Zonal
| SITE_00922 | 1989 | 2010 and earlier | Single Family | 2661.5 | 241.9545 | 3 | Electric Baseboard | NULL | Electric | Programmable Thermostat | NULL | NULL | NULL | NULL | NULL | NULL | NULL | Zonal
| SITE_00922 | 1989 | 2010 and earlier | Single Family | 2661.5 | 241.9545 | 3 | Electric Baseboard | NULL | Electric | Manual Thermostat - Analog | NULL | NULL | NULL | NULL | NULL | NULL | NULL | Zonal
| SITE_00922 | 1989 | 2010 and earlier | Single Family | 2661.5 | 241.9545 | 3 | Electric Baseboard | NULL | Electric | Manual Thermostat - Analog | NULL | NULL | NULL | NULL | NULL | NULL | NULL | Zonal
| SITE_00922 | 1989 | 2010 and earlier | Single Family | 2661.5 | 241.9545 | 3 | Electric Baseboard | NULL | Electric | Manual Thermostat - Analog | NULL | NULL | NULL | NULL | NULL | NULL | NULL | Zonal
| SITE_00922 | 1989 | 2010 and earlier | Single Family | 2661.5 | 241.9545 | 3 | Electric Baseboard | NULL | Electric | Manual Thermostat - Analog | NULL | NULL | NULL | NULL | NULL | NULL | NULL | Zonal
| SITE_00922 | 1989 | 2010 and earlier | Single Family | 2661.5 | 241.9545 | 3 | Electric Baseboard | NULL | Electric | Manual Thermostat - Analog | NULL | NULL | NULL | NULL | NULL | NULL | NULL | Zonal
| SITE_00922 | 1989 | 2010 and earlier | Single Family | 2661.5 | 241.9545 | 3 | Electric Baseboard | NULL | Electric | Manual Thermostat - Analog | NULL | NULL | NULL | NULL | NULL | NULL | NULL | Zonal
| SITE_00922 | 1989 | 2010 and earlier | Single Family | 2661.5 | 241.9545 | 3 | Electric Baseboard | NULL | Electric | Manual Thermostat - Analog | NULL | NULL | NULL | NULL | NULL | NULL | NULL | Zonal
| SITE_00922 | 1989 | 2010 and earlier | Single Family | 2661.5 | 241.9545 | 3 | Electric Baseboard | NULL | Electric | Manual Thermostat - Analog | NULL | NULL | NULL | NULL | NULL | NULL | NULL | Zonal
| SITE_00922 | 1989 | 2010 and earlier | Single Family | 2661.5 | 241.9545 | 3 | Electric Baseboard | NULL | Electric | Manual Thermostat - Analog | NULL | NULL | NULL | NULL | NULL | NULL | NULL | Zonal
| SITE_00923 | 1976 | 2010 and earlier | Manufactured | 331.65 | 331.65 | 3 | gFAF | NULL | Natural Gas | Manual Thermostat - Analog | 70000 | NULL | NULL | Furnace | 1993 | 2010 and earlier | 23 | gFAF
| SITE_00924 | 1999 | 2010 and earlier | Manufactured | 331.65 | 331.65 | 3 | gFAF | NULL | Natural Gas | Manual Thermostat - Analog | 70000 | NULL | NULL | Furnace | NULL | NULL | NULL | gFAF
| SITE_00925 | 1976 | 2010 and earlier | Manufactured | 765.84 | 765.84 | 2 | Stove/Fireplace | Space Heating Stove/Fireplace | Wood (Cord) | Unknown | NULL | NULL | NULL | NULL | NULL | NULL | NULL | Other
| SITE_00926 | 1989 | 2010 and earlier | Single Family | 2661.5 | 2661.5 | 3 | Stove/Fireplace | Fireplace - Factory-Built Insert | Wood (Cord) | None | NULL | NULL | NULL | NULL | NULL | NULL | NULL | Other
| SITE_00927 | 1972 | 2010 and earlier | Manufactured | 331.65 | 331.65 | 3 | gFAF | NULL | Natural Gas | Programmable Thermostat | 90000 | NULL | NULL | Furnace | 2002 | 2010 and earlier | 14 | gFAF
| SITE_00928 | 2000 | 2010 and earlier | Manufactured | 331.65 | 331.65 | 3 | gFAF | NULL | Natural Gas | Programmable Thermostat | 90000 | NULL | NULL | Furnace | 1999 | 2010 and earlier | 17 | gFAF
| SITE_00929 | 1997 | 2010 and earlier | Manufactured | 765.84 | 765.84 | 3 | gFAF | NULL | Propane | Manual Thermostat - Analog | 70000 | NULL | NULL | Furnace | 1997 | 2010 and earlier | 19 | gFAF
| SITE_00930 | 2002 | 2010 and earlier | Manufactured | 331.65 | 331.65 | 3 | gFAF | NULL | Natural Gas | Programmable Thermostat | 70000 | NULL | NULL | Furnace | 1999 | 2010 and earlier | 17 | gFAF
| SITE_00931 | 1975 | 2010 and earlier | Manufactured | 331.65 | 331.65 | 3 | gFAF | NULL | Natural Gas | Manual Thermostat - Analog | 100000 | NULL | NULL | Furnace | NULL | NULL | NULL | gFAF
| SITE_00932 | 1994 | 2010 and earlier | Manufactured | 331.65 | 331.65 | 3 | gFAF | NULL | Natural Gas | Programmable Thermostat | 95000 | NULL | NULL | Furnace | 1994 | 2010 and earlier | 22 | gFAF
| SITE_00933 | 2004 | 2010 and earlier | Single Family | 2661.5 | 2661.5 | 2 | eFAF | NULL | Electric | Programmable Thermostat | NULL | NULL | NULL | Furnace | 2014 | 2011 and later | 2 | eFAF
| SITE_00934 | 2005 | 2010 and earlier | Manufactured | 331.65 | 331.65 | 3 | gFAF | NULL | Propane | Manual Thermostat - Analog | 80000 | NULL | NULL | Furnace | 2005 | 2010 and earlier | 11 | gFAF
| SITE_00935 | 1990 | 2010 and earlier | Manufactured | 331.65 | 331.65 | 3 | gFAF | NULL | Natural Gas | Programmable Thermostat | 75000 | NULL | NULL | Furnace | 2008 | 2010 and earlier | 8 | gFAF
| SITE_00936 | 2001 | 2010 and earlier | Manufactured | 765.84 | 765.84 | 3 | gFAF | NULL | Natural Gas | Programmable Thermostat | 56000 | NULL | NULL | Furnace | 1999 | 2010 and earlier | 17 | gFAF
| SITE_00937 | 1978 | 2010 and earlier | Manufactured | 331.65 | 331.65 | 3 | gFAF | NULL | Natural Gas | Programmable Thermostat | 70000 | NULL | NULL | Furnace | 1997 | 2010 and earlier | 19 | gFAF
| SITE_00938 | 1976 | 2010 and earlier | Manufactured | 331.65 | 331.65 | 3 | gFAF | NULL | Natural Gas | Programmable Thermostat | 75000 | NULL | NULL | Furnace | 2010 | 2010 and earlier | 6 | gFAF
| SITE_00939 | 1983 | 2010 and earlier | Manufactured | 765.84 | 765.84 | 2 | Stove/Fireplace | Space Heating Stove | Wood (Cord) | NULL | NULL | NULL | NULL | NULL | NULL | NULL | NULL | Other
| SITE_00940 | 1967 | 2010 and earlier | Manufactured | 331.65 | 331.65 | 3 | eFAF | NULL | Electric | Unknown | NULL | NULL | NULL | NULL | NULL | NULL | NULL | eFAF
| SITE_00941 | 1971 | 2010 and earlier | Manufactured | 331.65 | 331.65 | 3 | gFAF | NULL | Natural Gas | Manual Thermostat - Digital | 90000 | NULL | NULL | Furnace | 2005 | 2010 and earlier | 11 | gFAF
| SITE_00942 | 1978 | 2010 and earlier | Manufactured | 331.65 | 331.65 | 3 | gFAF | NULL | Natural Gas | Manual Thermostat - Analog | 70000 | NULL | NULL | Furnace | 2009 | 2010 and earlier | 7 | gFAF
| SITE_00943 | 1980 | 2010 and earlier | Multifamily Residence | 214.04 | 214.04 | 2 | Electric Baseboard | NULL | Electric | Manual Thermostat - Analog | NULL | NULL | NULL | NULL | NULL | NULL | NULL | Zonal
| SITE_00944 | 1980 | 2010 and earlier | Multifamily Residence | 214.04 | 214.04 | 2 | Electric Baseboard | NULL | Electric | Manual Thermostat - Analog | NULL | NULL | NULL | NULL | NULL | NULL | NULL | Zonal
| SITE_00945 | NULL | NULL | Multifamily Residence | 214.04 | 214.04 | 2 | Electric Baseboard | NULL | Electric | Manual Thermostat - Analog | NULL | NULL | NULL | NULL | NULL | NULL | NULL | Zonal
| SITE_00946 | 1980 | 2010 and earlier | Multifamily Residence | 2103.18 | 1051.59 | 3 | Electric Baseboard | NULL | Electric | Manual Thermostat - Analog | NULL | NULL | NULL | NULL | NULL | NULL | NULL | Zonal
| SITE_00946 | 1980 | 2010 and earlier | Multifamily Residence | 2103.18 | 1051.59 | 3 | Electric Baseboard | NULL | Electric | Manual Thermostat - Analog | NULL | NULL | NULL | NULL | NULL | NULL | NULL | Zonal
| SITE_00947 | 1974 | 2010 and earlier | Multifamily Residence | 2103.18 | 2103.18 | 3 | Radiant Heat | Unknown | Building Central System | Unknown | NULL | NULL | NULL | NULL | NULL | NULL | NULL | Zonal
| SITE_00948 | 1974 | 2010 and earlier | Multifamily Residence | 2103.18 | 701.06 | 3 | Radiant Heat | NULL | Building Central System | Manual Thermostat - Analog | NULL | NULL | NULL | NULL | NULL | NULL | NULL | Zonal
| SITE_00948 | 1974 | 2010 and earlier | Multifamily Residence | 2103.18 | 701.06 | 3 | Radiant Heat | NULL | Building Central System | Manual Thermostat - Analog | NULL | NULL | NULL | NULL | NULL | NULL | NULL | Zonal
| SITE_00948 | 1974 | 2010 and earlier | Multifamily Residence | 2103.18 | 701.06 | 3 | Radiant Heat | NULL | Building Central System | Manual Thermostat - Analog | NULL | NULL | NULL | NULL | NULL | NULL | NULL | Zonal
| SITE_00949 | 1974 | 2010 and earlier | Multifamily Residence | 2103.18 | 1051.59 | 3 | Zonal Heat | Electric Plug-In Heater | Electric | Manual Thermostat - Analog | NULL | NULL | NULL | Unknown | NULL | NULL | NULL | Zonal
| SITE_00949 | 1974 | 2010 and earlier | Multifamily Residence | 2103.18 | 1051.59 | 3 | Zonal Heat | Electric Plug-In Heater | Electric | Manual Thermostat - Analog | NULL | NULL | NULL | Unknown | NULL | NULL | NULL | Zonal
| SITE_00950 | 1969 | 2010 and earlier | Multifamily Residence | 214.04 | 214.04 | 3 | Zonal Heat | Plug In Heater | Electric | Unknown | NULL | NULL | NULL | NULL | NULL | NULL | NULL | Zonal
| SITE_00951 | 1977 | 2010 and earlier | Multifamily Residence | 2103.18 | 2103.18 | 3 | Packaged HP | Through-Wall Heat Pump | NULL | Unknown | NULL | NULL | NULL | Packaged HP | NULL | NULL | NULL | PTHP
| SITE_00952 | 1900 | 2010 and earlier | Multifamily Residence | 2103.18 | 2103.18 | 3 | Radiant Heat | NULL | Building Central System | Unknown | NULL | NULL | NULL | NULL | NULL | NULL | NULL | Zonal
| SITE_00953 | 1992 | 2010 and earlier | Multifamily Residence | 2103.18 | 2103.18 | 3 | Radiant Heat | Unknown | Building Central System | Unknown | NULL | NULL | NULL | NULL | NULL | NULL | NULL | Zonal
| SITE_00954 | 1972 | 2010 and earlier | Single Family | 1882.4 | 1882.4 | 3 | gFAF | NULL | Natural Gas | Programmable Thermostat | 100000 | NULL | NULL | Furnace | NULL | NULL | NULL | gFAF
| SITE_00955 | 2010 | 2010 and earlier | Multifamily Residence | 2103.18 | 2103.18 | 3 | gFAF | NULL | Unknown | Unknown | NULL | NULL | NULL | NULL | NULL | NULL | NULL | gFAF
| SITE_00956 | 1996 | 2010 and earlier | Multifamily Residence | 2103.18 | 2103.18 | 3 | gFAF | NULL | Natural Gas | Programmable Thermostat | 44000 | NULL | NULL | Furnace | 1995 | 2010 and earlier | 21 | gFAF
| SITE_00957 | 1965 | 2010 and earlier | Single Family | 1882.4 | 1882.4 | 3 | gFAF | NULL | Natural Gas | Manual Thermostat - Digital | NULL | NULL | NULL | Furnace | NULL | NULL | NULL | gFAF
| SITE_00958 | 1998 | 2010 and earlier | Single Family | 1882.4 | 1882.4 | 3 | gFAF | NULL | Natural Gas | Manual Thermostat - Digital | 44000 | NULL | NULL | Furnace | 1997 | 2010 and earlier | 19 | gFAF
| SITE_00959 | 2000 | 2010 and earlier | Single Family | 1882.4 | 1882.4 | 3 | gFAF | NULL | Natural Gas | Programmable Thermostat | 125000 | NULL | NULL | Furnace | 2000 | 2010 and earlier | 16 | gFAF
| SITE_00960 | 1981 | 2010 and earlier | Single Family | 1882.4 | 1882.4 | 3 | Stove/Fireplace | Space Heating Stove | Wood (Cord) | Manual Thermostat - Analog | NULL | NULL | NULL | NULL | NULL | NULL | NULL | Other
| SITE_00961 | 2014 | 2011 and later | Single Family | 1882.4 | 1882.4 | 3 | gFAF | NULL | Natural Gas | Smart/Wi-Fi Thermostat | 56000 | NULL | NULL | Furnace | 2014 | 2011 and later | 2 | gFAF
| SITE_00962 | 1910 | 2010 and earlier | Single Family | 1882.4 | 1882.4 | 3 | gFAF | NULL | Natural Gas | Programmable Thermostat | 115000 | NULL | NULL | Furnace | NULL | NULL | NULL | gFAF
| SITE_00963 | 1998 | 2010 and earlier | Single Family | 1882.4 | 1882.4 | 3 | gFAF | NULL | Natural Gas | Manual Thermostat - Analog | 100000 | NULL | NULL | Furnace | 1980 | 2010 and earlier | 36 | gFAF
| SITE_00964 | 1971 | 2010 and earlier | Manufactured | 331.65 | 331.65 | 3 | gFAF | NULL | Natural Gas | Programmable Thermostat | 70000 | NULL | NULL | Furnace | 2010 | 2010 and earlier | 6 | gFAF
| SITE_00965 | 1966 | 2010 and earlier | Single Family | 1882.4 | 1882.4 | 3 | Boiler | Hot Water | Natural Gas | Manual Thermostat - Analog | 170000 | NULL | NULL | Boiler | NULL | NULL | NULL | Other
| SITE_00966 | 1910 | 2010 and earlier | Single Family | 1882.4 | 1882.4 | 3 | gFAF | NULL | Natural Gas | Unknown | 105000 | NULL | NULL | Furnace | NULL | NULL | NULL | gFAF
| SITE_00967 | 1950 | 2010 and earlier | Single Family | 1882.4 | 1882.4 | 3 | gFAF | NULL | Natural Gas | Programmable Thermostat | 67500 | NULL | NULL | Furnace | 1995 | 2010 and earlier | 21 | gFAF
| SITE_00968 | 1950 | 2010 and earlier | Single Family | 1882.4 | 1882.4 | 2 | gFAF | NULL | Natural Gas | Manual Thermostat - Digital | NULL | NULL | NULL | Furnace | NULL | NULL | NULL | gFAF
| SITE_00969 | 1977 | 2010 and earlier | Single Family | 1882.4 | 1882.4 | 3 | gFAF | NULL | Natural Gas | Manual Thermostat - Analog | 80000 | NULL | NULL | Furnace | 1994 | 2010 and earlier | 22 | gFAF
| SITE_00970 | 2008 | 2010 and earlier | Single Family | 1882.4 | 1882.4 | 3 | Boiler | Hot Water | Natural Gas | Programmable Thermostat | 96000 | NULL | NULL | Boiler | 2004 | 2010 and earlier | 12 | Other
| SITE_00971 | 1989 | 2010 and earlier | Single Family | 1882.4 | 1882.4 | 3 | gFAF | NULL | Propane | Programmable Thermostat | 100000 | NULL | NULL | Furnace | 1989 | 2010 and earlier | 27 | gFAF
| SITE_00972 | 1954 | 2010 and earlier | Single Family | 2661.5 | 2661.5 | 3 | gFAF | NULL | Natural Gas | Programmable Thermostat | 100000 | NULL | NULL | Furnace | NULL | NULL | NULL | gFAF
| SITE_00973 | 2003 | 2010 and earlier | Single Family | 2661.5 | 2661.5 | 3 | Air Source Heat Pump | Dual Fuel Primary | Electric | Smart/Wi-Fi Thermostat | NULL | 7.7 | 2: 7.7-8.2 | Condenser | 2015 | 2011 and later | 1 | ASHP
| SITE_00974 | 2015 | 2011 and later | Single Family | 1882.4 | 1882.4 | 3 | gFAF | NULL | Natural Gas | Programmable Thermostat | 70000 | NULL | NULL | Furnace | 2014 | 2011 and later | 2 | gFAF
| SITE_00975 | 1959 | 2010 and earlier | Single Family | 1882.4 | 1882.4 | 3 | gFAF | NULL | Natural Gas | Manual Thermostat - Digital | NULL | NULL | NULL | Furnace | 2009 | 2010 and earlier | 7 | gFAF
| SITE_00976 | 1970 | 2010 and earlier | Single Family | 1882.4 | 1882.4 | 3 | Stove/Fireplace | Space Heating Stove | Wood (Cord) | None | NULL | NULL | NULL | NULL | NULL | NULL | NULL | Other
| SITE_00977 | 2007 | 2010 and earlier | Single Family | 1882.4 | 1882.4 | 3 | gFAF | NULL | Natural Gas | Programmable Thermostat | 66000 | NULL | NULL | Furnace | 2011 | 2011 and later | 5 | gFAF
| SITE_00978 | 1980 | 2010 and earlier | Single Family | 1882.4 | 1882.4 | 3 | Boiler | Hot Water W/Indirect Water Heater | Natural Gas | Programmable Thermostat | 175000 | NULL | NULL | Boiler | NULL | NULL | NULL | Other
| SITE_00979 | 1977 | 2010 and earlier | Single Family | 1882.4 | 1882.4 | 3 | gFAF | NULL | Natural Gas | Programmable Thermostat | 66000 | NULL | NULL | Furnace | 2010 | 2010 and earlier | 6 | gFAF
| SITE_00980 | 1953 | 2010 and earlier | Single Family | 1882.4 | 1882.4 | 3 | gFAF | NULL | Natural Gas | Programmable Thermostat | NULL | NULL | NULL | Furnace | 2001 | 2010 and earlier | 15 | gFAF
| SITE_00981 | 1950 | 2010 and earlier | Single Family | 1882.4 | 1882.4 | 3 | gFAF | NULL | Natural Gas | Smart/Wi-Fi Thermostat | NULL | NULL | NULL | Furnace | NULL | NULL | NULL | gFAF
| SITE_00982 | 1997 | 2010 and earlier | Single Family | 1882.4 | 1882.4 | 3 | gFAF | NULL | Natural Gas | Manual Thermostat - Analog | 100000 | NULL | NULL | Furnace | 1997 | 2010 and earlier | 19 | gFAF
| SITE_00983 | 1890 | 2010 and earlier | Single Family | 1882.4 | 1882.4 | 3 | Stove/Fireplace | Fireplace - Glass Door Over Open Hearth | Wood (Pellets) | Manual Thermostat - Analog | NULL | NULL | NULL | NULL | NULL | NULL | NULL | Other
| SITE_00984 | 1985 | 2010 and earlier | Manufactured | 765.84 | 765.84 | 3 | Stove/Fireplace | Space Heating Stove | Wood (Pellets) | None | NULL | NULL | NULL | NULL | NULL | NULL | NULL | Other
| SITE_00985 | 2001 | 2010 and earlier | Single Family | 1882.4 | 1882.4 | 2 | gFAF | NULL | Propane | Programmable Thermostat | 100000 | NULL | NULL | Furnace | 1999 | 2010 and earlier | 17 | gFAF
| SITE_00986 | 1959 | 2010 and earlier | Single Family | 1882.4 | 1882.4 | 3 | gFAF | NULL | Natural Gas | Control Panel | 38400 | NULL | NULL | Furnace | 2012 | 2011 and later | 4 | gFAF
| SITE_00987 | 1991 | 2010 and earlier | Manufactured | 765.84 | 765.84 | 3 | eFAF | NULL | Electric | Manual Thermostat - Digital | NULL | NULL | NULL | Furnace | 1994 | 2010 and earlier | 22 | eFAF
| SITE_00988 | 1985 | 2010 and earlier | Single Family | 1882.4 | 1882.4 | 3 | gFAF | NULL | Natural Gas | Programmable Thermostat | 88000 | NULL | NULL | Furnace | 2011 | 2011 and later | 5 | gFAF
| SITE_00989 | 1947 | 2010 and earlier | Single Family | 1882.4 | 1882.4 | 3 | Boiler | Hot Water | Natural Gas | Manual Thermostat - Analog | 96000 | NULL | NULL | Boiler | 2004 | 2010 and earlier | 12 | Other
| SITE_00990 | 1999 | 2010 and earlier | Single Family | 1882.4 | 1882.4 | 3 | gFAF | NULL | Natural Gas | Programmable Thermostat | 110000 | NULL | NULL | Furnace | 1997 | 2010 and earlier | 19 | gFAF
| SITE_00992 | 1978 | 2010 and earlier | Single Family | 1882.4 | 1882.4 | 3 | gFAF | NULL | Natural Gas | None | 80000 | NULL | NULL | Furnace | 1990 | 2010 and earlier | 26 | gFAF
| SITE_00993 | 1984 | 2010 and earlier | Single Family | 1882.4 | 1882.4 | 3 | gFAF | NULL | Natural Gas | Programmable Thermostat | 80000 | NULL | NULL | Furnace | NULL | NULL | NULL | gFAF
| SITE_00994 | 1936 | 2010 and earlier | Single Family | 1882.4 | 1882.4 | 3 | gFAF | NULL | Natural Gas | Manual Thermostat - Analog | 60000 | NULL | NULL | Furnace | 2014 | 2011 and later | 2 | gFAF
| SITE_00995 | 1994 | 2010 and earlier | Single Family | 1882.4 | 1882.4 | 3 | Boiler | Hot Water | Natural Gas | Manual Thermostat - Digital | 80000 | NULL | NULL | Boiler | NULL | NULL | NULL | Other
| SITE_00996 | 1980 | 2010 and earlier | Single Family | 1882.4 | 1882.4 | 2 | gFAF | NULL | Propane | Programmable Thermostat | 80000 | NULL | NULL | Furnace | 2008 | 2010 and earlier | 8 | gFAF
| SITE_00997 | 1941 | 2010 and earlier | Single Family | 1882.4 | 1882.4 | 3 | gFAF | NULL | Natural Gas | Manual Thermostat - Analog | 88000 | NULL | NULL | Furnace | 2003 | 2010 and earlier | 13 | gFAF
| SITE_00998 | 1958 | 2010 and earlier | Single Family | 1882.4 | 1882.4 | 3 | gFAF | NULL | Natural Gas | Manual Thermostat - Digital | 80000 | NULL | NULL | Furnace | 2006 | 2010 and earlier | 10 | gFAF
| SITE_00999 | 1975 | 2010 and earlier | Single Family | 1882.4 | 1882.4 | 3 | Boiler | Hot Water | Natural Gas | Manual Thermostat - Analog | 164000 | NULL | NULL | Boiler | 2004 | 2010 and earlier | 12 | Other
| SITE_01000 | 1980 | 2010 and earlier | Manufactured | 331.65 | 331.65 | 3 | gFAF | NULL | Natural Gas | Manual Thermostat - Analog | 70000 | NULL | NULL | Furnace | 2010 | 2010 and earlier | 6 | gFAF
| SITE_01001 | 1968 | 2010 and earlier | Single Family | 1882.4 | 1882.4 | 3 | Stove/Fireplace | Space Heating Stove | Wood (Cord) | None | NULL | NULL | NULL | NULL | NULL | NULL | NULL | Other
| SITE_01002 | 1998 | 2010 and earlier | Single Family | 1882.4 | 1882.4 | 3 | gFAF | NULL | Natural Gas | Programmable Thermostat | 46000 | NULL | NULL | Furnace | 1996 | 2010 and earlier | 20 | gFAF
| SITE_01003 | 1953 | 2010 and earlier | Single Family | 1882.4 | 1882.4 | 3 | gFAF | NULL | Natural Gas | Manual Thermostat - Analog | 75000 | NULL | NULL | Furnace | NULL | NULL | NULL | gFAF
| SITE_01004 | 1977 | 2010 and earlier | Single Family | 1882.4 | 1882.4 | 3 | Electric Baseboard | NULL | Electric | Manual Thermostat - Analog | NULL | NULL | NULL | NULL | NULL | NULL | NULL | Zonal
| SITE_01005 | 1950 | 2010 and earlier | Manufactured | 331.65 | 331.65 | 3 | Boiler | Hot Water | Natural Gas | Manual Thermostat - Analog | NULL | NULL | NULL | Boiler | NULL | NULL | NULL | Other
| SITE_01006 | 1986 | 2010 and earlier | Single Family | 2661.5 | 2661.5 | 2 | Stove/Fireplace | Space Heating Stove | Wood (Cord) | Manual Thermostat - Analog | NULL | NULL | NULL | NULL | NULL | NULL | NULL | Other
| SITE_01007 | 1973 | 2010 and earlier | Single Family | 1882.4 | 941.2 | 3 | gFAF | NULL | Natural Gas | Programmable Thermostat | 88000 | NULL | NULL | Furnace | 2012 | 2011 and later | 4 | gFAF
| SITE_01007 | 1973 | 2010 and earlier | Single Family | 1882.4 | 941.2 | 3 | gFAF | NULL | Natural Gas | Programmable Thermostat | 88000 | NULL | NULL | Furnace | NULL | NULL | NULL | gFAF
| SITE_01008 | 1982 | 2010 and earlier | Single Family | 2661.5 | 2661.5 | 3 | Stove/Fireplace | Space Heating Stove | Propane | Thermostat | 43000 | NULL | NULL | NULL | NULL | NULL | NULL | Other
| SITE_01009 | 1972 | 2010 and earlier | Manufactured | 331.65 | 331.65 | 3 | gFAF | NULL | Natural Gas | Manual Thermostat - Digital | 80000 | NULL | NULL | Furnace | NULL | NULL | NULL | gFAF
| SITE_01010 | 2007 | 2010 and earlier | Single Family | 1882.4 | 1882.4 | 3 | gFAF | NULL | Natural Gas | Programmable Thermostat | 75000 | NULL | NULL | Furnace | 2007 | 2010 and earlier | 9 | gFAF
| SITE_01011 | 1984 | 2010 and earlier | Single Family | 1882.4 | 941.2 | 3 | Zonal Heat | Unit Heater | Propane | Manual Thermostat - Analog | 36500 | NULL | NULL | Unknown | NULL | NULL | NULL | Zonal
| SITE_01011 | 1984 | 2010 and earlier | Single Family | 1882.4 | 941.2 | 3 | Zonal Heat | Unit Heater | Propane | Manual Thermostat - Analog | 20700 | NULL | NULL | Unknown | NULL | NULL | NULL | Zonal
| SITE_01012 | 1993 | 2010 and earlier | Single Family | 2661.5 | 2661.5 | 3 | Geothermal Heat Pump | Ground Loop | Electric | Programmable Thermostat | NULL | NULL | NULL | Condenser | 2014 | 2011 and later | 2 | GSHP
| SITE_01013 | 1947 | 2010 and earlier | Single Family | 1882.4 | 1882.4 | 3 | gFAF | NULL | Natural Gas | Programmable Thermostat | 60000 | NULL | NULL | Furnace | 2010 | 2010 and earlier | 6 | gFAF
| SITE_01014 | 1967 | 2010 and earlier | Single Family | 1882.4 | 313.7333 | 3 | Electric Baseboard | NULL | Electric | Manual Thermostat - Analog | NULL | NULL | NULL | NULL | NULL | NULL | NULL | Zonal
| SITE_01014 | 1967 | 2010 and earlier | Single Family | 1882.4 | 313.7333 | 3 | Electric Baseboard | NULL | Electric | Manual Thermostat - Analog | NULL | NULL | NULL | NULL | NULL | NULL | NULL | Zonal
| SITE_01014 | 1967 | 2010 and earlier | Single Family | 1882.4 | 313.7333 | 3 | Electric Baseboard | NULL | Electric | Manual Thermostat - Analog | NULL | NULL | NULL | NULL | NULL | NULL | NULL | Zonal
| SITE_01014 | 1967 | 2010 and earlier | Single Family | 1882.4 | 313.7333 | 3 | Electric Baseboard | NULL | Electric | Manual Thermostat - Analog | NULL | NULL | NULL | NULL | NULL | NULL | NULL | Zonal
| SITE_01014 | 1967 | 2010 and earlier | Single Family | 1882.4 | 313.7333 | 3 | Electric Baseboard | NULL | Electric | Manual Thermostat - Analog | NULL | NULL | NULL | NULL | NULL | NULL | NULL | Zonal
| SITE_01014 | 1967 | 2010 and earlier | Single Family | 1882.4 | 313.7333 | 3 | Electric Baseboard | NULL | Electric | Manual Thermostat - Analog | NULL | NULL | NULL | NULL | NULL | NULL | NULL | Zonal
| SITE_01015 | 2006 | 2010 and earlier | Single Family | 1882.4 | 1882.4 | 3 | gFAF | NULL | Natural Gas | Programmable Thermostat | NULL | NULL | NULL | Furnace | NULL | NULL | NULL | gFAF
| SITE_01016 | 1959 | 2010 and earlier | Single Family | 1882.4 | 1882.4 | 3 | gFAF | NULL | Natural Gas | Programmable Thermostat | 92000 | NULL | NULL | Furnace | 2013 | 2011 and later | 3 | gFAF
| SITE_01017 | 1975 | 2010 and earlier | Single Family | 1882.4 | 1882.4 | 3 | gFAF | NULL | Natural Gas | Programmable Thermostat | 100000 | NULL | NULL | Furnace | NULL | NULL | NULL | gFAF
| SITE_01018 | 1884 | 2010 and earlier | Single Family | 1882.4 | 1882.4 | 3 | gFAF | NULL | Natural Gas | Manual Thermostat - Digital | 100000 | NULL | NULL | Furnace | 1996 | 2010 and earlier | 20 | gFAF
| SITE_01019 | 1880 | 2010 and earlier | Single Family | 1882.4 | 1882.4 | 3 | Stove/Fireplace | Space Heating Stove | Wood (Pellets) | Unknown | NULL | NULL | NULL | NULL | NULL | NULL | NULL | Other
| SITE_01020 | 2002 | 2010 and earlier | Single Family | 1882.4 | 1882.4 | 3 | gFAF | NULL | Natural Gas | Programmable Thermostat | NULL | NULL | NULL | Furnace | 2005 | 2010 and earlier | 11 | gFAF
| SITE_01021 | 1979 | 2010 and earlier | Single Family | 1882.4 | 1882.4 | 3 | gFAF | NULL | Natural Gas | Manual Thermostat - Analog | 165000 | NULL | NULL | Furnace | 2007 | 2010 and earlier | 9 | gFAF
| SITE_01022 | 1998 | 2010 and earlier | Single Family | 1882.4 | 1882.4 | 3 | gFAF | NULL | Natural Gas | Programmable Thermostat | NULL | NULL | NULL | Furnace | NULL | NULL | NULL | gFAF
| SITE_01023 | 1977 | 2010 and earlier | Single Family | 2661.5 | 2661.5 | 2 | gFAF | Dual Fuel Primary | Natural Gas | Programmable Thermostat | 52000 | NULL | NULL | Furnace | 2014 | 2011 and later | 2 | gFAF
| SITE_01024 | 1978 | 2010 and earlier | Single Family | 1882.4 | 1882.4 | 3 | Boiler | Hot Water | Natural Gas | Programmable Thermostat | 164000 | NULL | NULL | Boiler | 1998 | 2010 and earlier | 18 | Other
| SITE_01025 | 1978 | 2010 and earlier | Single Family | 1882.4 | 1882.4 | 3 | gFAF | NULL | Natural Gas | Programmable Thermostat | 88000 | NULL | NULL | Furnace | NULL | NULL | NULL | gFAF
| SITE_01026 | 1993 | 2010 and earlier | Manufactured | 331.65 | 331.65 | 3 | Stove/Fireplace | Space Heating Stove | Wood (Cord) | None | NULL | NULL | NULL | NULL | NULL | NULL | NULL | Other
| SITE_01027 | 1912 | 2010 and earlier | Single Family | 2661.5 | 1330.75 | 2 | Mini-Split HP | NULL | Electric | Manual Thermostat - Digital | NULL | NULL | NULL | Condenser | 2009 | 2010 and earlier | 7 | DHP
| SITE_01027 | 1912 | 2010 and earlier | Single Family | 2661.5 | 1330.75 | 2 | Mini-Split HP | NULL | Electric | Programmable Thermostat | NULL | NULL | NULL | Condenser | NULL | NULL | NULL | DHP
| SITE_01028 | 1895 | 2010 and earlier | Single Family | 1882.4 | 1882.4 | 3 | Boiler | Hot Water | Natural Gas | Thermostat | NULL | NULL | NULL | Boiler | NULL | NULL | NULL | Other
| SITE_01029 | 2008 | 2010 and earlier | Single Family | 2661.5 | 665.375 | 3 | Zonal Heat | Vertical Wall Heater | Electric | Manual Thermostat - Analog | NULL | NULL | NULL | Unknown | NULL | NULL | NULL | Zonal
| SITE_01029 | 2008 | 2010 and earlier | Single Family | 2661.5 | 665.375 | 3 | Zonal Heat | Vertical Wall Heater | Electric | Manual Thermostat - Analog | NULL | NULL | NULL | Unknown | NULL | NULL | NULL | Zonal
| SITE_01029 | 2008 | 2010 and earlier | Single Family | 2661.5 | 665.375 | 3 | Zonal Heat | Vertical Wall Heater | Electric | Manual Thermostat - Analog | NULL | NULL | NULL | Unknown | NULL | NULL | NULL | Zonal
| SITE_01029 | 2008 | 2010 and earlier | Single Family | 2661.5 | 665.375 | 3 | Zonal Heat | Vertical Wall Heater | Electric | Manual Thermostat - Analog | NULL | NULL | NULL | Unknown | NULL | NULL | NULL | Zonal
| SITE_01030 | 1989 | 2010 and earlier | Single Family | 2661.5 | 2661.5 | 2 | Stove/Fireplace | Space Heating Stove | Wood (Cord) | None | NULL | NULL | NULL | NULL | NULL | NULL | NULL | Other
| SITE_01031 | 1993 | 2010 and earlier | Manufactured | 331.65 | 331.65 | 2 | gFAF | NULL | Natural Gas | Manual Thermostat - Analog | 56000 | NULL | NULL | Furnace | 2005 | 2010 and earlier | 11 | gFAF
| SITE_01032 | 2005 | 2010 and earlier | Single Family | 1882.4 | 1882.4 | 3 | gFAF | NULL | Natural Gas | Manual Thermostat - Digital | 100000 | NULL | NULL | Furnace | 2000 | 2010 and earlier | 16 | gFAF
| SITE_01033 | 1995 | 2010 and earlier | Single Family | 2661.5 | 2661.5 | 3 | gFAF | NULL | Propane | Manual Thermostat - Analog | 100000 | NULL | NULL | Furnace | NULL | NULL | NULL | gFAF
| SITE_01034 | 2006 | 2010 and earlier | Single Family | 1882.4 | 1882.4 | 3 | gFAF | NULL | Natural Gas | Programmable Thermostat | 95000 | NULL | NULL | Furnace | NULL | NULL | NULL | gFAF
| SITE_01035 | 1953 | 2010 and earlier | Single Family | 1882.4 | 376.48 | 3 | Zonal Heat | Vertical Wall Heater | Natural Gas | Manual Thermostat - Analog | 25000 | NULL | NULL | Unknown | NULL | NULL | NULL | Zonal
| SITE_01035 | 1953 | 2010 and earlier | Single Family | 1882.4 | 376.48 | 3 | Zonal Heat | Vertical Wall Heater | Natural Gas | Manual Thermostat - Analog | 55000 | NULL | NULL | Unknown | NULL | NULL | NULL | Zonal
| SITE_01035 | 1953 | 2010 and earlier | Single Family | 1882.4 | 376.48 | 3 | Zonal Heat | Vertical Wall Heater | Natural Gas | Manual Thermostat - Analog | 50000 | NULL | NULL | Unknown | NULL | NULL | NULL | Zonal
| SITE_01035 | 1953 | 2010 and earlier | Single Family | 1882.4 | 376.48 | 3 | Zonal Heat | Vertical Wall Heater | Natural Gas | Manual Thermostat - Analog | NULL | NULL | NULL | Unknown | NULL | NULL | NULL | Zonal
| SITE_01035 | 1953 | 2010 and earlier | Single Family | 1882.4 | 376.48 | 3 | Zonal Heat | Vertical Wall Heater | Natural Gas | Manual Thermostat - Analog | 11000 | NULL | NULL | Unknown | NULL | NULL | NULL | Zonal
| SITE_01036 | 1889 | 2010 and earlier | Single Family | 1882.4 | 1882.4 | 3 | gFAF | NULL | Natural Gas | Manual Thermostat - Digital | 100000 | NULL | NULL | Furnace | 1994 | 2010 and earlier | 22 | gFAF
| SITE_01037 | 1996 | 2010 and earlier | Single Family | 2661.5 | 2661.5 | 2 | gFAF | NULL | Propane | Programmable Thermostat | 100000 | NULL | NULL | Furnace | 1995 | 2010 and earlier | 21 | gFAF
| SITE_01038 | 1993 | 2010 and earlier | Single Family | 1882.4 | 1882.4 | 3 | Boiler | Hot Water | Natural Gas | Manual Thermostat - Digital | 135000 | NULL | NULL | Boiler | 1993 | 2010 and earlier | 23 | Other
| SITE_01039 | 1962 | 2010 and earlier | Single Family | 1882.4 | 1882.4 | 3 | gFAF | NULL | Natural Gas | Manual Thermostat - Digital | 50000 | NULL | NULL | Furnace | 1994 | 2010 and earlier | 22 | gFAF
| SITE_01040 | 1996 | 2010 and earlier | Manufactured | 765.84 | 765.84 | 2 | gFAF | NULL | Propane | Programmable Thermostat | 75000 | NULL | NULL | Furnace | 1995 | 2010 and earlier | 21 | gFAF
| SITE_01041 | 1939 | 2010 and earlier | Single Family | 1882.4 | 1882.4 | 3 | gFAF | NULL | Natural Gas | Smart/Wi-Fi Thermostat | 60000 | NULL | NULL | Furnace | 2007 | 2010 and earlier | 9 | gFAF
| SITE_01042 | 1956 | 2010 and earlier | Single Family | 1882.4 | 1882.4 | 3 | gFAF | NULL | Natural Gas | Manual Thermostat - Digital | 90000 | NULL | NULL | Furnace | 1990 | 2010 and earlier | 26 | gFAF
| SITE_01043 | 1984 | 2010 and earlier | Single Family | 1882.4 | 1882.4 | 3 | gFAF | Dual Fuel Primary | Natural Gas | Manual Thermostat - Digital | 80000 | NULL | NULL | Furnace | 2011 | 2011 and later | 5 | gFAF
| SITE_01044 | 2015 | 2011 and later | Single Family | 1882.4 | 1882.4 | 3 | gFAF | NULL | Natural Gas | Programmable Thermostat | 40000 | NULL | NULL | Furnace | 2015 | 2011 and later | 1 | gFAF
| SITE_01045 | 1969 | 2010 and earlier | Single Family | 2661.5 | 2661.5 | 3 | Boiler | Hot Water | Natural Gas | Manual Thermostat - Analog | 225000 | NULL | NULL | Boiler | 1986 | 2010 and earlier | 30 | Other
| SITE_01046 | 2002 | 2010 and earlier | Single Family | 2661.5 | 2661.5 | 3 | gFAF | NULL | Natural Gas | Manual Thermostat - Digital | 80000 | NULL | NULL | Furnace | 2002 | 2010 and earlier | 14 | gFAF
| SITE_01047 | 1970 | 2010 and earlier | Single Family | 1882.4 | 1882.4 | 3 | gFAF | NULL | Natural Gas | Manual Thermostat - Analog | NULL | NULL | NULL | Furnace | NULL | NULL | NULL | gFAF
| SITE_01048 | 1977 | 2010 and earlier | Single Family | 1882.4 | 1882.4 | 3 | gFAF | NULL | Natural Gas | Smart/Wi-Fi Thermostat | 80000 | NULL | NULL | Furnace | 2014 | 2011 and later | 2 | gFAF
| SITE_01049 | 2007 | 2010 and earlier | Single Family | 1882.4 | 1882.4 | 3 | gFAF | NULL | Natural Gas | Programmable Thermostat | 105000 | NULL | NULL | Furnace | 2005 | 2010 and earlier | 11 | gFAF
| SITE_01050 | 1970 | 2010 and earlier | Single Family | 1882.4 | 1882.4 | 2 | gFAF | NULL | Natural Gas | Programmable Thermostat | 40000 | NULL | NULL | Furnace | NULL | NULL | NULL | gFAF
| SITE_01051 | 1892 | 2010 and earlier | Single Family | 1882.4 | 1882.4 | 3 | Stove/Fireplace | Space Heating Stove | Natural Gas | Thermostat | 18000 | NULL | NULL | NULL | NULL | NULL | NULL | Other
| SITE_01052 | 1954 | 2010 and earlier | Single Family | 1882.4 | 1882.4 | 3 | gFAF | NULL | Natural Gas | Unknown | 85000 | NULL | NULL | Furnace | NULL | NULL | NULL | gFAF
| SITE_01053 | 1946 | 2010 and earlier | Single Family | 2661.5 | 2661.5 | 3 | eFAF | NULL | Electric | Programmable Thermostat | NULL | NULL | NULL | Furnace | NULL | NULL | NULL | eFAF
| SITE_01054 | 1978 | 2010 and earlier | Multifamily Residence | 214.04 | 35.6733 | 3 | Electric Baseboard | NULL | Electric | Manual Thermostat - Analog | NULL | NULL | NULL | NULL | NULL | NULL | NULL | Zonal
| SITE_01054 | 1978 | 2010 and earlier | Multifamily Residence | 214.04 | 35.6733 | 3 | Electric Baseboard | NULL | Electric | Manual Thermostat - Analog | NULL | NULL | NULL | NULL | NULL | NULL | NULL | Zonal
| SITE_01054 | 1978 | 2010 and earlier | Multifamily Residence | 214.04 | 35.6733 | 3 | Electric Baseboard | NULL | Electric | Manual Thermostat - Analog | NULL | NULL | NULL | NULL | NULL | NULL | NULL | Zonal
| SITE_01054 | 1978 | 2010 and earlier | Multifamily Residence | 214.04 | 35.6733 | 3 | Electric Baseboard | NULL | Electric | Manual Thermostat - Analog | NULL | NULL | NULL | NULL | NULL | NULL | NULL | Zonal
| SITE_01054 | 1978 | 2010 and earlier | Multifamily Residence | 214.04 | 35.6733 | 3 | Electric Baseboard | NULL | Electric | Manual Thermostat - Analog | NULL | NULL | NULL | NULL | NULL | NULL | NULL | Zonal
| SITE_01054 | 1978 | 2010 and earlier | Multifamily Residence | 214.04 | 35.6733 | 3 | Electric Baseboard | NULL | Electric | Manual Thermostat - Analog | NULL | NULL | NULL | NULL | NULL | NULL | NULL | Zonal
| SITE_01055 | 1988 | 2010 and earlier | Single Family | 1882.4 | 1882.4 | 3 | Boiler | Hot Water W/Indirect Water Heater | Natural Gas | Manual Thermostat - Digital | 125000 | NULL | NULL | Boiler | 1997 | 2010 and earlier | 19 | Other
| SITE_01056 | 1975 | 2010 and earlier | Single Family | 1882.4 | 376.48 | 3 | Electric Baseboard | NULL | Electric | Manual Thermostat - Analog | NULL | NULL | NULL | NULL | NULL | NULL | NULL | Zonal
| SITE_01056 | 1975 | 2010 and earlier | Single Family | 1882.4 | 376.48 | 3 | Electric Baseboard | NULL | Electric | Manual Thermostat - Analog | NULL | NULL | NULL | NULL | NULL | NULL | NULL | Zonal
| SITE_01056 | 1975 | 2010 and earlier | Single Family | 1882.4 | 376.48 | 3 | Electric Baseboard | NULL | Electric | Manual Thermostat - Analog | NULL | NULL | NULL | NULL | NULL | NULL | NULL | Zonal
| SITE_01056 | 1975 | 2010 and earlier | Single Family | 1882.4 | 376.48 | 3 | Electric Baseboard | NULL | Electric | Manual Thermostat - Analog | NULL | NULL | NULL | NULL | NULL | NULL | NULL | Zonal
| SITE_01056 | 1975 | 2010 and earlier | Single Family | 1882.4 | 376.48 | 3 | Electric Baseboard | NULL | Electric | Manual Thermostat - Analog | NULL | NULL | NULL | NULL | NULL | NULL | NULL | Zonal
| SITE_01057 | 1930 | 2010 and earlier | Single Family | 1882.4 | 1882.4 | 3 | gFAF | NULL | Natural Gas | Manual Thermostat - Analog | 80000 | NULL | NULL | Furnace | NULL | NULL | NULL | gFAF
| SITE_01058 | 2003 | 2010 and earlier | Single Family | 1882.4 | 1882.4 | 3 | gFAF | NULL | Natural Gas | Programmable Thermostat | 80000 | NULL | NULL | Furnace | 2003 | 2010 and earlier | 13 | gFAF
| SITE_01059 | 1987 | 2010 and earlier | Single Family | 1882.4 | 1882.4 | 3 | Stove/Fireplace | Fireplace - Factory-Built Insert | Wood (Cord) | Thermostat | NULL | NULL | NULL | NULL | NULL | NULL | NULL | Other
| SITE_01060 | 1910 | 2010 and earlier | Single Family | 1882.4 | 1882.4 | 3 | gFAF | NULL | Natural Gas | Smart/Wi-Fi Thermostat | 137000 | NULL | NULL | Furnace | 1973 | 2010 and earlier | 43 | gFAF
| SITE_01061 | 1986 | 2010 and earlier | Single Family | 1882.4 | 1882.4 | 3 | Boiler | Hot Water W/Indirect Water Heater | Natural Gas | Programmable Thermostat | 164000 | NULL | NULL | Boiler | 1999 | 2010 and earlier | 17 | Other
| SITE_01062 | 1915 | 2010 and earlier | Single Family | 1882.4 | 1882.4 | 3 | gFAF | NULL | Natural Gas | Manual Thermostat - Digital | 92000 | NULL | NULL | Furnace | 2009 | 2010 and earlier | 7 | gFAF
| SITE_01063 | 1941 | 2010 and earlier | Single Family | 1882.4 | 1882.4 | 3 | gFAF | NULL | Natural Gas | Programmable Thermostat | 44000 | NULL | NULL | Furnace | NULL | NULL | NULL | gFAF
| SITE_01064 | 2003 | 2010 and earlier | Single Family | 2661.5 | 2661.5 | 2 | Stove/Fireplace | Space Heating Stove | Wood (Cord) | NULL | NULL | NULL | NULL | NULL | NULL | NULL | NULL | Other
| SITE_01065 | 1976 | 2010 and earlier | Single Family | 1882.4 | 1882.4 | 3 | Stove/Fireplace | Fireplace - Glass Door Over Open Hearth | Natural Gas | Manual Thermostat - Analog | 58000 | NULL | NULL | NULL | NULL | NULL | NULL | Other
| SITE_01066 | 2010 | 2010 and earlier | Single Family | 1882.4 | 1882.4 | 3 | Boiler | Hot Water | Natural Gas | Manual Thermostat - Digital | 105000 | NULL | NULL | Boiler | 2009 | 2010 and earlier | 7 | Other
| SITE_01067 | 1979 | 2010 and earlier | Single Family | 2661.5 | 2661.5 | 3 | gFAF | NULL | Natural Gas | Programmable Thermostat | 60000 | NULL | NULL | Furnace | 2008 | 2010 and earlier | 8 | gFAF
| SITE_01068 | 1985 | 2010 and earlier | Single Family | 1882.4 | 1882.4 | 2 | Zonal Heat | Unit Heater | Propane | Manual Thermostat - Digital | 36500 | NULL | NULL | Unknown | NULL | NULL | NULL | Zonal
| SITE_01069 | 1995 | 2010 and earlier | Manufactured | 331.65 | 331.65 | 3 | gFAF | NULL | Natural Gas | Manual Thermostat - Digital | 69000 | NULL | NULL | Furnace | 2007 | 2010 and earlier | 9 | gFAF
| SITE_01070 | 1911 | 2010 and earlier | Single Family | 1882.4 | 1882.4 | 3 | gFAF | NULL | Natural Gas | None | 75000 | NULL | NULL | Furnace | NULL | NULL | NULL | gFAF
| SITE_01071 | 1992 | 2010 and earlier | Single Family | 3801.52 | 3801.52 | 1 | gFAF | NULL | Natural Gas | Programmable Thermostat | 66000 | NULL | NULL | Furnace | NULL | NULL | NULL | gFAF
| SITE_01072 | 1993 | 2010 and earlier | Single Family | 3801.52 | 3801.52 | 1 | gFAF | NULL | Natural Gas | Programmable Thermostat | 46000 | NULL | NULL | Furnace | NULL | NULL | NULL | gFAF
| SITE_01073 | 2006 | 2010 and earlier | Single Family | 3801.52 | 3801.52 | 1 | Air Source Heat Pump | Dual Fuel Primary | Electric | Programmable Thermostat | NULL | 8 | 2: 7.7-8.2 | Condenser | 2014 | 2011 and later | 2 | ASHP
| SITE_01074 | 1916 | 2010 and earlier | Single Family | 3801.52 | 950.38 | 1 | Zonal Heat | Electric Plug-In Heater | Electric | Manual Thermostat - Analog | NULL | NULL | NULL | Unknown | NULL | NULL | NULL | Zonal
| SITE_01074 | 1916 | 2010 and earlier | Single Family | 3801.52 | 950.38 | 1 | Zonal Heat | Electric Plug-In Heater | Electric | Manual Thermostat - Analog | NULL | NULL | NULL | Unknown | NULL | NULL | NULL | Zonal
| SITE_01074 | 1916 | 2010 and earlier | Single Family | 3801.52 | 950.38 | 1 | Zonal Heat | Unit Heater | Electric | Manual Thermostat - Analog | NULL | NULL | NULL | Unknown | NULL | NULL | NULL | Zonal
| SITE_01074 | 1916 | 2010 and earlier | Single Family | 3801.52 | 950.38 | 1 | Zonal Heat | Electric Plug-In Heater | Electric | Manual Thermostat - Analog | NULL | NULL | NULL | Unknown | NULL | NULL | NULL | Zonal
| SITE_01075 | 2003 | 2010 and earlier | Single Family | 3801.52 | 3801.52 | 1 | Boiler | Hot Water | Natural Gas | Manual Thermostat - Analog | 120000 | NULL | NULL | Boiler | NULL | NULL | NULL | Other
| SITE_01076 | 1910 | 2010 and earlier | Single Family | 3801.52 | 3801.52 | 1 | Stove/Fireplace | Space Heating Stove | Natural Gas | Thermostat | 38000 | NULL | NULL | NULL | NULL | NULL | NULL | Other
| SITE_01077 | 2006 | 2010 and earlier | Single Family | 3801.52 | 3801.52 | 1 | gFAF | NULL | Natural Gas | Programmable Thermostat | 75000 | NULL | NULL | Furnace | 2005 | 2010 and earlier | 11 | gFAF
| SITE_01078 | 2009 | 2010 and earlier | Single Family | 3801.52 | 3801.52 | 1 | gFAF | NULL | Natural Gas | Programmable Thermostat | 44000 | NULL | NULL | Furnace | NULL | NULL | NULL | gFAF
| SITE_01079 | 1992 | 2010 and earlier | Manufactured | 997.59 | 997.59 | 1 | Stove/Fireplace | Space Heating Stove | Wood (Cord) | None | NULL | NULL | NULL | NULL | NULL | NULL | NULL | Other
| SITE_01080 | 1986 | 2010 and earlier | Single Family | 3801.52 | 3801.52 | 1 | Zonal Heat | Unit Heater | Electric | Manual Thermostat - Analog | NULL | NULL | NULL | Unknown | NULL | NULL | NULL | Zonal
| SITE_01081 | 1989 | 2010 and earlier | Single Family | 3801.52 | 3801.52 | 1 | Air Source Heat Pump | NULL | Electric | Programmable Thermostat | NULL | 7.7 | 2: 7.7-8.2 | Condenser | NULL | NULL | NULL | ASHP
| SITE_01082 | 1951 | 2010 and earlier | Single Family | 3801.52 | 3801.52 | 1 | Stove/Fireplace | Space Heating Stove | Natural Gas | Thermostat | 30000 | NULL | NULL | NULL | NULL | NULL | NULL | Other
| SITE_01083 | 1967 | 2010 and earlier | Single Family | 3801.52 | 3801.52 | 1 | gFAF | NULL | Natural Gas | Programmable Thermostat | 66000 | NULL | NULL | Furnace | NULL | NULL | NULL | gFAF
| SITE_01084 | 2002 | 2010 and earlier | Single Family | 3801.52 | 3801.52 | 1 | gFAF | NULL | Natural Gas | Programmable Thermostat | 75000 | NULL | NULL | Furnace | NULL | NULL | NULL | gFAF
| SITE_01085 | 1992 | 2010 and earlier | Single Family | 3801.52 | 3801.52 | 1 | gFAF | NULL | Natural Gas | Programmable Thermostat | 66000 | NULL | NULL | Furnace | NULL | NULL | NULL | gFAF
| SITE_01086 | 1978 | 2010 and earlier | Single Family | 3801.52 | 3801.52 | 1 | gFAF | NULL | Propane | Programmable Thermostat | 75000 | NULL | NULL | Furnace | 1995 | 2010 and earlier | 21 | gFAF
| SITE_01087 | 1966 | 2010 and earlier | Single Family | 3801.52 | 3801.52 | 1 | gFAF | NULL | Natural Gas | Manual Thermostat - Analog | 100000 | NULL | NULL | Furnace | NULL | NULL | NULL | gFAF
| SITE_01088 | 2006 | 2010 and earlier | Single Family | 3801.52 | 3801.52 | 1 | Geothermal Heat Pump | Ground Loop | Electric | Programmable Thermostat | NULL | NULL | NULL | Condenser | 2006 | 2010 and earlier | 10 | GSHP
| SITE_01089 | 1961 | 2010 and earlier | Single Family | 3801.52 | 3801.52 | 1 | gFAF | NULL | Natural Gas | Programmable Thermostat | 60000 | NULL | NULL | Furnace | NULL | NULL | NULL | gFAF
| SITE_01090 | 1999 | 2010 and earlier | Single Family | 3801.52 | 3801.52 | 1 | gFAF | NULL | Natural Gas | Smart/Wi-Fi Thermostat | 66000 | NULL | NULL | Furnace | NULL | NULL | NULL | gFAF
| SITE_01091 | 1989 | 2010 and earlier | Single Family | 3801.52 | 3801.52 | 1 | gFAF | NULL | Natural Gas | Programmable Thermostat | 75000 | NULL | NULL | Furnace | NULL | NULL | NULL | gFAF
| SITE_01092 | 1962 | 2010 and earlier | Single Family | 3801.52 | 3801.52 | 1 | Mini-Split HP | NULL | Electric | Manual Thermostat - Digital | NULL | NULL | NULL | Condenser | 2016 | 2011 and later | 0 | DHP
| SITE_01093 | 1950 | 2010 and earlier | Single Family | 3801.52 | 3801.52 | 1 | gFAF | NULL | Natural Gas | Manual Thermostat - Analog | 88000 | NULL | NULL | Furnace | NULL | NULL | NULL | gFAF
| SITE_01094 | 1998 | 2010 and earlier | Single Family | 3801.52 | 3801.52 | 1 | gFAF | NULL | Natural Gas | Programmable Thermostat | NULL | NULL | NULL | Furnace | NULL | NULL | NULL | gFAF
| SITE_01095 | 1963 | 2010 and earlier | Single Family | 3801.52 | 3801.52 | 1 | gFAF | NULL | Natural Gas | Programmable Thermostat | 110000 | NULL | NULL | Furnace | 2007 | 2010 and earlier | 9 | gFAF
| SITE_01096 | 2014 | 2011 and later | Single Family | 3801.52 | 3801.52 | 1 | gFAF | NULL | Natural Gas | Unknown | 42000 | NULL | NULL | Furnace | 2013 | 2011 and later | 3 | gFAF
| SITE_01097 | 1967 | 2010 and earlier | Single Family | 3801.52 | 1900.76 | 1 | Zonal Heat | Electric Plug-In Heater | Electric | Manual Thermostat - Analog | NULL | NULL | NULL | Unknown | NULL | NULL | NULL | Zonal
| SITE_01097 | 1967 | 2010 and earlier | Single Family | 3801.52 | 1900.76 | 1 | Zonal Heat | Electric Plug-In Heater | Electric | Manual Thermostat - Analog | NULL | NULL | NULL | Unknown | NULL | NULL | NULL | Zonal
| SITE_01098 | 1994 | 2010 and earlier | Single Family | 3801.52 | 3801.52 | 1 | Zonal Heat | Unit Heater | Electric | Manual Thermostat - Analog | NULL | NULL | NULL | Unknown | NULL | NULL | NULL | Zonal
| SITE_01099 | 2010 | 2010 and earlier | Single Family | 3801.52 | 3801.52 | 1 | Air Source Heat Pump | Dual Fuel Primary | Electric | Programmable Thermostat | NULL | 9 | 4: 9.0-10.5 | Condenser | 2010 | 2010 and earlier | 6 | ASHP
| SITE_01100 | 1951 | 2010 and earlier | Single Family | 3801.52 | 3801.52 | 1 | gFAF | NULL | Natural Gas | Manual Thermostat - Digital | 60000 | NULL | NULL | Furnace | 2004 | 2010 and earlier | 12 | gFAF
| SITE_01101 | 2001 | 2010 and earlier | Single Family | 3801.52 | 3801.52 | 1 | gFAF | Dual Fuel Primary | Propane | Programmable Thermostat | 100000 | NULL | NULL | Furnace | NULL | NULL | NULL | gFAF
| SITE_01102 | 2011 | 2011 and later | Single Family | 3801.52 | 3801.52 | 1 | gFAF | NULL | Natural Gas | Unknown | 60000 | NULL | NULL | Furnace | 2011 | 2011 and later | 5 | gFAF
| SITE_01103 | 1993 | 2010 and earlier | Multifamily Residence | 630.9 | 630.9 | 1 | Electric Baseboard | NULL | Electric | Manual Thermostat - Analog | NULL | NULL | NULL | NULL | NULL | NULL | NULL | Zonal
| SITE_01104 | NULL | NULL | Multifamily Residence | 2383.66 | 2383.66 | 1 | Zonal Heat | Vertical Wall Heater | Electric | Manual Thermostat - Analog | NULL | NULL | NULL | Unknown | NULL | NULL | NULL | Zonal
| SITE_01105 | 1978 | 2010 and earlier | Multifamily Residence | 2383.66 | 2383.66 | 1 | eFAF | NULL | Electric | Programmable Thermostat | NULL | NULL | NULL | Furnace | 2016 | 2011 and later | 0 | eFAF
| SITE_01106 | 2001 | 2010 and earlier | Multifamily Residence | 2002.11 | 2002.11 | 1 | Zonal Heat | Other | Natural Gas | Manual Thermostat - Analog | NULL | NULL | NULL | Unknown | NULL | NULL | NULL | Zonal
| SITE_01107 | 1998 | 2010 and earlier | Multifamily Residence | 2383.66 | 1191.83 | 1 | Zonal Heat | Vertical Wall Heater | Electric | Manual Thermostat - Analog | NULL | NULL | NULL | Unknown | NULL | NULL | NULL | Zonal
| SITE_01107 | 1998 | 2010 and earlier | Multifamily Residence | 2383.66 | 1191.83 | 1 | Zonal Heat | Vertical Wall Heater | Electric | Manual Thermostat - Analog | NULL | NULL | NULL | Unknown | NULL | NULL | NULL | Zonal
| SITE_01108 | 1986 | 2010 and earlier | Multifamily Residence | 630.9 | 315.45 | 1 | Electric Baseboard | NULL | Electric | Manual Thermostat - Analog | NULL | NULL | NULL | NULL | NULL | NULL | NULL | Zonal
| SITE_01108 | 1986 | 2010 and earlier | Multifamily Residence | 630.9 | 315.45 | 1 | Electric Baseboard | NULL | Electric | Manual Thermostat - Analog | NULL | NULL | NULL | NULL | NULL | NULL | NULL | Zonal
| SITE_01110 | 1995 | 2010 and earlier | Multifamily Residence | 630.9 | 210.3 | 1 | Zonal Heat | Vertical Wall Heater | Electric | Manual Thermostat - Analog | NULL | NULL | NULL | Unknown | NULL | NULL | NULL | Zonal
| SITE_01110 | 1995 | 2010 and earlier | Multifamily Residence | 630.9 | 210.3 | 1 | Zonal Heat | Vertical Wall Heater | Electric | Manual Thermostat - Analog | NULL | NULL | NULL | Unknown | NULL | NULL | NULL | Zonal
| SITE_01110 | 1995 | 2010 and earlier | Multifamily Residence | 630.9 | 210.3 | 1 | Zonal Heat | Unit Heater | Electric | Manual Thermostat - Analog | NULL | NULL | NULL | Unknown | NULL | NULL | NULL | Zonal
| SITE_01111 | 1983 | 2010 and earlier | Multifamily Residence | 2383.66 | 1191.83 | 1 | Electric Baseboard | NULL | Electric | Manual Thermostat - Analog | NULL | NULL | NULL | NULL | NULL | NULL | NULL | Zonal
| SITE_01111 | 1983 | 2010 and earlier | Multifamily Residence | 2383.66 | 1191.83 | 1 | Electric Baseboard | NULL | Electric | Manual Thermostat - Analog | NULL | NULL | NULL | NULL | NULL | NULL | NULL | Zonal
| SITE_01112 | 1988 | 2010 and earlier | Multifamily Residence | 2383.66 | 2383.66 | 1 | Zonal Heat | Electric Plug-In Heater | Electric | Manual Thermostat - Analog | NULL | NULL | NULL | Unknown | NULL | NULL | NULL | Zonal
| SITE_01113 | NULL | NULL | Multifamily Residence | 2383.66 | 2383.66 | 1 | Zonal Heat | Vertical Wall Heater | Electric | Manual Thermostat - Analog | NULL | NULL | NULL | Unknown | NULL | NULL | NULL | Zonal
| SITE_01114 | 1978 | 2010 and earlier | Multifamily Residence | 2383.66 | 2383.66 | 1 | Electric Baseboard | NULL | Electric | Manual Thermostat - Analog | NULL | NULL | NULL | NULL | NULL | NULL | NULL | Zonal
| SITE_01115 | 1988 | 2010 and earlier | Multifamily Residence | 630.9 | 630.9 | 1 | Zonal Heat | Unit Heater | Electric | Manual Thermostat - Analog | NULL | NULL | NULL | Unknown | NULL | NULL | NULL | Zonal
| SITE_01116 | 1975 | 2010 and earlier | Multifamily Residence | 2383.66 | 1191.83 | 1 | Zonal Heat | Vertical Wall Heater | Electric | Manual Thermostat - Analog | NULL | NULL | NULL | Unknown | NULL | NULL | NULL | Zonal
| SITE_01116 | 1975 | 2010 and earlier | Multifamily Residence | 2383.66 | 1191.83 | 1 | Zonal Heat | Vertical Wall Heater | Electric | Manual Thermostat - Analog | NULL | NULL | NULL | Unknown | NULL | NULL | NULL | Zonal
| SITE_01117 | NULL | NULL | Multifamily Residence | 2383.66 | 2383.66 | 1 | Zonal Heat | Electric Plug-In Heater | Electric | Manual Thermostat - Analog | NULL | NULL | NULL | Unknown | NULL | NULL | NULL | Zonal
| SITE_01118 | 1986 | 2010 and earlier | Multifamily Residence | 2383.66 | 595.915 | 1 | Electric Baseboard | NULL | Electric | Manual Thermostat - Analog | NULL | NULL | NULL | NULL | NULL | NULL | NULL | Zonal
| SITE_01118 | 1986 | 2010 and earlier | Multifamily Residence | 2383.66 | 595.915 | 1 | Electric Baseboard | NULL | Electric | Manual Thermostat - Analog | NULL | NULL | NULL | NULL | NULL | NULL | NULL | Zonal
| SITE_01118 | 1986 | 2010 and earlier | Multifamily Residence | 2383.66 | 595.915 | 1 | Electric Baseboard | NULL | Electric | Manual Thermostat - Analog | NULL | NULL | NULL | NULL | NULL | NULL | NULL | Zonal
| SITE_01118 | 1986 | 2010 and earlier | Multifamily Residence | 2383.66 | 595.915 | 1 | Electric Baseboard | NULL | Electric | Manual Thermostat - Analog | NULL | NULL | NULL | NULL | NULL | NULL | NULL | Zonal
| SITE_01119 | 1983 | 2010 and earlier | Multifamily Residence | 2383.66 | 1191.83 | 1 | Zonal Heat | Unit Heater | Electric | Manual Thermostat - Analog | NULL | NULL | NULL | Unknown | NULL | NULL | NULL | Zonal
| SITE_01119 | 1983 | 2010 and earlier | Multifamily Residence | 2383.66 | 1191.83 | 1 | Zonal Heat | Electric Plug-In Heater | Electric | Manual Thermostat - Analog | NULL | NULL | NULL | Unknown | NULL | NULL | NULL | Zonal
| SITE_01120 | 1970 | 2010 and earlier | Multifamily Residence | 2383.66 | 2383.66 | 1 | Electric Baseboard | NULL | Electric | Manual Thermostat - Analog | NULL | NULL | NULL | NULL | NULL | NULL | NULL | Zonal
| SITE_01121 | 2001 | 2010 and earlier | Multifamily Residence | 2383.66 | 794.5533 | 1 | Electric Baseboard | NULL | Electric | Manual Thermostat - Analog | NULL | NULL | NULL | NULL | NULL | NULL | NULL | Zonal
| SITE_01121 | 2001 | 2010 and earlier | Multifamily Residence | 2383.66 | 794.5533 | 1 | Electric Baseboard | NULL | Electric | Manual Thermostat - Analog | NULL | NULL | NULL | NULL | NULL | NULL | NULL | Zonal
| SITE_01121 | 2001 | 2010 and earlier | Multifamily Residence | 2383.66 | 794.5533 | 1 | Electric Baseboard | NULL | Electric | Manual Thermostat - Analog | NULL | NULL | NULL | NULL | NULL | NULL | NULL | Zonal
| SITE_01122 | 1978 | 2010 and earlier | Multifamily Residence | 2383.66 | 2383.66 | 1 | Zonal Heat | Unit Heater | Electric | Manual Thermostat - Analog | NULL | NULL | NULL | Unknown | 2007 | 2010 and earlier | 9 | Zonal
| SITE_01123 | 2000 | 2010 and earlier | Multifamily Residence | 2002.11 | 2002.11 | 1 | Stove/Fireplace | Fireplace - Factory-Built Insert | Natural Gas | Thermostat | 25000 | NULL | NULL | NULL | NULL | NULL | NULL | Other
| SITE_01124 | 1984 | 2010 and earlier | Multifamily Residence | 2002.11 | 2002.11 | 1 | gFAF | NULL | Natural Gas | Programmable Thermostat | 40000 | NULL | NULL | Furnace | 2006 | 2010 and earlier | 10 | gFAF
| SITE_01125 | 1985 | 2010 and earlier | Multifamily Residence | 2383.66 | 794.5533 | 1 | Electric Baseboard | NULL | Electric | Manual Thermostat - Analog | NULL | NULL | NULL | NULL | NULL | NULL | NULL | Zonal
| SITE_01125 | 1985 | 2010 and earlier | Multifamily Residence | 2383.66 | 794.5533 | 1 | Electric Baseboard | NULL | Electric | Manual Thermostat - Analog | NULL | NULL | NULL | NULL | NULL | NULL | NULL | Zonal
| SITE_01125 | 1985 | 2010 and earlier | Multifamily Residence | 2383.66 | 794.5533 | 1 | Electric Baseboard | NULL | Electric | Manual Thermostat - Analog | NULL | NULL | NULL | NULL | NULL | NULL | NULL | Zonal
| SITE_01126 | 1978 | 2010 and earlier | Multifamily Residence | 2383.66 | 2383.66 | 1 | Zonal Heat | Vertical Wall Heater | Electric | Manual Thermostat - Analog | NULL | NULL | NULL | Unknown | NULL | NULL | NULL | Zonal
| SITE_01127 | 1977 | 2010 and earlier | Multifamily Residence | 630.9 | 157.725 | 1 | Electric Baseboard | NULL | Electric | Manual Thermostat - Analog | NULL | NULL | NULL | NULL | NULL | NULL | NULL | Zonal
| SITE_01127 | 1977 | 2010 and earlier | Multifamily Residence | 630.9 | 157.725 | 1 | Electric Baseboard | NULL | Electric | Manual Thermostat - Analog | NULL | NULL | NULL | NULL | NULL | NULL | NULL | Zonal
| SITE_01127 | 1977 | 2010 and earlier | Multifamily Residence | 630.9 | 157.725 | 1 | Electric Baseboard | NULL | Electric | Manual Thermostat - Analog | NULL | NULL | NULL | NULL | NULL | NULL | NULL | Zonal
| SITE_01127 | 1977 | 2010 and earlier | Multifamily Residence | 630.9 | 157.725 | 1 | Electric Baseboard | NULL | Electric | Manual Thermostat - Analog | NULL | NULL | NULL | NULL | NULL | NULL | NULL | Zonal
| SITE_01128 | 2003 | 2010 and earlier | Multifamily Residence | 2000.27 | 2000.27 | 1 | Zonal Heat | Unit Heater | Electric | Manual Thermostat - Analog | NULL | NULL | NULL | Unknown | NULL | NULL | NULL | Zonal
| SITE_01129 | 1980 | 2010 and earlier | Multifamily Residence | 2000.27 | 500.0675 | 1 | Electric Baseboard | NULL | Electric | Manual Thermostat - Analog | NULL | NULL | NULL | NULL | NULL | NULL | NULL | Zonal
| SITE_01129 | 1980 | 2010 and earlier | Multifamily Residence | 2000.27 | 500.0675 | 1 | Electric Baseboard | NULL | Electric | Manual Thermostat - Analog | NULL | NULL | NULL | NULL | NULL | NULL | NULL | Zonal
| SITE_01129 | 1980 | 2010 and earlier | Multifamily Residence | 2000.27 | 500.0675 | 1 | Electric Baseboard | NULL | Electric | Manual Thermostat - Analog | NULL | NULL | NULL | NULL | NULL | NULL | NULL | Zonal
| SITE_01129 | 1980 | 2010 and earlier | Multifamily Residence | 2000.27 | 500.0675 | 1 | Electric Baseboard | NULL | Electric | Manual Thermostat - Analog | NULL | NULL | NULL | NULL | NULL | NULL | NULL | Zonal
| SITE_01130 | 1957 | 2010 and earlier | Multifamily Residence | 2000.27 | 2000.27 | 1 | Zonal Heat | Electric Plug-In Heater | Electric | Manual Thermostat - Analog | NULL | NULL | NULL | Unknown | NULL | NULL | NULL | Zonal
| SITE_01131 | 1963 | 2010 and earlier | Multifamily Residence | 2000.27 | 666.7567 | 1 | Electric Baseboard | NULL | Electric | Manual Thermostat - Analog | NULL | NULL | NULL | NULL | NULL | NULL | NULL | Zonal
| SITE_01131 | 1963 | 2010 and earlier | Multifamily Residence | 2000.27 | 666.7567 | 1 | Electric Baseboard | NULL | Electric | Manual Thermostat - Analog | NULL | NULL | NULL | NULL | NULL | NULL | NULL | Zonal
| SITE_01131 | 1963 | 2010 and earlier | Multifamily Residence | 2000.27 | 666.7567 | 1 | Electric Baseboard | NULL | Electric | Manual Thermostat - Analog | NULL | NULL | NULL | NULL | NULL | NULL | NULL | Zonal
| SITE_01132 | 1980 | 2010 and earlier | Multifamily Residence | 2000.27 | 500.0675 | 1 | Electric Baseboard | NULL | Electric | Manual Thermostat - Analog | NULL | NULL | NULL | NULL | NULL | NULL | NULL | Zonal
| SITE_01132 | 1980 | 2010 and earlier | Multifamily Residence | 2000.27 | 500.0675 | 1 | Electric Baseboard | NULL | Electric | Manual Thermostat - Analog | NULL | NULL | NULL | NULL | NULL | NULL | NULL | Zonal
| SITE_01132 | 1980 | 2010 and earlier | Multifamily Residence | 2000.27 | 500.0675 | 1 | Electric Baseboard | NULL | Electric | Manual Thermostat - Analog | NULL | NULL | NULL | NULL | NULL | NULL | NULL | Zonal
| SITE_01132 | 1980 | 2010 and earlier | Multifamily Residence | 2000.27 | 500.0675 | 1 | Electric Baseboard | NULL | Electric | Manual Thermostat - Analog | NULL | NULL | NULL | NULL | NULL | NULL | NULL | Zonal
| SITE_01133 | 1978 | 2010 and earlier | Multifamily Residence | 2000.27 | 2000.27 | 1 | Electric Baseboard | NULL | Electric | Manual Thermostat - Analog | NULL | NULL | NULL | NULL | NULL | NULL | NULL | Zonal
| SITE_01134 | 1999 | 2010 and earlier | Multifamily Residence | 2002.11 | 2002.11 | 1 | Zonal Heat | Unit Heater | Electric | Manual Thermostat - Analog | NULL | NULL | NULL | Unknown | NULL | NULL | NULL | Zonal
| SITE_01135 | 2014 | 2011 and later | Multifamily Residence | 2002.11 | 2002.11 | 1 | Zonal Heat | Vertical Wall Heater | Electric | Manual Thermostat - Analog | NULL | NULL | NULL | Unknown | NULL | NULL | NULL | Zonal
| SITE_01136 | 1988 | 2010 and earlier | Multifamily Residence | 2002.11 | 1001.055 | 1 | Electric Baseboard | NULL | Electric | Manual Thermostat - Analog | NULL | NULL | NULL | NULL | NULL | NULL | NULL | Zonal
| SITE_01136 | 1988 | 2010 and earlier | Multifamily Residence | 2002.11 | 1001.055 | 1 | Electric Baseboard | NULL | Electric | Manual Thermostat - Analog | NULL | NULL | NULL | NULL | NULL | NULL | NULL | Zonal
| SITE_01137 | 1975 | 2010 and earlier | Single Family | 3801.52 | 3801.52 | 1 | gFAF | NULL | Natural Gas | Programmable Thermostat | 75000 | NULL | NULL | Furnace | 2006 | 2010 and earlier | 10 | gFAF
| SITE_01138 | 2016 | 2011 and later | Multifamily Residence | 2000.27 | 2000.27 | 1 | Zonal Heat | Unit Heater | Electric | Manual Thermostat - Analog | NULL | NULL | NULL | Unknown | NULL | NULL | NULL | Zonal
| SITE_01139 | 1995 | 2010 and earlier | Multifamily Residence | 2000.27 | 2000.27 | 1 | gFAF | NULL | Natural Gas | Programmable Thermostat | 60000 | NULL | NULL | Furnace | NULL | NULL | NULL | gFAF
| SITE_01140 | 1960 | 2010 and earlier | Multifamily Residence | 2000.27 | 666.7567 | 1 | Electric Baseboard | NULL | Electric | Manual Thermostat - Analog | NULL | NULL | NULL | NULL | NULL | NULL | NULL | Zonal
| SITE_01140 | 1960 | 2010 and earlier | Multifamily Residence | 2000.27 | 666.7567 | 1 | Electric Baseboard | NULL | Electric | Manual Thermostat - Analog | NULL | NULL | NULL | NULL | NULL | NULL | NULL | Zonal
| SITE_01140 | 1960 | 2010 and earlier | Multifamily Residence | 2000.27 | 666.7567 | 1 | Electric Baseboard | NULL | Electric | Manual Thermostat - Analog | NULL | NULL | NULL | NULL | NULL | NULL | NULL | Zonal
| SITE_01141 | 1969 | 2010 and earlier | Multifamily Residence | 2000.27 | 1000.135 | 1 | Electric Baseboard | NULL | Electric | Manual Thermostat - Analog | NULL | NULL | NULL | NULL | NULL | NULL | NULL | Zonal
| SITE_01141 | 1969 | 2010 and earlier | Multifamily Residence | 2000.27 | 1000.135 | 1 | Electric Baseboard | NULL | Electric | Manual Thermostat - Analog | NULL | NULL | NULL | NULL | NULL | NULL | NULL | Zonal
| SITE_01142 | 1991 | 2010 and earlier | Multifamily Residence | 2002.11 | 2002.11 | 1 | Electric Baseboard | NULL | Electric | Manual Thermostat - Analog | NULL | NULL | NULL | NULL | NULL | NULL | NULL | Zonal
| SITE_01143 | 2001 | 2010 and earlier | Multifamily Residence | 2002.11 | 2002.11 | 1 | Zonal Heat | Unit Heater | Electric | Manual Thermostat - Analog | NULL | NULL | NULL | Unknown | NULL | NULL | NULL | Zonal
| SITE_01144 | 1988 | 2010 and earlier | Multifamily Residence | 2002.11 | 2002.11 | 1 | Zonal Heat | Unit Heater | Electric | Manual Thermostat - Analog | NULL | NULL | NULL | Unknown | NULL | NULL | NULL | Zonal
| SITE_01145 | 1979 | 2010 and earlier | Multifamily Residence | 2002.11 | 1001.055 | 1 | Zonal Heat | Unit Heater | Electric | Manual Thermostat - Analog | NULL | NULL | NULL | Unknown | NULL | NULL | NULL | Zonal
| SITE_01145 | 1979 | 2010 and earlier | Multifamily Residence | 2002.11 | 1001.055 | 1 | Zonal Heat | Vertical Wall Heater | Electric | Manual Thermostat - Analog | NULL | NULL | NULL | Unknown | NULL | NULL | NULL | Zonal
| SITE_01146 | 2007 | 2010 and earlier | Multifamily Residence | 2000.27 | 2000.27 | 1 | Electric Baseboard | NULL | Electric | Manual Thermostat - Analog | NULL | NULL | NULL | NULL | NULL | NULL | NULL | Zonal
| SITE_01147 | NULL | NULL | Multifamily Residence | 2002.39 | 1001.195 | 1 | Zonal Heat | Vertical Wall Heater | Electric | Manual Thermostat - Analog | NULL | NULL | NULL | Unknown | NULL | NULL | NULL | Zonal
| SITE_01147 | NULL | NULL | Multifamily Residence | 2002.39 | 1001.195 | 1 | Zonal Heat | Unit Heater | Electric | Manual Thermostat - Analog | NULL | NULL | NULL | Unknown | NULL | NULL | NULL | Zonal
| SITE_01148 | 2004 | 2010 and earlier | Multifamily Residence | 2002.39 | 1001.195 | 1 | Zonal Heat | Electric Plug-In Heater | Electric | Manual Thermostat - Analog | NULL | NULL | NULL | Unknown | NULL | NULL | NULL | Zonal
| SITE_01148 | 2004 | 2010 and earlier | Multifamily Residence | 2002.39 | 1001.195 | 1 | Zonal Heat | Electric Plug-In Heater | Electric | Manual Thermostat - Digital | NULL | NULL | NULL | Unknown | NULL | NULL | NULL | Zonal
| SITE_01149 | 2009 | 2010 and earlier | Multifamily Residence | 2002.39 | 2002.39 | 1 | Zonal Heat | Vertical Wall Heater | Electric | Manual Thermostat - Analog | NULL | NULL | NULL | Unknown | NULL | NULL | NULL | Zonal
| SITE_01150 | 1971 | 2010 and earlier | Multifamily Residence | 2002.39 | 667.4633 | 1 | Electric Baseboard | NULL | Electric | Manual Thermostat - Analog | NULL | NULL | NULL | NULL | NULL | NULL | NULL | Zonal
| SITE_01150 | 1971 | 2010 and earlier | Multifamily Residence | 2002.39 | 667.4633 | 1 | Electric Baseboard | NULL | Electric | Manual Thermostat - Analog | NULL | NULL | NULL | NULL | NULL | NULL | NULL | Zonal
| SITE_01150 | 1971 | 2010 and earlier | Multifamily Residence | 2002.39 | 667.4633 | 1 | Electric Baseboard | NULL | Electric | Manual Thermostat - Analog | NULL | NULL | NULL | NULL | NULL | NULL | NULL | Zonal
| SITE_01151 | 1928 | 2010 and earlier | Single Family | 2292.4 | 2292.4 | 1 | Boiler | Hot Water | Oil/Kerosene | Manual Thermostat - Digital | NULL | NULL | NULL | Boiler | NULL | NULL | NULL | Other
| SITE_01152 | 2001 | 2010 and earlier | Single Family | 2292.4 | 2292.4 | 1 | Boiler | Hot Water | Natural Gas | Unknown | NULL | NULL | NULL | Unknown | NULL | NULL | NULL | Other
| SITE_01153 | 1975 | 2010 and earlier | Multifamily Residence | 2002.39 | 2002.39 | 1 | Zonal Heat | Other | Electric | Manual Thermostat - Analog | NULL | NULL | NULL | Unknown | NULL | NULL | NULL | Zonal
| SITE_01154 | 1997 | 2010 and earlier | Multifamily Residence | 2002.39 | 2002.39 | 1 | Zonal Heat | Unit Heater | Electric | Unknown | NULL | NULL | NULL | NULL | NULL | NULL | NULL | Zonal
| SITE_01155 | 2002 | 2010 and earlier | Multifamily Residence | 2002.39 | 1001.195 | 1 | Electric Baseboard | NULL | Electric | Manual Thermostat - Analog | NULL | NULL | NULL | NULL | NULL | NULL | NULL | Zonal
| SITE_01155 | 2002 | 2010 and earlier | Multifamily Residence | 2002.39 | 1001.195 | 1 | Electric Baseboard | NULL | Electric | Manual Thermostat - Analog | NULL | NULL | NULL | NULL | NULL | NULL | NULL | Zonal
| SITE_01156 | 1985 | 2010 and earlier | Multifamily Residence | 2002.39 | 2002.39 | 1 | Mini-Split HP | NULL | Electric | Programmable Thermostat | NULL | NULL | NULL | Condenser | NULL | NULL | NULL | DHP
| SITE_01157 | 1957 | 2010 and earlier | Multifamily Residence | 2002.39 | 1001.195 | 1 | Electric Baseboard | NULL | Electric | Manual Thermostat - Analog | NULL | NULL | NULL | NULL | NULL | NULL | NULL | Zonal
| SITE_01157 | 1957 | 2010 and earlier | Multifamily Residence | 2002.39 | 1001.195 | 1 | Electric Baseboard | NULL | Electric | Manual Thermostat - Analog | NULL | NULL | NULL | NULL | NULL | NULL | NULL | Zonal
| SITE_01158 | 2008 | 2010 and earlier | Multifamily Residence | 2002.39 | 2002.39 | 1 | Stove/Fireplace | Fireplace - Factory-Built Insert | Natural Gas | Manual Thermostat - Analog | 21000 | NULL | NULL | NULL | NULL | NULL | NULL | Other
| SITE_01159 | 1983 | 2010 and earlier | Multifamily Residence | 2002.39 | 1001.195 | 1 | Stove/Fireplace | Fireplace - Glass Door Over Open Hearth | Wood (Cord) | None | NULL | NULL | NULL | NULL | NULL | NULL | NULL | Other
| SITE_01159 | 1983 | 2010 and earlier | Multifamily Residence | 2002.39 | 1001.195 | 1 | Zonal Heat | Electric Plug-In Heater | Electric | Manual Thermostat - Digital | NULL | NULL | NULL | Unknown | NULL | NULL | NULL | Zonal
| SITE_01160 | 1988 | 2010 and earlier | Multifamily Residence | 2002.39 | 2002.39 | 1 | Zonal Heat | Unit Heater | Electric | Manual Thermostat - Analog | NULL | NULL | NULL | Unknown | NULL | NULL | NULL | Zonal
| SITE_01161 | 1909 | 2010 and earlier | Multifamily Residence | 2002.39 | 2002.39 | 1 | Radiant Heat | NULL | Building Central System | Unknown | NULL | NULL | NULL | NULL | NULL | NULL | NULL | Zonal
| SITE_01162 | 2009 | 2010 and earlier | Single Family | 587.74 | 195.9133 | 1 | Zonal Heat | Vertical Wall Heater | Electric | Manual Thermostat - Digital | NULL | NULL | NULL | Unknown | NULL | NULL | NULL | Zonal
| SITE_01162 | 2009 | 2010 and earlier | Single Family | 587.74 | 195.9133 | 1 | Zonal Heat | Electric Plug-In Heater | Electric | Manual Thermostat - Analog | NULL | NULL | NULL | Unknown | NULL | NULL | NULL | Zonal
| SITE_01162 | 2009 | 2010 and earlier | Single Family | 587.74 | 195.9133 | 1 | Zonal Heat | Unit Heater | Electric | Manual Thermostat - Digital | NULL | NULL | NULL | Unknown | NULL | NULL | NULL | Zonal
| SITE_01163 | 1970 | 2010 and earlier | Multifamily Residence | 2002.39 | 2002.39 | 1 | Zonal Heat | Vertical Wall Heater | Electric | Manual Thermostat - Analog | NULL | NULL | NULL | Unknown | NULL | NULL | NULL | Zonal
| SITE_01164 | 1995 | 2010 and earlier | Multifamily Residence | 2002.39 | 2002.39 | 1 | Electric Baseboard | NULL | Electric | Manual Thermostat - Analog | NULL | NULL | NULL | NULL | NULL | NULL | NULL | Zonal
| SITE_01165 | 1980 | 2010 and earlier | Multifamily Residence | 2002.39 | 1001.195 | 1 | Electric Baseboard | NULL | Electric | Manual Thermostat - Analog | NULL | NULL | NULL | NULL | NULL | NULL | NULL | Zonal
| SITE_01165 | 1980 | 2010 and earlier | Multifamily Residence | 2002.39 | 1001.195 | 1 | Electric Baseboard | NULL | Electric | Manual Thermostat - Analog | NULL | NULL | NULL | NULL | NULL | NULL | NULL | Zonal
| SITE_01166 | 1950 | 2010 and earlier | Multifamily Residence | 2002.39 | 2002.39 | 1 | Zonal Heat | Vertical Wall Heater | Electric | Manual Thermostat - Digital | NULL | NULL | NULL | Unknown | NULL | NULL | NULL | Zonal
| SITE_01167 | 1989 | 2010 and earlier | Multifamily Residence | 2002.39 | 2002.39 | 1 | Electric Baseboard | NULL | Electric | Manual Thermostat - Analog | NULL | NULL | NULL | NULL | NULL | NULL | NULL | Zonal
| SITE_01168 | 1960 | 2010 and earlier | Multifamily Residence | 2002.39 | 2002.39 | 1 | Electric Baseboard | NULL | Electric | Manual Thermostat - Analog | NULL | NULL | NULL | NULL | NULL | NULL | NULL | Zonal
| SITE_01169 | 1985 | 2010 and earlier | Multifamily Residence | 2002.39 | 1001.195 | 1 | Zonal Heat | Vertical Wall Heater | Electric | Manual Thermostat - Analog | NULL | NULL | NULL | Unknown | NULL | NULL | NULL | Zonal
| SITE_01169 | 1985 | 2010 and earlier | Multifamily Residence | 2002.39 | 1001.195 | 1 | Zonal Heat | Unit Heater | Electric | Manual Thermostat - Analog | NULL | NULL | NULL | Unknown | NULL | NULL | NULL | Zonal
| SITE_01170 | 1980 | 2010 and earlier | Multifamily Residence | 2000.27 | 2000.27 | 1 | Zonal Heat | Radiant Ceiling Heat | Electric | Unknown | NULL | NULL | NULL | NULL | NULL | NULL | NULL | Zonal
| SITE_01171 | 1950 | 2010 and earlier | Multifamily Residence | 2002.39 | 1001.195 | 1 | Electric Baseboard | NULL | Electric | Manual Thermostat - Analog | NULL | NULL | NULL | NULL | NULL | NULL | NULL | Zonal
| SITE_01171 | 1950 | 2010 and earlier | Multifamily Residence | 2002.39 | 1001.195 | 1 | Electric Baseboard | NULL | Electric | Manual Thermostat - Analog | NULL | NULL | NULL | NULL | NULL | NULL | NULL | Zonal
| SITE_01172 | 1986 | 2010 and earlier | Multifamily Residence | 2002.11 | 2002.11 | 1 | Zonal Heat | Unit Heater | Electric | Manual Thermostat - Analog | NULL | NULL | NULL | Unknown | NULL | NULL | NULL | Zonal
| SITE_01173 | 1995 | 2010 and earlier | Multifamily Residence | 2383.66 | 595.915 | 1 | Zonal Heat | Vertical Wall Heater | Electric | Manual Thermostat - Analog | NULL | NULL | NULL | Unknown | NULL | NULL | NULL | Zonal
| SITE_01173 | 1995 | 2010 and earlier | Multifamily Residence | 2383.66 | 595.915 | 1 | Zonal Heat | Electric Plug-In Heater | Electric | Manual Thermostat - Analog | NULL | NULL | NULL | Unknown | NULL | NULL | NULL | Zonal
| SITE_01173 | 1995 | 2010 and earlier | Multifamily Residence | 2383.66 | 595.915 | 1 | Zonal Heat | Vertical Wall Heater | Electric | Manual Thermostat - Analog | NULL | NULL | NULL | Unknown | NULL | NULL | NULL | Zonal
| SITE_01173 | 1995 | 2010 and earlier | Multifamily Residence | 2383.66 | 595.915 | 1 | Zonal Heat | Vertical Wall Heater | Electric | Manual Thermostat - Analog | NULL | NULL | NULL | Unknown | NULL | NULL | NULL | Zonal
| SITE_01174 | 1991 | 2010 and earlier | Multifamily Residence | 2383.66 | 2383.66 | 1 | Zonal Heat | Vertical Wall Heater | Electric | Manual Thermostat - Analog | NULL | NULL | NULL | Unknown | NULL | NULL | NULL | Zonal
| SITE_01175 | 1978 | 2010 and earlier | Multifamily Residence | 2383.66 | 2383.66 | 1 | Electric Baseboard | NULL | Electric | Unknown | NULL | NULL | NULL | NULL | NULL | NULL | NULL | Zonal
| SITE_01176 | 1979 | 2010 and earlier | Multifamily Residence | 2383.66 | 2383.66 | 1 | Zonal Heat | Vertical Wall Heater | Electric | Manual Thermostat - Analog | NULL | NULL | NULL | Unknown | NULL | NULL | NULL | Zonal
| SITE_01177 | 1950 | 2010 and earlier | Single Family | 12576.67 | 6288.335 | 1 | Electric Baseboard | NULL | Electric | Manual Thermostat - Analog | NULL | NULL | NULL | NULL | NULL | NULL | NULL | Zonal
| SITE_01177 | 1950 | 2010 and earlier | Single Family | 12576.67 | 6288.335 | 1 | Electric Baseboard | NULL | Electric | Manual Thermostat - Analog | NULL | NULL | NULL | NULL | NULL | NULL | NULL | Zonal
| SITE_01178 | 1976 | 2010 and earlier | Multifamily Residence | 2383.66 | 2383.66 | 1 | Electric Baseboard | NULL | Electric | Manual Thermostat - Analog | NULL | NULL | NULL | NULL | NULL | NULL | NULL | Zonal
| SITE_01179 | 1970 | 2010 and earlier | Multifamily Residence | 2383.66 | 2383.66 | 1 | eFAF | NULL | Electric | Manual Thermostat - Analog | NULL | NULL | NULL | Furnace | NULL | NULL | NULL | eFAF
| SITE_01180 | 2002 | 2010 and earlier | Single Family | 12576.67 | 12576.67 | 1 | gFAF | NULL | Natural Gas | Manual Thermostat - Analog | 40000 | NULL | NULL | Furnace | 2002 | 2010 and earlier | 14 | gFAF
| SITE_01181 | 2003 | 2010 and earlier | Multifamily Residence | 2383.66 | 2383.66 | 1 | Zonal Heat | Electric Plug-In Heater | Electric | Manual Thermostat - Analog | NULL | NULL | NULL | Unknown | NULL | NULL | NULL | Zonal
| SITE_01182 | 1980 | 2010 and earlier | Multifamily Residence | 2804.94 | 2804.94 | 1 | Electric Baseboard | NULL | Electric | Manual Thermostat - Analog | NULL | NULL | NULL | NULL | NULL | NULL | NULL | Zonal
| SITE_01183 | 1980 | 2010 and earlier | Multifamily Residence | 2804.94 | 934.98 | 1 | Electric Baseboard | NULL | Electric | Manual Thermostat - Analog | NULL | NULL | NULL | NULL | NULL | NULL | NULL | Zonal
| SITE_01183 | 1980 | 2010 and earlier | Multifamily Residence | 2804.94 | 934.98 | 1 | Electric Baseboard | NULL | Electric | Manual Thermostat - Analog | NULL | NULL | NULL | NULL | NULL | NULL | NULL | Zonal
| SITE_01183 | 1980 | 2010 and earlier | Multifamily Residence | 2804.94 | 934.98 | 1 | Electric Baseboard | NULL | Electric | Manual Thermostat - Analog | NULL | NULL | NULL | NULL | NULL | NULL | NULL | Zonal
| SITE_01184 | 1969 | 2010 and earlier | Multifamily Residence | 2804.94 | 934.98 | 1 | Electric Baseboard | NULL | Electric | Programmable Thermostat | NULL | NULL | NULL | NULL | NULL | NULL | NULL | Zonal
| SITE_01184 | 1969 | 2010 and earlier | Multifamily Residence | 2804.94 | 934.98 | 1 | Electric Baseboard | NULL | Electric | Programmable Thermostat | NULL | NULL | NULL | NULL | NULL | NULL | NULL | Zonal
| SITE_01184 | 1969 | 2010 and earlier | Multifamily Residence | 2804.94 | 934.98 | 1 | Electric Baseboard | NULL | Electric | Programmable Thermostat | NULL | NULL | NULL | NULL | NULL | NULL | NULL | Zonal
| SITE_01185 | 1970 | 2010 and earlier | Multifamily Residence | 2804.94 | 934.98 | 1 | Electric Baseboard | NULL | Electric | Manual Thermostat - Digital | NULL | NULL | NULL | NULL | NULL | NULL | NULL | Zonal
| SITE_01185 | 1970 | 2010 and earlier | Multifamily Residence | 2804.94 | 934.98 | 1 | Electric Baseboard | NULL | Electric | Manual Thermostat - Analog | NULL | NULL | NULL | NULL | NULL | NULL | NULL | Zonal
| SITE_01185 | 1970 | 2010 and earlier | Multifamily Residence | 2804.94 | 934.98 | 1 | Electric Baseboard | NULL | Electric | Manual Thermostat - Analog | NULL | NULL | NULL | NULL | NULL | NULL | NULL | Zonal
| SITE_01186 | 1964 | 2010 and earlier | Multifamily Residence | 2383.66 | 2383.66 | 1 | Electric Baseboard | NULL | Electric | Manual Thermostat - Analog | NULL | NULL | NULL | NULL | NULL | NULL | NULL | Zonal
| SITE_01187 | NULL | NULL | Multifamily Residence | 2804.94 | 1402.47 | 1 | Zonal Heat | Unit Heater | Electric | Manual Thermostat - Analog | NULL | NULL | NULL | Unknown | NULL | NULL | NULL | Zonal
| SITE_01187 | NULL | NULL | Multifamily Residence | 2804.94 | 1402.47 | 1 | Zonal Heat | Electric Plug-In Heater | Electric | Manual Thermostat - Digital | NULL | NULL | NULL | Unknown | NULL | NULL | NULL | Zonal
| SITE_01188 | NULL | NULL | Multifamily Residence | 2804.94 | 1402.47 | 1 | Electric Baseboard | NULL | Electric | Manual Thermostat - Analog | NULL | NULL | NULL | NULL | NULL | NULL | NULL | Zonal
| SITE_01188 | NULL | NULL | Multifamily Residence | 2804.94 | 1402.47 | 1 | Electric Baseboard | NULL | Electric | Manual Thermostat - Analog | NULL | NULL | NULL | NULL | NULL | NULL | NULL | Zonal
| SITE_01189 | 1990 | 2010 and earlier | Multifamily Residence | 2804.94 | 2804.94 | 1 | Zonal Heat | Vertical Wall Heater | Electric | Manual Thermostat - Analog | NULL | NULL | NULL | Unknown | NULL | NULL | NULL | Zonal
| SITE_01190 | 1972 | 2010 and earlier | Multifamily Residence | 2383.66 | 1191.83 | 1 | Electric Baseboard | NULL | Electric | Manual Thermostat - Analog | NULL | NULL | NULL | NULL | NULL | NULL | NULL | Zonal
| SITE_01190 | 1972 | 2010 and earlier | Multifamily Residence | 2383.66 | 1191.83 | 1 | Electric Baseboard | NULL | Electric | Manual Thermostat - Analog | NULL | NULL | NULL | NULL | NULL | NULL | NULL | Zonal
| SITE_01191 | 1975 | 2010 and earlier | Multifamily Residence | 2383.66 | 2383.66 | 1 | Zonal Heat | Unit Heater | Electric | Manual Thermostat - Analog | NULL | NULL | NULL | Unknown | NULL | NULL | NULL | Zonal
| SITE_01192 | 1950 | 2010 and earlier | Single Family | 3801.52 | 3801.52 | 1 | gFAF | NULL | Oil/Kerosene | Programmable Thermostat | NULL | NULL | NULL | Furnace | NULL | NULL | NULL | gFAF
| SITE_01193 | 2005 | 2010 and earlier | Single Family | 12576.67 | 12576.67 | 1 | gFAF | NULL | Natural Gas | Programmable Thermostat | 88000 | NULL | NULL | Furnace | 2015 | 2011 and later | 1 | gFAF
| SITE_01194 | 1977 | 2010 and earlier | Single Family | 12576.67 | 12576.67 | 1 | Mini-Split HP | NULL | Electric | Programmable Thermostat | NULL | NULL | NULL | Condenser | 2013 | 2011 and later | 3 | DHP
| SITE_01195 | 1956 | 2010 and earlier | Single Family | 10259.39 | 10259.39 | 1 | gFAF | NULL | Natural Gas | Programmable Thermostat | NULL | NULL | NULL | Furnace | 2010 | 2010 and earlier | 6 | gFAF
| SITE_01196 | 1964 | 2010 and earlier | Single Family | 12576.67 | 12576.67 | 1 | gFAF | NULL | Natural Gas | Programmable Thermostat | 80000 | NULL | NULL | Furnace | 2009 | 2010 and earlier | 7 | gFAF
| SITE_01197 | 2000 | 2010 and earlier | Single Family | 10259.39 | 10259.39 | 1 | Air Source Heat Pump | NULL | Electric | Smart/Wi-Fi Thermostat | NULL | 8 | 2: 7.7-8.2 | Condenser | 1999 | 2010 and earlier | 17 | ASHP
| SITE_01198 | 1906 | 2010 and earlier | Single Family | 2292.4 | 2292.4 | 1 | gFAF | NULL | Natural Gas | Manual Thermostat - Digital | 66000 | NULL | NULL | Furnace | NULL | NULL | NULL | gFAF
| SITE_01199 | 1978 | 2010 and earlier | Single Family | 12576.67 | 6288.335 | 1 | Electric Baseboard | NULL | Electric | Manual Thermostat - Analog | NULL | NULL | NULL | NULL | NULL | NULL | NULL | Zonal
| SITE_01199 | 1978 | 2010 and earlier | Single Family | 12576.67 | 6288.335 | 1 | Electric Baseboard | NULL | Electric | Manual Thermostat - Analog | NULL | NULL | NULL | NULL | NULL | NULL | NULL | Zonal
| SITE_01200 | 1993 | 2010 and earlier | Single Family | 12576.67 | 12576.67 | 1 | gFAF | NULL | Natural Gas | Programmable Thermostat | 46000 | NULL | NULL | Furnace | 1993 | 2010 and earlier | 23 | gFAF
| SITE_01201 | 1970 | 2010 and earlier | Single Family | 2292.4 | 2292.4 | 1 | gFAF | NULL | Natural Gas | Unknown | NULL | NULL | NULL | Furnace | NULL | NULL | NULL | gFAF
| SITE_01202 | 2005 | 2010 and earlier | Single Family | 12576.67 | 12576.67 | 1 | gFAF | NULL | Natural Gas | Programmable Thermostat | 90000 | NULL | NULL | Furnace | 2005 | 2010 and earlier | 11 | gFAF
| SITE_01203 | 1943 | 2010 and earlier | Single Family | 10259.39 | 10259.39 | 1 | gFAF | NULL | Natural Gas | Programmable Thermostat | NULL | NULL | NULL | Furnace | NULL | NULL | NULL | gFAF
| SITE_01204 | 1997 | 2010 and earlier | Single Family | 12576.67 | 12576.67 | 1 | gFAF | NULL | Natural Gas | Manual Thermostat - Analog | 75000 | NULL | NULL | Furnace | NULL | NULL | NULL | gFAF
| SITE_01205 | 1968 | 2010 and earlier | Single Family | 12576.67 | 12576.67 | 1 | Air Source Heat Pump | Dual Fuel Primary | Electric | Programmable Thermostat | NULL | 11 | 5: 10.5 or higher | Condenser | 2016 | 2011 and later | 0 | ASHP
| SITE_01206 | 1980 | 2010 and earlier | Single Family | 12576.67 | 12576.67 | 1 | gFAF | NULL | Natural Gas | Programmable Thermostat | 60000 | NULL | NULL | Furnace | 2011 | 2011 and later | 5 | gFAF
| SITE_01207 | 1956 | 2010 and earlier | Single Family | 10259.39 | 10259.39 | 1 | Zonal Heat | Electric Plug-In Heater | Electric | Manual Thermostat - Analog | NULL | NULL | NULL | Unknown | NULL | NULL | NULL | Zonal
| SITE_01208 | 1973 | 2010 and earlier | Single Family | 3801.52 | 3801.52 | 1 | eFAF | NULL | Electric | Programmable Thermostat | NULL | NULL | NULL | Furnace | NULL | NULL | NULL | eFAF
| SITE_01209 | 1995 | 2010 and earlier | Single Family | 12576.67 | 12576.67 | 1 | gFAF | Dual Fuel Primary | Natural Gas | Programmable Thermostat | 88000 | NULL | NULL | Furnace | NULL | NULL | NULL | gFAF
| SITE_01210 | 2007 | 2010 and earlier | Single Family | 12576.67 | 12576.67 | 1 | gFAF | NULL | Natural Gas | Smart/Wi-Fi Thermostat | 50000 | NULL | NULL | Furnace | NULL | NULL | NULL | gFAF
| SITE_01211 | 1904 | 2010 and earlier | Single Family | 2292.4 | 2292.4 | 1 | gFAF | NULL | Natural Gas | Programmable Thermostat | 88000 | NULL | NULL | Furnace | NULL | NULL | NULL | gFAF
| SITE_01212 | 1964 | 2010 and earlier | Single Family | 2292.4 | 2292.4 | 1 | gFAF | NULL | Natural Gas | Manual Thermostat - Digital | 66000 | NULL | NULL | Furnace | NULL | NULL | NULL | gFAF
| SITE_01213 | 2003 | 2010 and earlier | Single Family | 3801.52 | 3801.52 | 1 | gFAF | NULL | Propane | Programmable Thermostat | NULL | NULL | NULL | Furnace | 2003 | 2010 and earlier | 13 | gFAF
| SITE_01214 | 1948 | 2010 and earlier | Single Family | 2292.4 | 2292.4 | 1 | gFAF | NULL | Natural Gas | Smart/Wi-Fi Thermostat | 60000 | NULL | NULL | Furnace | 2009 | 2010 and earlier | 7 | gFAF
| SITE_01215 | 1982 | 2010 and earlier | Single Family | 587.74 | 587.74 | 1 | Mini-Split HP | NULL | Electric | Programmable Thermostat | NULL | NULL | NULL | Condenser | 2014 | 2011 and later | 2 | DHP
| SITE_01216 | 2013 | 2011 and later | Single Family | 12576.67 | 12576.67 | 1 | gFAF | NULL | Natural Gas | Smart/Wi-Fi Thermostat | 60000 | NULL | NULL | Furnace | 2012 | 2011 and later | 4 | gFAF
| SITE_01217 | 1944 | 2010 and earlier | Single Family | 2292.4 | 2292.4 | 1 | gFAF | NULL | Natural Gas | Programmable Thermostat | 80000 | NULL | NULL | Furnace | 2001 | 2010 and earlier | 15 | gFAF
| SITE_01218 | 1998 | 2010 and earlier | Manufactured | 1135.4 | 1135.4 | 2 | eFAF | NULL | Electric | Manual Thermostat - Analog | NULL | NULL | NULL | Furnace | 1998 | 2010 and earlier | 18 | eFAF
| SITE_01219 | 2003 | 2010 and earlier | Manufactured | 1135.4 | 1135.4 | 2 | Air Source Heat Pump | NULL | Electric | Programmable Thermostat | NULL | 9 | 4: 9.0-10.5 | Condenser | 2015 | 2011 and later | 1 | ASHP
| SITE_01220 | 1977 | 2010 and earlier | Manufactured | 1135.4 | 1135.4 | 2 | Zonal Heat | Electric Plug-In Heater | Electric | Manual Thermostat - Digital | NULL | NULL | NULL | Unknown | NULL | NULL | NULL | Zonal
| SITE_01221 | 1998 | 2010 and earlier | Manufactured | 1135.4 | 1135.4 | 2 | eFAF | NULL | Electric | Manual Thermostat - Analog | NULL | NULL | NULL | Furnace | 1998 | 2010 and earlier | 18 | eFAF
| SITE_01222 | 1997 | 2010 and earlier | Manufactured | 894.83 | 894.83 | 1 | Zonal Heat | Other | Electric | Manual Thermostat - Analog | NULL | NULL | NULL | Unknown | NULL | NULL | NULL | Zonal
| SITE_01223 | 1996 | 2010 and earlier | Manufactured | 894.83 | 894.83 | 1 | eFAF | NULL | Electric | Manual Thermostat - Analog | NULL | NULL | NULL | Furnace | 2006 | 2010 and earlier | 10 | eFAF
| SITE_01224 | 1985 | 2010 and earlier | Manufactured | 894.83 | 894.83 | 1 | eFAF | NULL | Electric | Manual Thermostat - Analog | NULL | NULL | NULL | Furnace | NULL | NULL | NULL | eFAF
| SITE_01225 | 1983 | 2010 and earlier | Manufactured | 894.83 | 894.83 | 1 | Zonal Heat | Electric Plug-In Heater | Electric | Manual Thermostat - Digital | NULL | NULL | NULL | Unknown | NULL | NULL | NULL | Zonal
| SITE_01226 | 1986 | 2010 and earlier | Manufactured | 894.83 | 894.83 | 1 | eFAF | NULL | Electric | Manual Thermostat - Analog | NULL | NULL | NULL | Furnace | 2008 | 2010 and earlier | 8 | eFAF
| SITE_01227 | 1970 | 2010 and earlier | Manufactured | 894.83 | 894.83 | 1 | Zonal Heat | Electric Plug-In Heater | Electric | Manual Thermostat - Digital | NULL | NULL | NULL | Unknown | NULL | NULL | NULL | Zonal
| SITE_01228 | 1975 | 2010 and earlier | Manufactured | 894.83 | 894.83 | 1 | Air Source Heat Pump | NULL | Electric | Manual Thermostat - Digital | NULL | 8.5 | 3: 8.3-9.0 | Condenser | 2010 | 2010 and earlier | 6 | ASHP
| SITE_01229 | 1986 | 2010 and earlier | Manufactured | 894.83 | 894.83 | 1 | Air Source Heat Pump | NULL | Electric | Manual Thermostat - Analog | NULL | 7.4 | 1: 7.7 and below | Condenser | 2004 | 2010 and earlier | 12 | ASHP
| SITE_01230 | 2000 | 2010 and earlier | Multifamily Residence | 819.89 | 204.9725 | 1 | Zonal Heat | Unit Heater | Electric | Manual Thermostat - Analog | NULL | NULL | NULL | Unknown | NULL | NULL | NULL | Zonal
| SITE_01230 | 2000 | 2010 and earlier | Multifamily Residence | 819.89 | 204.9725 | 1 | Zonal Heat | Unit Heater | Electric | Manual Thermostat - Analog | NULL | NULL | NULL | Unknown | NULL | NULL | NULL | Zonal
| SITE_01230 | 2000 | 2010 and earlier | Multifamily Residence | 819.89 | 204.9725 | 1 | Zonal Heat | Unit Heater | Electric | Manual Thermostat - Analog | NULL | NULL | NULL | Unknown | NULL | NULL | NULL | Zonal
| SITE_01230 | 2000 | 2010 and earlier | Multifamily Residence | 819.89 | 204.9725 | 1 | Zonal Heat | Unit Heater | Electric | Manual Thermostat - Analog | NULL | NULL | NULL | Unknown | NULL | NULL | NULL | Zonal
| SITE_01231 | NULL | NULL | Multifamily Residence | 819.89 | 819.89 | 1 | Zonal Heat | Electric Plug-In Heater | Electric | Manual Thermostat - Analog | NULL | NULL | NULL | Unknown | NULL | NULL | NULL | Zonal
| SITE_01232 | 1960 | 2010 and earlier | Multifamily Residence | 1307 | 1307 | 2 | Zonal Heat | Radiant Ceiling Heat | Electric | Unknown | NULL | NULL | NULL | NULL | NULL | NULL | NULL | Zonal
| SITE_01233 | NULL | NULL | Multifamily Residence | 1307 | 653.5 | 2 | Electric Baseboard | NULL | Electric | Manual Thermostat - Analog | NULL | NULL | NULL | NULL | NULL | NULL | NULL | Zonal
| SITE_01233 | NULL | NULL | Multifamily Residence | 1307 | 653.5 | 2 | Electric Baseboard | NULL | Electric | Manual Thermostat - Analog | NULL | NULL | NULL | NULL | NULL | NULL | NULL | Zonal
| SITE_01234 | 1991 | 2010 and earlier | Multifamily Residence | 1307 | 1307 | 2 | Electric Baseboard | NULL | Electric | Manual Thermostat - Analog | NULL | NULL | NULL | NULL | NULL | NULL | NULL | Zonal
| SITE_01235 | 1970 | 2010 and earlier | Multifamily Residence | 1307 | 1307 | 2 | Packaged HP | Through-Wall Heat Pump | NULL | Unknown | NULL | NULL | NULL | Packaged HP | NULL | NULL | NULL | PTHP
| SITE_01236 | 1981 | 2010 and earlier | Multifamily Residence | 819.89 | 409.945 | 2 | Electric Baseboard | NULL | Electric | Manual Thermostat - Analog | NULL | NULL | NULL | NULL | NULL | NULL | NULL | Zonal
| SITE_01236 | 1981 | 2010 and earlier | Multifamily Residence | 819.89 | 409.945 | 2 | Electric Baseboard | NULL | Electric | Manual Thermostat - Analog | NULL | NULL | NULL | NULL | NULL | NULL | NULL | Zonal
| SITE_01237 | 1970 | 2010 and earlier | Multifamily Residence | 819.89 | 819.89 | 1 | eFAF | NULL | Electric | Manual Thermostat - Digital | NULL | NULL | NULL | Furnace | 2010 | 2010 and earlier | 6 | eFAF
| SITE_01238 | NULL | NULL | Single Family | 2348.97 | 2348.97 | 1 | Air Source Heat Pump | NULL | Electric | Manual Thermostat - Digital | NULL | 8 | 2: 7.7-8.2 | Condenser | 2011 | 2011 and later | 5 | ASHP
| SITE_01239 | 2015 | 2011 and later | Multifamily Residence | 819.89 | 819.89 | 2 | Packaged HP | Through-Wall Heat Pump | NULL | Unknown | 12000 | NULL | NULL | Packaged HP | 2010 | 2010 and earlier | 6 | PTHP
| SITE_01240 | 1915 | 2010 and earlier | Single Family | 2348.97 | 2348.97 | 2 | Zonal Heat | Unit Heater | Electric | Unknown | NULL | NULL | NULL | NULL | NULL | NULL | NULL | Zonal
| SITE_01241 | 1970 | 2010 and earlier | Multifamily Residence | 751.56 | 751.56 | 1 | Mini-Split HP | NULL | NULL | Programmable Thermostat | NULL | NULL | NULL | Condenser | NULL | NULL | NULL | DHP
| SITE_01242 | NULL | NULL | Multifamily Residence | 751.56 | 751.56 | 1 | Zonal Heat | Plug In Heater | Electric | Unknown | NULL | NULL | NULL | NULL | NULL | NULL | NULL | Zonal
| SITE_01243 | 1960 | 2010 and earlier | Multifamily Residence | 751.56 | 751.56 | 1 | Zonal Heat | Vertical Wall Heater | Electric | Manual Thermostat - Analog | NULL | NULL | NULL | Unknown | NULL | NULL | NULL | Zonal
| SITE_01244 | 1971 | 2010 and earlier | Single Family | 3405.58 | 851.395 | 1 | Zonal Heat | Unit Heater | Electric | Manual Thermostat - Analog | NULL | NULL | NULL | Unknown | NULL | NULL | NULL | Zonal
| SITE_01244 | 1971 | 2010 and earlier | Single Family | 3405.58 | 851.395 | 1 | Zonal Heat | Unit Heater | Electric | Manual Thermostat - Analog | NULL | NULL | NULL | Unknown | NULL | NULL | NULL | Zonal
| SITE_01244 | 1971 | 2010 and earlier | Single Family | 3405.58 | 851.395 | 1 | Zonal Heat | Unit Heater | Electric | Manual Thermostat - Analog | NULL | NULL | NULL | Unknown | NULL | NULL | NULL | Zonal
| SITE_01244 | 1971 | 2010 and earlier | Single Family | 3405.58 | 851.395 | 1 | Zonal Heat | Unit Heater | Electric | Manual Thermostat - Analog | NULL | NULL | NULL | Unknown | NULL | NULL | NULL | Zonal
| SITE_01245 | 1968 | 2010 and earlier | Multifamily Residence | 4053.65 | 4053.65 | 1 | NULL | NULL | NULL | NULL | NULL | NULL | NULL | NULL | NULL | NULL | NULL | Other
| SITE_01246 | 2004 | 2010 and earlier | Multifamily Residence | 751.56 | 187.89 | 1 | Zonal Heat | Vertical Wall Heater | Electric | Manual Thermostat - Analog | NULL | NULL | NULL | Unknown | NULL | NULL | NULL | Zonal
| SITE_01246 | 2004 | 2010 and earlier | Multifamily Residence | 751.56 | 187.89 | 1 | Zonal Heat | Vertical Wall Heater | Electric | Manual Thermostat - Analog | NULL | NULL | NULL | Unknown | NULL | NULL | NULL | Zonal
| SITE_01246 | 2004 | 2010 and earlier | Multifamily Residence | 751.56 | 187.89 | 1 | Zonal Heat | Vertical Wall Heater | Electric | Manual Thermostat - Analog | NULL | NULL | NULL | Unknown | NULL | NULL | NULL | Zonal
| SITE_01246 | 2004 | 2010 and earlier | Multifamily Residence | 751.56 | 187.89 | 1 | Zonal Heat | Vertical Wall Heater | Electric | Manual Thermostat - Analog | NULL | NULL | NULL | Unknown | NULL | NULL | NULL | Zonal
| SITE_01247 | 1997 | 2010 and earlier | Single Family | 3405.58 | 1702.79 | 1 | Zonal Heat | Unit Heater | Electric | Manual Thermostat - Analog | NULL | NULL | NULL | Unknown | NULL | NULL | NULL | Zonal
| SITE_01247 | 1997 | 2010 and earlier | Single Family | 3405.58 | 1702.79 | 1 | Zonal Heat | Vertical Wall Heater | Electric | Manual Thermostat - Analog | NULL | NULL | NULL | Unknown | NULL | NULL | NULL | Zonal
| SITE_01248 | 2001 | 2010 and earlier | Multifamily Residence | 751.56 | 751.56 | 1 | Zonal Heat | Vertical Wall Heater | Electric | Manual Thermostat - Digital | NULL | NULL | NULL | Unknown | NULL | NULL | NULL | Zonal
| SITE_01249 | 1977 | 2010 and earlier | Multifamily Residence | 751.56 | 751.56 | 1 | Zonal Heat | Radiant Ceiling Heat | Electric | Manual Thermostat - Digital | NULL | NULL | NULL | Unknown | NULL | NULL | NULL | Zonal
| SITE_01250 | 2014 | 2011 and later | Multifamily Residence | 751.56 | 751.56 | 1 | Packaged HP | Through-Wall Heat Pump | NULL | Manual Thermostat - Digital | 16000 | NULL | NULL | Packaged HP | NULL | NULL | NULL | PTHP
| SITE_01251 | 2013 | 2011 and later | Multifamily Residence | 751.56 | 751.56 | 1 | Air Source Heat Pump | NULL | Electric | Unknown | NULL | NULL | NULL | Condenser | NULL | NULL | NULL | ASHP
| SITE_01252 | NULL | NULL | Multifamily Residence | 751.56 | 375.78 | 1 | Zonal Heat | Vertical Wall Heater | Electric | Manual Thermostat - Analog | NULL | NULL | NULL | Unknown | NULL | NULL | NULL | Zonal
| SITE_01252 | NULL | NULL | Multifamily Residence | 751.56 | 375.78 | 1 | Zonal Heat | Vertical Wall Heater | Electric | Manual Thermostat - Analog | NULL | NULL | NULL | Unknown | NULL | NULL | NULL | Zonal
| SITE_01253 | 1960 | 2010 and earlier | Multifamily Residence | 751.56 | 375.78 | 1 | Electric Baseboard | NULL | Electric | Manual Thermostat - Analog | NULL | NULL | NULL | NULL | NULL | NULL | NULL | Zonal
| SITE_01253 | 1960 | 2010 and earlier | Multifamily Residence | 751.56 | 375.78 | 1 | Electric Baseboard | NULL | Electric | Manual Thermostat - Analog | NULL | NULL | NULL | NULL | NULL | NULL | NULL | Zonal
| SITE_01254 | 1952 | 2010 and earlier | Single Family | 3405.58 | 1135.1933 | 1 | Zonal Heat | Vertical Wall Heater | Electric | Manual Thermostat - Analog | NULL | NULL | NULL | Unknown | NULL | NULL | NULL | Zonal
| SITE_01254 | 1952 | 2010 and earlier | Single Family | 3405.58 | 1135.1933 | 1 | Zonal Heat | Vertical Wall Heater | Electric | Manual Thermostat - Analog | NULL | NULL | NULL | Unknown | NULL | NULL | NULL | Zonal
| SITE_01254 | 1952 | 2010 and earlier | Single Family | 3405.58 | 1135.1933 | 1 | Zonal Heat | Vertical Wall Heater | Electric | Manual Thermostat - Analog | NULL | NULL | NULL | Unknown | NULL | NULL | NULL | Zonal
| SITE_01255 | 1980 | 2010 and earlier | Multifamily Residence | 751.56 | 375.78 | 1 | Zonal Heat | Unit Heater | Electric | Manual Thermostat - Digital | NULL | NULL | NULL | Unknown | NULL | NULL | NULL | Zonal
| SITE_01255 | 1980 | 2010 and earlier | Multifamily Residence | 751.56 | 375.78 | 1 | Zonal Heat | Other | Electric | Manual Thermostat - Digital | NULL | NULL | NULL | Unknown | NULL | NULL | NULL | Zonal
| SITE_01256 | NULL | NULL | Multifamily Residence | 751.56 | 751.56 | 1 | Zonal Heat | Electric Plug-In Heater | Electric | Manual Thermostat - Digital | NULL | NULL | NULL | Unknown | NULL | NULL | NULL | Zonal
| SITE_01257 | 1996 | 2010 and earlier | Multifamily Residence | 751.56 | 751.56 | 1 | Zonal Heat | Vertical Wall Heater | Electric | Manual Thermostat - Analog | NULL | NULL | NULL | Unknown | NULL | NULL | NULL | Zonal
| SITE_01258 | 1978 | 2010 and earlier | Multifamily Residence | 751.56 | 751.56 | 1 | Zonal Heat | Vertical Wall Heater | Electric | Manual Thermostat - Analog | NULL | NULL | NULL | Unknown | NULL | NULL | NULL | Zonal
| SITE_01259 | 1910 | 2010 and earlier | Single Family | 3405.58 | 1702.79 | 1 | Electric Baseboard | NULL | Electric | Manual Thermostat - Analog | NULL | NULL | NULL | NULL | NULL | NULL | NULL | Zonal
| SITE_01259 | 1910 | 2010 and earlier | Single Family | 3405.58 | 1702.79 | 1 | Electric Baseboard | NULL | Electric | Manual Thermostat - Analog | NULL | NULL | NULL | NULL | NULL | NULL | NULL | Zonal
| SITE_01260 | 1993 | 2010 and earlier | Multifamily Residence | 751.56 | 375.78 | 1 | Zonal Heat | Vertical Wall Heater | Electric | Manual Thermostat - Analog | NULL | NULL | NULL | Unknown | NULL | NULL | NULL | Zonal
| SITE_01260 | 1993 | 2010 and earlier | Multifamily Residence | 751.56 | 375.78 | 1 | Zonal Heat | Vertical Wall Heater | Electric | Manual Thermostat - Analog | NULL | NULL | NULL | Unknown | NULL | NULL | NULL | Zonal
| SITE_01261 | 1993 | 2010 and earlier | Multifamily Residence | 751.56 | 375.78 | 1 | Zonal Heat | Vertical Wall Heater | Electric | Manual Thermostat - Analog | NULL | NULL | NULL | Unknown | NULL | NULL | NULL | Zonal
| SITE_01261 | 1993 | 2010 and earlier | Multifamily Residence | 751.56 | 375.78 | 1 | Zonal Heat | Vertical Wall Heater | Electric | Manual Thermostat - Digital | NULL | NULL | NULL | Unknown | NULL | NULL | NULL | Zonal
| SITE_01262 | NULL | NULL | Multifamily Residence | 751.56 | 751.56 | 1 | Zonal Heat | Radiant Ceiling Heat | Electric | Manual Thermostat - Digital | NULL | NULL | NULL | Unknown | NULL | NULL | NULL | Zonal
| SITE_01263 | 1967 | 2010 and earlier | Multifamily Residence | 751.56 | 751.56 | 1 | Zonal Heat | Plug In Heater | Electric | Unknown | NULL | NULL | NULL | NULL | NULL | NULL | NULL | Zonal
| SITE_01264 | 1976 | 2010 and earlier | Multifamily Residence | 751.56 | 751.56 | 1 | Zonal Heat | Radiant Ceiling Heat | Electric | Unknown | NULL | NULL | NULL | NULL | NULL | NULL | NULL | Zonal
| SITE_01265 | 1940 | 2010 and earlier | Multifamily Residence | 751.56 | 751.56 | 1 | Zonal Heat | Radiant Ceiling Heat | Electric | Manual Thermostat - Digital | NULL | NULL | NULL | Unknown | NULL | NULL | NULL | Zonal
| SITE_01266 | NULL | NULL | Multifamily Residence | 751.56 | 751.56 | 1 | Zonal Heat | Unit Heater | Electric | Manual Thermostat - Analog | NULL | NULL | NULL | Unknown | NULL | NULL | NULL | Zonal
| SITE_01267 | 1975 | 2010 and earlier | Multifamily Residence | 751.56 | 375.78 | 1 | Electric Baseboard | NULL | Electric | Manual Thermostat - Analog | NULL | NULL | NULL | NULL | NULL | NULL | NULL | Zonal
| SITE_01267 | 1975 | 2010 and earlier | Multifamily Residence | 751.56 | 375.78 | 1 | Electric Baseboard | NULL | Electric | Manual Thermostat - Analog | NULL | NULL | NULL | NULL | NULL | NULL | NULL | Zonal
| SITE_01268 | 1962 | 2010 and earlier | Multifamily Residence | 751.56 | 751.56 | 1 | Zonal Heat | Other | Electric | Manual Thermostat - Analog | NULL | NULL | NULL | Unknown | NULL | NULL | NULL | Zonal
| SITE_01269 | 1957 | 2010 and earlier | Multifamily Residence | 751.56 | 751.56 | 1 | Zonal Heat | Plug In Heater | Electric | Unknown | NULL | NULL | NULL | NULL | NULL | NULL | NULL | Zonal
| SITE_01270 | 2015 | 2011 and later | Multifamily Residence | 751.56 | 751.56 | 1 | Packaged HP | Pthp | NULL | Unknown | NULL | NULL | NULL | Packaged HP | NULL | NULL | NULL | PTHP
| SITE_01271 | NULL | NULL | Multifamily Residence | 751.56 | 751.56 | 1 | Mini-Split HP | NULL | Electric | Programmable Thermostat | NULL | NULL | NULL | Condenser | 2010 | 2010 and earlier | 6 | DHP
| SITE_01272 | 1971 | 2010 and earlier | Single Family | 3405.58 | 3405.58 | 1 | Mini-Split HP | NULL | Electric | Manual Thermostat - Digital | NULL | NULL | NULL | Condenser | 2015 | 2011 and later | 1 | DHP
| SITE_01273 | 1960 | 2010 and earlier | Multifamily Residence | 751.56 | 751.56 | 1 | Electric Baseboard | NULL | Electric | Manual Thermostat - Digital | NULL | NULL | NULL | NULL | NULL | NULL | NULL | Zonal
| SITE_01274 | 1975 | 2010 and earlier | Multifamily Residence | 751.56 | 751.56 | 1 | Mini-Split HP | NULL | Electric | Manual Thermostat - Digital | NULL | NULL | NULL | Condenser | NULL | NULL | NULL | DHP
| SITE_01275 | 2016 | 2011 and later | Multifamily Residence | 751.56 | 375.78 | 1 | Zonal Heat | Radiant Ceiling Heat | Electric | Manual Thermostat - Analog | NULL | NULL | NULL | Unknown | NULL | NULL | NULL | Zonal
| SITE_01275 | 2016 | 2011 and later | Multifamily Residence | 751.56 | 375.78 | 1 | Zonal Heat | Other | Electric | Manual Thermostat - Analog | NULL | NULL | NULL | Unknown | NULL | NULL | NULL | Zonal
| SITE_01276 | 2013 | 2011 and later | Multifamily Residence | 751.56 | 375.78 | 1 | Zonal Heat | Unit Heater | Electric | Manual Thermostat - Analog | NULL | NULL | NULL | Unknown | NULL | NULL | NULL | Zonal
| SITE_01276 | 2013 | 2011 and later | Multifamily Residence | 751.56 | 375.78 | 1 | Zonal Heat | Vertical Wall Heater | Electric | Manual Thermostat - Analog | NULL | NULL | NULL | Unknown | NULL | NULL | NULL | Zonal
| SITE_01277 | 1995 | 2010 and earlier | Multifamily Residence | 751.56 | 751.56 | 1 | Zonal Heat | Unit Heater | Electric | Manual Thermostat - Analog | NULL | NULL | NULL | Unknown | NULL | NULL | NULL | Zonal
| SITE_01278 | 1981 | 2010 and earlier | Manufactured | 894.83 | 894.83 | 1 | eFAF | NULL | Electric | Manual Thermostat - Analog | NULL | NULL | NULL | Furnace | 2015 | 2011 and later | 1 | eFAF
| SITE_01279 | NULL | NULL | Multifamily Residence | 751.56 | 751.56 | 1 | Electric Baseboard | NULL | Electric | Manual Thermostat - Analog | NULL | NULL | NULL | NULL | NULL | NULL | NULL | Zonal
| SITE_01280 | 1976 | 2010 and earlier | Multifamily Residence | 751.56 | 751.56 | 1 | Zonal Heat | Radiant Ceiling Heat | Electric | Manual Thermostat - Analog | NULL | NULL | NULL | Unknown | NULL | NULL | NULL | Zonal
| SITE_01281 | 1969 | 2010 and earlier | Multifamily Residence | 751.56 | 751.56 | 1 | Zonal Heat | Unit Heater | Electric | Manual Thermostat - Analog | NULL | NULL | NULL | Unknown | NULL | NULL | NULL | Zonal
| SITE_01282 | 1975 | 2010 and earlier | Multifamily Residence | 751.56 | 375.78 | 1 | Zonal Heat | Radiant Ceiling Heat | Electric | Manual Thermostat - Analog | NULL | NULL | NULL | Unknown | NULL | NULL | NULL | Zonal
| SITE_01282 | 1975 | 2010 and earlier | Multifamily Residence | 751.56 | 375.78 | 1 | Zonal Heat | Radiant Ceiling Heat | Electric | Manual Thermostat - Analog | NULL | NULL | NULL | Unknown | NULL | NULL | NULL | Zonal
| SITE_01283 | 1960 | 2010 and earlier | Multifamily Residence | 751.56 | 751.56 | 1 | Electric Baseboard | NULL | Electric | Unknown | NULL | NULL | NULL | NULL | NULL | NULL | NULL | Zonal
| SITE_01284 | 1998 | 2010 and earlier | Multifamily Residence | 751.56 | 375.78 | 1 | Zonal Heat | Vertical Wall Heater | Electric | Manual Thermostat - Analog | NULL | NULL | NULL | Unknown | NULL | NULL | NULL | Zonal
| SITE_01284 | 1998 | 2010 and earlier | Multifamily Residence | 751.56 | 375.78 | 1 | Zonal Heat | Vertical Wall Heater | Electric | Manual Thermostat - Analog | NULL | NULL | NULL | Unknown | NULL | NULL | NULL | Zonal
| SITE_01285 | 1971 | 2010 and earlier | Multifamily Residence | 751.56 | 375.78 | 1 | Zonal Heat | Radiant Ceiling Heat | Electric | Manual Thermostat - Analog | NULL | NULL | NULL | Unknown | NULL | NULL | NULL | Zonal
| SITE_01285 | 1971 | 2010 and earlier | Multifamily Residence | 751.56 | 375.78 | 1 | Zonal Heat | Vertical Wall Heater | Electric | Manual Thermostat - Analog | NULL | NULL | NULL | Unknown | NULL | NULL | NULL | Zonal
| SITE_01286 | 1979 | 2010 and earlier | Multifamily Residence | 751.56 | 751.56 | 1 | Mini-Split HP | NULL | Electric | Manual Thermostat - Digital | NULL | NULL | NULL | Condenser | 2014 | 2011 and later | 2 | DHP
| SITE_01287 | 1962 | 2010 and earlier | Multifamily Residence | 751.56 | 751.56 | 1 | Zonal Heat | Radiant Ceiling Heat | Electric | Manual Thermostat - Analog | NULL | NULL | NULL | Unknown | NULL | NULL | NULL | Zonal
| SITE_01288 | NULL | NULL | Multifamily Residence | 751.56 | 751.56 | 1 | Zonal Heat | Vertical Wall Heater | Electric | Manual Thermostat - Analog | NULL | NULL | NULL | Unknown | NULL | NULL | NULL | Zonal
| SITE_01289 | 1970 | 2010 and earlier | Single Family | 3405.58 | 3405.58 | 1 | Zonal Heat | Vertical Wall Heater | Electric | Manual Thermostat - Analog | NULL | NULL | NULL | Unknown | NULL | NULL | NULL | Zonal
| SITE_01290 | 1968 | 2010 and earlier | Multifamily Residence | 751.56 | 250.52 | 1 | Electric Baseboard | NULL | Electric | Manual Thermostat - Analog | NULL | NULL | NULL | NULL | NULL | NULL | NULL | Zonal
| SITE_01290 | 1968 | 2010 and earlier | Multifamily Residence | 751.56 | 250.52 | 1 | Electric Baseboard | NULL | Electric | Manual Thermostat - Analog | NULL | NULL | NULL | NULL | NULL | NULL | NULL | Zonal
| SITE_01290 | 1968 | 2010 and earlier | Multifamily Residence | 751.56 | 250.52 | 1 | Electric Baseboard | NULL | Electric | Manual Thermostat - Analog | NULL | NULL | NULL | NULL | NULL | NULL | NULL | Zonal
| SITE_01291 | 1883 | 2010 and earlier | Multifamily Residence | 751.56 | 751.56 | 1 | gFAF | NULL | Natural Gas | Manual Thermostat - Analog | NULL | NULL | NULL | Furnace | NULL | NULL | NULL | gFAF
| SITE_01292 | 1883 | 2010 and earlier | Multifamily Residence | 751.56 | 751.56 | 1 | eFAF | NULL | Electric | Manual Thermostat - Analog | NULL | NULL | NULL | Furnace | NULL | NULL | NULL | eFAF
| SITE_01293 | 1991 | 2010 and earlier | Single Family | 2348.97 | 2348.97 | 2 | Air Source Heat Pump | NULL | Electric | Smart/Wi-Fi Thermostat | NULL | 8.8 | 3: 8.3-9.0 | Condenser | 2016 | 2011 and later | 0 | ASHP
| SITE_01294 | 2003 | 2010 and earlier | Single Family | 2348.97 | 2348.97 | 2 | gFAF | NULL | Natural Gas | Programmable Thermostat | 60000 | NULL | NULL | Furnace | 2003 | 2010 and earlier | 13 | gFAF
| SITE_01295 | 1964 | 2010 and earlier | Single Family | 2348.97 | 2348.97 | 1 | Stove/Fireplace | Fireplace - Factory-Built Insert | Wood (Pellets) | Manual Thermostat - Analog | NULL | NULL | NULL | NULL | NULL | NULL | NULL | Other
| SITE_01296 | 1992 | 2010 and earlier | Single Family | 1362.08 | 681.04 | 2 | Zonal Heat | Vertical Wall Heater | Electric | Manual Thermostat - Analog | NULL | NULL | NULL | Unknown | NULL | NULL | NULL | Zonal
| SITE_01296 | 1992 | 2010 and earlier | Single Family | 1362.08 | 681.04 | 2 | Zonal Heat | Radiant Floor Heat | Electric | Manual Thermostat - Digital | NULL | NULL | NULL | Unknown | NULL | NULL | NULL | Zonal
| SITE_01297 | 1986 | 2010 and earlier | Single Family | 2348.97 | 2348.97 | 1 | gFAF | NULL | Natural Gas | Manual Thermostat - Analog | NULL | NULL | NULL | Furnace | NULL | NULL | NULL | gFAF
| SITE_01298 | 1992 | 2010 and earlier | Single Family | 3405.58 | 3405.58 | 1 | Zonal Heat | Unit Heater | Electric | Manual Thermostat - Analog | NULL | NULL | NULL | Unknown | NULL | NULL | NULL | Zonal
| SITE_01299 | NULL | NULL | Single Family | 3405.58 | 1135.1933 | 1 | Electric Baseboard | NULL | Electric | Manual Thermostat - Analog | NULL | NULL | NULL | NULL | NULL | NULL | NULL | Zonal
| SITE_01299 | NULL | NULL | Single Family | 3405.58 | 1135.1933 | 1 | Electric Baseboard | NULL | Electric | Manual Thermostat - Analog | NULL | NULL | NULL | NULL | NULL | NULL | NULL | Zonal
| SITE_01299 | NULL | NULL | Single Family | 3405.58 | 1135.1933 | 1 | Electric Baseboard | NULL | Electric | Manual Thermostat - Analog | NULL | NULL | NULL | NULL | NULL | NULL | NULL | Zonal
| SITE_01300 | 2007 | 2010 and earlier | Single Family | 3405.58 | 3405.58 | 1 | eFAF | NULL | Electric | Manual Thermostat - Digital | NULL | NULL | NULL | Furnace | 2007 | 2010 and earlier | 9 | eFAF
| SITE_01301 | 1907 | 2010 and earlier | Single Family | 3405.58 | 3405.58 | 1 | Mini-Split HP | NULL | Electric | Programmable Thermostat | NULL | NULL | NULL | Condenser | 2009 | 2010 and earlier | 7 | DHP
| SITE_01302 | 1977 | 2010 and earlier | Single Family | 3405.58 | 1702.79 | 1 | Zonal Heat | Radiant Ceiling Heat | Electric | Manual Thermostat - Analog | NULL | NULL | NULL | Unknown | NULL | NULL | NULL | Zonal
| SITE_01302 | 1977 | 2010 and earlier | Single Family | 3405.58 | 1702.79 | 1 | Zonal Heat | Other | Electric | Manual Thermostat - Analog | NULL | NULL | NULL | Unknown | NULL | NULL | NULL | Zonal
| SITE_01303 | 2002 | 2010 and earlier | Manufactured | 894.83 | 894.83 | 1 | eFAF | NULL | Electric | Manual Thermostat - Digital | NULL | NULL | NULL | Furnace | 2002 | 2010 and earlier | 14 | eFAF
| SITE_01304 | 1946 | 2010 and earlier | Single Family | 3405.58 | 1702.79 | 1 | Zonal Heat | Vertical Wall Heater | Electric | Manual Thermostat - Analog | NULL | NULL | NULL | Unknown | NULL | NULL | NULL | Zonal
| SITE_01304 | 1946 | 2010 and earlier | Single Family | 3405.58 | 1702.79 | 1 | Zonal Heat | Vertical Wall Heater | Electric | Manual Thermostat - Analog | NULL | NULL | NULL | Unknown | NULL | NULL | NULL | Zonal
| SITE_01305 | 1966 | 2010 and earlier | Single Family | 3405.58 | 1702.79 | 1 | Zonal Heat | Radiant Ceiling Heat | Electric | Manual Thermostat - Analog | NULL | NULL | NULL | Unknown | NULL | NULL | NULL | Zonal
| SITE_01305 | 1966 | 2010 and earlier | Single Family | 3405.58 | 1702.79 | 1 | Zonal Heat | Other | Electric | Manual Thermostat - Analog | NULL | NULL | NULL | Unknown | NULL | NULL | NULL | Zonal
| SITE_01306 | 1978 | 2010 and earlier | Single Family | 3405.58 | 3405.58 | 1 | Air Source Heat Pump | NULL | Electric | Programmable Thermostat | NULL | 9.25 | 4: 9.0-10.5 | Condenser | 2013 | 2011 and later | 3 | ASHP
| SITE_01307 | 1980 | 2010 and earlier | Single Family | 3405.58 | 1702.79 | 1 | Zonal Heat | Unit Heater | Electric | Manual Thermostat - Analog | NULL | NULL | NULL | Unknown | NULL | NULL | NULL | Zonal
| SITE_01307 | 1980 | 2010 and earlier | Single Family | 3405.58 | 1702.79 | 1 | Zonal Heat | Unit Heater | Electric | Manual Thermostat - Analog | NULL | NULL | NULL | Unknown | NULL | NULL | NULL | Zonal
| SITE_01308 | 1978 | 2010 and earlier | Single Family | 3405.58 | 3405.58 | 1 | eFAF | NULL | Electric | Programmable Thermostat | NULL | NULL | NULL | Furnace | NULL | NULL | NULL | eFAF
| SITE_01309 | 2003 | 2010 and earlier | Single Family | 3405.58 | 3405.58 | 1 | gFAF | NULL | Natural Gas | Programmable Thermostat | 69000 | NULL | NULL | Furnace | 2002 | 2010 and earlier | 14 | gFAF
| SITE_01310 | 1940 | 2010 and earlier | Single Family | 3405.58 | 3405.58 | 1 | Stove/Fireplace | Space Heating Stove | Wood (Cord) | None | NULL | NULL | NULL | NULL | NULL | NULL | NULL | Other
| SITE_01311 | 2000 | 2010 and earlier | Single Family | 3405.58 | 3405.58 | 1 | Air Source Heat Pump | NULL | Electric | Manual Thermostat - Analog | NULL | 7 | 1: 7.7 and below | Condenser | 2002 | 2010 and earlier | 14 | ASHP
| SITE_01312 | 1972 | 2010 and earlier | Single Family | 3405.58 | 1702.79 | 1 | Zonal Heat | Other | Electric | Manual Thermostat - Analog | NULL | NULL | NULL | Unknown | NULL | NULL | NULL | Zonal
| SITE_01312 | 1972 | 2010 and earlier | Single Family | 3405.58 | 1702.79 | 1 | Zonal Heat | Radiant Ceiling Heat | Electric | Programmable Thermostat | NULL | NULL | NULL | Unknown | NULL | NULL | NULL | Zonal
| SITE_01313 | 1978 | 2010 and earlier | Single Family | 3405.58 | 3405.58 | 1 | Mini-Split HP | NULL | Electric | Manual Thermostat - Digital | NULL | NULL | NULL | Condenser | 2015 | 2011 and later | 1 | DHP
| SITE_01314 | 2009 | 2010 and earlier | Single Family | 3405.58 | 3405.58 | 1 | Air Source Heat Pump | NULL | Electric | Programmable Thermostat | NULL | 7.7 | 2: 7.7-8.2 | Condenser | 2008 | 2010 and earlier | 8 | ASHP
| SITE_01315 | 1952 | 2010 and earlier | Single Family | 3405.58 | 3405.58 | 1 | gFAF | NULL | Natural Gas | Programmable Thermostat | 60000 | NULL | NULL | Furnace | 2002 | 2010 and earlier | 14 | gFAF
| SITE_01316 | 2007 | 2010 and earlier | Single Family | 3405.58 | 3405.58 | 1 | eFAF | NULL | Electric | Programmable Thermostat | NULL | NULL | NULL | Furnace | 2006 | 2010 and earlier | 10 | eFAF
| SITE_01317 | 1958 | 2010 and earlier | Single Family | 3405.58 | 3405.58 | 1 | Air Source Heat Pump | NULL | Electric | Programmable Thermostat | NULL | 9 | 4: 9.0-10.5 | Condenser | 2012 | 2011 and later | 4 | ASHP
| SITE_01318 | 2003 | 2010 and earlier | Single Family | 3405.58 | 3405.58 | 1 | gFAF | NULL | Natural Gas | Programmable Thermostat | 40000 | NULL | NULL | Furnace | 2002 | 2010 and earlier | 14 | gFAF
| SITE_01319 | 1940 | 2010 and earlier | Single Family | 3405.58 | 3405.58 | 1 | gFAF | NULL | Natural Gas | Unknown | NULL | NULL | NULL | Furnace | NULL | NULL | NULL | gFAF
| SITE_01320 | 1950 | 2010 and earlier | Single Family | 3405.58 | 3405.58 | 1 | Stove/Fireplace | Space Heating Stove | Wood (Cord) | Manual Thermostat - Analog | NULL | NULL | NULL | NULL | NULL | NULL | NULL | Other
| SITE_01321 | 2015 | 2011 and later | Single Family | 3405.58 | 3405.58 | 1 | Mini-Split HP | NULL | Electric | Programmable Thermostat | NULL | NULL | NULL | Condenser | 2014 | 2011 and later | 2 | DHP
| SITE_01322 | 1994 | 2010 and earlier | Single Family | 3405.58 | 3405.58 | 1 | Zonal Heat | Unit Heater | Electric | Manual Thermostat - Analog | NULL | NULL | NULL | Unknown | NULL | NULL | NULL | Zonal
| SITE_01323 | 1975 | 2010 and earlier | Single Family | 3405.58 | 3405.58 | 1 | Stove/Fireplace | Space Heating Stove | Wood (Pellets) | Thermostat | NULL | NULL | NULL | NULL | NULL | NULL | NULL | Other
| SITE_01324 | 1948 | 2010 and earlier | Single Family | 3405.58 | 3405.58 | 1 | gFAF | NULL | Natural Gas | Programmable Thermostat | 75000 | NULL | NULL | Furnace | 1994 | 2010 and earlier | 22 | gFAF
| SITE_01325 | 1904 | 2010 and earlier | Single Family | 3405.58 | 1702.79 | 1 | Mini-Split HP | NULL | Electric | Programmable Thermostat | NULL | NULL | NULL | Condenser | NULL | NULL | NULL | DHP
| SITE_01325 | 1904 | 2010 and earlier | Single Family | 3405.58 | 1702.79 | 1 | Mini-Split HP | NULL | Electric | Remote Control | NULL | NULL | NULL | Condenser | NULL | NULL | NULL | DHP
| SITE_01326 | 1916 | 2010 and earlier | Single Family | 3405.58 | 3405.58 | 1 | gFAF | NULL | Natural Gas | Programmable Thermostat | 80000 | NULL | NULL | Furnace | 2009 | 2010 and earlier | 7 | gFAF
| SITE_01327 | 1945 | 2010 and earlier | Single Family | 3405.58 | 3405.58 | 1 | gFAF | NULL | Natural Gas | Programmable Thermostat | 69000 | NULL | NULL | Furnace | 2009 | 2010 and earlier | 7 | gFAF
| SITE_01328 | 1962 | 2010 and earlier | Single Family | 3405.58 | 3405.58 | 1 | Zonal Heat | Unit Heater | Electric | Manual Thermostat - Analog | NULL | NULL | NULL | Unknown | NULL | NULL | NULL | Zonal
| SITE_01329 | 1972 | 2010 and earlier | Manufactured | 894.83 | 894.83 | 1 | Mini-Split HP | NULL | Electric | Programmable Thermostat | NULL | NULL | NULL | Condenser | NULL | NULL | NULL | DHP
| SITE_01330 | 1969 | 2010 and earlier | Single Family | 3405.58 | 3405.58 | 1 | Stove/Fireplace | Space Heating Stove | Wood (Pellets) | Thermostat | NULL | NULL | NULL | NULL | NULL | NULL | NULL | Other
| SITE_01331 | 1983 | 2010 and earlier | Manufactured | 894.83 | 894.83 | 1 | Mini-Split HP | NULL | Electric | Programmable Thermostat | NULL | NULL | NULL | Condenser | NULL | NULL | NULL | DHP
| SITE_01332 | 1942 | 2010 and earlier | Single Family | 3405.58 | 3405.58 | 1 | gFAF | Dual Fuel Primary | Natural Gas | Programmable Thermostat | NULL | NULL | NULL | Furnace | NULL | NULL | NULL | gFAF
| SITE_01333 | 1970 | 2010 and earlier | Single Family | 3405.58 | 3405.58 | 1 | Mini-Split HP | NULL | Electric | Remote Control | NULL | NULL | NULL | Condenser | 2012 | 2011 and later | 4 | DHP
| SITE_01334 | 1913 | 2010 and earlier | Single Family | 3405.58 | 3405.58 | 1 | Air Source Heat Pump | NULL | Electric | Programmable Thermostat | NULL | 9.77 | 4: 9.0-10.5 | Condenser | 2007 | 2010 and earlier | 9 | ASHP
| SITE_01335 | 1970 | 2010 and earlier | Single Family | 3405.58 | 3405.58 | 1 | Zonal Heat | Radiant Ceiling Heat | Electric | Manual Thermostat - Analog | NULL | NULL | NULL | Unknown | NULL | NULL | NULL | Zonal
| SITE_01336 | 1985 | 2010 and earlier | Single Family | 3405.58 | 3405.58 | 1 | Mini-Split HP | NULL | Electric | Manual Thermostat - Digital | NULL | NULL | NULL | Condenser | 2015 | 2011 and later | 1 | DHP
| SITE_01337 | 2015 | 2011 and later | Single Family | 3405.58 | 3405.58 | 1 | Boiler | Hot Water | Natural Gas | Programmable Thermostat | 80000 | NULL | NULL | Boiler | NULL | NULL | NULL | Other
| SITE_01338 | 2003 | 2010 and earlier | Single Family | 3405.58 | 3405.58 | 1 | Air Source Heat Pump | NULL | Electric | Programmable Thermostat | NULL | 8.83 | 3: 8.3-9.0 | Condenser | 2003 | 2010 and earlier | 13 | ASHP
| SITE_01339 | 2007 | 2010 and earlier | Single Family | 3405.58 | 1702.79 | 1 | Zonal Heat | Unit Heater | Electric | Manual Thermostat - Analog | NULL | NULL | NULL | Unknown | NULL | NULL | NULL | Zonal
| SITE_01339 | 2007 | 2010 and earlier | Single Family | 3405.58 | 1702.79 | 1 | Zonal Heat | Unit Heater | Electric | Manual Thermostat - Analog | NULL | NULL | NULL | Unknown | NULL | NULL | NULL | Zonal
| SITE_01340 | 2000 | 2010 and earlier | Single Family | 3405.58 | 3405.58 | 1 | Air Source Heat Pump | NULL | Electric | Programmable Thermostat | NULL | 8.6 | 3: 8.3-9.0 | Condenser | 2005 | 2010 and earlier | 11 | ASHP
| SITE_01341 | 1912 | 2010 and earlier | Single Family | 3405.58 | 3405.58 | 1 | Stove/Fireplace | Fireplace - Factory-Built Insert | Wood (Cord) | None | NULL | NULL | NULL | NULL | NULL | NULL | NULL | Other
| SITE_01342 | 1987 | 2010 and earlier | Manufactured | 894.83 | 894.83 | 1 | Air Source Heat Pump | NULL | Electric | Manual Thermostat - Digital | NULL | 7.7 | 2: 7.7-8.2 | Condenser | 1996 | 2010 and earlier | 20 | ASHP
| SITE_01343 | 1914 | 2010 and earlier | Single Family | 3405.58 | 567.5967 | 1 | Electric Baseboard | NULL | Electric | Manual Thermostat - Analog | NULL | NULL | NULL | NULL | NULL | NULL | NULL | Zonal
| SITE_01343 | 1914 | 2010 and earlier | Single Family | 3405.58 | 567.5967 | 1 | Electric Baseboard | NULL | Electric | Manual Thermostat - Analog | NULL | NULL | NULL | NULL | NULL | NULL | NULL | Zonal
| SITE_01343 | 1914 | 2010 and earlier | Single Family | 3405.58 | 567.5967 | 1 | Electric Baseboard | NULL | Electric | Manual Thermostat - Analog | NULL | NULL | NULL | NULL | NULL | NULL | NULL | Zonal
| SITE_01343 | 1914 | 2010 and earlier | Single Family | 3405.58 | 567.5967 | 1 | Electric Baseboard | NULL | Electric | Manual Thermostat - Analog | NULL | NULL | NULL | NULL | NULL | NULL | NULL | Zonal
| SITE_01343 | 1914 | 2010 and earlier | Single Family | 3405.58 | 567.5967 | 1 | Electric Baseboard | NULL | Electric | Manual Thermostat - Analog | NULL | NULL | NULL | NULL | NULL | NULL | NULL | Zonal
| SITE_01343 | 1914 | 2010 and earlier | Single Family | 3405.58 | 567.5967 | 1 | Electric Baseboard | NULL | Electric | Manual Thermostat - Analog | NULL | NULL | NULL | NULL | NULL | NULL | NULL | Zonal
| SITE_01344 | 1947 | 2010 and earlier | Single Family | 3405.58 | 3405.58 | 1 | Mini-Split HP | NULL | Electric | Manual Thermostat - Digital | NULL | NULL | NULL | Condenser | 2015 | 2011 and later | 1 | DHP
| SITE_01345 | 1981 | 2010 and earlier | Single Family | 3405.58 | 1702.79 | 1 | Electric Baseboard | NULL | Electric | Manual Thermostat - Analog | NULL | NULL | NULL | NULL | NULL | NULL | NULL | Zonal
| SITE_01345 | 1981 | 2010 and earlier | Single Family | 3405.58 | 1702.79 | 1 | Electric Baseboard | NULL | Electric | Manual Thermostat - Analog | NULL | NULL | NULL | NULL | NULL | NULL | NULL | Zonal
| SITE_01346 | 1998 | 2010 and earlier | Single Family | 3405.58 | 3405.58 | 1 | gFAF | Dual Fuel Primary | Natural Gas | Manual Thermostat - Analog | 60000 | NULL | NULL | Furnace | 1997 | 2010 and earlier | 19 | gFAF
| SITE_01347 | 1996 | 2010 and earlier | Manufactured | 894.83 | 894.83 | 1 | Air Source Heat Pump | NULL | Electric | Programmable Thermostat | NULL | 7.7 | 2: 7.7-8.2 | Condenser | 2015 | 2011 and later | 1 | ASHP
| SITE_01348 | 1962 | 2010 and earlier | Single Family | 3405.58 | 1702.79 | 1 | Stove/Fireplace | Space Heating Stove | Wood (Cord) | NULL | NULL | NULL | NULL | NULL | NULL | NULL | NULL | Other
| SITE_01348 | 1962 | 2010 and earlier | Single Family | 3405.58 | 1702.79 | 1 | Stove/Fireplace | Fireplace - Factory-Built Insert | Wood (Pellets) | Thermostat | NULL | NULL | NULL | NULL | NULL | NULL | NULL | Other
| SITE_01349 | 1977 | 2010 and earlier | Manufactured | 894.83 | 894.83 | 1 | eFAF | NULL | Electric | Manual Thermostat - Analog | NULL | NULL | NULL | Furnace | NULL | NULL | NULL | eFAF
| SITE_01350 | 1993 | 2010 and earlier | Single Family | 3405.58 | 3405.58 | 1 | gFAF | NULL | Natural Gas | Smart/Wi-Fi Thermostat | 80000 | NULL | NULL | Furnace | 2016 | 2011 and later | 0 | gFAF
| SITE_01351 | 1946 | 2010 and earlier | Single Family | 3405.58 | 1135.1933 | 1 | Electric Baseboard | NULL | Electric | Manual Thermostat - Analog | NULL | NULL | NULL | NULL | NULL | NULL | NULL | Zonal
| SITE_01351 | 1946 | 2010 and earlier | Single Family | 3405.58 | 1135.1933 | 1 | Electric Baseboard | NULL | Electric | Manual Thermostat - Analog | NULL | NULL | NULL | NULL | NULL | NULL | NULL | Zonal
| SITE_01351 | 1946 | 2010 and earlier | Single Family | 3405.58 | 1135.1933 | 1 | Electric Baseboard | NULL | Electric | Manual Thermostat - Analog | NULL | NULL | NULL | NULL | NULL | NULL | NULL | Zonal
| SITE_01352 | 1968 | 2010 and earlier | Single Family | 3405.58 | 3405.58 | 1 | gFAF | Dual Fuel Primary | Natural Gas | Programmable Thermostat | NULL | NULL | NULL | Furnace | NULL | NULL | NULL | gFAF
| SITE_01353 | 1954 | 2010 and earlier | Single Family | 3405.58 | 3405.58 | 1 | Stove/Fireplace | Fireplace - Factory-Built Insert | Natural Gas | Thermostat | NULL | NULL | NULL | NULL | NULL | NULL | NULL | Other
| SITE_01354 | 1994 | 2010 and earlier | Manufactured | 894.83 | 894.83 | 1 | eFAF | NULL | Electric | Programmable Thermostat | NULL | NULL | NULL | Furnace | 1994 | 2010 and earlier | 22 | eFAF
| SITE_01355 | 1980 | 2010 and earlier | Multifamily Residence | 751.56 | 751.56 | 1 | Air Source Heat Pump | NULL | Electric | Unknown | NULL | NULL | NULL | Condenser | NULL | NULL | NULL | ASHP
| SITE_01356 | 1979 | 2010 and earlier | Single Family | 3405.58 | 1702.79 | 1 | Stove/Fireplace | Space Heating Stove | Wood (Cord) | None | NULL | NULL | NULL | NULL | NULL | NULL | NULL | Other
| SITE_01356 | 1979 | 2010 and earlier | Single Family | 3405.58 | 1702.79 | 1 | Stove/Fireplace | Space Heating Stove | Wood (Pellets) | Manual Thermostat - Analog | NULL | NULL | NULL | NULL | NULL | NULL | NULL | Other
| SITE_01357 | 2013 | 2011 and later | Single Family | 3405.58 | 3405.58 | 1 | Geothermal Heat Pump | Ground Loop | Electric | Programmable Thermostat | NULL | NULL | NULL | Condenser | NULL | NULL | NULL | GSHP
| SITE_01358 | 1964 | 2010 and earlier | Single Family | 3405.58 | 3405.58 | 1 | Zonal Heat | Vertical Wall Heater | Electric | Unknown | NULL | NULL | NULL | Unknown | NULL | NULL | NULL | Zonal
| SITE_01359 | 1972 | 2010 and earlier | Single Family | 3405.58 | 3405.58 | 1 | gFAF | NULL | Natural Gas | Unknown | 80000 | NULL | NULL | Furnace | 1980 | 2010 and earlier | 36 | gFAF
| SITE_01360 | 1996 | 2010 and earlier | Single Family | 3405.58 | 3405.58 | 1 | gFAF | Dual Fuel Primary | Natural Gas | Programmable Thermostat | 60000 | NULL | NULL | Furnace | 2008 | 2010 and earlier | 8 | gFAF
| SITE_01361 | 1997 | 2010 and earlier | Manufactured | 626.07 | 626.07 | 1 | Zonal Heat | Electric Plug-In Heater | Electric | Manual Thermostat - Digital | NULL | NULL | NULL | Unknown | NULL | NULL | NULL | Zonal
| SITE_01362 | 1913 | 2010 and earlier | Single Family | 8874.09 | 8874.09 | 1 | Zonal Heat | Electric Plug-In Heater | Electric | Manual Thermostat - Analog | NULL | NULL | NULL | Unknown | NULL | NULL | NULL | Zonal
| SITE_01363 | 1980 | 2010 and earlier | Multifamily Residence | 4053.65 | 4053.65 | 1 | Electric Baseboard | NULL | Electric | Manual Thermostat - Analog | NULL | NULL | NULL | NULL | NULL | NULL | NULL | Zonal
| SITE_01364 | 1997 | 2010 and earlier | Manufactured | 1745.15 | 1745.15 | 1 | gFAF | NULL | Natural Gas | Programmable Thermostat | 56000 | NULL | NULL | Furnace | 1997 | 2010 and earlier | 19 | gFAF
| SITE_01365 | 1950 | 2010 and earlier | Multifamily Residence | 4053.65 | 4053.65 | 1 | Zonal Heat | Unit Heater | Electric | Manual Thermostat - Digital | NULL | NULL | NULL | Unknown | NULL | NULL | NULL | Zonal
| SITE_01366 | 2006 | 2010 and earlier | Multifamily Residence | 4053.65 | 4053.65 | 1 | Zonal Heat | Vertical Wall Heater | Electric | Manual Thermostat - Analog | NULL | NULL | NULL | Unknown | NULL | NULL | NULL | Zonal
| SITE_01367 | 2006 | 2010 and earlier | Multifamily Residence | 751.56 | 751.56 | 1 | Air Source Heat Pump | NULL | Electric | Manual Thermostat - Digital | NULL | 7.79 | 2: 7.7-8.2 | Condenser | 2006 | 2010 and earlier | 10 | ASHP
| SITE_01368 | 2003 | 2010 and earlier | Multifamily Residence | 4053.65 | 4053.65 | 1 | Zonal Heat | Vertical Wall Heater | Electric | Manual Thermostat - Analog | NULL | NULL | NULL | Unknown | NULL | NULL | NULL | Zonal
| SITE_01369 | 1973 | 2010 and earlier | Multifamily Residence | 751.56 | 751.56 | 1 | Zonal Heat | Other | Electric | Manual Thermostat - Analog | NULL | NULL | NULL | Unknown | NULL | NULL | NULL | Zonal
| SITE_01370 | 1990 | 2010 and earlier | Multifamily Residence | 4053.65 | 4053.65 | 1 | gFAF | NULL | Natural Gas | Programmable Thermostat | 75000 | NULL | NULL | Furnace | 1998 | 2010 and earlier | 18 | gFAF
| SITE_01371 | NULL | NULL | Multifamily Residence | 4053.65 | 4053.65 | 1 | Electric Baseboard | NULL | Electric | Manual Thermostat - Analog | NULL | NULL | NULL | NULL | NULL | NULL | NULL | Zonal
| SITE_01372 | 1915 | 2010 and earlier | Multifamily Residence | 4053.65 | 4053.65 | 1 | Stove/Fireplace | Space Heating Stove | Natural Gas | Thermostat | 18500 | NULL | NULL | NULL | NULL | NULL | NULL | Other
| SITE_01373 | 1978 | 2010 and earlier | Multifamily Residence | 4053.65 | 4053.65 | 1 | Electric Baseboard | NULL | Electric | Manual Thermostat - Analog | NULL | NULL | NULL | NULL | NULL | NULL | NULL | Zonal
| SITE_01374 | 1977 | 2010 and earlier | Multifamily Residence | 4053.65 | 1351.2167 | 1 | Electric Baseboard | NULL | Electric | Manual Thermostat - Analog | NULL | NULL | NULL | NULL | NULL | NULL | NULL | Zonal
| SITE_01374 | 1977 | 2010 and earlier | Multifamily Residence | 4053.65 | 1351.2167 | 1 | Electric Baseboard | NULL | Electric | Manual Thermostat - Analog | NULL | NULL | NULL | NULL | NULL | NULL | NULL | Zonal
| SITE_01374 | 1977 | 2010 and earlier | Multifamily Residence | 4053.65 | 1351.2167 | 1 | Electric Baseboard | NULL | Electric | Manual Thermostat - Analog | NULL | NULL | NULL | NULL | NULL | NULL | NULL | Zonal
| SITE_01375 | 1986 | 2010 and earlier | Multifamily Residence | 751.56 | 751.56 | 1 | Electric Baseboard | NULL | Electric | Manual Thermostat - Analog | NULL | NULL | NULL | NULL | NULL | NULL | NULL | Zonal
| SITE_01376 | 1965 | 2010 and earlier | Multifamily Residence | 751.56 | 751.56 | 1 | Electric Baseboard | NULL | Electric | Unknown | NULL | NULL | NULL | NULL | NULL | NULL | NULL | Zonal
| SITE_01377 | 2013 | 2011 and later | Multifamily Residence | 4053.65 | 4053.65 | 1 | Mini-Split HP | NULL | Electric | Manual Thermostat - Digital | NULL | NULL | NULL | Condenser | NULL | NULL | NULL | DHP
| SITE_01378 | 1950 | 2010 and earlier | Multifamily Residence | 4053.65 | 4053.65 | 1 | Zonal Heat | Vertical Wall Heater | Electric | Manual Thermostat - Analog | NULL | NULL | NULL | Unknown | NULL | NULL | NULL | Zonal
| SITE_01379 | 2006 | 2010 and earlier | Single Family | 8874.09 | 8874.09 | 1 | Zonal Heat | Vertical Wall Heater | Electric | Manual Thermostat - Analog | NULL | NULL | NULL | Unknown | NULL | NULL | NULL | Zonal
| SITE_01380 | NULL | NULL | Multifamily Residence | 4053.65 | 4053.65 | 1 | Zonal Heat | Vertical Wall Heater | Electric | Manual Thermostat - Analog | NULL | NULL | NULL | Unknown | NULL | NULL | NULL | Zonal
| SITE_01381 | 1980 | 2010 and earlier | Multifamily Residence | 751.56 | 751.56 | 1 | Zonal Heat | Vertical Wall Heater | Electric | Manual Thermostat - Analog | NULL | NULL | NULL | Unknown | NULL | NULL | NULL | Zonal
| SITE_01382 | 1971 | 2010 and earlier | Single Family | 3405.58 | 3405.58 | 1 | Zonal Heat | Other | Electric | Manual Thermostat - Analog | NULL | NULL | NULL | Unknown | NULL | NULL | NULL | Zonal
| SITE_01383 | 1966 | 2010 and earlier | Multifamily Residence | 4053.65 | 4053.65 | 1 | Electric Baseboard | NULL | Electric | Unknown | NULL | NULL | NULL | NULL | NULL | NULL | NULL | Zonal
| SITE_01384 | 1996 | 2010 and earlier | Multifamily Residence | 4053.65 | 4053.65 | 1 | Zonal Heat | Unit Heater | Electric | Unknown | NULL | NULL | NULL | Unknown | NULL | NULL | NULL | Zonal
| SITE_01385 | 1993 | 2010 and earlier | Manufactured | 894.83 | 894.83 | 1 | eFAF | NULL | Electric | Manual Thermostat - Analog | NULL | NULL | NULL | Furnace | 2008 | 2010 and earlier | 8 | eFAF
| SITE_01386 | 1972 | 2010 and earlier | Multifamily Residence | 4053.65 | 4053.65 | 1 | Electric Baseboard | NULL | Electric | Manual Thermostat - Analog | NULL | NULL | NULL | NULL | NULL | NULL | NULL | Zonal
| SITE_01387 | 1984 | 2010 and earlier | Multifamily Residence | 4053.65 | 4053.65 | 1 | Electric Baseboard | NULL | Electric | Manual Thermostat - Analog | NULL | NULL | NULL | NULL | NULL | NULL | NULL | Zonal
| SITE_01388 | 1978 | 2010 and earlier | Manufactured | 1745.15 | 1745.15 | 1 | Air Source Heat Pump | NULL | Electric | Manual Thermostat - Analog | NULL | 7 | 1: 7.7 and below | Condenser | 2004 | 2010 and earlier | 12 | ASHP
| SITE_01389 | 2009 | 2010 and earlier | Manufactured | 894.83 | 894.83 | 1 | Mini-Split HP | NULL | Electric | Programmable Thermostat | NULL | NULL | NULL | Condenser | 2014 | 2011 and later | 2 | DHP
| SITE_01390 | 1999 | 2010 and earlier | Multifamily Residence | 4053.65 | 4053.65 | 1 | Zonal Heat | Electric Plug-In Heater | Electric | Manual Thermostat - Analog | NULL | NULL | NULL | Unknown | NULL | NULL | NULL | Zonal
| SITE_01391 | 1970 | 2010 and earlier | Multifamily Residence | 4053.65 | 4053.65 | 1 | Electric Baseboard | NULL | Electric | Manual Thermostat - Analog | NULL | NULL | NULL | NULL | NULL | NULL | NULL | Zonal
| SITE_01392 | 1969 | 2010 and earlier | Manufactured | 1745.15 | 1745.15 | 1 | Stove/Fireplace | Space Heating Stove | Wood (Cord) | None | NULL | NULL | NULL | NULL | NULL | NULL | NULL | Other
| SITE_01393 | 1980 | 2010 and earlier | Multifamily Residence | 4053.65 | 4053.65 | 1 | Stove/Fireplace | Space Heating Stove/Fireplace | Wood (Cord) | None | NULL | NULL | NULL | NULL | NULL | NULL | NULL | Other
| SITE_01394 | 1982 | 2010 and earlier | Multifamily Residence | 4053.65 | 4053.65 | 1 | Air Source Heat Pump | NULL | Electric | Manual Thermostat - Digital | NULL | 8 | 2: 7.7-8.2 | Condenser | 2015 | 2011 and later | 1 | ASHP
| SITE_01395 | 1982 | 2010 and earlier | Multifamily Residence | 4053.65 | 4053.65 | 1 | Air Source Heat Pump | NULL | Electric | Manual Thermostat - Digital | NULL | 7.7 | 2: 7.7-8.2 | Condenser | 2015 | 2011 and later | 1 | ASHP
| SITE_01396 | 1979 | 2010 and earlier | Multifamily Residence | 4053.65 | 4053.65 | 1 | Zonal Heat | Unit Heater | Electric | Manual Thermostat - Analog | NULL | NULL | NULL | Unknown | NULL | NULL | NULL | Zonal
| SITE_01397 | NULL | NULL | Multifamily Residence | 4053.65 | 4053.65 | 1 | Zonal Heat | Plug In Heater | Electric | Unknown | NULL | NULL | NULL | NULL | NULL | NULL | NULL | Zonal
| SITE_01398 | 2006 | 2010 and earlier | Multifamily Residence | 4053.65 | 4053.65 | 1 | Zonal Heat | Unit Heater | Electric | Manual Thermostat - Analog | NULL | NULL | NULL | Unknown | NULL | NULL | NULL | Zonal
| SITE_01399 | 1996 | 2010 and earlier | Multifamily Residence | 4053.65 | 4053.65 | 1 | Zonal Heat | Vertical Wall Heater | Electric | Manual Thermostat - Analog | NULL | NULL | NULL | Unknown | NULL | NULL | NULL | Zonal
| SITE_01400 | 1955 | 2010 and earlier | Multifamily Residence | 4053.65 | 4053.65 | 1 | Radiant Heat | NULL | Building Central System | Unknown | NULL | NULL | NULL | NULL | NULL | NULL | NULL | Zonal
| SITE_01401 | 1980 | 2010 and earlier | Multifamily Residence | 4053.65 | 1013.4125 | 1 | Electric Baseboard | NULL | Electric | Manual Thermostat - Analog | NULL | NULL | NULL | NULL | NULL | NULL | NULL | Zonal
| SITE_01401 | 1980 | 2010 and earlier | Multifamily Residence | 4053.65 | 1013.4125 | 1 | Electric Baseboard | NULL | Electric | Programmable Thermostat | NULL | NULL | NULL | NULL | NULL | NULL | NULL | Zonal
| SITE_01401 | 1980 | 2010 and earlier | Multifamily Residence | 4053.65 | 1013.4125 | 1 | Electric Baseboard | NULL | Electric | Programmable Thermostat | NULL | NULL | NULL | NULL | NULL | NULL | NULL | Zonal
| SITE_01401 | 1980 | 2010 and earlier | Multifamily Residence | 4053.65 | 1013.4125 | 1 | Electric Baseboard | NULL | Electric | Manual Thermostat - Analog | NULL | NULL | NULL | NULL | NULL | NULL | NULL | Zonal
| SITE_01402 | 1989 | 2010 and earlier | Multifamily Residence | 4053.65 | 4053.65 | 1 | Stove/Fireplace | Space Heating Stove/Fireplace | Unknown | Unknown | NULL | NULL | NULL | NULL | NULL | NULL | NULL | Other
| SITE_01403 | 1970 | 2010 and earlier | Multifamily Residence | 4053.65 | 4053.65 | 1 | Mini-Split HP | NULL | Electric | Manual Thermostat - Analog | NULL | NULL | NULL | Condenser | 2013 | 2011 and later | 3 | DHP
| SITE_01404 | 1993 | 2010 and earlier | Manufactured | 1745.15 | 1745.15 | 1 | eFAF | NULL | Electric | Unknown | NULL | NULL | NULL | Furnace | NULL | NULL | NULL | eFAF
| SITE_01405 | 2002 | 2010 and earlier | Multifamily Residence | 4053.65 | 4053.65 | 1 | Stove/Fireplace | Fireplace - Glass Door Over Open Hearth | Natural Gas | Manual Thermostat - Analog | 22000 | NULL | NULL | NULL | NULL | NULL | NULL | Other
| SITE_01406 | 1972 | 2010 and earlier | Multifamily Residence | 4053.65 | 4053.65 | 1 | Zonal Heat | Vertical Wall Heater | Electric | Manual Thermostat - Analog | NULL | NULL | NULL | Unknown | NULL | NULL | NULL | Zonal
| SITE_01407 | 2007 | 2010 and earlier | Multifamily Residence | 751.56 | 751.56 | 1 | Zonal Heat | Vertical Wall Heater | Electric | Manual Thermostat - Analog | NULL | NULL | NULL | Unknown | NULL | NULL | NULL | Zonal
| SITE_01408 | NULL | NULL | Multifamily Residence | 4053.65 | 4053.65 | 1 | Electric Baseboard | NULL | Electric | Unknown | NULL | NULL | NULL | NULL | NULL | NULL | NULL | Zonal
| SITE_01409 | 1971 | 2010 and earlier | Manufactured | 1745.15 | 1745.15 | 1 | eFAF | NULL | Electric | Manual Thermostat - Analog | NULL | NULL | NULL | Furnace | 1997 | 2010 and earlier | 19 | eFAF
| SITE_01411 | NULL | NULL | Multifamily Residence | 4053.65 | 1351.2167 | 1 | Electric Baseboard | NULL | Electric | Manual Thermostat - Analog | NULL | NULL | NULL | NULL | NULL | NULL | NULL | Zonal
| SITE_01411 | NULL | NULL | Multifamily Residence | 4053.65 | 1351.2167 | 1 | Electric Baseboard | NULL | Electric | Manual Thermostat - Analog | NULL | NULL | NULL | NULL | NULL | NULL | NULL | Zonal
| SITE_01411 | NULL | NULL | Multifamily Residence | 4053.65 | 1351.2167 | 1 | Electric Baseboard | NULL | Electric | Manual Thermostat - Analog | NULL | NULL | NULL | NULL | NULL | NULL | NULL | Zonal
| SITE_01412 | 1996 | 2010 and earlier | Manufactured | 1745.15 | 1745.15 | 1 | gFAF | NULL | Natural Gas | Manual Thermostat - Analog | NULL | NULL | NULL | Furnace | NULL | NULL | NULL | gFAF
| SITE_01413 | 1997 | 2010 and earlier | Multifamily Residence | 4053.65 | 4053.65 | 1 | Zonal Heat | Unit Heater | Electric | Manual Thermostat - Analog | NULL | NULL | NULL | Unknown | NULL | NULL | NULL | Zonal
| SITE_01414 | 1947 | 2010 and earlier | Multifamily Residence | 751.56 | 751.56 | 1 | Packaged HP | Through-Wall Heat Pump | NULL | Unknown | NULL | NULL | NULL | Packaged HP | NULL | NULL | NULL | PTHP
| SITE_01415 | 1951 | 2010 and earlier | Single Family | 8874.09 | 8874.09 | 1 | gFAF | NULL | Natural Gas | Manual Thermostat - Digital | 66000 | NULL | NULL | Furnace | 1999 | 2010 and earlier | 17 | gFAF
| SITE_01416 | 1937 | 2010 and earlier | Single Family | 8874.09 | 8874.09 | 1 | Stove/Fireplace | Space Heating Stove | Wood (Cord) | None | NULL | NULL | NULL | NULL | NULL | NULL | NULL | Other
| SITE_01417 | 1945 | 2010 and earlier | Single Family | 8874.09 | 8874.09 | 1 | gFAF | NULL | Natural Gas | Programmable Thermostat | 80000 | NULL | NULL | Furnace | NULL | NULL | NULL | gFAF
| SITE_01418 | 1915 | 2010 and earlier | Single Family | 8874.09 | 8874.09 | 1 | gFAF | NULL | Natural Gas | Programmable Thermostat | 88000 | NULL | NULL | Furnace | 1993 | 2010 and earlier | 23 | gFAF
| SITE_01419 | 1969 | 2010 and earlier | Multifamily Residence | 4053.65 | 4053.65 | 1 | Zonal Heat | Vertical Wall Heater | Electric | Manual Thermostat - Analog | NULL | NULL | NULL | Unknown | NULL | NULL | NULL | Zonal
| SITE_01420 | 2002 | 2010 and earlier | Manufactured | 1745.15 | 1745.15 | 1 | eFAF | NULL | Electric | Manual Thermostat - Analog | NULL | NULL | NULL | Furnace | 2002 | 2010 and earlier | 14 | eFAF
| SITE_01421 | 1970 | 2010 and earlier | Single Family | 8874.09 | 8874.09 | 1 | gFAF | NULL | Natural Gas | Manual Thermostat - Analog | 100000 | NULL | NULL | Furnace | 1992 | 2010 and earlier | 24 | gFAF
| SITE_01422 | 1995 | 2010 and earlier | Single Family | 8874.09 | 8874.09 | 1 | Stove/Fireplace | Fireplace - Glass Door Over Open Hearth | Natural Gas | Remote Control | 40000 | NULL | NULL | NULL | NULL | NULL | NULL | Other
| SITE_01423 | 1946 | 2010 and earlier | Single Family | 8874.09 | 8874.09 | 1 | gFAF | NULL | Oil/Kerosene | Unknown | 85000 | NULL | NULL | Furnace | 1986 | 2010 and earlier | 30 | gFAF
| SITE_01424 | 1989 | 2010 and earlier | Manufactured | 894.83 | 894.83 | 1 | eFAF | NULL | Electric | Manual Thermostat - Analog | NULL | NULL | NULL | Furnace | 1988 | 2010 and earlier | 28 | eFAF
| SITE_01425 | 1992 | 2010 and earlier | Single Family | 3405.58 | 3405.58 | 1 | gFAF | NULL | Natural Gas | Programmable Thermostat | 75000 | NULL | NULL | Furnace | 1992 | 2010 and earlier | 24 | gFAF
| SITE_01426 | 1948 | 2010 and earlier | Single Family | 8874.09 | 8874.09 | 1 | gFAF | NULL | Natural Gas | Programmable Thermostat | 60000 | NULL | NULL | Furnace | 2001 | 2010 and earlier | 15 | gFAF
| SITE_01427 | 1909 | 2010 and earlier | Single Family | 8874.09 | 8874.09 | 1 | gFAF | NULL | Natural Gas | Programmable Thermostat | NULL | NULL | NULL | Furnace | NULL | NULL | NULL | gFAF
| SITE_01428 | 1959 | 2010 and earlier | Single Family | 3405.58 | 3405.58 | 1 | Mini-Split HP | NULL | Electric | Manual Thermostat - Digital | NULL | NULL | NULL | Condenser | NULL | NULL | NULL | DHP
| SITE_01429 | 1970 | 2010 and earlier | Single Family | 8874.09 | 8874.09 | 1 | Stove/Fireplace | Space Heating Stove | Wood (Cord) | None | NULL | NULL | NULL | NULL | NULL | NULL | NULL | Other
| SITE_01430 | 1964 | 2010 and earlier | Single Family | 3405.58 | 3405.58 | 1 | Stove/Fireplace | Fireplace - Glass Door Over Open Hearth | Natural Gas | Thermostat | NULL | NULL | NULL | NULL | NULL | NULL | NULL | Other
| SITE_01431 | 1986 | 2010 and earlier | Single Family | 8874.09 | 4437.045 | 1 | Zonal Heat | Vertical Wall Heater | Electric | Manual Thermostat - Analog | NULL | NULL | NULL | Unknown | NULL | NULL | NULL | Zonal
| SITE_01431 | 1986 | 2010 and earlier | Single Family | 8874.09 | 4437.045 | 1 | Zonal Heat | Electric Plug-In Heater | Electric | Manual Thermostat - Analog | NULL | NULL | NULL | Unknown | NULL | NULL | NULL | Zonal
| SITE_01432 | 1986 | 2010 and earlier | Single Family | 8874.09 | 8874.09 | 2 | gFAF | NULL | Natural Gas | Smart/Wi-Fi Thermostat | 95000 | NULL | NULL | Furnace | 1983 | 2010 and earlier | 33 | gFAF
| SITE_01433 | 1979 | 2010 and earlier | Single Family | 3405.58 | 3405.58 | 1 | gFAF | NULL | Natural Gas | Manual Thermostat - Digital | 55000 | NULL | NULL | Furnace | 1978 | 2010 and earlier | 38 | gFAF
| SITE_01434 | 1998 | 2010 and earlier | Single Family | 8874.09 | 8874.09 | 1 | gFAF | NULL | Natural Gas | Programmable Thermostat | 50000 | NULL | NULL | Furnace | 1997 | 2010 and earlier | 19 | gFAF
| SITE_01435 | 1991 | 2010 and earlier | Single Family | 8874.09 | 2958.03 | 1 | gFAF | NULL | Natural Gas | Programmable Thermostat | 75000 | NULL | NULL | Furnace | 1989 | 2010 and earlier | 27 | gFAF
| SITE_01435 | 1991 | 2010 and earlier | Single Family | 8874.09 | 2958.03 | 1 | gFAF | NULL | Natural Gas | Programmable Thermostat | 75000 | NULL | NULL | Furnace | 1988 | 2010 and earlier | 28 | gFAF
| SITE_01435 | 1991 | 2010 and earlier | Single Family | 8874.09 | 2958.03 | 1 | gFAF | NULL | Natural Gas | Smart/Wi-Fi Thermostat | 88000 | NULL | NULL | Furnace | 2004 | 2010 and earlier | 12 | gFAF
| SITE_01436 | 1974 | 2010 and earlier | Single Family | 8874.09 | 8874.09 | 1 | eFAF | NULL | Electric | Smart/Wi-Fi Thermostat | NULL | NULL | NULL | Furnace | 2005 | 2010 and earlier | 11 | eFAF
| SITE_01437 | 1977 | 2010 and earlier | Single Family | 8874.09 | 8874.09 | 1 | gFAF | NULL | Natural Gas | Programmable Thermostat | 100000 | NULL | NULL | Furnace | 2000 | 2010 and earlier | 16 | gFAF
| SITE_01438 | 1990 | 2010 and earlier | Single Family | 8874.09 | 8874.09 | 1 | gFAF | NULL | Natural Gas | Programmable Thermostat | 75000 | NULL | NULL | Furnace | 2003 | 2010 and earlier | 13 | gFAF
| SITE_01439 | 1990 | 2010 and earlier | Single Family | 8874.09 | 8874.09 | 1 | gFAF | Dual Fuel Primary | Natural Gas | Programmable Thermostat | 66000 | NULL | NULL | Furnace | 2013 | 2011 and later | 3 | gFAF
| SITE_01440 | 1943 | 2010 and earlier | Single Family | 8874.09 | 8874.09 | 1 | gFAF | NULL | Natural Gas | Manual Thermostat - Digital | 60000 | NULL | NULL | Furnace | 2011 | 2011 and later | 5 | gFAF
| SITE_01441 | NULL | NULL | Multifamily Residence | 751.56 | 751.56 | 1 | Zonal Heat | Vertical Wall Heater | Electric | Manual Thermostat - Analog | NULL | NULL | NULL | Unknown | NULL | NULL | NULL | Zonal
| SITE_01442 | 1960 | 2010 and earlier | Single Family | 8874.09 | 2218.5225 | 1 | Electric Baseboard | NULL | Electric | Manual Thermostat - Analog | NULL | NULL | NULL | NULL | NULL | NULL | NULL | Zonal
| SITE_01442 | 1960 | 2010 and earlier | Single Family | 8874.09 | 2218.5225 | 1 | Electric Baseboard | NULL | Electric | Manual Thermostat - Analog | NULL | NULL | NULL | NULL | NULL | NULL | NULL | Zonal
| SITE_01442 | 1960 | 2010 and earlier | Single Family | 8874.09 | 2218.5225 | 1 | Electric Baseboard | NULL | Electric | Manual Thermostat - Analog | NULL | NULL | NULL | NULL | NULL | NULL | NULL | Zonal
| SITE_01442 | 1960 | 2010 and earlier | Single Family | 8874.09 | 2218.5225 | 1 | Electric Baseboard | NULL | Electric | Manual Thermostat - Analog | NULL | NULL | NULL | NULL | NULL | NULL | NULL | Zonal
| SITE_01443 | 1946 | 2010 and earlier | Single Family | 8874.09 | 8874.09 | 1 | gFAF | NULL | Natural Gas | Programmable Thermostat | 78000 | NULL | NULL | Furnace | 2001 | 2010 and earlier | 15 | gFAF
| SITE_01444 | 1978 | 2010 and earlier | Single Family | 3405.58 | 3405.58 | 1 | Air Source Heat Pump | NULL | Electric | Programmable Thermostat | NULL | 9 | 4: 9.0-10.5 | Condenser | 2011 | 2011 and later | 5 | ASHP
| SITE_01445 | 1927 | 2010 and earlier | Single Family | 8874.09 | 8874.09 | 1 | gFAF | NULL | Natural Gas | Programmable Thermostat | 80000 | NULL | NULL | Furnace | 2010 | 2010 and earlier | 6 | gFAF
| SITE_01446 | 2008 | 2010 and earlier | Single Family | 8874.09 | 8874.09 | 1 | gFAF | NULL | Natural Gas | Programmable Thermostat | 50000 | NULL | NULL | Furnace | 2004 | 2010 and earlier | 12 | gFAF
| SITE_01447 | 1999 | 2010 and earlier | Single Family | 8874.09 | 8874.09 | 1 | Stove/Fireplace | Fireplace - Open Hearth | Natural Gas | Manual Thermostat - Analog | NULL | NULL | NULL | NULL | NULL | NULL | NULL | Other
| SITE_01448 | 1966 | 2010 and earlier | Multifamily Residence | 4053.65 | 4053.65 | 1 | Zonal Heat | Unit Heater | Electric | Manual Thermostat - Analog | NULL | NULL | NULL | Unknown | NULL | NULL | NULL | Zonal
| SITE_01449 | 1962 | 2010 and earlier | Single Family | 8874.09 | 8874.09 | 1 | Boiler | Hot Water | Natural Gas | Programmable Thermostat | 80000 | NULL | NULL | Boiler | 2011 | 2011 and later | 5 | Other
| SITE_01450 | 1950 | 2010 and earlier | Single Family | 8874.09 | 8874.09 | 1 | Zonal Heat | Unit Heater | Electric | NULL | NULL | NULL | NULL | Unknown | NULL | NULL | NULL | Zonal
| SITE_01451 | 1918 | 2010 and earlier | Single Family | 3405.58 | 3405.58 | 1 | gFAF | NULL | Natural Gas | Programmable Thermostat | NULL | NULL | NULL | Furnace | NULL | NULL | NULL | gFAF
| SITE_01452 | 1980 | 2010 and earlier | Single Family | 3405.58 | 3405.58 | 1 | Air Source Heat Pump | NULL | Electric | Programmable Thermostat | NULL | 9 | 4: 9.0-10.5 | Condenser | 2010 | 2010 and earlier | 6 | ASHP
| SITE_01453 | 1921 | 2010 and earlier | Single Family | 8874.09 | 8874.09 | 1 | gFAF | NULL | Natural Gas | Smart/Wi-Fi Thermostat | 100000 | NULL | NULL | Furnace | 2011 | 2011 and later | 5 | gFAF
| SITE_01454 | 1962 | 2010 and earlier | Single Family | 3405.58 | 3405.58 | 1 | gFAF | NULL | Natural Gas | Manual Thermostat - Digital | 120000 | NULL | NULL | Furnace | 1994 | 2010 and earlier | 22 | gFAF
| SITE_01455 | 1997 | 2010 and earlier | Single Family | 8874.09 | 8874.09 | 1 | Mini-Split HP | NULL | Electric | Remote Control | NULL | NULL | NULL | Condenser | 2014 | 2011 and later | 2 | DHP
| SITE_01456 | 1943 | 2010 and earlier | Single Family | 8874.09 | 8874.09 | 1 | gFAF | NULL | Natural Gas | Unknown | NULL | NULL | NULL | Furnace | NULL | NULL | NULL | gFAF
| SITE_01457 | 2007 | 2010 and earlier | Single Family | 8874.09 | 8874.09 | 1 | gFAF | NULL | Natural Gas | Programmable Thermostat | 66000 | NULL | NULL | Furnace | 2007 | 2010 and earlier | 9 | gFAF
| SITE_01458 | 2007 | 2010 and earlier | Single Family | 8874.09 | 8874.09 | 1 | gFAF | NULL | Natural Gas | Programmable Thermostat | 100000 | NULL | NULL | Furnace | 2007 | 2010 and earlier | 9 | gFAF
| SITE_01459 | 1958 | 2010 and earlier | Single Family | 8874.09 | 8874.09 | 1 | gFAF | NULL | Natural Gas | Programmable Thermostat | 60000 | NULL | NULL | Furnace | 1999 | 2010 and earlier | 17 | gFAF
| SITE_01460 | 1922 | 2010 and earlier | Single Family | 8874.09 | 8874.09 | 1 | Boiler | Hot Water | Natural Gas | Manual Thermostat - Analog | 325000 | NULL | NULL | Boiler | 1984 | 2010 and earlier | 32 | Other
| SITE_01461 | 1984 | 2010 and earlier | Single Family | 8874.09 | 8874.09 | 1 | gFAF | NULL | Natural Gas | Manual Thermostat - Digital | 60000 | NULL | NULL | Furnace | 2010 | 2010 and earlier | 6 | gFAF
| SITE_01462 | 1929 | 2010 and earlier | Single Family | 8874.09 | 8874.09 | 1 | gFAF | NULL | Natural Gas | Manual Thermostat - Digital | 120000 | NULL | NULL | Furnace | 1985 | 2010 and earlier | 31 | gFAF
| SITE_01463 | 1915 | 2010 and earlier | Single Family | 8874.09 | 8874.09 | 1 | gFAF | NULL | Natural Gas | Programmable Thermostat | 95000 | NULL | NULL | Furnace | 1989 | 2010 and earlier | 27 | gFAF
| SITE_01464 | 1976 | 2010 and earlier | Single Family | 8874.09 | 8874.09 | 1 | Mini-Split HP | NULL | Electric | Remote Control | NULL | NULL | NULL | Condenser | 2014 | 2011 and later | 2 | DHP
| SITE_01465 | 1955 | 2010 and earlier | Single Family | 8874.09 | 8874.09 | 1 | gFAF | NULL | Natural Gas | Programmable Thermostat | NULL | NULL | NULL | Furnace | NULL | NULL | NULL | gFAF
| SITE_01466 | 1973 | 2010 and earlier | Single Family | 8874.09 | 8874.09 | 1 | gFAF | NULL | Natural Gas | Programmable Thermostat | 80000 | NULL | NULL | Furnace | 1981 | 2010 and earlier | 35 | gFAF
| SITE_01467 | 1965 | 2010 and earlier | Single Family | 8874.09 | 8874.09 | 1 | gFAF | NULL | Natural Gas | Programmable Thermostat | 90000 | NULL | NULL | Furnace | 2002 | 2010 and earlier | 14 | gFAF
| SITE_01468 | 2007 | 2010 and earlier | Single Family | 8874.09 | 8874.09 | 1 | Air Source Heat Pump | NULL | Electric | Manual Thermostat - Digital | NULL | 7.7 | 2: 7.7-8.2 | Condenser | 2006 | 2010 and earlier | 10 | ASHP
| SITE_01469 | 1938 | 2010 and earlier | Single Family | 8874.09 | 8874.09 | 1 | Air Source Heat Pump | NULL | Electric | Programmable Thermostat | NULL | NULL | NULL | Condenser | NULL | NULL | NULL | ASHP
| SITE_01470 | NULL | NULL | Single Family | 8874.09 | 8874.09 | 1 | Zonal Heat | Vertical Wall Heater | Electric | Manual Thermostat - Analog | NULL | NULL | NULL | Unknown | NULL | NULL | NULL | Zonal
| SITE_01471 | 1970 | 2010 and earlier | Multifamily Residence | 4053.65 | 1351.2167 | 1 | Electric Baseboard | NULL | Electric | Manual Thermostat - Digital | NULL | NULL | NULL | NULL | NULL | NULL | NULL | Zonal
| SITE_01471 | 1970 | 2010 and earlier | Multifamily Residence | 4053.65 | 1351.2167 | 1 | Electric Baseboard | NULL | Electric | Manual Thermostat - Digital | NULL | NULL | NULL | NULL | NULL | NULL | NULL | Zonal
| SITE_01471 | 1970 | 2010 and earlier | Multifamily Residence | 4053.65 | 1351.2167 | 1 | Electric Baseboard | NULL | Electric | Manual Thermostat - Digital | NULL | NULL | NULL | NULL | NULL | NULL | NULL | Zonal
| SITE_01472 | 1988 | 2010 and earlier | Multifamily Residence | 4053.65 | 2026.825 | 1 | Zonal Heat | Electric Plug-In Heater | Electric | Manual Thermostat - Analog | NULL | NULL | NULL | Unknown | NULL | NULL | NULL | Zonal
| SITE_01472 | 1988 | 2010 and earlier | Multifamily Residence | 4053.65 | 2026.825 | 1 | Zonal Heat | Unit Heater | Electric | Manual Thermostat - Analog | NULL | NULL | NULL | Unknown | NULL | NULL | NULL | Zonal
| SITE_01473 | 1995 | 2010 and earlier | Manufactured | 1745.15 | 1745.15 | 1 | Air Source Heat Pump | NULL | Electric | Manual Thermostat - Analog | NULL | NULL | NULL | Condenser | NULL | NULL | NULL | ASHP
| SITE_01474 | 1995 | 2010 and earlier | Single Family | 8874.09 | 8874.09 | 1 | gFAF | NULL | Natural Gas | Smart/Wi-Fi Thermostat | 66000 | NULL | NULL | Furnace | 2013 | 2011 and later | 3 | gFAF
| SITE_01475 | 2001 | 2010 and earlier | Single Family | 3405.58 | 3405.58 | 1 | gFAF | NULL | Natural Gas | Programmable Thermostat | NULL | NULL | NULL | Furnace | NULL | NULL | NULL | gFAF
| SITE_01476 | 1998 | 2010 and earlier | Single Family | 8874.09 | 8874.09 | 1 | gFAF | NULL | Natural Gas | Programmable Thermostat | 105000 | NULL | NULL | Furnace | 1995 | 2010 and earlier | 21 | gFAF
| SITE_01477 | 1924 | 2010 and earlier | Single Family | 8874.09 | 8874.09 | 1 | gFAF | NULL | Natural Gas | Programmable Thermostat | 80000 | NULL | NULL | Furnace | 2010 | 2010 and earlier | 6 | gFAF
| SITE_01478 | 1996 | 2010 and earlier | Single Family | 3405.58 | 3405.58 | 1 | gFAF | Dual Fuel Primary | Natural Gas | Programmable Thermostat | 105000 | NULL | NULL | Furnace | 2010 | 2010 and earlier | 6 | gFAF
| SITE_01479 | 1915 | 2010 and earlier | Single Family | 8874.09 | 8874.09 | 1 | gFAF | NULL | Natural Gas | Manual Thermostat - Digital | 75000 | NULL | NULL | Furnace | 1996 | 2010 and earlier | 20 | gFAF
| SITE_01480 | 1996 | 2010 and earlier | Single Family | 8874.09 | 8874.09 | 1 | gFAF | NULL | Natural Gas | Manual Thermostat - Digital | 80000 | NULL | NULL | Furnace | 2011 | 2011 and later | 5 | gFAF
| SITE_01481 | 1950 | 2010 and earlier | Single Family | 8874.09 | 8874.09 | 1 | Zonal Heat | Vertical Wall Heater | Electric | Manual Thermostat - Analog | NULL | NULL | NULL | Unknown | NULL | NULL | NULL | Zonal
| SITE_01482 | 1998 | 2010 and earlier | Manufactured | 894.83 | 894.83 | 1 | eFAF | NULL | Electric | Manual Thermostat - Analog | NULL | NULL | NULL | Furnace | 1996 | 2010 and earlier | 20 | eFAF
| SITE_01484 | 1912 | 2010 and earlier | Single Family | 8874.09 | 8874.09 | 1 | gFAF | NULL | Natural Gas | Programmable Thermostat | 100000 | NULL | NULL | Furnace | 1999 | 2010 and earlier | 17 | gFAF
| SITE_01485 | 1976 | 2010 and earlier | Single Family | 8874.09 | 8874.09 | 1 | Air Source Heat Pump | Dual Fuel Primary | Electric | Programmable Thermostat | NULL | 8.46 | 3: 8.3-9.0 | Condenser | 2009 | 2010 and earlier | 7 | ASHP
| SITE_01486 | 1911 | 2010 and earlier | Single Family | 3405.58 | 3405.58 | 1 | gFAF | Dual Fuel Primary | Natural Gas | Programmable Thermostat | NULL | NULL | NULL | Furnace | NULL | NULL | NULL | gFAF
| SITE_01487 | 1911 | 2010 and earlier | Single Family | 8874.09 | 8874.09 | 1 | Electric Baseboard | NULL | Electric | Manual Thermostat - Analog | NULL | NULL | NULL | NULL | NULL | NULL | NULL | Zonal
| SITE_01488 | 1979 | 2010 and earlier | Single Family | 3405.58 | 3405.58 | 1 | Stove/Fireplace | Space Heating Stove | Wood (Cord) | None | NULL | NULL | NULL | NULL | NULL | NULL | NULL | Other
| SITE_01489 | 1991 | 2010 and earlier | Single Family | 8874.09 | 8874.09 | 1 | gFAF | NULL | Natural Gas | Programmable Thermostat | 100000 | NULL | NULL | Furnace | 1990 | 2010 and earlier | 26 | gFAF
| SITE_01490 | 1953 | 2010 and earlier | Single Family | 8874.09 | 8874.09 | 1 | gFAF | NULL | Oil/Kerosene | Manual Thermostat - Analog | NULL | NULL | NULL | Furnace | NULL | NULL | NULL | gFAF
| SITE_01491 | 1985 | 2010 and earlier | Single Family | 8874.09 | 8874.09 | 1 | gFAF | NULL | Natural Gas | Programmable Thermostat | 70000 | NULL | NULL | Furnace | 2004 | 2010 and earlier | 12 | gFAF
| SITE_01492 | 1978 | 2010 and earlier | Single Family | 8874.09 | 8874.09 | 1 | gFAF | NULL | Natural Gas | Smart/Wi-Fi Thermostat | 88000 | NULL | NULL | Furnace | 2015 | 2011 and later | 1 | gFAF
| SITE_01493 | 1966 | 2010 and earlier | Single Family | 8874.09 | 4437.045 | 1 | Zonal Heat | Other | Electric | Manual Thermostat - Analog | NULL | NULL | NULL | Unknown | NULL | NULL | NULL | Zonal
| SITE_01493 | 1966 | 2010 and earlier | Single Family | 8874.09 | 4437.045 | 1 | Zonal Heat | Radiant Ceiling Heat | Electric | Manual Thermostat - Analog | NULL | NULL | NULL | Unknown | NULL | NULL | NULL | Zonal
| SITE_01494 | 2006 | 2010 and earlier | Single Family | 8874.09 | 8874.09 | 1 | eFAF | NULL | Electric | Programmable Thermostat | NULL | NULL | NULL | Furnace | 2006 | 2010 and earlier | 10 | eFAF
| SITE_01495 | 1979 | 2010 and earlier | Single Family | 8874.09 | 8874.09 | 1 | Air Source Heat Pump | NULL | Electric | Programmable Thermostat | NULL | 7.49 | 1: 7.7 and below | Condenser | 1997 | 2010 and earlier | 19 | ASHP
| SITE_01496 | 1977 | 2010 and earlier | Single Family | 3405.58 | 3405.58 | 1 | Air Source Heat Pump | NULL | Electric | Smart/Wi-Fi Thermostat | NULL | 8.77 | 3: 8.3-9.0 | Condenser | 2007 | 2010 and earlier | 9 | ASHP
| SITE_01497 | 1906 | 2010 and earlier | Single Family | 8874.09 | 8874.09 | 1 | gFAF | NULL | Natural Gas | Programmable Thermostat | NULL | NULL | NULL | Furnace | 2009 | 2010 and earlier | 7 | gFAF
| SITE_01498 | 1976 | 2010 and earlier | Single Family | 8874.09 | 8874.09 | 1 | Air Source Heat Pump | NULL | Electric | Programmable Thermostat | NULL | NULL | NULL | Condenser | 2009 | 2010 and earlier | 7 | ASHP
| SITE_01499 | 1995 | 2010 and earlier | Single Family | 8874.09 | 8874.09 | 1 | gFAF | NULL | Natural Gas | Programmable Thermostat | NULL | NULL | NULL | Furnace | NULL | NULL | NULL | gFAF
| SITE_01500 | 2010 | 2010 and earlier | Single Family | 3405.58 | 3405.58 | 1 | Mini-Split HP | NULL | Electric | Remote Control | NULL | NULL | NULL | Condenser | 2004 | 2010 and earlier | 12 | DHP
| SITE_01501 | 1928 | 2010 and earlier | Single Family | 8874.09 | 8874.09 | 1 | gFAF | NULL | Natural Gas | Unknown | 60000 | NULL | NULL | Furnace | 2015 | 2011 and later | 1 | gFAF
| SITE_01502 | 2004 | 2010 and earlier | Single Family | 3405.58 | 3405.58 | 1 | Zonal Heat | Vertical Wall Heater | Electric | Manual Thermostat - Analog | NULL | NULL | NULL | Unknown | NULL | NULL | NULL | Zonal
| SITE_01503 | 1959 | 2010 and earlier | Single Family | 8874.09 | 8874.09 | 1 | gFAF | Dual Fuel Primary | Natural Gas | Programmable Thermostat | 80000 | NULL | NULL | Furnace | 2011 | 2011 and later | 5 | gFAF
| SITE_01504 | 2011 | 2011 and later | Single Family | 8874.09 | 8874.09 | 1 | gFAF | Dual Fuel Primary | Natural Gas | Programmable Thermostat | 60000 | NULL | NULL | Furnace | 2011 | 2011 and later | 5 | gFAF
| SITE_01505 | 1968 | 2010 and earlier | Single Family | 8874.09 | 8874.09 | 1 | gFAF | NULL | Natural Gas | Programmable Thermostat | 69000 | NULL | NULL | Furnace | 2006 | 2010 and earlier | 10 | gFAF
| SITE_01506 | 2012 | 2011 and later | Single Family | 3405.58 | 3405.58 | 1 | eFAF | NULL | Electric | Programmable Thermostat | NULL | NULL | NULL | Furnace | 2012 | 2011 and later | 4 | eFAF
| SITE_01507 | 1986 | 2010 and earlier | Multifamily Residence | 751.56 | 751.56 | 1 | Electric Baseboard | NULL | Electric | Manual Thermostat - Analog | NULL | NULL | NULL | NULL | NULL | NULL | NULL | Zonal
| SITE_01508 | 1974 | 2010 and earlier | Single Family | 8874.09 | 8874.09 | 1 | gFAF | NULL | Natural Gas | Smart/Wi-Fi Thermostat | 80000 | NULL | NULL | Furnace | 2004 | 2010 and earlier | 12 | gFAF
| SITE_01509 | 1920 | 2010 and earlier | Single Family | 8874.09 | 2218.5225 | 1 | Zonal Heat | Vertical Wall Heater | Electric | Manual Thermostat - Analog | NULL | NULL | NULL | Unknown | NULL | NULL | NULL | Zonal
| SITE_01509 | 1920 | 2010 and earlier | Single Family | 8874.09 | 2218.5225 | 1 | Zonal Heat | Vertical Wall Heater | Electric | Manual Thermostat - Analog | NULL | NULL | NULL | Unknown | NULL | NULL | NULL | Zonal
| SITE_01509 | 1920 | 2010 and earlier | Single Family | 8874.09 | 2218.5225 | 1 | Zonal Heat | Vertical Wall Heater | Electric | Manual Thermostat - Analog | NULL | NULL | NULL | Unknown | NULL | NULL | NULL | Zonal
| SITE_01509 | 1920 | 2010 and earlier | Single Family | 8874.09 | 2218.5225 | 1 | Zonal Heat | Vertical Wall Heater | Electric | Manual Thermostat - Analog | NULL | NULL | NULL | Unknown | NULL | NULL | NULL | Zonal
| SITE_01510 | 1991 | 2010 and earlier | Multifamily Residence | 4053.65 | 4053.65 | 1 | Zonal Heat | Unit Heater | Electric | Manual Thermostat - Analog | NULL | NULL | NULL | Unknown | NULL | NULL | NULL | Zonal
| SITE_01511 | 2006 | 2010 and earlier | Single Family | 8874.09 | 8874.09 | 1 | Stove/Fireplace | Fireplace - Open Hearth | Natural Gas | Thermostat | 35000 | NULL | NULL | NULL | NULL | NULL | NULL | Other
| SITE_01512 | 1952 | 2010 and earlier | Single Family | 8874.09 | 8874.09 | 1 | gFAF | NULL | Natural Gas | Programmable Thermostat | NULL | NULL | NULL | Furnace | NULL | NULL | NULL | gFAF
| SITE_01513 | 1990 | 2010 and earlier | Manufactured | 894.83 | 894.83 | 1 | eFAF | NULL | Electric | Programmable Thermostat | NULL | NULL | NULL | Furnace | 2006 | 2010 and earlier | 10 | eFAF
| SITE_01517 | 1995 | 2010 and earlier | Single Family | 8874.09 | 8874.09 | 1 | gFAF | NULL | Natural Gas | Smart/Wi-Fi Thermostat | 92000 | NULL | NULL | Furnace | NULL | NULL | NULL | gFAF
| SITE_01518 | 1998 | 2010 and earlier | Single Family | 2986.36 | 2986.36 | 1 | gFAF | NULL | Natural Gas | Smart/Wi-Fi Thermostat | 115000 | NULL | NULL | Furnace | NULL | NULL | NULL | gFAF
| SITE_01519 | 1998 | 2010 and earlier | Single Family | 8874.09 | 8874.09 | 1 | gFAF | NULL | Natural Gas | Programmable Thermostat | 40000 | NULL | NULL | Furnace | NULL | NULL | NULL | gFAF
| SITE_01520 | 1979 | 2010 and earlier | Single Family | 2986.36 | 2986.36 | 1 | Air Source Heat Pump | NULL | Electric | Programmable Thermostat | NULL | 8 | 2: 7.7-8.2 | Condenser | 2011 | 2011 and later | 5 | ASHP
| SITE_01521 | 1998 | 2010 and earlier | Single Family | 8874.09 | 8874.09 | 1 | gFAF | NULL | Natural Gas | Programmable Thermostat | 80000 | NULL | NULL | Furnace | 2008 | 2010 and earlier | 8 | gFAF
| SITE_01522 | 1989 | 2010 and earlier | Single Family | 8874.09 | 8874.09 | 1 | gFAF | NULL | Natural Gas | Programmable Thermostat | 75000 | NULL | NULL | Furnace | 1988 | 2010 and earlier | 28 | gFAF
| SITE_01523 | 2015 | 2011 and later | Single Family | 8874.09 | 8874.09 | 1 | gFAF | NULL | Natural Gas | Programmable Thermostat | 80000 | NULL | NULL | Furnace | 2014 | 2011 and later | 2 | gFAF
| SITE_01524 | 1977 | 2010 and earlier | Single Family | 8874.09 | 8874.09 | 1 | gFAF | NULL | Natural Gas | Unknown | 138000 | NULL | NULL | Furnace | 2001 | 2010 and earlier | 15 | gFAF
| SITE_01525 | 1972 | 2010 and earlier | Single Family | 8874.09 | 8874.09 | 1 | Air Source Heat Pump | NULL | Electric | Unknown | NULL | NULL | NULL | Condenser | NULL | NULL | NULL | ASHP
| SITE_01526 | 1965 | 2010 and earlier | Single Family | 8874.09 | 8874.09 | 1 | gFAF | NULL | Natural Gas | Unknown | 100000 | NULL | NULL | Furnace | 2002 | 2010 and earlier | 14 | gFAF
| SITE_01527 | 1927 | 2010 and earlier | Single Family | 8874.09 | 8874.09 | 1 | gFAF | NULL | Oil/Kerosene | Manual Thermostat - Analog | NULL | NULL | NULL | Furnace | 1998 | 2010 and earlier | 18 | gFAF
| SITE_01528 | 1926 | 2010 and earlier | Single Family | 8874.09 | 8874.09 | 1 | gFAF | NULL | Natural Gas | Programmable Thermostat | 60000 | NULL | NULL | Furnace | 2007 | 2010 and earlier | 9 | gFAF
| SITE_01529 | 1957 | 2010 and earlier | Single Family | 8874.09 | 8874.09 | 1 | gFAF | NULL | Natural Gas | Manual Thermostat - Analog | 75000 | NULL | NULL | Furnace | 1993 | 2010 and earlier | 23 | gFAF
| SITE_01530 | 1919 | 2010 and earlier | Single Family | 8874.09 | 8874.09 | 1 | gFAF | NULL | Natural Gas | Programmable Thermostat | 66000 | NULL | NULL | Furnace | 2010 | 2010 and earlier | 6 | gFAF
| SITE_01531 | 1981 | 2010 and earlier | Single Family | 8874.09 | 8874.09 | 1 | gFAF | NULL | Natural Gas | Unknown | 50000 | NULL | NULL | Furnace | 1981 | 2010 and earlier | 35 | gFAF
| SITE_01532 | 1909 | 2010 and earlier | Single Family | 8874.09 | 8874.09 | 1 | gFAF | NULL | Natural Gas | Programmable Thermostat | 100000 | NULL | NULL | Furnace | 2006 | 2010 and earlier | 10 | gFAF
| SITE_01533 | 1943 | 2010 and earlier | Single Family | 8874.09 | 8874.09 | 1 | gFAF | NULL | Natural Gas | Programmable Thermostat | 80000 | NULL | NULL | Furnace | 1999 | 2010 and earlier | 17 | gFAF
| SITE_01535 | 1924 | 2010 and earlier | Single Family | 8874.09 | 8874.09 | 1 | gFAF | NULL | Natural Gas | Manual Thermostat - Analog | 80000 | NULL | NULL | Furnace | 2001 | 2010 and earlier | 15 | gFAF
| SITE_01536 | 1948 | 2010 and earlier | Single Family | 8874.09 | 8874.09 | 1 | gFAF | NULL | Natural Gas | Smart/Wi-Fi Thermostat | 60000 | NULL | NULL | Furnace | 2004 | 2010 and earlier | 12 | gFAF
| SITE_01537 | 1957 | 2010 and earlier | Single Family | 8874.09 | 8874.09 | 1 | gFAF | NULL | Natural Gas | Smart/Wi-Fi Thermostat | 80000 | NULL | NULL | Furnace | 2015 | 2011 and later | 1 | gFAF
| SITE_01538 | 1956 | 2010 and earlier | Single Family | 2292.4 | 2292.4 | 1 | Stove/Fireplace | Space Heating Stove | Wood (Cord) | None | NULL | NULL | NULL | NULL | NULL | NULL | NULL | Other
| SITE_01539 | 1948 | 2010 and earlier | Single Family | 587.74 | 293.87 | 1 | Electric Baseboard | NULL | Electric | Manual Thermostat - Analog | NULL | NULL | NULL | NULL | NULL | NULL | NULL | Zonal
| SITE_01539 | 1948 | 2010 and earlier | Single Family | 587.74 | 293.87 | 1 | Electric Baseboard | NULL | Electric | Manual Thermostat - Analog | NULL | NULL | NULL | NULL | NULL | NULL | NULL | Zonal
| SITE_01540 | 1976 | 2010 and earlier | Single Family | 587.74 | 587.74 | 1 | eFAF | NULL | Electric | Unknown | NULL | NULL | NULL | Furnace | NULL | NULL | NULL | eFAF
| SITE_01541 | 1924 | 2010 and earlier | Single Family | 587.74 | 195.9133 | 1 | Electric Baseboard | NULL | Electric | Manual Thermostat - Analog | NULL | NULL | NULL | NULL | NULL | NULL | NULL | Zonal
| SITE_01541 | 1924 | 2010 and earlier | Single Family | 587.74 | 195.9133 | 1 | Electric Baseboard | NULL | Electric | Manual Thermostat - Analog | NULL | NULL | NULL | NULL | NULL | NULL | NULL | Zonal
| SITE_01541 | 1924 | 2010 and earlier | Single Family | 587.74 | 195.9133 | 1 | Electric Baseboard | NULL | Electric | Manual Thermostat - Analog | NULL | NULL | NULL | NULL | NULL | NULL | NULL | Zonal
| SITE_01542 | 1948 | 2010 and earlier | Single Family | 2292.4 | 2292.4 | 1 | gFAF | NULL | Natural Gas | Smart/Wi-Fi Thermostat | 29400 | NULL | NULL | Furnace | 2015 | 2011 and later | 1 | gFAF
| SITE_01543 | 1970 | 2010 and earlier | Single Family | 587.74 | 293.87 | 1 | Mini-Split HP | NULL | Electric | Programmable Thermostat | NULL | NULL | NULL | Condenser | 2014 | 2011 and later | 2 | DHP
| SITE_01543 | 1970 | 2010 and earlier | Single Family | 587.74 | 293.87 | 1 | Mini-Split HP | NULL | Electric | Remote Control | NULL | NULL | NULL | Condenser | NULL | NULL | NULL | DHP
| SITE_01544 | 1948 | 2010 and earlier | Single Family | 587.74 | 587.74 | 1 | Electric Baseboard | NULL | Electric | Manual Thermostat - Analog | NULL | NULL | NULL | NULL | NULL | NULL | NULL | Zonal
| SITE_01545 | 1905 | 2010 and earlier | Single Family | 2292.4 | 2292.4 | 1 | gFAF | NULL | Natural Gas | Programmable Thermostat | 75000 | NULL | NULL | Furnace | NULL | NULL | NULL | gFAF
| SITE_01546 | 1991 | 2010 and earlier | Single Family | 587.74 | 587.74 | 1 | Mini-Split HP | NULL | Electric | Manual Thermostat - Analog | NULL | NULL | NULL | Condenser | 2012 | 2011 and later | 4 | DHP
| SITE_01547 | 1916 | 2010 and earlier | Single Family | 587.74 | 587.74 | 1 | Zonal Heat | Unit Heater | Electric | Manual Thermostat - Analog | NULL | NULL | NULL | Unknown | NULL | NULL | NULL | Zonal
| SITE_01548 | 1947 | 2010 and earlier | Single Family | 587.74 | 587.74 | 1 | Electric Baseboard | NULL | Electric | Manual Thermostat - Analog | NULL | NULL | NULL | NULL | NULL | NULL | NULL | Zonal
| SITE_01549 | 1982 | 2010 and earlier | Single Family | 587.74 | 293.87 | 1 | Zonal Heat | Vertical Wall Heater | Electric | Programmable Thermostat | NULL | NULL | NULL | Unknown | NULL | NULL | NULL | Zonal
| SITE_01549 | 1982 | 2010 and earlier | Single Family | 587.74 | 293.87 | 1 | Zonal Heat | Vertical Wall Heater | Electric | Programmable Thermostat | NULL | NULL | NULL | Unknown | NULL | NULL | NULL | Zonal
| SITE_01550 | 1941 | 2010 and earlier | Single Family | 587.74 | 587.74 | 1 | Air Source Heat Pump | NULL | Electric | Manual Thermostat - Digital | NULL | 10 | 4: 9.0-10.5 | Condenser | 2016 | 2011 and later | 0 | ASHP
| SITE_01551 | 1970 | 2010 and earlier | Single Family | 2292.4 | 2292.4 | 1 | Stove/Fireplace | Space Heating Stove | Wood (Cord) | None | NULL | NULL | NULL | NULL | NULL | NULL | NULL | Other
| SITE_01552 | 1951 | 2010 and earlier | Single Family | 587.74 | 587.74 | 1 | Zonal Heat | Unit Heater | Electric | Manual Thermostat - Analog | NULL | NULL | NULL | Unknown | NULL | NULL | NULL | Zonal
| SITE_01553 | 1943 | 2010 and earlier | Single Family | 587.74 | 587.74 | 1 | Zonal Heat | Unit Heater | Electric | Manual Thermostat - Analog | NULL | NULL | NULL | Unknown | NULL | NULL | NULL | Zonal
| SITE_01554 | 1950 | 2010 and earlier | Single Family | 65.07 | 65.07 | 1 | Mini-Split HP | NULL | Electric | Programmable Thermostat | NULL | NULL | NULL | Condenser | 2013 | 2011 and later | 3 | DHP
| SITE_01555 | 1974 | 2010 and earlier | Single Family | 2292.4 | 2292.4 | 1 | gFAF | NULL | Natural Gas | Programmable Thermostat | 39000 | NULL | NULL | Furnace | NULL | NULL | NULL | gFAF
| SITE_01556 | 1974 | 2010 and earlier | Single Family | 2292.4 | 2292.4 | 1 | gFAF | NULL | Natural Gas | Programmable Thermostat | 100000 | NULL | NULL | Furnace | NULL | NULL | NULL | gFAF
| SITE_01557 | 1979 | 2010 and earlier | Single Family | 65.07 | 65.07 | 1 | Mini-Split HP | NULL | Electric | Programmable Thermostat | NULL | NULL | NULL | Condenser | 2014 | 2011 and later | 2 | DHP
| SITE_01558 | 1946 | 2010 and earlier | Single Family | 587.74 | 195.9133 | 1 | Electric Baseboard | NULL | Electric | Manual Thermostat - Analog | NULL | NULL | NULL | NULL | NULL | NULL | NULL | Zonal
| SITE_01558 | 1946 | 2010 and earlier | Single Family | 587.74 | 195.9133 | 1 | Electric Baseboard | NULL | Electric | Manual Thermostat - Analog | NULL | NULL | NULL | NULL | NULL | NULL | NULL | Zonal
| SITE_01558 | 1946 | 2010 and earlier | Single Family | 587.74 | 195.9133 | 1 | Electric Baseboard | NULL | Electric | Manual Thermostat - Analog | NULL | NULL | NULL | NULL | NULL | NULL | NULL | Zonal
| SITE_01559 | 1957 | 2010 and earlier | Single Family | 587.74 | 587.74 | 1 | Electric Baseboard | NULL | Electric | Manual Thermostat - Analog | NULL | NULL | NULL | NULL | NULL | NULL | NULL | Zonal
| SITE_01560 | 1964 | 2010 and earlier | Single Family | 587.74 | 587.74 | 1 | Mini-Split HP | NULL | Electric | Programmable Thermostat | NULL | NULL | NULL | Condenser | 2014 | 2011 and later | 2 | DHP
| SITE_01561 | 1977 | 2010 and earlier | Single Family | 65.07 | 16.2675 | 1 | Electric Baseboard | NULL | Electric | Manual Thermostat - Analog | NULL | NULL | NULL | NULL | NULL | NULL | NULL | Zonal
| SITE_01561 | 1977 | 2010 and earlier | Single Family | 65.07 | 16.2675 | 1 | Electric Baseboard | NULL | Electric | Manual Thermostat - Analog | NULL | NULL | NULL | NULL | NULL | NULL | NULL | Zonal
| SITE_01561 | 1977 | 2010 and earlier | Single Family | 65.07 | 16.2675 | 1 | Electric Baseboard | NULL | Electric | Manual Thermostat - Analog | NULL | NULL | NULL | NULL | NULL | NULL | NULL | Zonal
| SITE_01561 | 1977 | 2010 and earlier | Single Family | 65.07 | 16.2675 | 1 | Electric Baseboard | NULL | Electric | Manual Thermostat - Analog | NULL | NULL | NULL | NULL | NULL | NULL | NULL | Zonal
| SITE_01562 | 1952 | 2010 and earlier | Single Family | 587.74 | 587.74 | 1 | Air Source Heat Pump | NULL | Electric | Programmable Thermostat | NULL | 9.6 | 4: 9.0-10.5 | Condenser | 2009 | 2010 and earlier | 7 | ASHP
| SITE_01563 | 1942 | 2010 and earlier | Single Family | 587.74 | 587.74 | 1 | Mini-Split HP | NULL | Electric | Programmable Thermostat | NULL | NULL | NULL | Condenser | 2012 | 2011 and later | 4 | DHP
| SITE_01564 | 1980 | 2010 and earlier | Single Family | 2292.4 | 2292.4 | 1 | gFAF | NULL | Natural Gas | Programmable Thermostat | NULL | NULL | NULL | Furnace | NULL | NULL | NULL | gFAF
| SITE_01565 | 1902 | 2010 and earlier | Single Family | 587.74 | 587.74 | 1 | Mini-Split HP | NULL | Electric | Programmable Thermostat | NULL | NULL | NULL | Condenser | 2013 | 2011 and later | 3 | DHP
| SITE_01566 | 1964 | 2010 and earlier | Single Family | 587.74 | 587.74 | 1 | Air Source Heat Pump | NULL | Electric | Smart/Wi-Fi Thermostat | NULL | NULL | NULL | Condenser | NULL | NULL | NULL | ASHP
| SITE_01567 | 1949 | 2010 and earlier | Single Family | 587.74 | 587.74 | 1 | Air Source Heat Pump | NULL | Electric | Programmable Thermostat | NULL | NULL | NULL | Condenser | NULL | NULL | NULL | ASHP
| SITE_01568 | 1921 | 2010 and earlier | Single Family | 587.74 | 195.9133 | 1 | Electric Baseboard | NULL | Electric | Manual Thermostat - Analog | NULL | NULL | NULL | NULL | NULL | NULL | NULL | Zonal
| SITE_01568 | 1921 | 2010 and earlier | Single Family | 587.74 | 195.9133 | 1 | Electric Baseboard | NULL | Electric | Manual Thermostat - Analog | NULL | NULL | NULL | NULL | NULL | NULL | NULL | Zonal
| SITE_01568 | 1921 | 2010 and earlier | Single Family | 587.74 | 195.9133 | 1 | Electric Baseboard | NULL | Electric | Manual Thermostat - Analog | NULL | NULL | NULL | NULL | NULL | NULL | NULL | Zonal
| SITE_01569 | 2010 | 2010 and earlier | Single Family | 587.74 | 293.87 | 1 | Zonal Heat | Vertical Wall Heater | Electric | Manual Thermostat - Analog | NULL | NULL | NULL | Unknown | NULL | NULL | NULL | Zonal
| SITE_01569 | 2010 | 2010 and earlier | Single Family | 587.74 | 293.87 | 1 | Zonal Heat | Vertical Wall Heater | Electric | Manual Thermostat - Analog | NULL | NULL | NULL | Unknown | NULL | NULL | NULL | Zonal
| SITE_01570 | 1972 | 2010 and earlier | Single Family | 587.74 | 587.74 | 1 | Air Source Heat Pump | Dual Fuel Primary | Electric | Programmable Thermostat | NULL | 8.2 | 2: 7.7-8.2 | Condenser | 2011 | 2011 and later | 5 | ASHP
| SITE_01571 | 1953 | 2010 and earlier | Single Family | 587.74 | 195.9133 | 1 | Electric Baseboard | NULL | Electric | Programmable Thermostat | NULL | NULL | NULL | NULL | NULL | NULL | NULL | Zonal
| SITE_01571 | 1953 | 2010 and earlier | Single Family | 587.74 | 195.9133 | 1 | Electric Baseboard | NULL | Electric | Programmable Thermostat | NULL | NULL | NULL | NULL | NULL | NULL | NULL | Zonal
| SITE_01571 | 1953 | 2010 and earlier | Single Family | 587.74 | 195.9133 | 1 | Electric Baseboard | NULL | Electric | Manual Thermostat - Analog | NULL | NULL | NULL | NULL | NULL | NULL | NULL | Zonal
| SITE_01572 | 1926 | 2010 and earlier | Single Family | 587.74 | 146.935 | 1 | Electric Baseboard | NULL | Electric | Manual Thermostat - Analog | NULL | NULL | NULL | NULL | NULL | NULL | NULL | Zonal
| SITE_01572 | 1926 | 2010 and earlier | Single Family | 587.74 | 146.935 | 1 | Electric Baseboard | NULL | Electric | Manual Thermostat - Analog | NULL | NULL | NULL | NULL | NULL | NULL | NULL | Zonal
| SITE_01572 | 1926 | 2010 and earlier | Single Family | 587.74 | 146.935 | 1 | Electric Baseboard | NULL | Electric | Manual Thermostat - Analog | NULL | NULL | NULL | NULL | NULL | NULL | NULL | Zonal
| SITE_01572 | 1926 | 2010 and earlier | Single Family | 587.74 | 146.935 | 1 | Electric Baseboard | NULL | Electric | Manual Thermostat - Analog | NULL | NULL | NULL | NULL | NULL | NULL | NULL | Zonal
| SITE_01573 | 1947 | 2010 and earlier | Single Family | 587.74 | 195.9133 | 1 | Electric Baseboard | NULL | Electric | Manual Thermostat - Analog | NULL | NULL | NULL | NULL | NULL | NULL | NULL | Zonal
| SITE_01573 | 1947 | 2010 and earlier | Single Family | 587.74 | 195.9133 | 1 | Electric Baseboard | NULL | Electric | Manual Thermostat - Analog | NULL | NULL | NULL | NULL | NULL | NULL | NULL | Zonal
| SITE_01573 | 1947 | 2010 and earlier | Single Family | 587.74 | 195.9133 | 1 | Electric Baseboard | NULL | Electric | Manual Thermostat - Analog | NULL | NULL | NULL | NULL | NULL | NULL | NULL | Zonal
| SITE_01574 | 1982 | 2010 and earlier | Single Family | 587.74 | 587.74 | 1 | Air Source Heat Pump | Dual Fuel Primary | Electric | Programmable Thermostat | NULL | 9 | 4: 9.0-10.5 | Condenser | 2009 | 2010 and earlier | 7 | ASHP
| SITE_01575 | 1986 | 2010 and earlier | Single Family | 587.74 | 293.87 | 1 | Zonal Heat | Unit Heater | Electric | Manual Thermostat - Digital | NULL | NULL | NULL | Unknown | NULL | NULL | NULL | Zonal
| SITE_01575 | 1986 | 2010 and earlier | Single Family | 587.74 | 293.87 | 1 | Zonal Heat | Unit Heater | Electric | Programmable Thermostat | NULL | NULL | NULL | Unknown | NULL | NULL | NULL | Zonal
| SITE_01576 | 1955 | 2010 and earlier | Single Family | 587.74 | 587.74 | 1 | Mini-Split HP | NULL | Electric | Manual Thermostat - Digital | NULL | NULL | NULL | Condenser | NULL | NULL | NULL | DHP
| SITE_01577 | 1951 | 2010 and earlier | Single Family | 2292.4 | 2292.4 | 1 | Stove/Fireplace | Fireplace - Factory-Built Insert | Natural Gas | Manual Thermostat - Analog | NULL | NULL | NULL | NULL | NULL | NULL | NULL | Other
| SITE_01578 | 1954 | 2010 and earlier | Single Family | 2292.4 | 2292.4 | 1 | Stove/Fireplace | Fireplace - Factory-Built Insert | Wood (Cord) | None | NULL | NULL | NULL | NULL | NULL | NULL | NULL | Other
| SITE_01579 | 1955 | 2010 and earlier | Single Family | 587.74 | 587.74 | 1 | eFAF | NULL | Electric | Manual Thermostat - Analog | NULL | NULL | NULL | Furnace | NULL | NULL | NULL | eFAF
| SITE_01580 | 1910 | 2010 and earlier | Single Family | 587.74 | 195.9133 | 1 | Electric Baseboard | NULL | Electric | Manual Thermostat - Analog | NULL | NULL | NULL | NULL | NULL | NULL | NULL | Zonal
| SITE_01580 | 1910 | 2010 and earlier | Single Family | 587.74 | 195.9133 | 1 | Electric Baseboard | NULL | Electric | Manual Thermostat - Analog | NULL | NULL | NULL | NULL | NULL | NULL | NULL | Zonal
| SITE_01580 | 1910 | 2010 and earlier | Single Family | 587.74 | 195.9133 | 1 | Electric Baseboard | NULL | Electric | Manual Thermostat - Analog | NULL | NULL | NULL | NULL | NULL | NULL | NULL | Zonal
| SITE_01581 | 1956 | 2010 and earlier | Single Family | 2292.4 | 2292.4 | 1 | gFAF | NULL | Natural Gas | Programmable Thermostat | 90000 | NULL | NULL | Furnace | NULL | NULL | NULL | gFAF
| SITE_01582 | 1920 | 2010 and earlier | Single Family | 587.74 | 293.87 | 1 | Electric Baseboard | NULL | Electric | Manual Thermostat - Analog | NULL | NULL | NULL | NULL | NULL | NULL | NULL | Zonal
| SITE_01582 | 1920 | 2010 and earlier | Single Family | 587.74 | 293.87 | 1 | Electric Baseboard | NULL | Electric | Manual Thermostat - Analog | NULL | NULL | NULL | NULL | NULL | NULL | NULL | Zonal
| SITE_01583 | 1952 | 2010 and earlier | Single Family | 587.74 | 195.9133 | 1 | Electric Baseboard | NULL | Electric | Manual Thermostat - Analog | NULL | NULL | NULL | NULL | NULL | NULL | NULL | Zonal
| SITE_01583 | 1952 | 2010 and earlier | Single Family | 587.74 | 195.9133 | 1 | Electric Baseboard | NULL | Electric | Manual Thermostat - Analog | NULL | NULL | NULL | NULL | NULL | NULL | NULL | Zonal
| SITE_01583 | 1952 | 2010 and earlier | Single Family | 587.74 | 195.9133 | 1 | Electric Baseboard | NULL | Electric | Manual Thermostat - Analog | NULL | NULL | NULL | NULL | NULL | NULL | NULL | Zonal
| SITE_01584 | 1940 | 2010 and earlier | Single Family | 65.07 | 65.07 | 1 | Air Source Heat Pump | NULL | Electric | Programmable Thermostat | NULL | 7.7 | 2: 7.7-8.2 | Condenser | 2012 | 2011 and later | 4 | ASHP
| SITE_01585 | 1949 | 2010 and earlier | Single Family | 587.74 | 587.74 | 1 | Mini-Split HP | NULL | Electric | Programmable Thermostat | NULL | NULL | NULL | Condenser | 2013 | 2011 and later | 3 | DHP
| SITE_01586 | 1978 | 2010 and earlier | Single Family | 587.74 | 587.74 | 1 | eFAF | NULL | Electric | Manual Thermostat - Digital | NULL | NULL | NULL | Furnace | NULL | NULL | NULL | eFAF
| SITE_01587 | 1972 | 2010 and earlier | Multifamily Residence | 2002.39 | 2002.39 | 1 | Electric Baseboard | NULL | Electric | Manual Thermostat - Analog | NULL | NULL | NULL | NULL | NULL | NULL | NULL | Zonal
| SITE_01588 | 1927 | 2010 and earlier | Single Family | 2292.4 | 2292.4 | 1 | gFAF | NULL | Natural Gas | Programmable Thermostat | 69000 | NULL | NULL | Furnace | 2010 | 2010 and earlier | 6 | gFAF
| SITE_01589 | 1980 | 2010 and earlier | Single Family | 587.74 | 587.74 | 1 | Air Source Heat Pump | NULL | Electric | Programmable Thermostat | NULL | 9 | 4: 9.0-10.5 | Condenser | 2013 | 2011 and later | 3 | ASHP
| SITE_01590 | 1900 | 2010 and earlier | Single Family | 587.74 | 195.9133 | 1 | Zonal Heat | Vertical Wall Heater | Electric | Manual Thermostat - Analog | NULL | NULL | NULL | Unknown | NULL | NULL | NULL | Zonal
| SITE_01590 | 1900 | 2010 and earlier | Single Family | 587.74 | 195.9133 | 1 | Zonal Heat | Vertical Wall Heater | Electric | Manual Thermostat - Analog | NULL | NULL | NULL | Unknown | NULL | NULL | NULL | Zonal
| SITE_01590 | 1900 | 2010 and earlier | Single Family | 587.74 | 195.9133 | 1 | Zonal Heat | Vertical Wall Heater | Electric | Manual Thermostat - Analog | NULL | NULL | NULL | Unknown | NULL | NULL | NULL | Zonal
| SITE_01591 | 1976 | 2010 and earlier | Single Family | 587.74 | 587.74 | 1 | eFAF | NULL | Electric | Manual Thermostat - Analog | NULL | NULL | NULL | Furnace | NULL | NULL | NULL | eFAF
| SITE_01592 | 1946 | 2010 and earlier | Single Family | 587.74 | 195.9133 | 1 | Zonal Heat | Unit Heater | Electric | Manual Thermostat - Analog | NULL | NULL | NULL | Unknown | NULL | NULL | NULL | Zonal
| SITE_01592 | 1946 | 2010 and earlier | Single Family | 587.74 | 195.9133 | 1 | Zonal Heat | Unit Heater | Electric | Manual Thermostat - Analog | NULL | NULL | NULL | Unknown | NULL | NULL | NULL | Zonal
| SITE_01592 | 1946 | 2010 and earlier | Single Family | 587.74 | 195.9133 | 1 | Zonal Heat | Unit Heater | Electric | Manual Thermostat - Analog | NULL | NULL | NULL | Unknown | NULL | NULL | NULL | Zonal
| SITE_01593 | 1978 | 2010 and earlier | Single Family | 587.74 | 587.74 | 1 | Air Source Heat Pump | NULL | Electric | Programmable Thermostat | NULL | 8.2 | 2: 7.7-8.2 | Condenser | 2012 | 2011 and later | 4 | ASHP
| SITE_01594 | 1901 | 2010 and earlier | Single Family | 2292.4 | 2292.4 | 1 | Boiler | Hot Water W/Indirect Water Heater | Natural Gas | Programmable Thermostat | 160000 | NULL | NULL | Boiler | NULL | NULL | NULL | Other
| SITE_01595 | 1946 | 2010 and earlier | Single Family | 587.74 | 587.74 | 1 | Mini-Split HP | NULL | Electric | Manual Thermostat - Digital | NULL | NULL | NULL | Condenser | NULL | NULL | NULL | DHP
| SITE_01596 | 1926 | 2010 and earlier | Single Family | 2292.4 | 2292.4 | 1 | gFAF | NULL | Natural Gas | Programmable Thermostat | 80000 | NULL | NULL | Furnace | NULL | NULL | NULL | gFAF
| SITE_01597 | 2007 | 2010 and earlier | Single Family | 2292.4 | 2292.4 | 1 | Boiler | Hot Water | Natural Gas | Manual Thermostat - Digital | 67000 | NULL | NULL | Boiler | NULL | NULL | NULL | Other
| SITE_01598 | 1914 | 2010 and earlier | Single Family | 65.07 | 65.07 | 1 | Mini-Split HP | NULL | Electric | Programmable Thermostat | NULL | NULL | NULL | Condenser | 2014 | 2011 and later | 2 | DHP
| SITE_01599 | 2001 | 2010 and earlier | Single Family | 2292.4 | 2292.4 | 1 | gFAF | NULL | Natural Gas | Programmable Thermostat | 75000 | NULL | NULL | Furnace | 1999 | 2010 and earlier | 17 | gFAF
| SITE_01600 | 1917 | 2010 and earlier | Single Family | 2292.4 | 2292.4 | 1 | Stove/Fireplace | Fireplace - Glass Door Over Open Hearth | Natural Gas | Manual Thermostat - Analog | 33000 | NULL | NULL | NULL | NULL | NULL | NULL | Other
| SITE_01601 | 1930 | 2010 and earlier | Single Family | 2292.4 | 2292.4 | 1 | Boiler | Hot Water | Natural Gas | Programmable Thermostat | NULL | NULL | NULL | Boiler | NULL | NULL | NULL | Other
| SITE_01602 | 1950 | 2010 and earlier | Single Family | 587.74 | 293.87 | 1 | Electric Baseboard | NULL | Electric | Manual Thermostat - Analog | NULL | NULL | NULL | NULL | NULL | NULL | NULL | Zonal
| SITE_01602 | 1950 | 2010 and earlier | Single Family | 587.74 | 293.87 | 1 | Electric Baseboard | NULL | Electric | Manual Thermostat - Analog | NULL | NULL | NULL | NULL | NULL | NULL | NULL | Zonal
| SITE_01603 | NULL | NULL | Single Family | 587.74 | 117.548 | 1 | Electric Baseboard | NULL | Electric | Manual Thermostat - Analog | NULL | NULL | NULL | NULL | NULL | NULL | NULL | Zonal
| SITE_01603 | NULL | NULL | Single Family | 587.74 | 117.548 | 1 | Electric Baseboard | NULL | Electric | Manual Thermostat - Analog | NULL | NULL | NULL | NULL | NULL | NULL | NULL | Zonal
| SITE_01603 | NULL | NULL | Single Family | 587.74 | 117.548 | 1 | Electric Baseboard | NULL | Electric | Manual Thermostat - Analog | NULL | NULL | NULL | NULL | NULL | NULL | NULL | Zonal
| SITE_01603 | NULL | NULL | Single Family | 587.74 | 117.548 | 1 | Electric Baseboard | NULL | Electric | Manual Thermostat - Analog | NULL | NULL | NULL | NULL | NULL | NULL | NULL | Zonal
| SITE_01603 | NULL | NULL | Single Family | 587.74 | 117.548 | 1 | Electric Baseboard | NULL | Electric | Manual Thermostat - Analog | NULL | NULL | NULL | NULL | NULL | NULL | NULL | Zonal
| SITE_01604 | 1923 | 2010 and earlier | Single Family | 2292.4 | 2292.4 | 1 | gFAF | NULL | Natural Gas | Programmable Thermostat | 106250 | NULL | NULL | Furnace | NULL | NULL | NULL | gFAF
| SITE_01605 | 1908 | 2010 and earlier | Single Family | 2292.4 | 2292.4 | 1 | gFAF | NULL | Natural Gas | Programmable Thermostat | 69000 | NULL | NULL | Furnace | NULL | NULL | NULL | gFAF
| SITE_01606 | 1951 | 2010 and earlier | Single Family | 587.74 | 293.87 | 1 | Electric Baseboard | NULL | Electric | Manual Thermostat - Analog | NULL | NULL | NULL | NULL | NULL | NULL | NULL | Zonal
| SITE_01606 | 1951 | 2010 and earlier | Single Family | 587.74 | 293.87 | 1 | Electric Baseboard | NULL | Electric | Manual Thermostat - Analog | NULL | NULL | NULL | NULL | NULL | NULL | NULL | Zonal
| SITE_01607 | 1923 | 2010 and earlier | Single Family | 2292.4 | 2292.4 | 1 | gFAF | NULL | Oil/Kerosene | Manual Thermostat - Analog | NULL | NULL | NULL | Furnace | NULL | NULL | NULL | gFAF
| SITE_01608 | 1996 | 2010 and earlier | Single Family | 2292.4 | 2292.4 | 1 | gFAF | NULL | Natural Gas | Programmable Thermostat | 60000 | NULL | NULL | Furnace | NULL | NULL | NULL | gFAF
| SITE_01609 | 1951 | 2010 and earlier | Single Family | 2292.4 | 2292.4 | 1 | gFAF | NULL | Natural Gas | Programmable Thermostat | 80000 | NULL | NULL | Furnace | 2002 | 2010 and earlier | 14 | gFAF
| SITE_01610 | 2015 | 2011 and later | Single Family | 587.74 | 587.74 | 1 | Mini-Split HP | NULL | Electric | Manual Thermostat - Digital | NULL | NULL | NULL | Condenser | 2013 | 2011 and later | 3 | DHP
| SITE_01611 | 1960 | 2010 and earlier | Single Family | 2292.4 | 2292.4 | 1 | gFAF | NULL | Natural Gas | Smart/Wi-Fi Thermostat | 80000 | NULL | NULL | Furnace | NULL | NULL | NULL | gFAF
| SITE_01612 | 1957 | 2010 and earlier | Single Family | 65.07 | 65.07 | 1 | Mini-Split HP | NULL | Electric | Remote Control | NULL | NULL | NULL | Condenser | 2013 | 2011 and later | 3 | DHP
| SITE_01613 | 1959 | 2010 and earlier | Single Family | 2292.4 | 2292.4 | 1 | gFAF | NULL | Natural Gas | Programmable Thermostat | 45000 | NULL | NULL | Furnace | NULL | NULL | NULL | gFAF
| SITE_01614 | 1910 | 2010 and earlier | Single Family | 2292.4 | 2292.4 | 1 | gFAF | NULL | Natural Gas | Programmable Thermostat | 60000 | NULL | NULL | Furnace | NULL | NULL | NULL | gFAF
| SITE_01615 | 1917 | 2010 and earlier | Single Family | 587.74 | 587.74 | 1 | Mini-Split HP | NULL | Electric | Programmable Thermostat | NULL | NULL | NULL | Condenser | 2014 | 2011 and later | 2 | DHP
| SITE_01616 | 1938 | 2010 and earlier | Single Family | 2292.4 | 2292.4 | 1 | gFAF | NULL | Oil/Kerosene | Programmable Thermostat | 126000 | NULL | NULL | Furnace | NULL | NULL | NULL | gFAF
| SITE_01617 | 1991 | 2010 and earlier | Single Family | 253.05 | 253.05 | 1 | gFAF | NULL | Natural Gas | Manual Thermostat - Digital | NULL | NULL | NULL | Furnace | 2010 | 2010 and earlier | 6 | gFAF
| SITE_01618 | 2002 | 2010 and earlier | Single Family | 587.74 | 587.74 | 1 | Air Source Heat Pump | Dual Fuel Primary | Electric | Programmable Thermostat | NULL | 8.5 | 3: 8.3-9.0 | Condenser | 2011 | 2011 and later | 5 | ASHP
| SITE_01619 | 1952 | 2010 and earlier | Single Family | 587.74 | 587.74 | 1 | Mini-Split HP | NULL | Electric | Programmable Thermostat | NULL | NULL | NULL | Condenser | 2014 | 2011 and later | 2 | DHP
| SITE_01620 | 1920 | 2010 and earlier | Single Family | 253.05 | 253.05 | 1 | gFAF | NULL | Oil/Kerosene | Programmable Thermostat | 120000 | NULL | NULL | Furnace | 2003 | 2010 and earlier | 13 | gFAF
| SITE_01621 | 1951 | 2010 and earlier | Single Family | 253.05 | 253.05 | 1 | gFAF | NULL | Oil/Kerosene | Manual Thermostat - Analog | NULL | NULL | NULL | Furnace | NULL | NULL | NULL | gFAF
| SITE_01622 | 1939 | 2010 and earlier | Single Family | 253.05 | 253.05 | 1 | gFAF | NULL | Natural Gas | Programmable Thermostat | 66000 | NULL | NULL | Furnace | 1999 | 2010 and earlier | 17 | gFAF
| SITE_01623 | 1945 | 2010 and earlier | Single Family | 253.05 | 253.05 | 1 | gFAF | NULL | Natural Gas | Manual Thermostat - Analog | 75000 | NULL | NULL | Furnace | NULL | NULL | NULL | gFAF
| SITE_01624 | 1952 | 2010 and earlier | Single Family | 253.05 | 253.05 | 1 | gFAF | NULL | Oil/Kerosene | Manual Thermostat - Analog | 85000 | NULL | NULL | Furnace | NULL | NULL | NULL | gFAF
| SITE_01625 | 1986 | 2010 and earlier | Single Family | 65.07 | 65.07 | 1 | Zonal Heat | Electric Plug-In Heater | Electric | Manual Thermostat - Analog | NULL | NULL | NULL | Unknown | NULL | NULL | NULL | Zonal
| SITE_01626 | 1958 | 2010 and earlier | Single Family | 253.05 | 253.05 | 1 | Stove/Fireplace | Fireplace - Glass Door Over Open Hearth | Wood (Cord) | None | NULL | NULL | NULL | NULL | NULL | NULL | NULL | Other
| SITE_01627 | 1923 | 2010 and earlier | Single Family | 253.05 | 253.05 | 1 | gFAF | NULL | Natural Gas | Manual Thermostat - Analog | 69000 | NULL | NULL | Furnace | NULL | NULL | NULL | gFAF
| SITE_01628 | 1929 | 2010 and earlier | Single Family | 253.05 | 253.05 | 1 | Stove/Fireplace | Space Heating Stove | Wood (Cord) | None | NULL | NULL | NULL | NULL | NULL | NULL | NULL | Other
| SITE_01629 | 1958 | 2010 and earlier | Single Family | 65.07 | 65.07 | 1 | eFAF | NULL | Electric | Manual Thermostat - Analog | NULL | NULL | NULL | Furnace | NULL | NULL | NULL | eFAF
| SITE_01630 | 1960 | 2010 and earlier | Single Family | 65.07 | 65.07 | 1 | Mini-Split HP | NULL | Electric | Programmable Thermostat | NULL | NULL | NULL | Condenser | NULL | NULL | NULL | DHP
| SITE_01631 | 1927 | 2010 and earlier | Single Family | 253.05 | 253.05 | 1 | gFAF | NULL | Natural Gas | Programmable Thermostat | 100000 | NULL | NULL | Furnace | NULL | NULL | NULL | gFAF
| SITE_01632 | 1944 | 2010 and earlier | Single Family | 253.05 | 253.05 | 1 | gFAF | NULL | Natural Gas | Manual Thermostat - Analog | 65000 | NULL | NULL | Furnace | NULL | NULL | NULL | gFAF
| SITE_01633 | 1950 | 2010 and earlier | Single Family | 253.05 | 253.05 | 1 | gFAF | NULL | Oil/Kerosene | Programmable Thermostat | NULL | NULL | NULL | Furnace | NULL | NULL | NULL | gFAF
| SITE_01634 | 1908 | 2010 and earlier | Single Family | 253.05 | 253.05 | 1 | gFAF | NULL | Natural Gas | Unknown | NULL | NULL | NULL | Furnace | NULL | NULL | NULL | gFAF
| SITE_01635 | 1947 | 2010 and earlier | Single Family | 65.07 | 65.07 | 1 | Electric Baseboard | NULL | Electric | Manual Thermostat - Analog | NULL | NULL | NULL | NULL | NULL | NULL | NULL | Zonal
| SITE_01636 | 1981 | 2010 and earlier | Single Family | 65.07 | 16.2675 | 1 | Electric Baseboard | NULL | Electric | Manual Thermostat - Analog | NULL | NULL | NULL | NULL | NULL | NULL | NULL | Zonal
| SITE_01636 | 1981 | 2010 and earlier | Single Family | 65.07 | 16.2675 | 1 | Electric Baseboard | NULL | Electric | Manual Thermostat - Analog | NULL | NULL | NULL | NULL | NULL | NULL | NULL | Zonal
| SITE_01636 | 1981 | 2010 and earlier | Single Family | 65.07 | 16.2675 | 1 | Electric Baseboard | NULL | Electric | Manual Thermostat - Analog | NULL | NULL | NULL | NULL | NULL | NULL | NULL | Zonal
| SITE_01636 | 1981 | 2010 and earlier | Single Family | 65.07 | 16.2675 | 1 | Electric Baseboard | NULL | Electric | Manual Thermostat - Analog | NULL | NULL | NULL | NULL | NULL | NULL | NULL | Zonal
| SITE_01637 | 1909 | 2010 and earlier | Single Family | 253.05 | 253.05 | 1 | gFAF | NULL | Oil/Kerosene | Manual Thermostat - Digital | 106250 | NULL | NULL | Furnace | NULL | NULL | NULL | gFAF
| SITE_01638 | 1960 | 2010 and earlier | Single Family | 65.07 | 32.535 | 1 | Electric Baseboard | NULL | Electric | Manual Thermostat - Analog | NULL | NULL | NULL | NULL | NULL | NULL | NULL | Zonal
| SITE_01638 | 1960 | 2010 and earlier | Single Family | 65.07 | 32.535 | 1 | Electric Baseboard | NULL | Electric | Manual Thermostat - Analog | NULL | NULL | NULL | NULL | NULL | NULL | NULL | Zonal
| SITE_01639 | 2005 | 2010 and earlier | Single Family | 253.05 | 253.05 | 1 | Boiler | Hot Water W/Indirect Water Heater | Natural Gas | Programmable Thermostat | 45040 | NULL | NULL | Boiler | NULL | NULL | NULL | Other
| SITE_01640 | 1954 | 2010 and earlier | Single Family | 253.05 | 126.525 | 1 | Stove/Fireplace | Fireplace - Factory-Built Insert | Wood (Cord) | Manual Thermostat - Analog | NULL | NULL | NULL | NULL | NULL | NULL | NULL | Other
| SITE_01640 | 1954 | 2010 and earlier | Single Family | 253.05 | 126.525 | 1 | Stove/Fireplace | Fireplace - Glass Door Over Open Hearth | Wood (Cord) | None | NULL | NULL | NULL | NULL | NULL | NULL | NULL | Other
| SITE_01641 | 1943 | 2010 and earlier | Single Family | 253.05 | 253.05 | 1 | gFAF | NULL | Natural Gas | Programmable Thermostat | 40000 | NULL | NULL | Furnace | 2004 | 2010 and earlier | 12 | gFAF
| SITE_01642 | 1940 | 2010 and earlier | Single Family | 253.05 | 253.05 | 1 | Stove/Fireplace | Fireplace - Factory-Built Insert | Wood (Cord) | Manual Thermostat - Analog | NULL | NULL | NULL | NULL | NULL | NULL | NULL | Other
| SITE_01643 | 1943 | 2010 and earlier | Single Family | 253.05 | 253.05 | 1 | Stove/Fireplace | Space Heating Stove | Wood (Cord) | Manual Thermostat - Analog | NULL | NULL | NULL | NULL | NULL | NULL | NULL | Other
| SITE_01644 | 1978 | 2010 and earlier | Single Family | 65.07 | 21.69 | 1 | Electric Baseboard | NULL | Electric | Manual Thermostat - Analog | NULL | NULL | NULL | NULL | NULL | NULL | NULL | Zonal
| SITE_01644 | 1978 | 2010 and earlier | Single Family | 65.07 | 21.69 | 1 | Electric Baseboard | NULL | Electric | Manual Thermostat - Analog | NULL | NULL | NULL | NULL | NULL | NULL | NULL | Zonal
| SITE_01644 | 1978 | 2010 and earlier | Single Family | 65.07 | 21.69 | 1 | Electric Baseboard | NULL | Electric | Manual Thermostat - Analog | NULL | NULL | NULL | NULL | NULL | NULL | NULL | Zonal
| SITE_01645 | 2001 | 2010 and earlier | Single Family | 253.05 | 253.05 | 1 | gFAF | NULL | Natural Gas | Programmable Thermostat | 63000 | NULL | NULL | Furnace | 2014 | 2011 and later | 2 | gFAF
| SITE_01646 | 1910 | 2010 and earlier | Single Family | 65.07 | 65.07 | 1 | Electric Baseboard | NULL | Electric | Manual Thermostat - Analog | NULL | NULL | NULL | NULL | NULL | NULL | NULL | Zonal
| SITE_01647 | 1970 | 2010 and earlier | Single Family | 65.07 | 32.535 | 1 | Electric Baseboard | NULL | Electric | Manual Thermostat - Analog | NULL | NULL | NULL | NULL | NULL | NULL | NULL | Zonal
| SITE_01647 | 1970 | 2010 and earlier | Single Family | 65.07 | 32.535 | 1 | Electric Baseboard | NULL | Electric | Manual Thermostat - Analog | NULL | NULL | NULL | NULL | NULL | NULL | NULL | Zonal
| SITE_01648 | 1931 | 2010 and earlier | Single Family | 253.05 | 253.05 | 1 | gFAF | NULL | Oil/Kerosene | Manual Thermostat - Analog | NULL | NULL | NULL | Furnace | NULL | NULL | NULL | gFAF
| SITE_01649 | 1972 | 2010 and earlier | Single Family | 65.07 | 65.07 | 1 | Electric Baseboard | NULL | Electric | Manual Thermostat - Analog | NULL | NULL | NULL | NULL | NULL | NULL | NULL | Zonal
| SITE_01650 | 1890 | 2010 and earlier | Single Family | 65.07 | 32.535 | 1 | Zonal Heat | Vertical Wall Heater | Electric | Manual Thermostat - Analog | NULL | NULL | NULL | Unknown | NULL | NULL | NULL | Zonal
| SITE_01650 | 1890 | 2010 and earlier | Single Family | 65.07 | 32.535 | 1 | Zonal Heat | Vertical Wall Heater | Electric | Manual Thermostat - Analog | NULL | NULL | NULL | Unknown | NULL | NULL | NULL | Zonal
| SITE_01651 | 1956 | 2010 and earlier | Single Family | 253.05 | 253.05 | 1 | gFAF | NULL | Natural Gas | Unknown | NULL | NULL | NULL | Furnace | NULL | NULL | NULL | gFAF
| SITE_01652 | 1980 | 2010 and earlier | Single Family | 65.07 | 65.07 | 1 | eFAF | NULL | Electric | Manual Thermostat - Analog | NULL | NULL | NULL | Furnace | NULL | NULL | NULL | eFAF
| SITE_01653 | 1948 | 2010 and earlier | Single Family | 253.05 | 253.05 | 1 | gFAF | NULL | Natural Gas | Programmable Thermostat | 80000 | NULL | NULL | Furnace | NULL | NULL | NULL | gFAF
| SITE_01654 | 1996 | 2010 and earlier | Single Family | 253.05 | 253.05 | 1 | gFAF | NULL | Natural Gas | Programmable Thermostat | 100000 | NULL | NULL | Furnace | NULL | NULL | NULL | gFAF
| SITE_01656 | 1980 | 2010 and earlier | Single Family | 65.07 | 21.69 | 1 | Electric Baseboard | NULL | Electric | Manual Thermostat - Analog | NULL | NULL | NULL | NULL | NULL | NULL | NULL | Zonal
| SITE_01656 | 1980 | 2010 and earlier | Single Family | 65.07 | 21.69 | 1 | Electric Baseboard | NULL | Electric | Manual Thermostat - Analog | NULL | NULL | NULL | NULL | NULL | NULL | NULL | Zonal
| SITE_01656 | 1980 | 2010 and earlier | Single Family | 65.07 | 21.69 | 1 | Electric Baseboard | NULL | Electric | Manual Thermostat - Analog | NULL | NULL | NULL | NULL | NULL | NULL | NULL | Zonal
| SITE_01657 | 1919 | 2010 and earlier | Single Family | 253.05 | 253.05 | 1 | gFAF | NULL | Natural Gas | Manual Thermostat - Analog | 63000 | NULL | NULL | Furnace | NULL | NULL | NULL | gFAF
| SITE_01658 | 1968 | 2010 and earlier | Single Family | 65.07 | 65.07 | 1 | Electric Baseboard | NULL | Electric | Manual Thermostat - Analog | NULL | NULL | NULL | NULL | NULL | NULL | NULL | Zonal
| SITE_01659 | 1959 | 2010 and earlier | Single Family | 253.05 | 253.05 | 1 | gFAF | NULL | Natural Gas | Programmable Thermostat | 80000 | NULL | NULL | Furnace | 2003 | 2010 and earlier | 13 | gFAF
| SITE_01660 | 1907 | 2010 and earlier | Single Family | 253.05 | 253.05 | 1 | gFAF | NULL | Natural Gas | Manual Thermostat - Digital | 80000 | NULL | NULL | Furnace | NULL | NULL | NULL | gFAF
| SITE_01661 | 1930 | 2010 and earlier | Single Family | 253.05 | 253.05 | 1 | gFAF | NULL | Natural Gas | Programmable Thermostat | 80000 | NULL | NULL | Furnace | 2004 | 2010 and earlier | 12 | gFAF
| SITE_01662 | 1965 | 2010 and earlier | Single Family | 253.05 | 253.05 | 1 | gFAF | NULL | Natural Gas | Programmable Thermostat | 60000 | NULL | NULL | Furnace | NULL | NULL | NULL | gFAF
| SITE_01663 | 1945 | 2010 and earlier | Single Family | 253.05 | 253.05 | 1 | gFAF | NULL | Natural Gas | Manual Thermostat - Analog | 100000 | NULL | NULL | Furnace | NULL | NULL | NULL | gFAF
| SITE_01664 | 1906 | 2010 and earlier | Single Family | 65.07 | 65.07 | 1 | Zonal Heat | Vertical Wall Heater | Electric | Manual Thermostat - Analog | NULL | NULL | NULL | Unknown | NULL | NULL | NULL | Zonal
| SITE_01665 | 1978 | 2010 and earlier | Single Family | 65.07 | 65.07 | 1 | eFAF | NULL | Electric | Manual Thermostat - Analog | NULL | NULL | NULL | Furnace | NULL | NULL | NULL | eFAF
| SITE_01666 | 1951 | 2010 and earlier | Single Family | 253.05 | 253.05 | 1 | gFAF | NULL | Natural Gas | Programmable Thermostat | 60000 | NULL | NULL | Furnace | 2010 | 2010 and earlier | 6 | gFAF
| SITE_01667 | 1924 | 2010 and earlier | Single Family | 253.05 | 253.05 | 1 | gFAF | NULL | Oil/Kerosene | Manual Thermostat - Analog | NULL | NULL | NULL | Furnace | NULL | NULL | NULL | gFAF
| SITE_01668 | 1947 | 2010 and earlier | Single Family | 253.05 | 253.05 | 1 | gFAF | NULL | Oil/Kerosene | Manual Thermostat - Analog | NULL | NULL | NULL | Furnace | NULL | NULL | NULL | gFAF
| SITE_01669 | 1942 | 2010 and earlier | Single Family | 65.07 | 65.07 | 1 | Air Source Heat Pump | NULL | Electric | Programmable Thermostat | NULL | NULL | NULL | Condenser | 2004 | 2010 and earlier | 12 | ASHP
| SITE_01670 | 2002 | 2010 and earlier | Single Family | 253.05 | 253.05 | 1 | gFAF | NULL | Natural Gas | Programmable Thermostat | 100000 | NULL | NULL | Furnace | NULL | NULL | NULL | gFAF
| SITE_01671 | 1942 | 2010 and earlier | Single Family | 253.05 | 253.05 | 1 | Boiler | Hot Water W/Indirect Water Heater | Natural Gas | Manual Thermostat - Analog | 110000 | NULL | NULL | Boiler | NULL | NULL | NULL | Other
| SITE_01672 | 1930 | 2010 and earlier | Multifamily Residence | 2002.39 | 2002.39 | 1 | Boiler | Hot Water W/Indirect Water Heater | Natural Gas | Programmable Thermostat | 45040 | NULL | NULL | Boiler | NULL | NULL | NULL | Other
| SITE_01673 | 2013 | 2011 and later | Single Family | 65.07 | 32.535 | 1 | Zonal Heat | Unit Heater | Electric | Manual Thermostat - Analog | NULL | NULL | NULL | Unknown | NULL | NULL | NULL | Zonal
| SITE_01673 | 2013 | 2011 and later | Single Family | 65.07 | 32.535 | 1 | Zonal Heat | Vertical Wall Heater | Electric | Manual Thermostat - Analog | NULL | NULL | NULL | Unknown | NULL | NULL | NULL | Zonal
| SITE_01674 | 1942 | 2010 and earlier | Single Family | 253.05 | 253.05 | 1 | Stove/Fireplace | Space Heating Stove | Wood (Cord) | Unknown | NULL | NULL | NULL | NULL | NULL | NULL | NULL | Other
| SITE_01675 | NULL | NULL | Single Family | 65.07 | 32.535 | 1 | Zonal Heat | Unit Heater | Electric | Manual Thermostat - Analog | NULL | NULL | NULL | Unknown | NULL | NULL | NULL | Zonal
| SITE_01675 | NULL | NULL | Single Family | 65.07 | 32.535 | 1 | Zonal Heat | Unit Heater | Electric | Manual Thermostat - Analog | NULL | NULL | NULL | Unknown | NULL | NULL | NULL | Zonal
| SITE_01676 | 1955 | 2010 and earlier | Single Family | 65.07 | 16.2675 | 1 | Zonal Heat | Vertical Wall Heater | Electric | Manual Thermostat - Analog | NULL | NULL | NULL | Unknown | NULL | NULL | NULL | Zonal
| SITE_01676 | 1955 | 2010 and earlier | Single Family | 65.07 | 16.2675 | 1 | Zonal Heat | Vertical Wall Heater | Electric | Manual Thermostat - Analog | NULL | NULL | NULL | Unknown | NULL | NULL | NULL | Zonal
| SITE_01676 | 1955 | 2010 and earlier | Single Family | 65.07 | 16.2675 | 1 | Zonal Heat | Vertical Wall Heater | Electric | Manual Thermostat - Analog | NULL | NULL | NULL | Unknown | NULL | NULL | NULL | Zonal
| SITE_01676 | 1955 | 2010 and earlier | Single Family | 65.07 | 16.2675 | 1 | Zonal Heat | Electric Plug-In Heater | Electric | Manual Thermostat - Analog | NULL | NULL | NULL | Unknown | NULL | NULL | NULL | Zonal
| SITE_01677 | 1956 | 2010 and earlier | Single Family | 253.05 | 253.05 | 1 | gFAF | NULL | Natural Gas | Manual Thermostat - Digital | NULL | NULL | NULL | Furnace | NULL | NULL | NULL | gFAF
| SITE_01678 | 1951 | 2010 and earlier | Single Family | 253.05 | 253.05 | 1 | gFAF | NULL | Natural Gas | Manual Thermostat - Digital | 95000 | NULL | NULL | Furnace | 1983 | 2010 and earlier | 33 | gFAF
| SITE_01679 | 1910 | 2010 and earlier | Single Family | 65.07 | 32.535 | 1 | Electric Baseboard | NULL | Electric | Manual Thermostat - Analog | NULL | NULL | NULL | NULL | NULL | NULL | NULL | Zonal
| SITE_01679 | 1910 | 2010 and earlier | Single Family | 65.07 | 32.535 | 1 | Electric Baseboard | NULL | Electric | Manual Thermostat - Analog | NULL | NULL | NULL | NULL | NULL | NULL | NULL | Zonal
| SITE_01680 | 1939 | 2010 and earlier | Single Family | 253.05 | 253.05 | 1 | gFAF | NULL | Natural Gas | Programmable Thermostat | NULL | NULL | NULL | Furnace | NULL | NULL | NULL | gFAF
| SITE_01681 | 2015 | 2011 and later | Single Family | 3801.52 | 3801.52 | 1 | Air Source Heat Pump | NULL | Electric | Programmable Thermostat | NULL | 8.5 | 3: 8.3-9.0 | Condenser | 1994 | 2010 and earlier | 22 | ASHP
| SITE_01682 | 1988 | 2010 and earlier | Manufactured | 1982.27 | 1982.27 | 1 | eFAF | NULL | Electric | Programmable Thermostat | NULL | NULL | NULL | Furnace | NULL | NULL | NULL | eFAF
| SITE_01683 | 1990 | 2010 and earlier | Manufactured | 1982.27 | 1982.27 | 1 | eFAF | NULL | Electric | Programmable Thermostat | NULL | NULL | NULL | Furnace | NULL | NULL | NULL | eFAF
| SITE_01684 | 1983 | 2010 and earlier | Manufactured | 921.5 | 921.5 | 1 | eFAF | NULL | Electric | Manual Thermostat - Digital | NULL | NULL | NULL | Furnace | NULL | NULL | NULL | eFAF
| SITE_01685 | 1968 | 2010 and earlier | Manufactured | 1982.27 | 1982.27 | 1 | Air Source Heat Pump | NULL | Electric | Programmable Thermostat | NULL | 8.2 | 2: 7.7-8.2 | Condenser | 2015 | 2011 and later | 1 | ASHP
| SITE_01686 | 2003 | 2010 and earlier | Manufactured | 921.5 | 921.5 | 1 | gFAF | NULL | Natural Gas | Programmable Thermostat | 56000 | NULL | NULL | Furnace | NULL | NULL | NULL | gFAF
| SITE_01687 | 1978 | 2010 and earlier | Manufactured | 1982.27 | 1982.27 | 1 | Stove/Fireplace | Space Heating Stove | Wood (Cord) | None | NULL | NULL | NULL | NULL | NULL | NULL | NULL | Other
| SITE_01688 | 1988 | 2010 and earlier | Manufactured | 921.5 | 921.5 | 1 | eFAF | NULL | Electric | Programmable Thermostat | NULL | NULL | NULL | Furnace | NULL | NULL | NULL | eFAF
| SITE_01689 | 1963 | 2010 and earlier | Manufactured | 1982.27 | 660.7567 | 1 | Zonal Heat | Electric Plug-In Heater | Electric | Manual Thermostat - Analog | NULL | NULL | NULL | Unknown | NULL | NULL | NULL | Zonal
| SITE_01689 | 1963 | 2010 and earlier | Manufactured | 1982.27 | 660.7567 | 1 | Zonal Heat | Vertical Wall Heater | Electric | Manual Thermostat - Analog | NULL | NULL | NULL | Unknown | NULL | NULL | NULL | Zonal
| SITE_01689 | 1963 | 2010 and earlier | Manufactured | 1982.27 | 660.7567 | 1 | Zonal Heat | Vertical Wall Heater | Electric | Manual Thermostat - Analog | NULL | NULL | NULL | Unknown | NULL | NULL | NULL | Zonal
| SITE_01690 | 2001 | 2010 and earlier | Manufactured | 921.5 | 921.5 | 1 | eFAF | NULL | Electric | Programmable Thermostat | NULL | NULL | NULL | Furnace | NULL | NULL | NULL | eFAF
| SITE_01691 | 1986 | 2010 and earlier | Manufactured | 1982.27 | 1982.27 | 1 | eFAF | NULL | Electric | Programmable Thermostat | NULL | NULL | NULL | Furnace | 1995 | 2010 and earlier | 21 | eFAF
| SITE_01692 | 1979 | 2010 and earlier | Manufactured | 1313.97 | 1313.97 | 1 | eFAF | NULL | Electric | Programmable Thermostat | NULL | NULL | NULL | Furnace | NULL | NULL | NULL | eFAF
| SITE_01693 | 1970 | 2010 and earlier | Manufactured | 1313.97 | 1313.97 | 1 | Air Source Heat Pump | NULL | Electric | Programmable Thermostat | NULL | NULL | NULL | Condenser | NULL | NULL | NULL | ASHP
| SITE_01694 | 1994 | 2010 and earlier | Manufactured | 1982.27 | 1982.27 | 1 | eFAF | NULL | Electric | Manual Thermostat - Analog | NULL | NULL | NULL | Furnace | NULL | NULL | NULL | eFAF
| SITE_01695 | 1978 | 2010 and earlier | Manufactured | 1313.97 | 1313.97 | 1 | eFAF | NULL | Electric | Programmable Thermostat | NULL | NULL | NULL | Furnace | 1989 | 2010 and earlier | 27 | eFAF
| SITE_01696 | 2007 | 2010 and earlier | Manufactured | 1313.97 | 1313.97 | 1 | Mini-Split HP | NULL | Electric | Unknown | NULL | NULL | NULL | NULL | NULL | NULL | NULL | DHP
| SITE_01697 | 1976 | 2010 and earlier | Manufactured | 1313.97 | 1313.97 | 1 | Mini-Split HP | NULL | Electric | Manual Thermostat - Digital | NULL | NULL | NULL | Condenser | 2015 | 2011 and later | 1 | DHP
| SITE_01698 | 2006 | 2010 and earlier | Manufactured | 1982.27 | 1982.27 | 1 | gFAF | NULL | Natural Gas | Manual Thermostat - Digital | 77000 | NULL | NULL | Furnace | NULL | NULL | NULL | gFAF
| SITE_01699 | 1991 | 2010 and earlier | Manufactured | 1313.97 | 1313.97 | 1 | Stove/Fireplace | Space Heating Stove | Propane | Thermostat | NULL | NULL | NULL | NULL | NULL | NULL | NULL | Other
| SITE_01700 | 1978 | 2010 and earlier | Manufactured | 2658 | 2658 | 1 | eFAF | NULL | Electric | Programmable Thermostat | NULL | NULL | NULL | Furnace | 1978 | 2010 and earlier | 38 | eFAF
| SITE_01701 | 2001 | 2010 and earlier | Manufactured | 2658 | 2658 | 1 | eFAF | NULL | Electric | Programmable Thermostat | NULL | NULL | NULL | Furnace | 1999 | 2010 and earlier | 17 | eFAF
| SITE_01702 | 1972 | 2010 and earlier | Manufactured | 1982.27 | 1982.27 | 1 | eFAF | NULL | Electric | Manual Thermostat - Analog | NULL | NULL | NULL | Furnace | NULL | NULL | NULL | eFAF
| SITE_01703 | 1980 | 2010 and earlier | Manufactured | 1313.97 | 1313.97 | 1 | Stove/Fireplace | Space Heating Stove | Wood (Cord) | None | NULL | NULL | NULL | NULL | NULL | NULL | NULL | Other
| SITE_01704 | 1991 | 2010 and earlier | Manufactured | 997.59 | 997.59 | 1 | eFAF | NULL | Electric | Manual Thermostat - Analog | NULL | NULL | NULL | Furnace | NULL | NULL | NULL | eFAF
| SITE_01705 | 1977 | 2010 and earlier | Manufactured | 997.59 | 997.59 | 1 | Air Source Heat Pump | NULL | Electric | Programmable Thermostat | NULL | 8 | 2: 7.7-8.2 | Condenser | 1991 | 2010 and earlier | 25 | ASHP
| SITE_01706 | 1963 | 2010 and earlier | Manufactured | 1982.27 | 1982.27 | 1 | Stove/Fireplace | Fireplace - Factory-Built Insert | Wood (Cord) | None | NULL | NULL | NULL | NULL | NULL | NULL | NULL | Other
| SITE_01707 | 1980 | 2010 and earlier | Manufactured | 1982.27 | 1982.27 | 1 | Stove/Fireplace | Space Heating Stove | Wood (Cord) | Manual Thermostat - Analog | NULL | NULL | NULL | NULL | NULL | NULL | NULL | Other
| SITE_01708 | 1976 | 2010 and earlier | Manufactured | 1982.27 | 1982.27 | 1 | Stove/Fireplace | Fireplace - Factory-Built Insert | Wood (Cord) | None | NULL | NULL | NULL | NULL | NULL | NULL | NULL | Other
| SITE_01709 | 1991 | 2010 and earlier | Manufactured | 1982.27 | 1982.27 | 1 | gFAF | NULL | Natural Gas | Manual Thermostat - Digital | 56000 | NULL | NULL | Furnace | NULL | NULL | NULL | gFAF
| SITE_01710 | 1984 | 2010 and earlier | Multifamily Residence | 2002.39 | 667.4633 | 1 | Electric Baseboard | NULL | Electric | Manual Thermostat - Analog | NULL | NULL | NULL | NULL | NULL | NULL | NULL | Zonal
| SITE_01710 | 1984 | 2010 and earlier | Multifamily Residence | 2002.39 | 667.4633 | 1 | Electric Baseboard | NULL | Electric | Manual Thermostat - Analog | NULL | NULL | NULL | NULL | NULL | NULL | NULL | Zonal
| SITE_01710 | 1984 | 2010 and earlier | Multifamily Residence | 2002.39 | 667.4633 | 1 | Electric Baseboard | NULL | Electric | Manual Thermostat - Analog | NULL | NULL | NULL | NULL | NULL | NULL | NULL | Zonal
| SITE_01711 | 1984 | 2010 and earlier | Multifamily Residence | 2002.39 | 2002.39 | 1 | Electric Baseboard | NULL | Electric | Manual Thermostat - Analog | NULL | NULL | NULL | NULL | NULL | NULL | NULL | Zonal
| SITE_01712 | 1920 | 2010 and earlier | Multifamily Residence | 2002.39 | 2002.39 | 1 | Zonal Heat | Vertical Wall Heater | Natural Gas | Manual Thermostat - Analog | NULL | NULL | NULL | Unknown | NULL | NULL | NULL | Zonal
| SITE_01713 | 2000 | 2010 and earlier | Multifamily Residence | 2002.11 | 2002.11 | 1 | Radiant Heat | NULL | Building Central System | Unknown | NULL | NULL | NULL | NULL | NULL | NULL | NULL | Zonal
| SITE_01714 | 1990 | 2010 and earlier | Multifamily Residence | 2000.27 | 1000.135 | 1 | Electric Baseboard | NULL | Electric | Manual Thermostat - Analog | NULL | NULL | NULL | NULL | NULL | NULL | NULL | Zonal
| SITE_01714 | 1990 | 2010 and earlier | Multifamily Residence | 2000.27 | 1000.135 | 1 | Electric Baseboard | NULL | Electric | Manual Thermostat - Analog | NULL | NULL | NULL | NULL | NULL | NULL | NULL | Zonal
| SITE_01715 | 1985 | 2010 and earlier | Manufactured | 1982.27 | 1982.27 | 1 | gFAF | NULL | Natural Gas | Programmable Thermostat | 75000 | NULL | NULL | Furnace | NULL | NULL | NULL | gFAF
| SITE_01716 | 1975 | 2010 and earlier | Multifamily Residence | 2002.39 | 2002.39 | 1 | Electric Baseboard | NULL | Electric | Manual Thermostat - Analog | NULL | NULL | NULL | NULL | NULL | NULL | NULL | Zonal
| SITE_01717 | 1983 | 2010 and earlier | Multifamily Residence | 2383.66 | 2383.66 | 1 | Electric Baseboard | NULL | Electric | Manual Thermostat - Analog | NULL | NULL | NULL | NULL | NULL | NULL | NULL | Zonal
| SITE_01718 | 1983 | 2010 and earlier | Multifamily Residence | 2383.66 | 2383.66 | 1 | Electric Baseboard | NULL | Electric | Manual Thermostat - Analog | NULL | NULL | NULL | NULL | NULL | NULL | NULL | Zonal
| SITE_01719 | 1981 | 2010 and earlier | Manufactured | 1982.27 | 1982.27 | 1 | gFAF | NULL | Natural Gas | Programmable Thermostat | NULL | NULL | NULL | Furnace | NULL | NULL | NULL | gFAF
| SITE_01720 | 2006 | 2010 and earlier | Multifamily Residence | 2383.66 | 2383.66 | 1 | gFAF | NULL | Natural Gas | Unknown | NULL | NULL | NULL | NULL | NULL | NULL | NULL | gFAF
| SITE_01721 | 1992 | 2010 and earlier | Manufactured | 997.59 | 997.59 | 1 | eFAF | NULL | Electric | Manual Thermostat - Analog | NULL | NULL | NULL | Furnace | NULL | NULL | NULL | eFAF
| SITE_01722 | 1966 | 2010 and earlier | Manufactured | 2052 | 2052 | 1 | Mini-Split HP | NULL | Electric | Programmable Thermostat | NULL | NULL | NULL | Condenser | 2015 | 2011 and later | 1 | DHP
| SITE_01723 | 1920 | 2010 and earlier | Multifamily Residence | 2002.39 | 2002.39 | 1 | Radiant Heat | Unknown | Building Central System | Unknown | NULL | NULL | NULL | Radiator | NULL | NULL | NULL | Zonal
| SITE_01724 | 1982 | 2010 and earlier | Manufactured | 1982.27 | 1982.27 | 1 | Stove/Fireplace | Space Heating Stove | Electric | Manual Thermostat - Analog | NULL | NULL | NULL | NULL | NULL | NULL | NULL | Other
| SITE_01725 | 1986 | 2010 and earlier | Manufactured | 1982.27 | 1982.27 | 1 | eFAF | NULL | Electric | Manual Thermostat - Analog | NULL | NULL | NULL | Furnace | 1984 | 2010 and earlier | 32 | eFAF
| SITE_01726 | 2014 | 2011 and later | Multifamily Residence | 2002.39 | 2002.39 | 1 | Electric Baseboard | NULL | Electric | Programmable Thermostat | NULL | NULL | NULL | NULL | NULL | NULL | NULL | Zonal
| SITE_01727 | 1969 | 2010 and earlier | Manufactured | 997.59 | 997.59 | 1 | eFAF | NULL | Electric | Manual Thermostat - Analog | NULL | NULL | NULL | Furnace | NULL | NULL | NULL | eFAF
| SITE_01728 | 1973 | 2010 and earlier | Multifamily Residence | 2000.27 | 2000.27 | 1 | Electric Baseboard | NULL | Electric | Manual Thermostat - Analog | NULL | NULL | NULL | NULL | NULL | NULL | NULL | Zonal
| SITE_01729 | 1998 | 2010 and earlier | Multifamily Residence | 2002.11 | 1001.055 | 1 | Electric Baseboard | NULL | Electric | Manual Thermostat - Analog | NULL | NULL | NULL | NULL | NULL | NULL | NULL | Zonal
| SITE_01729 | 1998 | 2010 and earlier | Multifamily Residence | 2002.11 | 1001.055 | 1 | Electric Baseboard | NULL | Electric | Manual Thermostat - Analog | NULL | NULL | NULL | NULL | NULL | NULL | NULL | Zonal
| SITE_01730 | NULL | NULL | Multifamily Residence | 2000.27 | 2000.27 | 1 | Zonal Heat | Vertical Wall Heater | Electric | Manual Thermostat - Analog | NULL | NULL | NULL | Unknown | NULL | NULL | NULL | Zonal
| SITE_01731 | 1970 | 2010 and earlier | Single Family | 12576.67 | 3144.1675 | 1 | Electric Baseboard | NULL | Electric | Manual Thermostat - Analog | NULL | NULL | NULL | NULL | NULL | NULL | NULL | Zonal
| SITE_01731 | 1970 | 2010 and earlier | Single Family | 12576.67 | 3144.1675 | 1 | Electric Baseboard | NULL | Electric | Manual Thermostat - Analog | NULL | NULL | NULL | NULL | NULL | NULL | NULL | Zonal
| SITE_01731 | 1970 | 2010 and earlier | Single Family | 12576.67 | 3144.1675 | 1 | Electric Baseboard | NULL | Electric | Manual Thermostat - Analog | NULL | NULL | NULL | NULL | NULL | NULL | NULL | Zonal
| SITE_01731 | 1970 | 2010 and earlier | Single Family | 12576.67 | 3144.1675 | 1 | Electric Baseboard | NULL | Electric | Manual Thermostat - Analog | NULL | NULL | NULL | NULL | NULL | NULL | NULL | Zonal
| SITE_01732 | 1952 | 2010 and earlier | Multifamily Residence | 2804.94 | 2804.94 | 1 | gFAF | NULL | Natural Gas | Programmable Thermostat | 60000 | NULL | NULL | Furnace | 2002 | 2010 and earlier | 14 | gFAF
| SITE_01733 | 1929 | 2010 and earlier | Multifamily Residence | 2804.94 | 1402.47 | 1 | Zonal Heat | Vertical Wall Heater | Electric | Manual Thermostat - Analog | NULL | NULL | NULL | Unknown | NULL | NULL | NULL | Zonal
| SITE_01733 | 1929 | 2010 and earlier | Multifamily Residence | 2804.94 | 1402.47 | 1 | Zonal Heat | Vertical Wall Heater | Electric | Manual Thermostat - Analog | NULL | NULL | NULL | Unknown | NULL | NULL | NULL | Zonal
| SITE_01734 | 1968 | 2010 and earlier | Multifamily Residence | 2804.94 | 934.98 | 1 | Electric Baseboard | NULL | Electric | Manual Thermostat - Analog | NULL | NULL | NULL | NULL | NULL | NULL | NULL | Zonal
| SITE_01734 | 1968 | 2010 and earlier | Multifamily Residence | 2804.94 | 934.98 | 1 | Electric Baseboard | NULL | Electric | Manual Thermostat - Analog | NULL | NULL | NULL | NULL | NULL | NULL | NULL | Zonal
| SITE_01734 | 1968 | 2010 and earlier | Multifamily Residence | 2804.94 | 934.98 | 1 | Electric Baseboard | NULL | Electric | Manual Thermostat - Analog | NULL | NULL | NULL | NULL | NULL | NULL | NULL | Zonal
| SITE_01735 | 1970 | 2010 and earlier | Multifamily Residence | 2002.11 | 2002.11 | 1 | Stove/Fireplace | Fireplace - Factory-Built Insert | Electric | Thermostat | NULL | NULL | NULL | NULL | NULL | NULL | NULL | Other
| SITE_01736 | 1971 | 2010 and earlier | Single Family | 10259.39 | 10259.39 | 1 | Air Source Heat Pump | NULL | Electric | Programmable Thermostat | NULL | 7.7 | 2: 7.7-8.2 | Condenser | 2008 | 2010 and earlier | 8 | ASHP
| SITE_01737 | 1959 | 2010 and earlier | Single Family | 12576.67 | 12576.67 | 1 | Zonal Heat | Vertical Wall Heater | Natural Gas | Manual Thermostat - Analog | NULL | NULL | NULL | Unknown | NULL | NULL | NULL | Zonal
| SITE_01738 | 2008 | 2010 and earlier | Multifamily Residence | 2002.39 | 1001.195 | 1 | Zonal Heat | Vertical Wall Heater | Electric | Manual Thermostat - Analog | NULL | NULL | NULL | Unknown | NULL | NULL | NULL | Zonal
| SITE_01738 | 2008 | 2010 and earlier | Multifamily Residence | 2002.39 | 1001.195 | 1 | Zonal Heat | Vertical Wall Heater | Electric | Manual Thermostat - Analog | NULL | NULL | NULL | Unknown | NULL | NULL | NULL | Zonal
| SITE_01739 | 1975 | 2010 and earlier | Single Family | 12576.67 | 12576.67 | 1 | Zonal Heat | Vertical Wall Heater | Electric | Manual Thermostat - Analog | NULL | NULL | NULL | Unknown | NULL | NULL | NULL | Zonal
| SITE_01740 | 1980 | 2010 and earlier | Single Family | 12576.67 | 4192.2233 | 1 | Electric Baseboard | NULL | Electric | Manual Thermostat - Analog | NULL | NULL | NULL | NULL | NULL | NULL | NULL | Zonal
| SITE_01740 | 1980 | 2010 and earlier | Single Family | 12576.67 | 4192.2233 | 1 | Electric Baseboard | NULL | Electric | Manual Thermostat - Analog | NULL | NULL | NULL | NULL | NULL | NULL | NULL | Zonal
| SITE_01740 | 1980 | 2010 and earlier | Single Family | 12576.67 | 4192.2233 | 1 | Electric Baseboard | NULL | Electric | Manual Thermostat - Analog | NULL | NULL | NULL | NULL | NULL | NULL | NULL | Zonal
| SITE_01741 | 2015 | 2011 and later | Multifamily Residence | 2383.66 | 1191.83 | 1 | Zonal Heat | Vertical Wall Heater | Electric | Manual Thermostat - Analog | NULL | NULL | NULL | Unknown | NULL | NULL | NULL | Zonal
| SITE_01741 | 2015 | 2011 and later | Multifamily Residence | 2383.66 | 1191.83 | 1 | Zonal Heat | Electric Plug-In Heater | Electric | Manual Thermostat - Analog | NULL | NULL | NULL | Unknown | NULL | NULL | NULL | Zonal
| SITE_01742 | 1992 | 2010 and earlier | Multifamily Residence | 2002.39 | 2002.39 | 1 | Zonal Heat | Vertical Wall Heater | Electric | Manual Thermostat - Analog | NULL | NULL | NULL | Unknown | NULL | NULL | NULL | Zonal
| SITE_01743 | 1991 | 2010 and earlier | Multifamily Residence | 2383.66 | 2383.66 | 1 | Zonal Heat | Vertical Wall Heater | Electric | Manual Thermostat - Analog | NULL | NULL | NULL | Unknown | NULL | NULL | NULL | Zonal
| SITE_01744 | 1970 | 2010 and earlier | Multifamily Residence | 2002.39 | 400.478 | 1 | Electric Baseboard | NULL | Electric | Manual Thermostat - Analog | NULL | NULL | NULL | NULL | NULL | NULL | NULL | Zonal
| SITE_01744 | 1970 | 2010 and earlier | Multifamily Residence | 2002.39 | 400.478 | 1 | Electric Baseboard | NULL | Electric | Manual Thermostat - Analog | NULL | NULL | NULL | NULL | NULL | NULL | NULL | Zonal
| SITE_01744 | 1970 | 2010 and earlier | Multifamily Residence | 2002.39 | 400.478 | 1 | Electric Baseboard | NULL | Electric | Manual Thermostat - Analog | NULL | NULL | NULL | NULL | NULL | NULL | NULL | Zonal
| SITE_01744 | 1970 | 2010 and earlier | Multifamily Residence | 2002.39 | 400.478 | 1 | Electric Baseboard | NULL | Electric | Manual Thermostat - Analog | NULL | NULL | NULL | NULL | NULL | NULL | NULL | Zonal
| SITE_01744 | 1970 | 2010 and earlier | Multifamily Residence | 2002.39 | 400.478 | 1 | Electric Baseboard | NULL | Electric | Manual Thermostat - Analog | NULL | NULL | NULL | NULL | NULL | NULL | NULL | Zonal
| SITE_01745 | NULL | NULL | Multifamily Residence | 2000.27 | 2000.27 | 1 | Electric Baseboard | NULL | Electric | Manual Thermostat - Analog | NULL | NULL | NULL | NULL | NULL | NULL | NULL | Zonal
| SITE_01746 | 1980 | 2010 and earlier | Manufactured | 1982.27 | 1982.27 | 1 | eFAF | NULL | Electric | Manual Thermostat - Analog | NULL | NULL | NULL | Furnace | NULL | NULL | NULL | eFAF
| SITE_01747 | NULL | NULL | Multifamily Residence | 2002.39 | 2002.39 | 1 | Electric Baseboard | NULL | Electric | Manual Thermostat - Analog | NULL | NULL | NULL | NULL | NULL | NULL | NULL | Zonal
| SITE_01748 | 1983 | 2010 and earlier | Multifamily Residence | 2002.39 | 2002.39 | 1 | Mini-Split HP | NULL | Electric | Manual Thermostat - Digital | NULL | NULL | NULL | Condenser | NULL | NULL | NULL | DHP
| SITE_01749 | 1983 | 2010 and earlier | Multifamily Residence | 2002.39 | 2002.39 | 1 | Mini-Split HP | NULL | Electric | Programmable Thermostat | NULL | NULL | NULL | Condenser | 2010 | 2010 and earlier | 6 | DHP
| SITE_01750 | 1983 | 2010 and earlier | Multifamily Residence | 2002.39 | 2002.39 | 1 | Mini-Split HP | NULL | Electric | Manual Thermostat - Digital | NULL | NULL | NULL | Condenser | NULL | NULL | NULL | DHP
| SITE_01751 | 2008 | 2010 and earlier | Multifamily Residence | 2002.39 | 2002.39 | 1 | Zonal Heat | Vertical Wall Heater | Electric | Manual Thermostat - Analog | NULL | NULL | NULL | Unknown | NULL | NULL | NULL | Zonal
| SITE_01752 | 1995 | 2010 and earlier | Multifamily Residence | 2002.11 | 2002.11 | 1 | Zonal Heat | Vertical Wall Heater | Electric | Manual Thermostat - Analog | NULL | NULL | NULL | Unknown | NULL | NULL | NULL | Zonal
| SITE_01753 | 1978 | 2010 and earlier | Multifamily Residence | 2000.27 | 2000.27 | 1 | eFAF | NULL | Electric | Manual Thermostat - Analog | NULL | NULL | NULL | Furnace | NULL | NULL | NULL | eFAF
| SITE_01754 | 1972 | 2010 and earlier | Multifamily Residence | 2383.66 | 1191.83 | 1 | Electric Baseboard | NULL | Electric | Manual Thermostat - Analog | NULL | NULL | NULL | NULL | NULL | NULL | NULL | Zonal
| SITE_01754 | 1972 | 2010 and earlier | Multifamily Residence | 2383.66 | 1191.83 | 1 | Electric Baseboard | NULL | Electric | Manual Thermostat - Analog | NULL | NULL | NULL | NULL | NULL | NULL | NULL | Zonal
| SITE_01755 | 2010 | 2010 and earlier | Multifamily Residence | 2002.39 | 2002.39 | 1 | Electric Baseboard | NULL | Electric | Programmable Thermostat | NULL | NULL | NULL | NULL | NULL | NULL | NULL | Zonal
| SITE_01756 | 1999 | 2010 and earlier | Manufactured | 1982.27 | 1982.27 | 1 | eFAF | NULL | Electric | Programmable Thermostat | NULL | NULL | NULL | Furnace | NULL | NULL | NULL | eFAF
| SITE_01757 | 2000 | 2010 and earlier | Multifamily Residence | 2000.27 | 2000.27 | 1 | Zonal Heat | Unit Heater | Electric | Manual Thermostat - Analog | NULL | NULL | NULL | Unknown | NULL | NULL | NULL | Zonal
| SITE_01758 | 1980 | 2010 and earlier | Multifamily Residence | 2000.27 | 2000.27 | 1 | Electric Baseboard | NULL | Electric | Manual Thermostat - Analog | NULL | NULL | NULL | NULL | NULL | NULL | NULL | Zonal
| SITE_01759 | NULL | NULL | Multifamily Residence | 2000.27 | 2000.27 | 1 | Zonal Heat | Unit Heater | Electric | Manual Thermostat - Analog | NULL | NULL | NULL | Unknown | NULL | NULL | NULL | Zonal
| SITE_01760 | 1993 | 2010 and earlier | Multifamily Residence | 2000.27 | 1000.135 | 1 | Electric Baseboard | NULL | Electric | Manual Thermostat - Analog | NULL | NULL | NULL | NULL | NULL | NULL | NULL | Zonal
| SITE_01760 | 1993 | 2010 and earlier | Multifamily Residence | 2000.27 | 1000.135 | 1 | Electric Baseboard | NULL | Electric | Manual Thermostat - Analog | NULL | NULL | NULL | NULL | NULL | NULL | NULL | Zonal
| SITE_01761 | 1991 | 2010 and earlier | Manufactured | 1982.27 | 1982.27 | 1 | Air Source Heat Pump | NULL | Electric | Programmable Thermostat | NULL | 7.7 | 2: 7.7-8.2 | Condenser | 2004 | 2010 and earlier | 12 | ASHP
| SITE_01762 | 2008 | 2010 and earlier | Multifamily Residence | 2804.94 | 2804.94 | 1 | Zonal Heat | Vertical Wall Heater | Electric | Unknown | NULL | NULL | NULL | NULL | NULL | NULL | NULL | Zonal
| SITE_01763 | 1974 | 2010 and earlier | Manufactured | 1982.27 | 1982.27 | 1 | eFAF | NULL | Electric | Programmable Thermostat | NULL | NULL | NULL | Furnace | NULL | NULL | NULL | eFAF
| SITE_01764 | 1975 | 2010 and earlier | Manufactured | 997.59 | 997.59 | 1 | eFAF | NULL | Electric | Manual Thermostat - Analog | NULL | NULL | NULL | Furnace | NULL | NULL | NULL | eFAF
| SITE_01765 | 1967 | 2010 and earlier | Multifamily Residence | 2002.11 | 1001.055 | 1 | Electric Baseboard | NULL | Electric | Manual Thermostat - Analog | NULL | NULL | NULL | NULL | NULL | NULL | NULL | Zonal
| SITE_01765 | 1967 | 2010 and earlier | Multifamily Residence | 2002.11 | 1001.055 | 1 | Electric Baseboard | NULL | Electric | Manual Thermostat - Analog | NULL | NULL | NULL | NULL | NULL | NULL | NULL | Zonal
| SITE_01766 | 1980 | 2010 and earlier | Multifamily Residence | 2000.27 | 1000.135 | 1 | Electric Baseboard | NULL | Electric | Manual Thermostat - Analog | NULL | NULL | NULL | NULL | NULL | NULL | NULL | Zonal
| SITE_01766 | 1980 | 2010 and earlier | Multifamily Residence | 2000.27 | 1000.135 | 1 | Electric Baseboard | NULL | Electric | Manual Thermostat - Analog | NULL | NULL | NULL | NULL | NULL | NULL | NULL | Zonal
| SITE_01767 | 1983 | 2010 and earlier | Multifamily Residence | 2002.39 | 2002.39 | 1 | Electric Baseboard | NULL | Electric | Unknown | NULL | NULL | NULL | NULL | NULL | NULL | NULL | Zonal
| SITE_01768 | 2014 | 2011 and later | Multifamily Residence | 2002.39 | 2002.39 | 1 | Zonal Heat | Unit Heater | Electric | Programmable Thermostat | NULL | NULL | NULL | Unknown | NULL | NULL | NULL | Zonal
| SITE_01769 | 2001 | 2010 and earlier | Multifamily Residence | 630.9 | 630.9 | 1 | Zonal Heat | Unit Heater | Electric | Manual Thermostat - Analog | NULL | NULL | NULL | Unknown | NULL | NULL | NULL | Zonal
| SITE_01770 | 1975 | 2010 and earlier | Multifamily Residence | 630.9 | 630.9 | 1 | Electric Baseboard | NULL | Electric | Manual Thermostat - Analog | NULL | NULL | NULL | NULL | NULL | NULL | NULL | Zonal
| SITE_01771 | 1964 | 2010 and earlier | Multifamily Residence | 630.9 | 630.9 | 1 | Zonal Heat | Radiant Ceiling Heat | Electric | Manual Thermostat - Analog | NULL | NULL | NULL | Unknown | NULL | NULL | NULL | Zonal
| SITE_01772 | 1942 | 2010 and earlier | Multifamily Residence | 630.9 | 315.45 | 1 | Zonal Heat | Vertical Wall Heater | Electric | Manual Thermostat - Analog | NULL | NULL | NULL | Unknown | NULL | NULL | NULL | Zonal
| SITE_01772 | 1942 | 2010 and earlier | Multifamily Residence | 630.9 | 315.45 | 1 | Zonal Heat | Unit Heater | Electric | Manual Thermostat - Analog | NULL | NULL | NULL | Unknown | NULL | NULL | NULL | Zonal
| SITE_01773 | NULL | NULL | Multifamily Residence | 739.45 | 739.45 | 1 | Zonal Heat | Unit Heater | Electric | Manual Thermostat - Analog | NULL | NULL | NULL | Unknown | NULL | NULL | NULL | Zonal
| SITE_01774 | NULL | NULL | Multifamily Residence | 739.45 | 739.45 | 1 | Zonal Heat | Unit Heater | Electric | Manual Thermostat - Analog | NULL | NULL | NULL | Unknown | NULL | NULL | NULL | Zonal
| SITE_01775 | 1980 | 2010 and earlier | Multifamily Residence | 739.45 | 246.4833 | 1 | Electric Baseboard | NULL | Electric | Manual Thermostat - Analog | NULL | NULL | NULL | NULL | NULL | NULL | NULL | Zonal
| SITE_01775 | 1980 | 2010 and earlier | Multifamily Residence | 739.45 | 246.4833 | 1 | Electric Baseboard | NULL | Electric | Manual Thermostat - Analog | NULL | NULL | NULL | NULL | NULL | NULL | NULL | Zonal
| SITE_01775 | 1980 | 2010 and earlier | Multifamily Residence | 739.45 | 246.4833 | 1 | Electric Baseboard | NULL | Electric | Manual Thermostat - Analog | NULL | NULL | NULL | NULL | NULL | NULL | NULL | Zonal
| SITE_01776 | 1970 | 2010 and earlier | Multifamily Residence | 630.9 | 315.45 | 1 | Electric Baseboard | NULL | Electric | Manual Thermostat - Analog | NULL | NULL | NULL | NULL | NULL | NULL | NULL | Zonal
| SITE_01776 | 1970 | 2010 and earlier | Multifamily Residence | 630.9 | 315.45 | 1 | Electric Baseboard | NULL | Electric | Manual Thermostat - Analog | NULL | NULL | NULL | NULL | NULL | NULL | NULL | Zonal
| SITE_01777 | 2014 | 2011 and later | Multifamily Residence | 2002.39 | 2002.39 | 1 | Zonal Heat | Vertical Wall Heater | Electric | Manual Thermostat - Analog | NULL | NULL | NULL | Unknown | NULL | NULL | NULL | Zonal
| SITE_01778 | 1971 | 2010 and earlier | Multifamily Residence | 739.45 | 184.8625 | 1 | Electric Baseboard | NULL | Electric | Manual Thermostat - Analog | NULL | NULL | NULL | NULL | NULL | NULL | NULL | Zonal
| SITE_01778 | 1971 | 2010 and earlier | Multifamily Residence | 739.45 | 184.8625 | 1 | Electric Baseboard | NULL | Electric | Manual Thermostat - Analog | NULL | NULL | NULL | NULL | NULL | NULL | NULL | Zonal
| SITE_01778 | 1971 | 2010 and earlier | Multifamily Residence | 739.45 | 184.8625 | 1 | Electric Baseboard | NULL | Electric | Manual Thermostat - Analog | NULL | NULL | NULL | NULL | NULL | NULL | NULL | Zonal
| SITE_01778 | 1971 | 2010 and earlier | Multifamily Residence | 739.45 | 184.8625 | 1 | Electric Baseboard | NULL | Electric | Manual Thermostat - Analog | NULL | NULL | NULL | NULL | NULL | NULL | NULL | Zonal
| SITE_01779 | 1976 | 2010 and earlier | Multifamily Residence | 739.45 | 739.45 | 1 | Stove/Fireplace | Fireplace - Open Hearth | Wood (Cord) | NULL | NULL | NULL | NULL | NULL | NULL | NULL | NULL | Other
| SITE_01780 | 1977 | 2010 and earlier | Multifamily Residence | 2804.94 | 2804.94 | 1 | Zonal Heat | Unit Heater | Electric | Manual Thermostat - Analog | NULL | NULL | NULL | Unknown | NULL | NULL | NULL | Zonal
| SITE_01781 | NULL | NULL | Multifamily Residence | 2000.27 | 666.7567 | 1 | Electric Baseboard | NULL | Electric | Manual Thermostat - Analog | NULL | NULL | NULL | NULL | NULL | NULL | NULL | Zonal
| SITE_01781 | NULL | NULL | Multifamily Residence | 2000.27 | 666.7567 | 1 | Electric Baseboard | NULL | Electric | Programmable Thermostat | NULL | NULL | NULL | NULL | NULL | NULL | NULL | Zonal
| SITE_01781 | NULL | NULL | Multifamily Residence | 2000.27 | 666.7567 | 1 | Electric Baseboard | NULL | Electric | Manual Thermostat - Analog | NULL | NULL | NULL | NULL | NULL | NULL | NULL | Zonal
| SITE_01782 | 1969 | 2010 and earlier | Single Family | 2986.36 | 2986.36 | 1 | Zonal Heat | Radiant Ceiling Heat | Electric | Manual Thermostat - Analog | NULL | NULL | NULL | Unknown | NULL | NULL | NULL | Zonal
| SITE_01783 | 1970 | 2010 and earlier | Multifamily Residence | 739.45 | 739.45 | 1 | Zonal Heat | Electric Plug-In Heater | Electric | Manual Thermostat - Analog | NULL | NULL | NULL | Unknown | NULL | NULL | NULL | Zonal
| SITE_01784 | NULL | NULL | Multifamily Residence | 2000.27 | 1000.135 | 1 | Electric Baseboard | NULL | Electric | Manual Thermostat - Analog | NULL | NULL | NULL | NULL | NULL | NULL | NULL | Zonal
| SITE_01784 | NULL | NULL | Multifamily Residence | 2000.27 | 1000.135 | 1 | Electric Baseboard | NULL | Electric | Manual Thermostat - Analog | NULL | NULL | NULL | NULL | NULL | NULL | NULL | Zonal
| SITE_01785 | 1970 | 2010 and earlier | Multifamily Residence | 739.45 | 739.45 | 1 | Zonal Heat | Unit Heater | Electric | Manual Thermostat - Analog | NULL | NULL | NULL | Unknown | NULL | NULL | NULL | Zonal
| SITE_01786 | 1970 | 2010 and earlier | Multifamily Residence | 739.45 | 739.45 | 1 | Zonal Heat | Vertical Wall Heater | Electric | Manual Thermostat - Analog | NULL | NULL | NULL | Unknown | NULL | NULL | NULL | Zonal
| SITE_01787 | 1940 | 2010 and earlier | Single Family | 2986.36 | 1493.18 | 1 | Electric Baseboard | NULL | Electric | Manual Thermostat - Analog | NULL | NULL | NULL | NULL | NULL | NULL | NULL | Zonal
| SITE_01787 | 1940 | 2010 and earlier | Single Family | 2986.36 | 1493.18 | 1 | Electric Baseboard | NULL | Electric | Manual Thermostat - Analog | NULL | NULL | NULL | NULL | NULL | NULL | NULL | Zonal
| SITE_01788 | 1984 | 2010 and earlier | Single Family | 2986.36 | 2986.36 | 1 | Mini-Split HP | NULL | Electric | Remote Control | NULL | NULL | NULL | Condenser | NULL | NULL | NULL | DHP
| SITE_01789 | 1970 | 2010 and earlier | Multifamily Residence | 739.45 | 739.45 | 1 | Zonal Heat | Vertical Wall Heater | Electric | Manual Thermostat - Analog | NULL | NULL | NULL | Unknown | NULL | NULL | NULL | Zonal
| SITE_01790 | 2016 | 2011 and later | Single Family | 2986.36 | 2986.36 | 1 | gFAF | NULL | Natural Gas | Programmable Thermostat | 40000 | NULL | NULL | Furnace | 2015 | 2011 and later | 1 | gFAF
| SITE_01791 | NULL | NULL | Single Family | 2986.36 | 2986.36 | 1 | Zonal Heat | Unit Heater | Electric | Manual Thermostat - Analog | NULL | NULL | NULL | Unknown | NULL | NULL | NULL | Zonal
| SITE_01792 | 1980 | 2010 and earlier | Multifamily Residence | 739.45 | 369.725 | 1 | Zonal Heat | Unit Heater | Electric | Manual Thermostat - Analog | NULL | NULL | NULL | Unknown | NULL | NULL | NULL | Zonal
| SITE_01792 | 1980 | 2010 and earlier | Multifamily Residence | 739.45 | 369.725 | 1 | Zonal Heat | Vertical Wall Heater | Electric | Manual Thermostat - Analog | NULL | NULL | NULL | Unknown | NULL | NULL | NULL | Zonal
| SITE_01793 | 1982 | 2010 and earlier | Single Family | 2986.36 | 2986.36 | 1 | Zonal Heat | Unit Heater | Electric | Manual Thermostat - Analog | NULL | NULL | NULL | Unknown | NULL | NULL | NULL | Zonal
| SITE_01794 | 1973 | 2010 and earlier | Multifamily Residence | 2000.27 | 1000.135 | 1 | Electric Baseboard | NULL | Electric | Manual Thermostat - Analog | NULL | NULL | NULL | NULL | NULL | NULL | NULL | Zonal
| SITE_01794 | 1973 | 2010 and earlier | Multifamily Residence | 2000.27 | 1000.135 | 1 | Electric Baseboard | NULL | Electric | Manual Thermostat - Analog | NULL | NULL | NULL | NULL | NULL | NULL | NULL | Zonal
| SITE_01795 | 2012 | 2011 and later | Multifamily Residence | 2002.11 | 2002.11 | 1 | Zonal Heat | Unit Heater | Electric | Manual Thermostat - Analog | NULL | NULL | NULL | Unknown | NULL | NULL | NULL | Zonal
| SITE_01796 | 1980 | 2010 and earlier | Single Family | 3801.52 | 950.38 | 1 | Zonal Heat | Unit Heater | Electric | Manual Thermostat - Analog | NULL | NULL | NULL | Unknown | NULL | NULL | NULL | Zonal
| SITE_01796 | 1980 | 2010 and earlier | Single Family | 3801.52 | 950.38 | 1 | Zonal Heat | Unit Heater | Electric | Manual Thermostat - Analog | NULL | NULL | NULL | Unknown | NULL | NULL | NULL | Zonal
| SITE_01796 | 1980 | 2010 and earlier | Single Family | 3801.52 | 950.38 | 1 | Zonal Heat | Unit Heater | Electric | Manual Thermostat - Analog | NULL | NULL | NULL | Unknown | NULL | NULL | NULL | Zonal
| SITE_01796 | 1980 | 2010 and earlier | Single Family | 3801.52 | 950.38 | 1 | Zonal Heat | Unit Heater | Electric | Manual Thermostat - Analog | NULL | NULL | NULL | Unknown | NULL | NULL | NULL | Zonal
| SITE_01797 | 1977 | 2010 and earlier | Multifamily Residence | 2000.27 | 2000.27 | 1 | Electric Baseboard | NULL | Electric | Manual Thermostat - Analog | NULL | NULL | NULL | NULL | NULL | NULL | NULL | Zonal
| SITE_01798 | 1987 | 2010 and earlier | Multifamily Residence | 2000.27 | 2000.27 | 1 | Zonal Heat | Unit Heater | Electric | Manual Thermostat - Analog | NULL | NULL | NULL | Unknown | NULL | NULL | NULL | Zonal
| SITE_01799 | 1992 | 2010 and earlier | Multifamily Residence | 2000.27 | 1000.135 | 1 | Electric Baseboard | NULL | Electric | Manual Thermostat - Analog | NULL | NULL | NULL | NULL | NULL | NULL | NULL | Zonal
| SITE_01799 | 1992 | 2010 and earlier | Multifamily Residence | 2000.27 | 1000.135 | 1 | Electric Baseboard | NULL | Electric | Manual Thermostat - Analog | NULL | NULL | NULL | NULL | NULL | NULL | NULL | Zonal
| SITE_01800 | 1973 | 2010 and earlier | Multifamily Residence | 2000.27 | 2000.27 | 1 | Electric Baseboard | NULL | Electric | Manual Thermostat - Analog | NULL | NULL | NULL | NULL | NULL | NULL | NULL | Zonal
| SITE_01801 | 1998 | 2010 and earlier | Multifamily Residence | 2000.27 | 2000.27 | 1 | Zonal Heat | Unit Heater | Electric | Manual Thermostat - Analog | NULL | NULL | NULL | Unknown | NULL | NULL | NULL | Zonal
| SITE_01802 | 1986 | 2010 and earlier | Single Family | 3801.52 | 3801.52 | 1 | Zonal Heat | Electric Plug-In Heater | Electric | Manual Thermostat - Digital | NULL | NULL | NULL | Unknown | NULL | NULL | NULL | Zonal
| SITE_01803 | 1991 | 2010 and earlier | Multifamily Residence | 2002.39 | 2002.39 | 1 | Zonal Heat | Unit Heater | Electric | Manual Thermostat - Analog | NULL | NULL | NULL | Unknown | NULL | NULL | NULL | Zonal
| SITE_01804 | 2014 | 2011 and later | Multifamily Residence | 2002.39 | 2002.39 | 1 | Zonal Heat | Vertical Wall Heater | Electric | Unknown | NULL | NULL | NULL | NULL | NULL | NULL | NULL | Zonal
| SITE_01805 | 1900 | 2010 and earlier | Single Family | 587.74 | 195.9133 | 1 | Zonal Heat | Vertical Wall Heater | Electric | Manual Thermostat - Analog | NULL | NULL | NULL | Unknown | NULL | NULL | NULL | Zonal
| SITE_01805 | 1900 | 2010 and earlier | Single Family | 587.74 | 195.9133 | 1 | Zonal Heat | Electric Plug-In Heater | Electric | Manual Thermostat - Analog | NULL | NULL | NULL | Unknown | NULL | NULL | NULL | Zonal
| SITE_01805 | 1900 | 2010 and earlier | Single Family | 587.74 | 195.9133 | 1 | Zonal Heat | Electric Plug-In Heater | Electric | Manual Thermostat - Analog | NULL | NULL | NULL | Unknown | NULL | NULL | NULL | Zonal
| SITE_01806 | 1964 | 2010 and earlier | Multifamily Residence | 2002.39 | 1001.195 | 1 | Electric Baseboard | NULL | Electric | Manual Thermostat - Analog | NULL | NULL | NULL | NULL | NULL | NULL | NULL | Zonal
| SITE_01806 | 1964 | 2010 and earlier | Multifamily Residence | 2002.39 | 1001.195 | 1 | Electric Baseboard | NULL | Electric | Manual Thermostat - Analog | NULL | NULL | NULL | NULL | NULL | NULL | NULL | Zonal
| SITE_01807 | 1977 | 2010 and earlier | Multifamily Residence | 2002.39 | 2002.39 | 1 | Zonal Heat | Vertical Wall Heater | Electric | Manual Thermostat - Analog | NULL | NULL | NULL | Unknown | NULL | NULL | NULL | Zonal
| SITE_01808 | 1906 | 2010 and earlier | Multifamily Residence | 2002.39 | 1001.195 | 1 | Electric Baseboard | NULL | Electric | Manual Thermostat - Analog | NULL | NULL | NULL | NULL | NULL | NULL | NULL | Zonal
| SITE_01808 | 1906 | 2010 and earlier | Multifamily Residence | 2002.39 | 1001.195 | 1 | Electric Baseboard | NULL | Electric | Manual Thermostat - Analog | NULL | NULL | NULL | NULL | NULL | NULL | NULL | Zonal
| SITE_01809 | 1940 | 2010 and earlier | Single Family | 2292.4 | 2292.4 | 1 | Stove/Fireplace | Space Heating Stove | Natural Gas | Thermostat | 25000 | NULL | NULL | NULL | NULL | NULL | NULL | Other
| SITE_01810 | 1985 | 2010 and earlier | Multifamily Residence | 2002.39 | 2002.39 | 1 | Stove/Fireplace | Fireplace - Factory-Built Insert | Electric | Thermostat | NULL | NULL | NULL | NULL | NULL | NULL | NULL | Other
| SITE_01811 | 1929 | 2010 and earlier | Multifamily Residence | 2002.39 | 2002.39 | 1 | Zonal Heat | Unit Heater | Electric | Manual Thermostat - Analog | NULL | NULL | NULL | Unknown | NULL | NULL | NULL | Zonal
| SITE_01812 | 1960 | 2010 and earlier | Multifamily Residence | 2002.39 | 1001.195 | 1 | Zonal Heat | Vertical Wall Heater | Electric | Manual Thermostat - Analog | NULL | NULL | NULL | Unknown | NULL | NULL | NULL | Zonal
| SITE_01812 | 1960 | 2010 and earlier | Multifamily Residence | 2002.39 | 1001.195 | 1 | Zonal Heat | Vertical Wall Heater | Electric | Manual Thermostat - Analog | NULL | NULL | NULL | Unknown | NULL | NULL | NULL | Zonal
| SITE_01813 | 2014 | 2011 and later | Multifamily Residence | 2002.39 | 2002.39 | 1 | Zonal Heat | Unit Heater | Electric | Programmable Thermostat | NULL | NULL | NULL | Unknown | NULL | NULL | NULL | Zonal
| SITE_01814 | 1968 | 2010 and earlier | Multifamily Residence | 2002.39 | 1001.195 | 1 | Electric Baseboard | NULL | Electric | Manual Thermostat - Analog | NULL | NULL | NULL | NULL | NULL | NULL | NULL | Zonal
| SITE_01814 | 1968 | 2010 and earlier | Multifamily Residence | 2002.39 | 1001.195 | 1 | Electric Baseboard | NULL | Electric | Manual Thermostat - Analog | NULL | NULL | NULL | NULL | NULL | NULL | NULL | Zonal
| SITE_01815 | NULL | NULL | Multifamily Residence | 2002.39 | 2002.39 | 1 | Radiant Heat | NULL | Building Central System | Unknown | NULL | NULL | NULL | NULL | NULL | NULL | NULL | Zonal
| SITE_01816 | 1960 | 2010 and earlier | Multifamily Residence | 2002.39 | 1001.195 | 1 | Electric Baseboard | NULL | Electric | Manual Thermostat - Analog | NULL | NULL | NULL | NULL | NULL | NULL | NULL | Zonal
| SITE_01816 | 1960 | 2010 and earlier | Multifamily Residence | 2002.39 | 1001.195 | 1 | Electric Baseboard | NULL | Electric | Manual Thermostat - Analog | NULL | NULL | NULL | NULL | NULL | NULL | NULL | Zonal
| SITE_01817 | 1967 | 2010 and earlier | Multifamily Residence | 2002.11 | 2002.11 | 1 | Zonal Heat | Vertical Wall Heater | Electric | Manual Thermostat - Digital | NULL | NULL | NULL | Unknown | NULL | NULL | NULL | Zonal
| SITE_01818 | 1910 | 2010 and earlier | Single Family | 12576.67 | 12576.67 | 1 | gFAF | NULL | Natural Gas | Manual Thermostat - Digital | 50000 | NULL | NULL | Furnace | 2012 | 2011 and later | 4 | gFAF
| SITE_01819 | 2014 | 2011 and later | Multifamily Residence | 2002.11 | 2002.11 | 1 | Zonal Heat | Unit Heater | Electric | Manual Thermostat - Analog | NULL | NULL | NULL | Unknown | NULL | NULL | NULL | Zonal
| SITE_01820 | 1986 | 2010 and earlier | Manufactured | 894.83 | 894.83 | 1 | eFAF | NULL | Electric | Manual Thermostat - Analog | NULL | NULL | NULL | Furnace | 1986 | 2010 and earlier | 30 | eFAF
| SITE_01821 | 1993 | 2010 and earlier | Manufactured | 1745.15 | 1745.15 | 1 | Air Source Heat Pump | NULL | Electric | Programmable Thermostat | NULL | 9.5 | 4: 9.0-10.5 | Condenser | 2016 | 2011 and later | 0 | ASHP
| SITE_01822 | 1980 | 2010 and earlier | Manufactured | 1745.15 | 1745.15 | 1 | Stove/Fireplace | Space Heating Stove | Wood (Cord) | None | NULL | NULL | NULL | NULL | NULL | NULL | NULL | Other
| SITE_01823 | 1973 | 2010 and earlier | Manufactured | 1745.15 | 1745.15 | 1 | Stove/Fireplace | Fireplace - Factory-Built Insert | Wood (Pellets) | Thermostat | NULL | NULL | NULL | NULL | NULL | NULL | NULL | Other
| SITE_01824 | 1986 | 2010 and earlier | Manufactured | 1745.15 | 1745.15 | 1 | eFAF | NULL | Electric | Programmable Thermostat | NULL | NULL | NULL | Furnace | NULL | NULL | NULL | eFAF
| SITE_01825 | 1993 | 2010 and earlier | Manufactured | 1745.15 | 1745.15 | 2 | Zonal Heat | Electric Plug-In Heater | Electric | Manual Thermostat - Digital | NULL | NULL | NULL | Unknown | NULL | NULL | NULL | Zonal
| SITE_01826 | 1991 | 2010 and earlier | Manufactured | 1745.15 | 1745.15 | 1 | eFAF | NULL | Electric | Programmable Thermostat | NULL | NULL | NULL | Furnace | 1990 | 2010 and earlier | 26 | eFAF
| SITE_01827 | 1990 | 2010 and earlier | Manufactured | 894.83 | 894.83 | 1 | eFAF | NULL | Electric | Programmable Thermostat | NULL | NULL | NULL | Furnace | 1990 | 2010 and earlier | 26 | eFAF
| SITE_01828 | 1995 | 2010 and earlier | Manufactured | 1745.15 | 1745.15 | 1 | Air Source Heat Pump | NULL | Electric | Manual Thermostat - Analog | NULL | 7.5 | 1: 7.7 and below | Condenser | 1996 | 2010 and earlier | 20 | ASHP
| SITE_01829 | 1995 | 2010 and earlier | Manufactured | 1745.15 | 1745.15 | 1 | gFAF | NULL | Natural Gas | Programmable Thermostat | 42000 | NULL | NULL | Furnace | NULL | NULL | NULL | gFAF
| SITE_01830 | 1975 | 2010 and earlier | Manufactured | 1745.15 | 1745.15 | 1 | Air Source Heat Pump | NULL | Electric | Manual Thermostat - Digital | NULL | 6.8 | 1: 7.7 and below | Condenser | 2005 | 2010 and earlier | 11 | ASHP
| SITE_01831 | 1999 | 2010 and earlier | Manufactured | 894.83 | 894.83 | 1 | Air Source Heat Pump | NULL | Electric | Programmable Thermostat | NULL | 10 | 4: 9.0-10.5 | Condenser | 2016 | 2011 and later | 0 | ASHP
| SITE_01832 | 1982 | 2010 and earlier | Manufactured | 894.83 | 894.83 | 1 | eFAF | NULL | Electric | Manual Thermostat - Analog | NULL | NULL | NULL | Furnace | 1979 | 2010 and earlier | 37 | eFAF
| SITE_01833 | 1974 | 2010 and earlier | Manufactured | 1745.15 | 1745.15 | 1 | gFAF | NULL | Natural Gas | Programmable Thermostat | NULL | NULL | NULL | Air Handler | NULL | NULL | NULL | gFAF
| SITE_01834 | 1974 | 2010 and earlier | Manufactured | 894.83 | 894.83 | 1 | Stove/Fireplace | Fireplace - Glass Door Over Open Hearth | Wood (Cord) | NULL | NULL | NULL | NULL | NULL | NULL | NULL | NULL | Other
| SITE_01835 | 1975 | 2010 and earlier | Manufactured | 894.83 | 894.83 | 1 | Air Source Heat Pump | NULL | Electric | Manual Thermostat - Analog | NULL | 8.2 | 2: 7.7-8.2 | Condenser | 2007 | 2010 and earlier | 9 | ASHP
| SITE_01836 | 1979 | 2010 and earlier | Manufactured | 894.83 | 894.83 | 1 | Air Source Heat Pump | NULL | Electric | Manual Thermostat - Digital | NULL | 7.2 | 1: 7.7 and below | Condenser | 2002 | 2010 and earlier | 14 | ASHP
| SITE_01837 | 1991 | 2010 and earlier | Manufactured | 1745.15 | 1745.15 | 1 | Air Source Heat Pump | NULL | Electric | Programmable Thermostat | NULL | 8.3 | 3: 8.3-9.0 | Condenser | 2007 | 2010 and earlier | 9 | ASHP
| SITE_01838 | 1997 | 2010 and earlier | Manufactured | 894.83 | 894.83 | 1 | eFAF | NULL | Electric | Manual Thermostat - Digital | NULL | NULL | NULL | Furnace | 1996 | 2010 and earlier | 20 | eFAF
| SITE_01839 | 1970 | 2010 and earlier | Manufactured | 1745.15 | 1745.15 | 1 | eFAF | NULL | Electric | Manual Thermostat - Digital | NULL | NULL | NULL | Furnace | NULL | NULL | NULL | eFAF
| SITE_01840 | 1999 | 2010 and earlier | Manufactured | 894.83 | 894.83 | 1 | eFAF | NULL | Electric | Programmable Thermostat | NULL | NULL | NULL | Furnace | 1998 | 2010 and earlier | 18 | eFAF
| SITE_01841 | 1997 | 2010 and earlier | Manufactured | 894.83 | 894.83 | 1 | Air Source Heat Pump | NULL | Electric | Programmable Thermostat | NULL | 7.5 | 1: 7.7 and below | Condenser | 1997 | 2010 and earlier | 19 | ASHP
| SITE_01842 | 2004 | 2010 and earlier | Manufactured | 1745.15 | 1745.15 | 1 | gFAF | NULL | Natural Gas | Programmable Thermostat | 56000 | NULL | NULL | Furnace | 2010 | 2010 and earlier | 6 | gFAF
| SITE_01843 | 2015 | 2011 and later | Manufactured | 1745.15 | 1745.15 | 1 | Air Source Heat Pump | NULL | Electric | Smart/Wi-Fi Thermostat | NULL | 8.2 | 2: 7.7-8.2 | Condenser | 2016 | 2011 and later | 0 | ASHP
| SITE_01844 | 1996 | 2010 and earlier | Manufactured | 894.83 | 894.83 | 1 | Air Source Heat Pump | NULL | Electric | Programmable Thermostat | NULL | NULL | NULL | Condenser | 2004 | 2010 and earlier | 12 | ASHP
| SITE_01845 | 1986 | 2010 and earlier | Manufactured | 894.83 | 894.83 | 1 | eFAF | NULL | Electric | Programmable Thermostat | NULL | NULL | NULL | Furnace | NULL | NULL | NULL | eFAF
| SITE_01846 | 1995 | 2010 and earlier | Manufactured | 1745.15 | 1745.15 | 1 | Air Source Heat Pump | NULL | Electric | Smart/Wi-Fi Thermostat | NULL | 7.5 | 1: 7.7 and below | Condenser | 2005 | 2010 and earlier | 11 | ASHP
| SITE_01847 | 1966 | 2010 and earlier | Manufactured | 1745.15 | 1745.15 | 1 | Air Source Heat Pump | NULL | Electric | Manual Thermostat - Digital | NULL | 8.2 | 2: 7.7-8.2 | Condenser | 2007 | 2010 and earlier | 9 | ASHP
| SITE_01848 | 1992 | 2010 and earlier | Manufactured | 894.83 | 894.83 | 1 | Air Source Heat Pump | NULL | Electric | Manual Thermostat - Digital | NULL | 8.2 | 2: 7.7-8.2 | Condenser | 2016 | 2011 and later | 0 | ASHP
| SITE_01849 | 2006 | 2010 and earlier | Manufactured | 894.83 | 894.83 | 1 | Air Source Heat Pump | NULL | Electric | Manual Thermostat - Digital | NULL | 8.05 | 2: 7.7-8.2 | Condenser | 2015 | 2011 and later | 1 | ASHP
| SITE_01850 | 2008 | 2010 and earlier | Manufactured | 1745.15 | 1745.15 | 1 | Air Source Heat Pump | NULL | Electric | Manual Thermostat - Digital | NULL | NULL | NULL | Condenser | 2005 | 2010 and earlier | 11 | ASHP
| SITE_01851 | 1974 | 2010 and earlier | Manufactured | 1745.15 | 1745.15 | 1 | Stove/Fireplace | Fireplace - Factory-Built Insert | Wood (Cord) | None | NULL | NULL | NULL | NULL | NULL | NULL | NULL | Other
| SITE_01852 | 1988 | 2010 and earlier | Manufactured | 1745.15 | 1745.15 | 1 | eFAF | NULL | Electric | Programmable Thermostat | NULL | NULL | NULL | Furnace | 2010 | 2010 and earlier | 6 | eFAF
| SITE_01853 | 1997 | 2010 and earlier | Manufactured | 1745.15 | 1745.15 | 1 | Air Source Heat Pump | NULL | Electric | Programmable Thermostat | NULL | 8.2 | 2: 7.7-8.2 | Condenser | 2015 | 2011 and later | 1 | ASHP
| SITE_01854 | 1989 | 2010 and earlier | Manufactured | 1745.15 | 1745.15 | 1 | gFAF | NULL | Natural Gas | Programmable Thermostat | 75000 | NULL | NULL | Furnace | 1989 | 2010 and earlier | 27 | gFAF
| SITE_01855 | 1997 | 2010 and earlier | Manufactured | 894.83 | 894.83 | 1 | eFAF | NULL | Electric | Manual Thermostat - Analog | NULL | NULL | NULL | Furnace | 1997 | 2010 and earlier | 19 | eFAF
| SITE_01856 | 1988 | 2010 and earlier | Manufactured | 1745.15 | 1745.15 | 1 | Air Source Heat Pump | NULL | Electric | Programmable Thermostat | NULL | 7.7 | 2: 7.7-8.2 | Condenser | 2014 | 2011 and later | 2 | ASHP
| SITE_01857 | 1994 | 2010 and earlier | Manufactured | 1745.15 | 1745.15 | 1 | eFAF | NULL | Electric | Programmable Thermostat | NULL | NULL | NULL | Furnace | 1993 | 2010 and earlier | 23 | eFAF
| SITE_01858 | 1992 | 2010 and earlier | Manufactured | 894.83 | 894.83 | 1 | Air Source Heat Pump | NULL | Electric | Programmable Thermostat | NULL | 8 | 2: 7.7-8.2 | Condenser | 1993 | 2010 and earlier | 23 | ASHP
| SITE_01859 | 1999 | 2010 and earlier | Manufactured | 1745.15 | 1745.15 | 1 | Air Source Heat Pump | NULL | Electric | Programmable Thermostat | NULL | 8 | 2: 7.7-8.2 | Condenser | 1998 | 2010 and earlier | 18 | ASHP
| SITE_01860 | 2008 | 2010 and earlier | Manufactured | 1745.15 | 1745.15 | 1 | eFAF | NULL | Electric | Programmable Thermostat | NULL | NULL | NULL | Furnace | 2008 | 2010 and earlier | 8 | eFAF
| SITE_01861 | 1971 | 2010 and earlier | Manufactured | 1745.15 | 1745.15 | 1 | Stove/Fireplace | Space Heating Stove | Wood (Cord) | None | NULL | NULL | NULL | NULL | NULL | NULL | NULL | Other
| SITE_01862 | 1972 | 2010 and earlier | Manufactured | 1745.15 | 1745.15 | 1 | Zonal Heat | Electric Plug-In Heater | Electric | Manual Thermostat - Digital | NULL | NULL | NULL | Unknown | NULL | NULL | NULL | Zonal
| SITE_01863 | 1975 | 2010 and earlier | Manufactured | 1745.15 | 1745.15 | 1 | eFAF | NULL | Electric | Manual Thermostat - Analog | NULL | NULL | NULL | Furnace | 1974 | 2010 and earlier | 42 | eFAF
| SITE_01864 | 1995 | 2010 and earlier | Manufactured | 894.83 | 894.83 | 1 | eFAF | NULL | Electric | Manual Thermostat - Analog | NULL | NULL | NULL | Furnace | 1994 | 2010 and earlier | 22 | eFAF
| SITE_01865 | 1996 | 2010 and earlier | Manufactured | 1745.15 | 1745.15 | 1 | Air Source Heat Pump | NULL | Electric | Programmable Thermostat | NULL | 7.3 | 1: 7.7 and below | Condenser | 2001 | 2010 and earlier | 15 | ASHP
| SITE_01866 | 1975 | 2010 and earlier | Manufactured | 894.83 | 894.83 | 1 | eFAF | NULL | Electric | Programmable Thermostat | NULL | NULL | NULL | Furnace | 1981 | 2010 and earlier | 35 | eFAF
| SITE_01867 | 1987 | 2010 and earlier | Manufactured | 1745.15 | 1745.15 | 1 | Air Source Heat Pump | NULL | Electric | Programmable Thermostat | NULL | 7.7 | 2: 7.7-8.2 | Condenser | 2005 | 2010 and earlier | 11 | ASHP
| SITE_01868 | 1988 | 2010 and earlier | Manufactured | 1745.15 | 1745.15 | 1 | Stove/Fireplace | Space Heating Stove | Wood (Cord) | NULL | NULL | NULL | NULL | NULL | NULL | NULL | NULL | Other
| SITE_01869 | 1973 | 2010 and earlier | Manufactured | 894.83 | 894.83 | 1 | eFAF | NULL | Electric | Programmable Thermostat | NULL | NULL | NULL | Furnace | NULL | NULL | NULL | eFAF
| SITE_01870 | 1989 | 2010 and earlier | Manufactured | 894.83 | 894.83 | 1 | Mini-Split HP | NULL | Electric | Remote Control | NULL | NULL | NULL | Condenser | NULL | NULL | NULL | DHP
| SITE_01871 | 1998 | 2010 and earlier | Manufactured | 1745.15 | 1745.15 | 1 | Air Source Heat Pump | NULL | Electric | Programmable Thermostat | NULL | 8.2 | 2: 7.7-8.2 | Condenser | 2014 | 2011 and later | 2 | ASHP
| SITE_01873 | 2010 | 2010 and earlier | Multifamily Residence | 4053.65 | 4053.65 | 1 | Electric Baseboard | NULL | Electric | Manual Thermostat - Digital | NULL | NULL | NULL | NULL | NULL | NULL | NULL | Zonal
| SITE_01874 | 1981 | 2010 and earlier | Multifamily Residence | 4053.65 | 4053.65 | 1 | gFAF | NULL | Natural Gas | Manual Thermostat - Digital | 60000 | NULL | NULL | Furnace | 2010 | 2010 and earlier | 6 | gFAF
| SITE_01875 | 1964 | 2010 and earlier | Multifamily Residence | 4053.65 | 4053.65 | 1 | Zonal Heat | Unit Heater | Electric | Manual Thermostat - Analog | NULL | NULL | NULL | Unknown | NULL | NULL | NULL | Zonal
| SITE_01876 | NULL | NULL | Multifamily Residence | 4053.65 | 4053.65 | 1 | Zonal Heat | Unit Heater | Electric | Manual Thermostat - Analog | NULL | NULL | NULL | Unknown | NULL | NULL | NULL | Zonal
| SITE_01877 | 1985 | 2010 and earlier | Multifamily Residence | 4053.65 | 4053.65 | 1 | Electric Baseboard | NULL | Electric | Manual Thermostat - Analog | NULL | NULL | NULL | NULL | NULL | NULL | NULL | Zonal
| SITE_01878 | 1976 | 2010 and earlier | Multifamily Residence | 4053.65 | 4053.65 | 1 | Zonal Heat | Electric Plug-In Heater | Electric | Manual Thermostat - Analog | NULL | NULL | NULL | Unknown | NULL | NULL | NULL | Zonal
| SITE_01879 | 1889 | 2010 and earlier | Single Family | 8874.09 | 8874.09 | 1 | Zonal Heat | Unit Heater | Natural Gas | Manual Thermostat - Analog | 25000 | NULL | NULL | Unknown | NULL | NULL | NULL | Zonal
| SITE_01880 | 1970 | 2010 and earlier | Multifamily Residence | 4053.65 | 2026.825 | 1 | Zonal Heat | Vertical Wall Heater | Electric | Manual Thermostat - Analog | NULL | NULL | NULL | Unknown | NULL | NULL | NULL | Zonal
| SITE_01880 | 1970 | 2010 and earlier | Multifamily Residence | 4053.65 | 2026.825 | 1 | Zonal Heat | Unit Heater | Electric | Manual Thermostat - Analog | NULL | NULL | NULL | Unknown | NULL | NULL | NULL | Zonal
| SITE_01881 | 1972 | 2010 and earlier | Multifamily Residence | 4053.65 | 2026.825 | 1 | Electric Baseboard | NULL | Electric | Manual Thermostat - Analog | NULL | NULL | NULL | NULL | NULL | NULL | NULL | Zonal
| SITE_01881 | 1972 | 2010 and earlier | Multifamily Residence | 4053.65 | 2026.825 | 1 | Electric Baseboard | NULL | Electric | Manual Thermostat - Analog | NULL | NULL | NULL | NULL | NULL | NULL | NULL | Zonal
| SITE_01882 | NULL | NULL | Multifamily Residence | 4053.65 | 4053.65 | 1 | Zonal Heat | Vertical Wall Heater | Electric | Manual Thermostat - Analog | NULL | NULL | NULL | Unknown | NULL | NULL | NULL | Zonal
| SITE_01883 | 1993 | 2010 and earlier | Multifamily Residence | 4053.65 | 2026.825 | 1 | Zonal Heat | Unit Heater | Electric | Manual Thermostat - Analog | NULL | NULL | NULL | Unknown | NULL | NULL | NULL | Zonal
| SITE_01883 | 1993 | 2010 and earlier | Multifamily Residence | 4053.65 | 2026.825 | 1 | Zonal Heat | Vertical Wall Heater | Electric | Manual Thermostat - Analog | NULL | NULL | NULL | Unknown | NULL | NULL | NULL | Zonal
| SITE_01884 | 1980 | 2010 and earlier | Multifamily Residence | 751.56 | 375.78 | 1 | Electric Baseboard | NULL | Electric | Manual Thermostat - Analog | NULL | NULL | NULL | NULL | NULL | NULL | NULL | Zonal
| SITE_01884 | 1980 | 2010 and earlier | Multifamily Residence | 751.56 | 375.78 | 1 | Electric Baseboard | NULL | Electric | Manual Thermostat - Analog | NULL | NULL | NULL | NULL | NULL | NULL | NULL | Zonal
| SITE_01885 | 2012 | 2011 and later | Multifamily Residence | 751.56 | 751.56 | 1 | NULL | NULL | NULL | NULL | NULL | NULL | NULL | NULL | NULL | NULL | NULL | Other
| SITE_01886 | 1987 | 2010 and earlier | Multifamily Residence | 751.56 | 751.56 | 1 | NULL | NULL | NULL | NULL | NULL | NULL | NULL | NULL | NULL | NULL | NULL | Other
| SITE_01887 | 1975 | 2010 and earlier | Multifamily Residence | 751.56 | 751.56 | 1 | Mini-Split HP | NULL | Electric | Programmable Thermostat | NULL | NULL | NULL | Condenser | 2009 | 2010 and earlier | 7 | DHP
| SITE_01888 | 1968 | 2010 and earlier | Multifamily Residence | 4053.65 | 4053.65 | 1 | Mini-Split HP | NULL | Electric | Programmable Thermostat | NULL | NULL | NULL | Condenser | 2015 | 2011 and later | 1 | DHP
| SITE_01889 | 1996 | 2010 and earlier | Multifamily Residence | 751.56 | 751.56 | 1 | Zonal Heat | Vertical Wall Heater | Electric | Manual Thermostat - Analog | NULL | NULL | NULL | Unknown | NULL | NULL | NULL | Zonal
| SITE_01890 | 1967 | 2010 and earlier | Multifamily Residence | 751.56 | 375.78 | 1 | Electric Baseboard | NULL | Electric | Manual Thermostat - Analog | NULL | NULL | NULL | NULL | NULL | NULL | NULL | Zonal
| SITE_01890 | 1967 | 2010 and earlier | Multifamily Residence | 751.56 | 375.78 | 1 | Electric Baseboard | NULL | Electric | Manual Thermostat - Analog | NULL | NULL | NULL | NULL | NULL | NULL | NULL | Zonal
| SITE_01891 | 1985 | 2010 and earlier | Single Family | 2292.4 | 2292.4 | 1 | gFAF | NULL | Natural Gas | Programmable Thermostat | 105000 | NULL | NULL | Furnace | 1997 | 2010 and earlier | 19 | gFAF
| SITE_01892 | 2002 | 2010 and earlier | Single Family | 12576.67 | 12576.67 | 1 | gFAF | NULL | Natural Gas | Programmable Thermostat | 40000 | NULL | NULL | Furnace | 2015 | 2011 and later | 1 | gFAF
| SITE_01893 | 1953 | 2010 and earlier | Single Family | 2292.4 | 2292.4 | 1 | Boiler | Hot Water | Oil/Kerosene | Programmable Thermostat | NULL | NULL | NULL | Boiler | NULL | NULL | NULL | Other
| SITE_01894 | 1902 | 2010 and earlier | Single Family | 2292.4 | 2292.4 | 1 | gFAF | NULL | Natural Gas | Programmable Thermostat | 110000 | NULL | NULL | Furnace | 2004 | 2010 and earlier | 12 | gFAF
| SITE_01895 | 1986 | 2010 and earlier | Manufactured | 1982.27 | 1982.27 | 1 | eFAF | NULL | Electric | Manual Thermostat - Analog | NULL | NULL | NULL | Furnace | NULL | NULL | NULL | eFAF
| SITE_01896 | 1984 | 2010 and earlier | Manufactured | 997.59 | 997.59 | 1 | Zonal Heat | Electric Plug-In Heater | Electric | Manual Thermostat - Analog | NULL | NULL | NULL | Unknown | NULL | NULL | NULL | Zonal
| SITE_01897 | 1970 | 2010 and earlier | Single Family | 587.74 | 293.87 | 1 | Zonal Heat | Electric Plug-In Heater | Electric | Manual Thermostat - Analog | NULL | NULL | NULL | Unknown | NULL | NULL | NULL | Zonal
| SITE_01897 | 1970 | 2010 and earlier | Single Family | 587.74 | 293.87 | 1 | Zonal Heat | Electric Plug-In Heater | Electric | Manual Thermostat - Digital | NULL | NULL | NULL | Unknown | NULL | NULL | NULL | Zonal
| SITE_01898 | 1930 | 2010 and earlier | Single Family | 12576.67 | 12576.67 | 1 | gFAF | NULL | Natural Gas | Programmable Thermostat | 60000 | NULL | NULL | Furnace | 1994 | 2010 and earlier | 22 | gFAF
| SITE_01899 | 1986 | 2010 and earlier | Single Family | 12576.67 | 12576.67 | 1 | gFAF | NULL | Natural Gas | Programmable Thermostat | 100000 | NULL | NULL | Furnace | 1983 | 2010 and earlier | 33 | gFAF
| SITE_01900 | 1952 | 2010 and earlier | Single Family | 2292.4 | 2292.4 | 1 | gFAF | NULL | Oil/Kerosene | Manual Thermostat - Analog | 90000 | NULL | NULL | Furnace | NULL | NULL | NULL | gFAF
| SITE_01901 | 1977 | 2010 and earlier | Single Family | 12576.67 | 12576.67 | 1 | gFAF | NULL | Natural Gas | Programmable Thermostat | 75000 | NULL | NULL | Furnace | 2012 | 2011 and later | 4 | gFAF
| SITE_01902 | 1966 | 2010 and earlier | Single Family | 12576.67 | 3144.1675 | 1 | Electric Baseboard | NULL | Electric | Manual Thermostat - Analog | NULL | NULL | NULL | NULL | NULL | NULL | NULL | Zonal
| SITE_01902 | 1966 | 2010 and earlier | Single Family | 12576.67 | 3144.1675 | 1 | Electric Baseboard | NULL | Electric | Manual Thermostat - Analog | NULL | NULL | NULL | NULL | NULL | NULL | NULL | Zonal
| SITE_01902 | 1966 | 2010 and earlier | Single Family | 12576.67 | 3144.1675 | 1 | Electric Baseboard | NULL | Electric | Manual Thermostat - Analog | NULL | NULL | NULL | NULL | NULL | NULL | NULL | Zonal
| SITE_01902 | 1966 | 2010 and earlier | Single Family | 12576.67 | 3144.1675 | 1 | Electric Baseboard | NULL | Electric | Manual Thermostat - Analog | NULL | NULL | NULL | NULL | NULL | NULL | NULL | Zonal
| SITE_01903 | 1996 | 2010 and earlier | Single Family | 3801.52 | 3801.52 | 1 | gFAF | NULL | Natural Gas | Manual Thermostat - Digital | 50000 | NULL | NULL | Furnace | NULL | NULL | NULL | gFAF
| SITE_01904 | 1985 | 2010 and earlier | Single Family | 12576.67 | 12576.67 | 1 | gFAF | NULL | Natural Gas | Programmable Thermostat | NULL | NULL | NULL | Furnace | NULL | NULL | NULL | gFAF
| SITE_01905 | 1989 | 2010 and earlier | Single Family | 12576.67 | 12576.67 | 1 | Air Source Heat Pump | NULL | Electric | Smart/Wi-Fi Thermostat | NULL | 9 | 4: 9.0-10.5 | Condenser | 2011 | 2011 and later | 5 | ASHP
| SITE_01906 | 2007 | 2010 and earlier | Single Family | 12576.67 | 12576.67 | 1 | Stove/Fireplace | Space Heating Stove | Natural Gas | Manual Thermostat - Analog | 23000 | NULL | NULL | NULL | NULL | NULL | NULL | Other
| SITE_01907 | 2001 | 2010 and earlier | Single Family | 10259.39 | 10259.39 | 1 | Air Source Heat Pump | NULL | Electric | Programmable Thermostat | NULL | 8 | 2: 7.7-8.2 | Condenser | 2009 | 2010 and earlier | 7 | ASHP
| SITE_01908 | 1921 | 2010 and earlier | Single Family | 2292.4 | 2292.4 | 1 | gFAF | NULL | Natural Gas | Programmable Thermostat | NULL | NULL | NULL | Furnace | NULL | NULL | NULL | gFAF
| SITE_01909 | 1951 | 2010 and earlier | Single Family | 2292.4 | 2292.4 | 1 | gFAF | NULL | Natural Gas | Programmable Thermostat | 66000 | NULL | NULL | Furnace | 2012 | 2011 and later | 4 | gFAF
| SITE_01910 | 1995 | 2010 and earlier | Single Family | 10259.39 | 10259.39 | 1 | Zonal Heat | Vertical Wall Heater | Electric | Manual Thermostat - Analog | NULL | NULL | NULL | Unknown | NULL | NULL | NULL | Zonal
| SITE_01911 | 1960 | 2010 and earlier | Single Family | 2292.4 | 2292.4 | 1 | gFAF | NULL | Natural Gas | Smart/Wi-Fi Thermostat | NULL | NULL | NULL | Furnace | NULL | NULL | NULL | gFAF
| SITE_01912 | 1975 | 2010 and earlier | Single Family | 12576.67 | 12576.67 | 1 | Zonal Heat | Vertical Wall Heater | Electric | Manual Thermostat - Analog | NULL | NULL | NULL | Unknown | NULL | NULL | NULL | Zonal
| SITE_01913 | 1969 | 2010 and earlier | Single Family | 3801.52 | 3801.52 | 1 | Boiler | Hot Water W/Indirect Water Heater | Natural Gas | Programmable Thermostat | NULL | NULL | NULL | Boiler | NULL | NULL | NULL | Other
| SITE_01914 | 1983 | 2010 and earlier | Single Family | 12576.67 | 12576.67 | 1 | Zonal Heat | Electric Plug-In Heater | Electric | Manual Thermostat - Analog | NULL | NULL | NULL | Unknown | NULL | NULL | NULL | Zonal
| SITE_01915 | 2006 | 2010 and earlier | Single Family | 3801.52 | 3801.52 | 1 | gFAF | NULL | Natural Gas | Programmable Thermostat | NULL | NULL | NULL | Furnace | NULL | NULL | NULL | gFAF
| SITE_01916 | 1996 | 2010 and earlier | Single Family | 12576.67 | 12576.67 | 1 | gFAF | NULL | Natural Gas | Programmable Thermostat | 50000 | NULL | NULL | Furnace | NULL | NULL | NULL | gFAF
| SITE_01917 | 2006 | 2010 and earlier | Single Family | 3801.52 | 3801.52 | 1 | Air Source Heat Pump | Dual Fuel Primary | Electric | Programmable Thermostat | NULL | 8.5 | 3: 8.3-9.0 | Condenser | 2015 | 2011 and later | 1 | ASHP
| SITE_01918 | 1979 | 2010 and earlier | Manufactured | 921.5 | 921.5 | 1 | eFAF | NULL | Electric | Unknown | NULL | NULL | NULL | Furnace | NULL | NULL | NULL | eFAF
| SITE_01919 | 1996 | 2010 and earlier | Manufactured | 1982.27 | 1982.27 | 1 | eFAF | NULL | Electric | Manual Thermostat - Digital | NULL | NULL | NULL | Furnace | NULL | NULL | NULL | eFAF
| SITE_01920 | 1990 | 2010 and earlier | Single Family | 12576.67 | 12576.67 | 1 | gFAF | NULL | Natural Gas | Programmable Thermostat | 120000 | NULL | NULL | Furnace | NULL | NULL | NULL | gFAF
| SITE_01921 | 1985 | 2010 and earlier | Single Family | 12576.67 | 12576.67 | 1 | Zonal Heat | Vertical Wall Heater | Electric | Manual Thermostat - Analog | NULL | NULL | NULL | Unknown | NULL | NULL | NULL | Zonal
| SITE_01922 | 1947 | 2010 and earlier | Single Family | 2292.4 | 2292.4 | 1 | gFAF | NULL | Oil/Kerosene | Programmable Thermostat | NULL | NULL | NULL | Furnace | NULL | NULL | NULL | gFAF
| SITE_01923 | 2004 | 2010 and earlier | Single Family | 2292.4 | 2292.4 | 1 | gFAF | NULL | Natural Gas | Programmable Thermostat | 60000 | NULL | NULL | Furnace | 2003 | 2010 and earlier | 13 | gFAF
| SITE_01924 | 1979 | 2010 and earlier | Single Family | 10259.39 | 5129.695 | 1 | Electric Baseboard | NULL | Electric | Manual Thermostat - Analog | NULL | NULL | NULL | NULL | NULL | NULL | NULL | Zonal
| SITE_01924 | 1979 | 2010 and earlier | Single Family | 10259.39 | 5129.695 | 1 | Electric Baseboard | NULL | Electric | Manual Thermostat - Analog | NULL | NULL | NULL | NULL | NULL | NULL | NULL | Zonal
| SITE_01925 | 2008 | 2010 and earlier | Single Family | 3801.52 | 3801.52 | 1 | gFAF | NULL | Propane | Programmable Thermostat | 75000 | NULL | NULL | Furnace | 2007 | 2010 and earlier | 9 | gFAF
| SITE_01926 | 1989 | 2010 and earlier | Single Family | 12576.67 | 12576.67 | 1 | eFAF | NULL | Electric | Programmable Thermostat | NULL | NULL | NULL | Furnace | NULL | NULL | NULL | eFAF
| SITE_01927 | 1945 | 2010 and earlier | Single Family | 12576.67 | 12576.67 | 1 | gFAF | NULL | Natural Gas | Programmable Thermostat | 80000 | NULL | NULL | Furnace | 2005 | 2010 and earlier | 11 | gFAF
| SITE_01928 | 2007 | 2010 and earlier | Single Family | 5123.47 | 2561.735 | 1 | eFAF | NULL | Electric | Manual Thermostat - Digital | NULL | NULL | NULL | Furnace | 2006 | 2010 and earlier | 10 | eFAF
| SITE_01928 | 2007 | 2010 and earlier | Single Family | 5123.47 | 2561.735 | 1 | eFAF | NULL | Electric | Manual Thermostat - Digital | NULL | NULL | NULL | Furnace | 2006 | 2010 and earlier | 10 | eFAF
| SITE_01929 | 1978 | 2010 and earlier | Single Family | 5123.47 | 2561.735 | 1 | Mini-Split HP | NULL | Electric | Programmable Thermostat | NULL | NULL | NULL | Condenser | 2012 | 2011 and later | 4 | DHP
| SITE_01929 | 1978 | 2010 and earlier | Single Family | 5123.47 | 2561.735 | 1 | Mini-Split HP | NULL | Electric | Programmable Thermostat | NULL | NULL | NULL | Condenser | 2010 | 2010 and earlier | 6 | DHP
| SITE_01930 | 1912 | 2010 and earlier | Single Family | 5123.47 | 2561.735 | 1 | Electric Baseboard | NULL | Electric | Programmable Thermostat | NULL | NULL | NULL | NULL | NULL | NULL | NULL | Zonal
| SITE_01930 | 1912 | 2010 and earlier | Single Family | 5123.47 | 2561.735 | 1 | Electric Baseboard | NULL | Electric | Programmable Thermostat | NULL | NULL | NULL | NULL | NULL | NULL | NULL | Zonal
| SITE_01931 | 2012 | 2011 and later | Single Family | 2986.36 | 2986.36 | 1 | gFAF | NULL | Natural Gas | Programmable Thermostat | 60000 | NULL | NULL | Furnace | 2012 | 2011 and later | 4 | gFAF
| SITE_01932 | 1978 | 2010 and earlier | Single Family | 2986.36 | 2986.36 | 1 | Air Source Heat Pump | NULL | Electric | Programmable Thermostat | NULL | 7.5 | 1: 7.7 and below | Condenser | 2001 | 2010 and earlier | 15 | ASHP
| SITE_01933 | 1994 | 2010 and earlier | Single Family | 5123.47 | 5123.47 | 1 | gFAF | NULL | Natural Gas | Programmable Thermostat | 46000 | NULL | NULL | Furnace | 1994 | 2010 and earlier | 22 | gFAF
| SITE_01934 | 1965 | 2010 and earlier | Single Family | 2986.36 | 2986.36 | 1 | Air Source Heat Pump | NULL | Electric | Programmable Thermostat | NULL | NULL | NULL | Condenser | 2006 | 2010 and earlier | 10 | ASHP
| SITE_01935 | 2008 | 2010 and earlier | Single Family | 5123.47 | 5123.47 | 1 | Boiler | Hot Water | Electric | Smart/Wi-Fi Thermostat | NULL | NULL | NULL | Boiler | NULL | NULL | NULL | Other
| SITE_01936 | 1996 | 2010 and earlier | Single Family | 5123.47 | 5123.47 | 1 | gFAF | NULL | Natural Gas | Programmable Thermostat | 60000 | NULL | NULL | Furnace | 1994 | 2010 and earlier | 22 | gFAF
| SITE_01937 | 1976 | 2010 and earlier | Single Family | 2986.36 | 2986.36 | 1 | Stove/Fireplace | Unknown | Unknown | Unknown | NULL | NULL | NULL | NULL | NULL | NULL | NULL | Other
| SITE_01938 | 1909 | 2010 and earlier | Single Family | 2986.36 | 2986.36 | 1 | gFAF | NULL | Natural Gas | Manual Thermostat - Analog | 92000 | NULL | NULL | Furnace | 1995 | 2010 and earlier | 21 | gFAF
| SITE_01939 | 2013 | 2011 and later | Single Family | 5123.47 | 5123.47 | 1 | gFAF | NULL | Natural Gas | Programmable Thermostat | 40000 | NULL | NULL | Furnace | 2013 | 2011 and later | 3 | gFAF
| SITE_01940 | 1952 | 2010 and earlier | Single Family | 2986.36 | 2986.36 | 1 | Stove/Fireplace | Fireplace - Factory-Built Insert | Natural Gas | Manual Thermostat - Analog | 31000 | NULL | NULL | NULL | NULL | NULL | NULL | Other
| SITE_01941 | 1998 | 2010 and earlier | Single Family | 2986.36 | 2986.36 | 1 | Stove/Fireplace | Fireplace - Factory-Built Insert | Natural Gas | Manual Thermostat - Analog | 16000 | NULL | NULL | NULL | NULL | NULL | NULL | Other
| SITE_01942 | 2005 | 2010 and earlier | Single Family | 2986.36 | 2986.36 | 1 | gFAF | NULL | Natural Gas | Programmable Thermostat | 75000 | NULL | NULL | Furnace | 2003 | 2010 and earlier | 13 | gFAF
| SITE_01943 | 1973 | 2010 and earlier | Single Family | 2986.36 | 2986.36 | 1 | Air Source Heat Pump | NULL | Electric | Programmable Thermostat | NULL | 8.2 | 2: 7.7-8.2 | Condenser | 2007 | 2010 and earlier | 9 | ASHP
| SITE_01944 | 2010 | 2010 and earlier | Single Family | 2986.36 | 2986.36 | 1 | Mini-Split HP | NULL | Electric | Manual Thermostat - Digital | NULL | NULL | NULL | Condenser | 2014 | 2011 and later | 2 | DHP
| SITE_01945 | 1935 | 2010 and earlier | Single Family | 2986.36 | 995.4533 | 1 | Zonal Heat | Unit Heater | Electric | Manual Thermostat - Analog | NULL | NULL | NULL | Unknown | NULL | NULL | NULL | Zonal
| SITE_01945 | 1935 | 2010 and earlier | Single Family | 2986.36 | 995.4533 | 1 | Zonal Heat | Electric Plug-In Heater | Electric | Manual Thermostat - Analog | NULL | NULL | NULL | Unknown | NULL | NULL | NULL | Zonal
| SITE_01945 | 1935 | 2010 and earlier | Single Family | 2986.36 | 995.4533 | 1 | Zonal Heat | Unit Heater | Electric | Manual Thermostat - Analog | NULL | NULL | NULL | Unknown | NULL | NULL | NULL | Zonal
| SITE_01946 | 1920 | 2010 and earlier | Single Family | 5123.47 | 5123.47 | 1 | gFAF | NULL | Oil/Kerosene | Manual Thermostat - Analog | 106250 | NULL | NULL | Furnace | NULL | NULL | NULL | gFAF
| SITE_01947 | 2005 | 2010 and earlier | Single Family | 2986.36 | 2986.36 | 1 | Mini-Split HP | NULL | Electric | Remote Control | NULL | NULL | NULL | Condenser | 2006 | 2010 and earlier | 10 | DHP
| SITE_01948 | 1983 | 2010 and earlier | Single Family | 2986.36 | 2986.36 | 1 | Zonal Heat | Unit Heater | Electric | Manual Thermostat - Analog | NULL | NULL | NULL | Unknown | NULL | NULL | NULL | Zonal
| SITE_01949 | 1966 | 2010 and earlier | Single Family | 5123.47 | 5123.47 | 1 | Zonal Heat | Electric Plug-In Heater | Electric | Manual Thermostat - Digital | NULL | NULL | NULL | Unknown | NULL | NULL | NULL | Zonal
| SITE_01950 | 2006 | 2010 and earlier | Single Family | 2986.36 | 2986.36 | 1 | Air Source Heat Pump | NULL | Electric | Programmable Thermostat | NULL | 7.7 | 2: 7.7-8.2 | Condenser | 2004 | 2010 and earlier | 12 | ASHP
| SITE_01951 | 1995 | 2010 and earlier | Manufactured | 1313.97 | 1313.97 | 1 | Air Source Heat Pump | NULL | Electric | Manual Thermostat - Analog | NULL | NULL | NULL | Condenser | 1997 | 2010 and earlier | 19 | ASHP
| SITE_01952 | 1946 | 2010 and earlier | Single Family | 2986.36 | 2986.36 | 1 | Air Source Heat Pump | Dual Fuel Primary | Electric | Programmable Thermostat | NULL | 8.6 | 3: 8.3-9.0 | Condenser | 2008 | 2010 and earlier | 8 | ASHP
| SITE_01953 | 1985 | 2010 and earlier | Single Family | 2986.36 | 1493.18 | 1 | Zonal Heat | Vertical Wall Heater | Electric | Manual Thermostat - Analog | NULL | NULL | NULL | Unknown | NULL | NULL | NULL | Zonal
| SITE_01953 | 1985 | 2010 and earlier | Single Family | 2986.36 | 1493.18 | 1 | Zonal Heat | Vertical Wall Heater | Electric | Manual Thermostat - Analog | NULL | NULL | NULL | Unknown | NULL | NULL | NULL | Zonal
| SITE_01954 | 1948 | 2010 and earlier | Single Family | 5123.47 | 5123.47 | 1 | Mini-Split HP | NULL | Electric | Programmable Thermostat | NULL | NULL | NULL | Condenser | 2015 | 2011 and later | 1 | DHP
| SITE_01955 | 1990 | 2010 and earlier | Single Family | 2986.36 | 2986.36 | 1 | Air Source Heat Pump | NULL | Electric | Programmable Thermostat | NULL | 8.8 | 3: 8.3-9.0 | Condenser | 2013 | 2011 and later | 3 | ASHP
| SITE_01956 | 1963 | 2010 and earlier | Single Family | 2986.36 | 2986.36 | 1 | Mini-Split HP | NULL | Electric | Manual Thermostat - Digital | NULL | NULL | NULL | Condenser | 2011 | 2011 and later | 5 | DHP
| SITE_01957 | 1994 | 2010 and earlier | Single Family | 2986.36 | 2986.36 | 1 | gFAF | NULL | Natural Gas | Programmable Thermostat | 80000 | NULL | NULL | Furnace | 1994 | 2010 and earlier | 22 | gFAF
| SITE_01958 | 2014 | 2011 and later | Single Family | 2986.36 | 2986.36 | 1 | Mini-Split HP | NULL | Electric | Remote Control | NULL | NULL | NULL | Condenser | 2014 | 2011 and later | 2 | DHP
| SITE_01959 | 2010 | 2010 and earlier | Single Family | 2986.36 | 2986.36 | 1 | gFAF | NULL | Natural Gas | Programmable Thermostat | NULL | NULL | NULL | Furnace | NULL | NULL | NULL | gFAF
| SITE_01960 | 1947 | 2010 and earlier | Single Family | 2986.36 | 2986.36 | 1 | Zonal Heat | Vertical Wall Heater | Electric | Manual Thermostat - Analog | NULL | NULL | NULL | Unknown | NULL | NULL | NULL | Zonal
| SITE_01961 | 2016 | 2011 and later | Single Family | 5123.47 | 5123.47 | 1 | gFAF | NULL | Natural Gas | Programmable Thermostat | 40000 | NULL | NULL | Furnace | 2016 | 2011 and later | 0 | gFAF
| SITE_01962 | 1988 | 2010 and earlier | Single Family | 2986.36 | 2986.36 | 1 | Air Source Heat Pump | NULL | Electric | Programmable Thermostat | NULL | 8.1 | 2: 7.7-8.2 | Condenser | 2004 | 2010 and earlier | 12 | ASHP
| SITE_01963 | 1980 | 2010 and earlier | Single Family | 2986.36 | 1493.18 | 1 | Zonal Heat | Electric Plug-In Heater | Electric | Manual Thermostat - Analog | NULL | NULL | NULL | Unknown | NULL | NULL | NULL | Zonal
| SITE_01963 | 1980 | 2010 and earlier | Single Family | 2986.36 | 1493.18 | 1 | Zonal Heat | Electric Plug-In Heater | Electric | None | NULL | NULL | NULL | Unknown | NULL | NULL | NULL | Zonal
| SITE_01964 | 2015 | 2011 and later | Single Family | 2986.36 | 2986.36 | 1 | Geothermal Heat Pump | Water Loop | Electric | Programmable Thermostat | NULL | NULL | NULL | Condenser | 2014 | 2011 and later | 2 | GSHP
| SITE_01965 | 1965 | 2010 and earlier | Single Family | 2986.36 | 2986.36 | 1 | Zonal Heat | Vertical Wall Heater | Electric | Manual Thermostat - Analog | NULL | NULL | NULL | Unknown | NULL | NULL | NULL | Zonal
| SITE_01966 | 1940 | 2010 and earlier | Single Family | 2986.36 | 995.4533 | 1 | Electric Baseboard | NULL | Electric | Manual Thermostat - Analog | NULL | NULL | NULL | NULL | NULL | NULL | NULL | Zonal
| SITE_01966 | 1940 | 2010 and earlier | Single Family | 2986.36 | 995.4533 | 1 | Electric Baseboard | NULL | Electric | Manual Thermostat - Analog | NULL | NULL | NULL | NULL | NULL | NULL | NULL | Zonal
| SITE_01966 | 1940 | 2010 and earlier | Single Family | 2986.36 | 995.4533 | 1 | Electric Baseboard | NULL | Electric | Manual Thermostat - Analog | NULL | NULL | NULL | NULL | NULL | NULL | NULL | Zonal
| SITE_01967 | 1989 | 2010 and earlier | Manufactured | 1313.97 | 1313.97 | 1 | gFAF | Dual Fuel Primary | Propane | Programmable Thermostat | 90000 | NULL | NULL | Furnace | 2016 | 2011 and later | 0 | gFAF
| SITE_01968 | 1973 | 2010 and earlier | Single Family | 2986.36 | 2986.36 | 1 | Air Source Heat Pump | NULL | Electric | Programmable Thermostat | NULL | 8.3 | 3: 8.3-9.0 | Condenser | 2001 | 2010 and earlier | 15 | ASHP
| SITE_01969 | 1994 | 2010 and earlier | Single Family | 2986.36 | 2986.36 | 1 | gFAF | NULL | Natural Gas | Programmable Thermostat | 132000 | NULL | NULL | Furnace | 1994 | 2010 and earlier | 22 | gFAF
| SITE_01970 | 2009 | 2010 and earlier | Single Family | 2986.36 | 2986.36 | 1 | Zonal Heat | Vertical Wall Heater | Electric | Manual Thermostat - Analog | NULL | NULL | NULL | Unknown | NULL | NULL | NULL | Zonal
| SITE_01971 | 1994 | 2010 and earlier | Single Family | 2986.36 | 2986.36 | 1 | gFAF | NULL | Natural Gas | Programmable Thermostat | 66000 | NULL | NULL | Furnace | 2016 | 2011 and later | 0 | gFAF
| SITE_01972 | 1980 | 2010 and earlier | Single Family | 5123.47 | 5123.47 | 1 | Stove/Fireplace | Space Heating Stove | Propane | Thermostat | 30000 | NULL | NULL | NULL | NULL | NULL | NULL | Other
| SITE_01973 | 1923 | 2010 and earlier | Single Family | 2986.36 | 2986.36 | 1 | Electric Baseboard | NULL | Electric | Programmable Thermostat | NULL | NULL | NULL | NULL | NULL | NULL | NULL | Zonal
| SITE_01974 | 2011 | 2011 and later | Single Family | 2986.36 | 2986.36 | 1 | gFAF | NULL | Natural Gas | Programmable Thermostat | NULL | NULL | NULL | Furnace | NULL | NULL | NULL | gFAF
| SITE_01975 | 2006 | 2010 and earlier | Single Family | 2986.36 | 2986.36 | 1 | Mini-Split HP | NULL | Electric | Programmable Thermostat | NULL | NULL | NULL | Condenser | 2016 | 2011 and later | 0 | DHP
| SITE_01976 | 1997 | 2010 and earlier | Single Family | 12576.67 | 12576.67 | 1 | gFAF | NULL | Natural Gas | Programmable Thermostat | 84000 | NULL | NULL | Furnace | NULL | NULL | NULL | gFAF
| SITE_01977 | 1916 | 2010 and earlier | Single Family | 12576.67 | 12576.67 | 1 | gFAF | NULL | Natural Gas | Programmable Thermostat | 66000 | NULL | NULL | Furnace | 2011 | 2011 and later | 5 | gFAF
| SITE_01978 | 2011 | 2011 and later | Single Family | 2986.36 | 2986.36 | 1 | Geothermal Heat Pump | Ground Loop | Electric | Programmable Thermostat | NULL | NULL | NULL | Condenser | 2014 | 2011 and later | 2 | GSHP
| SITE_01979 | 1963 | 2010 and earlier | Single Family | 5123.47 | 5123.47 | 1 | gFAF | NULL | Natural Gas | Programmable Thermostat | 60000 | NULL | NULL | Furnace | 1994 | 2010 and earlier | 22 | gFAF
| SITE_01980 | 1947 | 2010 and earlier | Single Family | 2986.36 | 2986.36 | 1 | Air Source Heat Pump | NULL | Electric | Programmable Thermostat | NULL | 7.7 | 2: 7.7-8.2 | Condenser | 2002 | 2010 and earlier | 14 | ASHP
| SITE_01981 | 1971 | 2010 and earlier | Single Family | 2986.36 | 2986.36 | 2 | eFAF | NULL | Electric | Manual Thermostat - Analog | NULL | NULL | NULL | Furnace | NULL | NULL | NULL | eFAF
| SITE_01982 | 1987 | 2010 and earlier | Single Family | 5123.47 | 5123.47 | 1 | eFAF | NULL | Electric | Programmable Thermostat | NULL | NULL | NULL | Furnace | 1990 | 2010 and earlier | 26 | eFAF
| SITE_01983 | 1988 | 2010 and earlier | Single Family | 2986.36 | 2986.36 | 1 | eFAF | NULL | Electric | Manual Thermostat - Analog | NULL | NULL | NULL | Furnace | 1988 | 2010 and earlier | 28 | eFAF
| SITE_01984 | 2008 | 2010 and earlier | Single Family | 2986.36 | 2986.36 | 1 | gFAF | NULL | Natural Gas | Programmable Thermostat | 100000 | NULL | NULL | Furnace | 2006 | 2010 and earlier | 10 | gFAF
| SITE_01985 | 1901 | 2010 and earlier | Single Family | 587.74 | 195.9133 | 1 | Electric Baseboard | NULL | Electric | Manual Thermostat - Analog | NULL | NULL | NULL | NULL | NULL | NULL | NULL | Zonal
| SITE_01985 | 1901 | 2010 and earlier | Single Family | 587.74 | 195.9133 | 1 | Electric Baseboard | NULL | Electric | Manual Thermostat - Analog | NULL | NULL | NULL | NULL | NULL | NULL | NULL | Zonal
| SITE_01985 | 1901 | 2010 and earlier | Single Family | 587.74 | 195.9133 | 1 | Electric Baseboard | NULL | Electric | Manual Thermostat - Analog | NULL | NULL | NULL | NULL | NULL | NULL | NULL | Zonal
| SITE_01986 | 1905 | 2010 and earlier | Single Family | 2292.4 | 2292.4 | 1 | gFAF | NULL | Natural Gas | Programmable Thermostat | 66000 | NULL | NULL | Furnace | NULL | NULL | NULL | gFAF
| SITE_01987 | 1923 | 2010 and earlier | Single Family | 2986.36 | 2986.36 | 1 | Zonal Heat | Unit Heater | Electric | Manual Thermostat - Analog | NULL | NULL | NULL | Unknown | NULL | NULL | NULL | Zonal
| SITE_01988 | 1922 | 2010 and earlier | Single Family | 2986.36 | 2986.36 | 1 | Air Source Heat Pump | Dual Fuel Primary | Electric | Programmable Thermostat | NULL | 8.2 | 2: 7.7-8.2 | Condenser | 2013 | 2011 and later | 3 | ASHP
| SITE_01989 | 1933 | 2010 and earlier | Single Family | 2292.4 | 2292.4 | 1 | gFAF | NULL | Oil/Kerosene | Programmable Thermostat | NULL | NULL | NULL | Furnace | NULL | NULL | NULL | gFAF
| SITE_01990 | 1976 | 2010 and earlier | Single Family | 2986.36 | 995.4533 | 1 | Zonal Heat | Unit Heater | Electric | Manual Thermostat - Analog | NULL | NULL | NULL | Unknown | NULL | NULL | NULL | Zonal
| SITE_01990 | 1976 | 2010 and earlier | Single Family | 2986.36 | 995.4533 | 1 | Zonal Heat | Unit Heater | Electric | Manual Thermostat - Analog | NULL | NULL | NULL | Unknown | NULL | NULL | NULL | Zonal
| SITE_01990 | 1976 | 2010 and earlier | Single Family | 2986.36 | 995.4533 | 1 | Zonal Heat | Unit Heater | Electric | Manual Thermostat - Analog | NULL | NULL | NULL | Unknown | NULL | NULL | NULL | Zonal
| SITE_01991 | 1940 | 2010 and earlier | Single Family | 2986.36 | 2986.36 | 1 | Zonal Heat | Electric Plug-In Heater | Electric | Manual Thermostat - Analog | NULL | NULL | NULL | Unknown | NULL | NULL | NULL | Zonal
| SITE_01992 | 1984 | 2010 and earlier | Single Family | 5123.47 | 5123.47 | 1 | gFAF | NULL | Natural Gas | Unknown | 98000 | NULL | NULL | Furnace | 2013 | 2011 and later | 3 | gFAF
| SITE_01993 | 1930 | 2010 and earlier | Single Family | 2986.36 | 2986.36 | 1 | Mini-Split HP | NULL | Electric | Remote Control | NULL | NULL | NULL | Condenser | 2012 | 2011 and later | 4 | DHP
| SITE_01994 | 1998 | 2010 and earlier | Single Family | 2986.36 | 2986.36 | 1 | Air Source Heat Pump | NULL | Electric | Programmable Thermostat | NULL | 8.7 | 3: 8.3-9.0 | Condenser | 2006 | 2010 and earlier | 10 | ASHP
| SITE_01995 | 2001 | 2010 and earlier | Single Family | 5123.47 | 5123.47 | 1 | eFAF | NULL | Electric | Programmable Thermostat | NULL | NULL | NULL | Furnace | 2001 | 2010 and earlier | 15 | eFAF
| SITE_01996 | 2008 | 2010 and earlier | Single Family | 2986.36 | 2986.36 | 1 | Air Source Heat Pump | NULL | Electric | Smart/Wi-Fi Thermostat | NULL | 7.7 | 2: 7.7-8.2 | Condenser | 2008 | 2010 and earlier | 8 | ASHP
| SITE_01997 | 1985 | 2010 and earlier | Single Family | 3801.52 | 3801.52 | 1 | Mini-Split HP | NULL | Electric | Manual Thermostat - Digital | NULL | NULL | NULL | Condenser | 2015 | 2011 and later | 1 | DHP
| SITE_01998 | 2001 | 2010 and earlier | Single Family | 2986.36 | 2986.36 | 1 | Stove/Fireplace | Fireplace - Factory-Built Insert | Wood (Cord) | None | NULL | NULL | NULL | NULL | NULL | NULL | NULL | Other
| SITE_01999 | 2008 | 2010 and earlier | Single Family | 5123.47 | 5123.47 | 1 | Air Source Heat Pump | NULL | Electric | Programmable Thermostat | NULL | 9 | 4: 9.0-10.5 | Condenser | 2010 | 2010 and earlier | 6 | ASHP
| SITE_02000 | 1974 | 2010 and earlier | Single Family | 2986.36 | 2986.36 | 1 | Air Source Heat Pump | NULL | Electric | Programmable Thermostat | NULL | 9.4 | 4: 9.0-10.5 | Condenser | 2009 | 2010 and earlier | 7 | ASHP
| SITE_02001 | 2007 | 2010 and earlier | Single Family | 2986.36 | 2986.36 | 1 | gFAF | NULL | Natural Gas | Smart/Wi-Fi Thermostat | 60000 | NULL | NULL | Furnace | 2007 | 2010 and earlier | 9 | gFAF
| SITE_02002 | 1973 | 2010 and earlier | Single Family | 2986.36 | 2986.36 | 1 | gFAF | NULL | Natural Gas | Programmable Thermostat | 69000 | NULL | NULL | Furnace | 2005 | 2010 and earlier | 11 | gFAF
| SITE_02003 | 1984 | 2010 and earlier | Single Family | 12576.67 | 12576.67 | 1 | Zonal Heat | Vertical Wall Heater | Electric | Manual Thermostat - Digital | NULL | NULL | NULL | Unknown | NULL | NULL | NULL | Zonal
| SITE_02004 | 2007 | 2010 and earlier | Single Family | 2986.36 | 2986.36 | 1 | Mini-Split HP | NULL | Electric | Programmable Thermostat | NULL | NULL | NULL | Condenser | 2009 | 2010 and earlier | 7 | DHP
| SITE_02005 | 1994 | 2010 and earlier | Manufactured | 1313.97 | 1313.97 | 1 | Air Source Heat Pump | NULL | Electric | Manual Thermostat - Analog | NULL | NULL | NULL | Condenser | 2006 | 2010 and earlier | 10 | ASHP
| SITE_02006 | 1972 | 2010 and earlier | Single Family | 2986.36 | 2986.36 | 1 | Air Source Heat Pump | NULL | Electric | Unknown | NULL | NULL | NULL | Condenser | 2001 | 2010 and earlier | 15 | ASHP
| SITE_02007 | 1923 | 2010 and earlier | Single Family | 2986.36 | 2986.36 | 1 | Stove/Fireplace | Space Heating Stove | Wood (Cord) | None | NULL | NULL | NULL | NULL | NULL | NULL | NULL | Other
| SITE_02008 | 1957 | 2010 and earlier | Single Family | 2986.36 | 2986.36 | 1 | gFAF | Dual Fuel Primary | Natural Gas | Smart/Wi-Fi Thermostat | 66000 | NULL | NULL | Furnace | 2015 | 2011 and later | 1 | gFAF
| SITE_02009 | 1981 | 2010 and earlier | Single Family | 2986.36 | 2986.36 | 1 | Zonal Heat | Radiant Ceiling Heat | Electric | Manual Thermostat - Analog | NULL | NULL | NULL | Unknown | NULL | NULL | NULL | Zonal
| SITE_02010 | 1938 | 2010 and earlier | Single Family | 2986.36 | 2986.36 | 1 | gFAF | NULL | Natural Gas | Programmable Thermostat | 60000 | NULL | NULL | Furnace | 2007 | 2010 and earlier | 9 | gFAF
| SITE_02011 | 1984 | 2010 and earlier | Single Family | 2292.4 | 2292.4 | 1 | gFAF | NULL | Natural Gas | Programmable Thermostat | 115000 | NULL | NULL | Furnace | NULL | NULL | NULL | gFAF
| SITE_02012 | 1997 | 2010 and earlier | Manufactured | 1313.97 | 437.99 | 1 | Zonal Heat | Electric Plug-In Heater | Electric | Manual Thermostat - Digital | NULL | NULL | NULL | Unknown | NULL | NULL | NULL | Zonal
| SITE_02012 | 1997 | 2010 and earlier | Manufactured | 1313.97 | 437.99 | 1 | Zonal Heat | Electric Plug-In Heater | Electric | Manual Thermostat - Analog | NULL | NULL | NULL | Unknown | NULL | NULL | NULL | Zonal
| SITE_02012 | 1997 | 2010 and earlier | Manufactured | 1313.97 | 437.99 | 1 | Zonal Heat | Electric Plug-In Heater | Electric | Manual Thermostat - Digital | NULL | NULL | NULL | Unknown | NULL | NULL | NULL | Zonal
| SITE_02013 | 2004 | 2010 and earlier | Single Family | 2986.36 | 2986.36 | 1 | gFAF | NULL | Natural Gas | Manual Thermostat - Digital | 66000 | NULL | NULL | Furnace | 2004 | 2010 and earlier | 12 | gFAF
| SITE_02014 | 1950 | 2010 and earlier | Single Family | 12576.67 | 12576.67 | 1 | gFAF | NULL | Natural Gas | Programmable Thermostat | 60000 | NULL | NULL | Furnace | 2010 | 2010 and earlier | 6 | gFAF
| SITE_02015 | 1986 | 2010 and earlier | Single Family | 2986.36 | 2986.36 | 1 | Stove/Fireplace | Space Heating Stove | Wood (Cord) | None | NULL | NULL | NULL | NULL | NULL | NULL | NULL | Other
| SITE_02016 | 2008 | 2010 and earlier | Single Family | 2986.36 | 2986.36 | 2 | Air Source Heat Pump | NULL | Electric | Unknown | NULL | 9.13 | 4: 9.0-10.5 | Condenser | 2001 | 2010 and earlier | 15 | ASHP
| SITE_02017 | 1953 | 2010 and earlier | Single Family | 2986.36 | 2986.36 | 1 | Air Source Heat Pump | NULL | Electric | Programmable Thermostat | NULL | 8.5 | 3: 8.3-9.0 | Condenser | 2016 | 2011 and later | 0 | ASHP
| SITE_02018 | 1977 | 2010 and earlier | Single Family | 2986.36 | 2986.36 | 1 | Air Source Heat Pump | NULL | Electric | Unknown | NULL | 8 | 2: 7.7-8.2 | Condenser | 1997 | 2010 and earlier | 19 | ASHP
| SITE_02019 | 2016 | 2011 and later | Single Family | 2986.36 | 2986.36 | 1 | gFAF | NULL | Natural Gas | Programmable Thermostat | 60000 | NULL | NULL | Furnace | 2015 | 2011 and later | 1 | gFAF
| SITE_02020 | 1960 | 2010 and earlier | Single Family | 2986.36 | 2986.36 | 1 | Zonal Heat | Radiant Ceiling Heat | Electric | Manual Thermostat - Analog | NULL | NULL | NULL | Unknown | NULL | NULL | NULL | Zonal
| SITE_02021 | 1976 | 2010 and earlier | Single Family | 2986.36 | 2986.36 | 1 | Stove/Fireplace | Space Heating Stove | Wood (Cord) | NULL | NULL | NULL | NULL | NULL | NULL | NULL | NULL | Other
| SITE_02022 | 1979 | 2010 and earlier | Single Family | 5123.47 | 5123.47 | 1 | Stove/Fireplace | Fireplace - Factory-Built Insert | Wood (Cord) | Manual Thermostat - Analog | NULL | NULL | NULL | NULL | NULL | NULL | NULL | Other
| SITE_02023 | 1955 | 2010 and earlier | Single Family | 10259.39 | 10259.39 | 1 | Air Source Heat Pump | NULL | Electric | Programmable Thermostat | NULL | 9 | 4: 9.0-10.5 | Condenser | 2011 | 2011 and later | 5 | ASHP
| SITE_02024 | 1923 | 2010 and earlier | Single Family | 2986.36 | 2986.36 | 1 | Electric Baseboard | NULL | Electric | Manual Thermostat - Analog | NULL | NULL | NULL | NULL | NULL | NULL | NULL | Zonal
| SITE_02025 | 1978 | 2010 and earlier | Single Family | 2986.36 | 2986.36 | 1 | Mini-Split HP | NULL | Electric | Remote Control | NULL | NULL | NULL | Condenser | NULL | NULL | NULL | DHP
| SITE_02026 | 1920 | 2010 and earlier | Single Family | 2986.36 | 2986.36 | 1 | Air Source Heat Pump | NULL | Electric | Programmable Thermostat | NULL | 9 | 4: 9.0-10.5 | Condenser | 2014 | 2011 and later | 2 | ASHP
| SITE_02027 | 1982 | 2010 and earlier | Single Family | 2986.36 | 2986.36 | 1 | eFAF | NULL | Electric | Programmable Thermostat | NULL | NULL | NULL | Furnace | 2010 | 2010 and earlier | 6 | eFAF
| SITE_02028 | 1997 | 2010 and earlier | Single Family | 5123.47 | 5123.47 | 1 | Air Source Heat Pump | NULL | Electric | Unknown | NULL | 9 | 4: 9.0-10.5 | Condenser | 2011 | 2011 and later | 5 | ASHP
| SITE_02029 | 1997 | 2010 and earlier | Single Family | 2986.36 | 2986.36 | 1 | Air Source Heat Pump | NULL | Electric | Programmable Thermostat | NULL | 8 | 2: 7.7-8.2 | Condenser | 2014 | 2011 and later | 2 | ASHP
| SITE_02030 | 1974 | 2010 and earlier | Single Family | 2986.36 | 2986.36 | 1 | Zonal Heat | Electric Plug-In Heater | Electric | Manual Thermostat - Analog | NULL | NULL | NULL | Unknown | NULL | NULL | NULL | Zonal
| SITE_02031 | 1994 | 2010 and earlier | Single Family | 2986.36 | 2986.36 | 1 | gFAF | NULL | Natural Gas | Programmable Thermostat | 60000 | NULL | NULL | Furnace | 2012 | 2011 and later | 4 | gFAF
| SITE_02032 | 1999 | 2010 and earlier | Manufactured | 2658 | 2658 | 1 | eFAF | NULL | Electric | Programmable Thermostat | NULL | NULL | NULL | Furnace | 1999 | 2010 and earlier | 17 | eFAF
| SITE_02033 | 1999 | 2010 and earlier | Single Family | 2986.36 | 2986.36 | 2 | eFAF | NULL | Electric | NULL | NULL | NULL | NULL | Furnace | NULL | NULL | NULL | eFAF
| SITE_02034 | 1996 | 2010 and earlier | Single Family | 2986.36 | 2986.36 | 1 | gFAF | NULL | Natural Gas | Programmable Thermostat | 60000 | NULL | NULL | Furnace | 1996 | 2010 and earlier | 20 | gFAF
| SITE_02035 | 1996 | 2010 and earlier | Single Family | 2986.36 | 2986.36 | 1 | Air Source Heat Pump | NULL | Electric | Programmable Thermostat | NULL | 9 | 4: 9.0-10.5 | Condenser | 2010 | 2010 and earlier | 6 | ASHP
| SITE_02036 | 1995 | 2010 and earlier | Single Family | 2986.36 | 2986.36 | 1 | gFAF | NULL | Natural Gas | Unknown | 100000 | NULL | NULL | Furnace | 2009 | 2010 and earlier | 7 | gFAF
| SITE_02037 | 2005 | 2010 and earlier | Manufactured | 1313.97 | 1313.97 | 1 | Air Source Heat Pump | NULL | Electric | Programmable Thermostat | NULL | 8.2 | 2: 7.7-8.2 | Condenser | 2006 | 2010 and earlier | 10 | ASHP
| SITE_02038 | 1989 | 2010 and earlier | Single Family | 2986.36 | 2986.36 | 1 | gFAF | NULL | Natural Gas | Programmable Thermostat | 92000 | NULL | NULL | Furnace | 2001 | 2010 and earlier | 15 | gFAF
| SITE_02039 | 1975 | 2010 and earlier | Single Family | 2986.36 | 2986.36 | 1 | Air Source Heat Pump | NULL | Electric | Programmable Thermostat | NULL | 7.5 | 1: 7.7 and below | Condenser | 1995 | 2010 and earlier | 21 | ASHP
| SITE_02040 | 1983 | 2010 and earlier | Manufactured | 2658 | 2658 | 1 | Air Source Heat Pump | NULL | Electric | Smart/Wi-Fi Thermostat | NULL | 7.08 | 1: 7.7 and below | Condenser | 1998 | 2010 and earlier | 18 | ASHP
| SITE_02041 | 1969 | 2010 and earlier | Single Family | 12576.67 | 12576.67 | 1 | gFAF | NULL | Natural Gas | Programmable Thermostat | 88000 | NULL | NULL | Furnace | NULL | NULL | NULL | gFAF
| SITE_02042 | 1999 | 2010 and earlier | Single Family | 12576.67 | 12576.67 | 1 | gFAF | NULL | Natural Gas | Smart/Wi-Fi Thermostat | 69000 | NULL | NULL | Furnace | 1999 | 2010 and earlier | 17 | gFAF
| SITE_02043 | 1984 | 2010 and earlier | Single Family | 12576.67 | 12576.67 | 1 | Zonal Heat | Unit Heater | Electric | Manual Thermostat - Analog | NULL | NULL | NULL | Unknown | NULL | NULL | NULL | Zonal
| SITE_02044 | 1948 | 2010 and earlier | Single Family | 12576.67 | 12576.67 | 1 | gFAF | NULL | Natural Gas | Programmable Thermostat | 45000 | NULL | NULL | Furnace | NULL | NULL | NULL | gFAF
| SITE_02045 | 2000 | 2010 and earlier | Single Family | 10259.39 | 10259.39 | 1 | gFAF | NULL | Natural Gas | Programmable Thermostat | 69000 | NULL | NULL | Furnace | 1999 | 2010 and earlier | 17 | gFAF
| SITE_02046 | 1946 | 2010 and earlier | Single Family | 10259.39 | 10259.39 | 1 | gFAF | NULL | Natural Gas | Programmable Thermostat | 75000 | NULL | NULL | Furnace | NULL | NULL | NULL | gFAF
| SITE_02047 | 1905 | 2010 and earlier | Single Family | 10259.39 | 10259.39 | 1 | gFAF | NULL | Natural Gas | Programmable Thermostat | 100000 | NULL | NULL | Furnace | NULL | NULL | NULL | gFAF
| SITE_02048 | 1927 | 2010 and earlier | Single Family | 2292.4 | 2292.4 | 1 | gFAF | NULL | Natural Gas | Manual Thermostat - Analog | 100000 | NULL | NULL | Furnace | NULL | NULL | NULL | gFAF
| SITE_02049 | 1986 | 2010 and earlier | Single Family | 12576.67 | 12576.67 | 1 | gFAF | NULL | Natural Gas | Programmable Thermostat | 100000 | NULL | NULL | Furnace | NULL | NULL | NULL | gFAF
| SITE_02050 | 1967 | 2010 and earlier | Single Family | 10259.39 | 10259.39 | 1 | gFAF | NULL | Natural Gas | Programmable Thermostat | 92000 | NULL | NULL | Furnace | 1994 | 2010 and earlier | 22 | gFAF
| SITE_02051 | NULL | NULL | Manufactured | 1982.27 | 1982.27 | 1 | Air Source Heat Pump | NULL | Electric | Programmable Thermostat | NULL | 8.2 | 2: 7.7-8.2 | Condenser | 2011 | 2011 and later | 5 | ASHP
| SITE_02052 | 1960 | 2010 and earlier | Single Family | 2292.4 | 2292.4 | 1 | gFAF | NULL | Natural Gas | Programmable Thermostat | 80000 | NULL | NULL | Furnace | 2009 | 2010 and earlier | 7 | gFAF
| SITE_02053 | 1953 | 2010 and earlier | Single Family | 12576.67 | 12576.67 | 1 | gFAF | NULL | Natural Gas | Smart/Wi-Fi Thermostat | 60000 | NULL | NULL | Furnace | NULL | NULL | NULL | gFAF
| SITE_02054 | 1928 | 2010 and earlier | Single Family | 2986.36 | 2986.36 | 1 | Zonal Heat | Unit Heater | Electric | Manual Thermostat - Analog | NULL | NULL | NULL | Unknown | NULL | NULL | NULL | Zonal
| SITE_02055 | 1986 | 2010 and earlier | Single Family | 2986.36 | 1493.18 | 1 | Zonal Heat | Unit Heater | Electric | Manual Thermostat - Analog | NULL | NULL | NULL | Unknown | NULL | NULL | NULL | Zonal
| SITE_02055 | 1986 | 2010 and earlier | Single Family | 2986.36 | 1493.18 | 1 | Zonal Heat | Unit Heater | Electric | Manual Thermostat - Analog | NULL | NULL | NULL | Unknown | NULL | NULL | NULL | Zonal
| SITE_02056 | 1956 | 2010 and earlier | Single Family | 2986.36 | 2986.36 | 1 | gFAF | NULL | Natural Gas | Programmable Thermostat | 75000 | NULL | NULL | Furnace | 2000 | 2010 and earlier | 16 | gFAF
| SITE_02057 | 1973 | 2010 and earlier | Single Family | 2986.36 | 2986.36 | 1 | Mini-Split HP | NULL | Electric | Programmable Thermostat | NULL | NULL | NULL | Condenser | 2010 | 2010 and earlier | 6 | DHP
| SITE_02058 | 1954 | 2010 and earlier | Single Family | 587.74 | 146.935 | 1 | Electric Baseboard | NULL | Electric | Manual Thermostat - Analog | NULL | NULL | NULL | NULL | NULL | NULL | NULL | Zonal
| SITE_02058 | 1954 | 2010 and earlier | Single Family | 587.74 | 146.935 | 1 | Electric Baseboard | NULL | Electric | Manual Thermostat - Analog | NULL | NULL | NULL | NULL | NULL | NULL | NULL | Zonal
| SITE_02058 | 1954 | 2010 and earlier | Single Family | 587.74 | 146.935 | 1 | Electric Baseboard | NULL | Electric | Manual Thermostat - Analog | NULL | NULL | NULL | NULL | NULL | NULL | NULL | Zonal
| SITE_02058 | 1954 | 2010 and earlier | Single Family | 587.74 | 146.935 | 1 | Electric Baseboard | NULL | Electric | Manual Thermostat - Analog | NULL | NULL | NULL | NULL | NULL | NULL | NULL | Zonal
| SITE_02059 | 2013 | 2011 and later | Single Family | 2986.36 | 2986.36 | 1 | Boiler | Hot Water | Electric | Manual Thermostat - Analog | NULL | NULL | NULL | Boiler | NULL | NULL | NULL | Other
| SITE_02060 | 1992 | 2010 and earlier | Single Family | 3801.52 | 3801.52 | 1 | gFAF | NULL | Natural Gas | Programmable Thermostat | 75000 | NULL | NULL | Furnace | 2005 | 2010 and earlier | 11 | gFAF
| SITE_02061 | 1996 | 2010 and earlier | Single Family | 12576.67 | 12576.67 | 1 | gFAF | NULL | Natural Gas | Programmable Thermostat | 84000 | NULL | NULL | Furnace | NULL | NULL | NULL | gFAF
| SITE_02062 | 1985 | 2010 and earlier | Single Family | 12576.67 | 12576.67 | 1 | gFAF | NULL | Natural Gas | Programmable Thermostat | 45000 | NULL | NULL | Furnace | NULL | NULL | NULL | gFAF
| SITE_02063 | 1974 | 2010 and earlier | Single Family | 12576.67 | 12576.67 | 1 | gFAF | NULL | Oil/Kerosene | Programmable Thermostat | NULL | NULL | NULL | Furnace | NULL | NULL | NULL | gFAF
| SITE_02064 | 1986 | 2010 and earlier | Single Family | 12576.67 | 6288.335 | 1 | Mini-Split HP | NULL | Electric | Programmable Thermostat | NULL | NULL | NULL | Condenser | 2014 | 2011 and later | 2 | DHP
| SITE_02064 | 1986 | 2010 and earlier | Single Family | 12576.67 | 6288.335 | 1 | Mini-Split HP | NULL | Electric | Programmable Thermostat | NULL | NULL | NULL | Condenser | 2014 | 2011 and later | 2 | DHP
| SITE_02065 | 2005 | 2010 and earlier | Single Family | 12576.67 | 12576.67 | 1 | gFAF | NULL | Natural Gas | Programmable Thermostat | 60000 | NULL | NULL | Furnace | 2014 | 2011 and later | 2 | gFAF
| SITE_02066 | 1970 | 2010 and earlier | Single Family | 12576.67 | 12576.67 | 1 | gFAF | NULL | Natural Gas | Manual Thermostat - Analog | 80000 | NULL | NULL | Furnace | NULL | NULL | NULL | gFAF
| SITE_02067 | 2015 | 2011 and later | Single Family | 3801.52 | 3801.52 | 1 | gFAF | NULL | Natural Gas | Manual Thermostat - Digital | 66000 | NULL | NULL | Furnace | 2014 | 2011 and later | 2 | gFAF
| SITE_02068 | 1992 | 2010 and earlier | Multifamily Residence | 687.85 | 687.85 | 2 | Electric Baseboard | NULL | Electric | Manual Thermostat - Analog | NULL | NULL | NULL | NULL | NULL | NULL | NULL | Zonal
| SITE_02069 | 1950 | 2010 and earlier | Single Family | 2348.97 | 2348.97 | 2 | Zonal Heat | Vertical Wall Heater | Natural Gas | Programmable Thermostat | NULL | NULL | NULL | Unknown | NULL | NULL | NULL | Zonal

## RBSA Query Result - Cooling
RBSA Query Result - Cooling
RBSA Query result for cooling systems
| PK_SiteID | vintage | building_vintage_category | Building Type | Site_Case_Weight | adj_weight | cz | System.Type | System.Sub.Type | fuel | Control.Type | capacity | SEER | seer_bin | Component 1 | Component 1 Year of Manufacture | eqpt_vintage_category | HVACage | HVACType
| SITE_00001 | 1969 | 2010 and earlier | Multifamily Residence | 751.56 | 751.56 | 1 | No Cooling | NULL | NULL | NULL | NULL | NULL | NULL | NULL | NULL | NULL | NULL | None
| SITE_00002 | 1968 | 2010 and earlier | Manufactured | 997.59 | 997.59 | 1 | Central AC | NULL | Electric | Programmable Thermostat | 24000 | 13 | 3: 13.0-13.9 | Condenser | 2014 | 2011 and later | 2 | CAC
| SITE_00003 | 1984 | 2010 and earlier | Manufactured | 997.59 | 997.59 | 1 | No Cooling | NULL | NULL | NULL | NULL | NULL | NULL | NULL | NULL | NULL | NULL | None
| SITE_00004 | 1982 | 2010 and earlier | Manufactured | 997.59 | 997.59 | 1 | No Cooling | NULL | NULL | NULL | NULL | NULL | NULL | NULL | NULL | NULL | NULL | None
| SITE_00005 | 1973 | 2010 and earlier | Manufactured | 997.59 | 997.59 | 1 | No Cooling | NULL | NULL | NULL | NULL | NULL | NULL | NULL | NULL | NULL | NULL | None
| SITE_00006 | 1992 | 2010 and earlier | Manufactured | 997.59 | 997.59 | 1 | Air Source Heat Pump | NULL | Electric | Programmable Thermostat | 30000 | 13 | 3: 13.0-13.9 | Condenser | 2013 | 2011 and later | 3 | ASHP
| SITE_00007 | 1971 | 2010 and earlier | Manufactured | 997.59 | 997.59 | 1 | No Cooling | NULL | NULL | NULL | NULL | NULL | NULL | NULL | NULL | NULL | NULL | None
| SITE_00008 | 1983 | 2010 and earlier | Single Family | 3801.52 | 3801.52 | 1 | No Cooling | NULL | NULL | NULL | NULL | NULL | NULL | NULL | NULL | NULL | NULL | None
| SITE_00009 | 2007 | 2010 and earlier | Manufactured | 921.5 | 921.5 | 1 | No Cooling | NULL | NULL | NULL | NULL | NULL | NULL | NULL | NULL | NULL | NULL | None
| SITE_00010 | 1971 | 2010 and earlier | Manufactured | 1982.27 | 1982.27 | 1 | Mini-Split HP | NULL | Electric | Programmable Thermostat | NULL | NULL | NULL | Condenser | NULL | NULL | NULL | DHP
| SITE_00011 | 1987 | 2010 and earlier | Manufactured | 921.5 | 921.5 | 1 | Air Source Heat Pump | NULL | Electric | Programmable Thermostat | 23800 | 14.5 | 4: 14.0-16.9 | Condenser | 2014 | 2011 and later | 2 | ASHP
| SITE_00012 | 1970 | 2010 and earlier | Manufactured | 1982.27 | 1982.27 | 1 | No Cooling | NULL | NULL | NULL | NULL | NULL | NULL | NULL | NULL | NULL | NULL | None
| SITE_00013 | 1972 | 2010 and earlier | Manufactured | 921.5 | 921.5 | 1 | No Cooling | NULL | NULL | NULL | NULL | NULL | NULL | NULL | NULL | NULL | NULL | None
| SITE_00014 | 1995 | 2010 and earlier | Manufactured | 921.5 | 921.5 | 1 | Air Source Heat Pump | NULL | Electric | Programmable Thermostat | 23000 | 22 | 5: 17.0 or higher | Condenser | 2014 | 2011 and later | 2 | ASHP
| SITE_00015 | 1997 | 2010 and earlier | Manufactured | 921.5 | 921.5 | 1 | No Cooling | NULL | NULL | NULL | NULL | NULL | NULL | NULL | NULL | NULL | NULL | None
| SITE_00016 | 1986 | 2010 and earlier | Manufactured | 1313.97 | 1313.97 | 1 | No Cooling | NULL | NULL | NULL | NULL | NULL | NULL | NULL | NULL | NULL | NULL | None
| SITE_00017 | 1968 | 2010 and earlier | Manufactured | 997.59 | 997.59 | 1 | Packaged AC | Window Air Conditioner | Unknown | Manual Thermostat - Analog | 5000 | NULL | NULL | Packaged AC | NULL | NULL | NULL | PTAC/RAC
| SITE_00018 | 1978 | 2010 and earlier | Manufactured | 997.59 | 997.59 | 1 | Air Source Heat Pump | NULL | Electric | Programmable Thermostat | 30000 | 13 | 3: 13.0-13.9 | Condenser | 2009 | 2010 and earlier | 7 | ASHP
| SITE_00019 | 1990 | 2010 and earlier | Manufactured | 997.59 | 997.59 | 1 | No Cooling | NULL | NULL | NULL | NULL | NULL | NULL | NULL | NULL | NULL | NULL | None
| SITE_00020 | 2000 | 2010 and earlier | Manufactured | 997.59 | 997.59 | 1 | Air Source Heat Pump | NULL | Electric | Manual Thermostat - Analog | 28000 | 13.5 | 3: 13.0-13.9 | Condenser | 2012 | 2011 and later | 4 | ASHP
| SITE_00021 | 2017 | 2011 and later | Single Family | 2986.36 | 2986.36 | 1 | Air Source Heat Pump | NULL | Electric | Programmable Thermostat | 34600 | 14 | 4: 14.0-16.9 | Condenser | 2017 | 2011 and later | -1 | ASHP
| SITE_00022 | 1971 | 2010 and earlier | Manufactured | 921.5 | 921.5 | 1 | No Cooling | NULL | NULL | NULL | NULL | NULL | NULL | NULL | NULL | NULL | NULL | None
| SITE_00023 | 1998 | 2010 and earlier | Manufactured | 1313.97 | 1313.97 | 1 | No Cooling | NULL | NULL | NULL | NULL | NULL | NULL | NULL | NULL | NULL | NULL | None
| SITE_00024 | 1973 | 2010 and earlier | Manufactured | 1313.97 | 1313.97 | 1 | No Cooling | NULL | NULL | NULL | NULL | NULL | NULL | NULL | NULL | NULL | NULL | None
| SITE_00025 | 1979 | 2010 and earlier | Manufactured | 1313.97 | 1313.97 | 1 | No Cooling | NULL | NULL | NULL | NULL | NULL | NULL | NULL | NULL | NULL | NULL | None
| SITE_00026 | 2010 | 2010 and earlier | Single Family | 2986.36 | 2986.36 | 1 | No Cooling | NULL | NULL | NULL | NULL | NULL | NULL | NULL | NULL | NULL | NULL | None
| SITE_00027 | NULL | NULL | Manufactured | 1313.97 | 1313.97 | 1 | No Cooling | NULL | NULL | NULL | NULL | NULL | NULL | NULL | NULL | NULL | NULL | None
| SITE_00028 | 1976 | 2010 and earlier | Manufactured | 1313.97 | 1313.97 | 1 | Packaged AC | Through-Wall Air Conditioner | Unknown | Manual Thermostat - Analog | 5000 | NULL | NULL | Packaged AC | 2014 | 2011 and later | 2 | PTAC/RAC
| SITE_00029 | 1971 | 2010 and earlier | Manufactured | 1313.97 | 1313.97 | 1 | No Cooling | NULL | NULL | NULL | NULL | NULL | NULL | NULL | NULL | NULL | NULL | None
| SITE_00030 | 1976 | 2010 and earlier | Manufactured | 1313.97 | 1313.97 | 1 | No Cooling | NULL | NULL | NULL | NULL | NULL | NULL | NULL | NULL | NULL | NULL | None
| SITE_00031 | 1974 | 2010 and earlier | Manufactured | 1313.97 | 1313.97 | 1 | Packaged AC | Portable Air Conditioner | Unknown | Manual Thermostat - Digital | 11000 | NULL | NULL | Packaged AC | NULL | NULL | NULL | PTAC/RAC
| SITE_00032 | 1991 | 2010 and earlier | Manufactured | 1313.97 | 1313.97 | 1 | Air Source Heat Pump | NULL | Electric | Programmable Thermostat | 36000 | 14 | 4: 14.0-16.9 | Condenser | 2016 | 2011 and later | 0 | ASHP
| SITE_00033 | 1967 | 2010 and earlier | Manufactured | 1313.97 | 1313.97 | 1 | Packaged AC | Through-Wall Air Conditioner | Unknown | Manual Thermostat - Digital | 5400 | NULL | NULL | Packaged AC | NULL | NULL | NULL | PTAC/RAC
| SITE_00034 | 2015 | 2011 and later | Manufactured | 1313.97 | 1313.97 | 1 | Air Source Heat Pump | NULL | Electric | Programmable Thermostat | 22400 | 13.25 | 3: 13.0-13.9 | Condenser | 2015 | 2011 and later | 1 | ASHP
| SITE_00035 | 1980 | 2010 and earlier | Manufactured | 1313.97 | 1313.97 | 1 | Air Source Heat Pump | NULL | Electric | Manual Thermostat - Analog | NULL | NULL | NULL | Condenser | 2001 | 2010 and earlier | 15 | ASHP
| SITE_00036 | 1998 | 2010 and earlier | Manufactured | 1313.97 | 1313.97 | 1 | No Cooling | NULL | NULL | NULL | NULL | NULL | NULL | NULL | NULL | NULL | NULL | None
| SITE_00037 | 1979 | 2010 and earlier | Manufactured | 1313.97 | 1313.97 | 1 | No Cooling | NULL | NULL | NULL | NULL | NULL | NULL | NULL | NULL | NULL | NULL | None
| SITE_00038 | 1986 | 2010 and earlier | Manufactured | 1313.97 | 656.985 | 1 | Packaged AC | Window Air Conditioner | Unknown | Manual Thermostat - Digital | 14000 | NULL | NULL | Packaged AC | NULL | NULL | NULL | PTAC/RAC
| SITE_00038 | 1986 | 2010 and earlier | Manufactured | 1313.97 | 656.985 | 1 | Packaged AC | Window Air Conditioner | Unknown | Manual Thermostat - Digital | 12000 | NULL | NULL | Packaged AC | 2016 | 2011 and later | 0 | PTAC/RAC
| SITE_00039 | 1982 | 2010 and earlier | Manufactured | 1313.97 | 1313.97 | 1 | Air Source Heat Pump | NULL | Electric | Programmable Thermostat | NULL | NULL | NULL | Condenser | NULL | NULL | NULL | ASHP
| SITE_00040 | 1999 | 2010 and earlier | Manufactured | 1313.97 | 328.4925 | 1 | Packaged AC | Window Air Conditioner | Unknown | Manual Thermostat - Digital | 12000 | NULL | NULL | Packaged AC | 2010 | 2010 and earlier | 6 | PTAC/RAC
| SITE_00040 | 1999 | 2010 and earlier | Manufactured | 1313.97 | 328.4925 | 1 | Packaged AC | Through-Wall Air Conditioner | Unknown | Manual Thermostat - Digital | 5200 | NULL | NULL | Packaged AC | 2000 | 2010 and earlier | 16 | PTAC/RAC
| SITE_00040 | 1999 | 2010 and earlier | Manufactured | 1313.97 | 328.4925 | 1 | Packaged AC | Window Air Conditioner | Unknown | Manual Thermostat - Analog | NULL | NULL | NULL | Packaged AC | NULL | NULL | NULL | PTAC/RAC
| SITE_00040 | 1999 | 2010 and earlier | Manufactured | 1313.97 | 328.4925 | 1 | Packaged AC | Window Air Conditioner | Unknown | Manual Thermostat - Digital | 5000 | NULL | NULL | Packaged AC | NULL | NULL | NULL | PTAC/RAC
| SITE_00041 | 1970 | 2010 and earlier | Multifamily Residence | 2002.11 | 2002.11 | 1 | No Cooling | NULL | NULL | NULL | NULL | NULL | NULL | NULL | NULL | NULL | NULL | None
| SITE_00042 | 1967 | 2010 and earlier | Multifamily Residence | 2002.11 | 2002.11 | 1 | No Cooling | NULL | NULL | NULL | NULL | NULL | NULL | NULL | NULL | NULL | NULL | None
| SITE_00043 | 1970 | 2010 and earlier | Multifamily Residence | 2002.11 | 2002.11 | 1 | No Cooling | NULL | NULL | NULL | NULL | NULL | NULL | NULL | NULL | NULL | NULL | None
| SITE_00044 | 2001 | 2010 and earlier | Multifamily Residence | 2002.11 | 2002.11 | 1 | No Cooling | NULL | NULL | NULL | NULL | NULL | NULL | NULL | NULL | NULL | NULL | None
| SITE_00045 | 1993 | 2010 and earlier | Multifamily Residence | 2002.39 | 2002.39 | 1 | No Cooling | NULL | NULL | NULL | NULL | NULL | NULL | NULL | NULL | NULL | NULL | None
| SITE_00046 | 1980 | 2010 and earlier | Multifamily Residence | 2002.39 | 2002.39 | 1 | No Cooling | NULL | NULL | NULL | NULL | NULL | NULL | NULL | NULL | NULL | NULL | None
| SITE_00047 | 1970 | 2010 and earlier | Multifamily Residence | 2002.39 | 2002.39 | 1 | No Cooling | NULL | NULL | NULL | NULL | NULL | NULL | NULL | NULL | NULL | NULL | None
| SITE_00048 | 1924 | 2010 and earlier | Multifamily Residence | 2002.39 | 2002.39 | 1 | No Cooling | NULL | NULL | NULL | NULL | NULL | NULL | NULL | NULL | NULL | NULL | None
| SITE_00049 | 1920 | 2010 and earlier | Single Family | 2292.4 | 2292.4 | 1 | No Cooling | NULL | NULL | NULL | NULL | NULL | NULL | NULL | NULL | NULL | NULL | None
| SITE_00050 | 1928 | 2010 and earlier | Multifamily Residence | 2002.39 | 2002.39 | 1 | No Cooling | NULL | NULL | NULL | NULL | NULL | NULL | NULL | NULL | NULL | NULL | None
| SITE_00051 | 2009 | 2010 and earlier | Single Family | 587.74 | 587.74 | 1 | No Cooling | NULL | NULL | NULL | NULL | NULL | NULL | NULL | NULL | NULL | NULL | None
| SITE_00052 | 2011 | 2011 and later | Multifamily Residence | 2002.39 | 2002.39 | 1 | No Cooling | NULL | NULL | NULL | NULL | NULL | NULL | NULL | NULL | NULL | NULL | None
| SITE_00053 | 1967 | 2010 and earlier | Multifamily Residence | 2002.39 | 2002.39 | 1 | Mini-Split HP | NULL | Electric | Remote Control | NULL | NULL | NULL | Condenser | 2014 | 2011 and later | 2 | DHP
| SITE_00054 | 1890 | 2010 and earlier | Multifamily Residence | 2002.39 | 2002.39 | 1 | No Cooling | NULL | NULL | NULL | NULL | NULL | NULL | NULL | NULL | NULL | NULL | None
| SITE_00055 | 1979 | 2010 and earlier | Multifamily Residence | 2002.39 | 2002.39 | 1 | Packaged AC | Window Air Conditioner | Unknown | Manual Thermostat - Digital | 10000 | NULL | NULL | Packaged AC | 2011 | 2011 and later | 5 | PTAC/RAC
| SITE_00056 | 2014 | 2011 and later | Multifamily Residence | 2002.39 | 2002.39 | 1 | No Cooling | NULL | NULL | NULL | NULL | NULL | NULL | NULL | NULL | NULL | NULL | None
| SITE_00057 | 2001 | 2010 and earlier | Multifamily Residence | 2000.27 | 2000.27 | 1 | No Cooling | NULL | NULL | NULL | NULL | NULL | NULL | NULL | NULL | NULL | NULL | None
| SITE_00058 | 1996 | 2010 and earlier | Multifamily Residence | 2002.39 | 2002.39 | 1 | No Cooling | NULL | NULL | NULL | NULL | NULL | NULL | NULL | NULL | NULL | NULL | None
| SITE_00059 | 1919 | 2010 and earlier | Single Family | 2292.4 | 2292.4 | 1 | No Cooling | NULL | NULL | NULL | NULL | NULL | NULL | NULL | NULL | NULL | NULL | None
| SITE_00060 | 1999 | 2010 and earlier | Multifamily Residence | 2002.39 | 2002.39 | 1 | No Cooling | NULL | NULL | NULL | NULL | NULL | NULL | NULL | NULL | NULL | NULL | None
| SITE_00061 | 1918 | 2010 and earlier | Single Family | 587.74 | 587.74 | 1 | No Cooling | NULL | NULL | NULL | NULL | NULL | NULL | NULL | NULL | NULL | NULL | None
| SITE_00062 | 2016 | 2011 and later | Single Family | 587.74 | 587.74 | 1 | Mini-Split HP | NULL | Electric | Remote Control | NULL | NULL | NULL | Condenser | 2014 | 2011 and later | 2 | DHP
| SITE_00063 | 2004 | 2010 and earlier | Multifamily Residence | 2002.39 | 2002.39 | 1 | No Cooling | NULL | NULL | NULL | NULL | NULL | NULL | NULL | NULL | NULL | NULL | None
| SITE_00064 | 1965 | 2010 and earlier | Multifamily Residence | 2002.39 | 2002.39 | 1 | No Cooling | NULL | NULL | NULL | NULL | NULL | NULL | NULL | NULL | NULL | NULL | None
| SITE_00065 | 1972 | 2010 and earlier | Multifamily Residence | 2002.39 | 2002.39 | 1 | No Cooling | NULL | NULL | NULL | NULL | NULL | NULL | NULL | NULL | NULL | NULL | None
| SITE_00066 | 1979 | 2010 and earlier | Multifamily Residence | 2002.11 | 2002.11 | 1 | No Cooling | NULL | NULL | NULL | NULL | NULL | NULL | NULL | NULL | NULL | NULL | None
| SITE_00067 | NULL | NULL | Single Family | 587.74 | 587.74 | 1 | No Cooling | NULL | NULL | NULL | NULL | NULL | NULL | NULL | NULL | NULL | NULL | None
| SITE_00068 | 2007 | 2010 and earlier | Multifamily Residence | 2002.39 | 2002.39 | 1 | No Cooling | NULL | NULL | NULL | NULL | NULL | NULL | NULL | NULL | NULL | NULL | None
| SITE_00069 | 1998 | 2010 and earlier | Multifamily Residence | 2002.39 | 2002.39 | 1 | No Cooling | NULL | NULL | NULL | NULL | NULL | NULL | NULL | NULL | NULL | NULL | None
| SITE_00070 | 1920 | 2010 and earlier | Single Family | 12576.67 | 12576.67 | 1 | No Cooling | NULL | NULL | NULL | NULL | NULL | NULL | NULL | NULL | NULL | NULL | None
| SITE_00071 | 1970 | 2010 and earlier | Multifamily Residence | 2002.39 | 2002.39 | 1 | No Cooling | NULL | NULL | NULL | NULL | NULL | NULL | NULL | NULL | NULL | NULL | None
| SITE_00072 | 1912 | 2010 and earlier | Multifamily Residence | 2002.11 | 2002.11 | 1 | No Cooling | NULL | NULL | NULL | NULL | NULL | NULL | NULL | NULL | NULL | NULL | None
| SITE_00073 | 2005 | 2010 and earlier | Single Family | 3801.52 | 3801.52 | 1 | No Cooling | NULL | NULL | NULL | NULL | NULL | NULL | NULL | NULL | NULL | NULL | None
| SITE_00074 | 2001 | 2010 and earlier | Multifamily Residence | 2002.11 | 2002.11 | 1 | No Cooling | NULL | NULL | NULL | NULL | NULL | NULL | NULL | NULL | NULL | NULL | None
| SITE_00075 | 1971 | 2010 and earlier | Multifamily Residence | 2002.11 | 2002.11 | 1 | No Cooling | NULL | NULL | NULL | NULL | NULL | NULL | NULL | NULL | NULL | NULL | None
| SITE_00076 | 1981 | 2010 and earlier | Multifamily Residence | 2804.94 | 2804.94 | 1 | No Cooling | NULL | NULL | NULL | NULL | NULL | NULL | NULL | NULL | NULL | NULL | None
| SITE_00077 | 1967 | 2010 and earlier | Multifamily Residence | 2804.94 | 2804.94 | 1 | No Cooling | NULL | NULL | NULL | NULL | NULL | NULL | NULL | NULL | NULL | NULL | None
| SITE_00078 | 1967 | 2010 and earlier | Multifamily Residence | 2804.94 | 2804.94 | 1 | No Cooling | NULL | NULL | NULL | NULL | NULL | NULL | NULL | NULL | NULL | NULL | None
| SITE_00079 | 1980 | 2010 and earlier | Multifamily Residence | 2804.94 | 2804.94 | 1 | No Cooling | NULL | NULL | NULL | NULL | NULL | NULL | NULL | NULL | NULL | NULL | None
| SITE_00080 | 1909 | 2010 and earlier | Multifamily Residence | 739.45 | 739.45 | 1 | No Cooling | NULL | NULL | NULL | NULL | NULL | NULL | NULL | NULL | NULL | NULL | None
| SITE_00081 | 1945 | 2010 and earlier | Single Family | 2986.36 | 2986.36 | 1 | No Cooling | NULL | NULL | NULL | NULL | NULL | NULL | NULL | NULL | NULL | NULL | None
| SITE_00082 | 1970 | 2010 and earlier | Multifamily Residence | 739.45 | 739.45 | 1 | No Cooling | NULL | NULL | NULL | NULL | NULL | NULL | NULL | NULL | NULL | NULL | None
| SITE_00083 | 1920 | 2010 and earlier | Multifamily Residence | 739.45 | 739.45 | 1 | No Cooling | NULL | NULL | NULL | NULL | NULL | NULL | NULL | NULL | NULL | NULL | None
| SITE_00084 | NULL | NULL | Multifamily Residence | 739.45 | 739.45 | 1 | No Cooling | NULL | NULL | NULL | NULL | NULL | NULL | NULL | NULL | NULL | NULL | None
| SITE_00085 | 1978 | 2010 and earlier | Multifamily Residence | 739.45 | 739.45 | 1 | No Cooling | NULL | NULL | NULL | NULL | NULL | NULL | NULL | NULL | NULL | NULL | None
| SITE_00086 | 1978 | 2010 and earlier | Multifamily Residence | 739.45 | 739.45 | 1 | No Cooling | NULL | NULL | NULL | NULL | NULL | NULL | NULL | NULL | NULL | NULL | None
| SITE_00087 | 1978 | 2010 and earlier | Multifamily Residence | 739.45 | 739.45 | 1 | No Cooling | NULL | NULL | NULL | NULL | NULL | NULL | NULL | NULL | NULL | NULL | None
| SITE_00088 | 2008 | 2010 and earlier | Multifamily Residence | 739.45 | 739.45 | 1 | No Cooling | NULL | NULL | NULL | NULL | NULL | NULL | NULL | NULL | NULL | NULL | None
| SITE_00089 | 1972 | 2010 and earlier | Multifamily Residence | 739.45 | 739.45 | 1 | No Cooling | NULL | NULL | NULL | NULL | NULL | NULL | NULL | NULL | NULL | NULL | None
| SITE_00090 | 1898 | 2010 and earlier | Single Family | 2986.36 | 2986.36 | 1 | Packaged AC | Wall-Mounted Ptac | Unknown | Manual Thermostat - Digital | 6000 | NULL | NULL | Packaged AC | 2001 | 2010 and earlier | 15 | PTAC/RAC
| SITE_00091 | 1908 | 2010 and earlier | Multifamily Residence | 739.45 | 739.45 | 1 | No Cooling | NULL | NULL | NULL | NULL | NULL | NULL | NULL | NULL | NULL | NULL | None
| SITE_00092 | 1994 | 2010 and earlier | Multifamily Residence | 739.45 | 739.45 | 1 | Packaged AC | Portable Air Conditioner | Unknown | Manual Thermostat - Digital | 8000 | NULL | NULL | Packaged AC | NULL | NULL | NULL | PTAC/RAC
| SITE_00093 | 1970 | 2010 and earlier | Multifamily Residence | 739.45 | 739.45 | 1 | Packaged AC | Portable Air Conditioner | Unknown | Manual Thermostat - Digital | NULL | NULL | NULL | Packaged AC | NULL | NULL | NULL | PTAC/RAC
| SITE_00094 | 1993 | 2010 and earlier | Multifamily Residence | 739.45 | 739.45 | 1 | Packaged AC | Portable Air Conditioner | Unknown | Manual Thermostat - Digital | 9000 | NULL | NULL | Packaged AC | NULL | NULL | NULL | PTAC/RAC
| SITE_00095 | 1946 | 2010 and earlier | Multifamily Residence | 739.45 | 739.45 | 1 | No Cooling | NULL | NULL | NULL | NULL | NULL | NULL | NULL | NULL | NULL | NULL | None
| SITE_00096 | 1975 | 2010 and earlier | Multifamily Residence | 739.45 | 739.45 | 1 | No Cooling | NULL | NULL | NULL | NULL | NULL | NULL | NULL | NULL | NULL | NULL | None
| SITE_00097 | 1974 | 2010 and earlier | Multifamily Residence | 739.45 | 739.45 | 1 | No Cooling | NULL | NULL | NULL | NULL | NULL | NULL | NULL | NULL | NULL | NULL | None
| SITE_00098 | 1930 | 2010 and earlier | Multifamily Residence | 739.45 | 739.45 | 1 | Packaged AC | Window Air Conditioner | Unknown | Manual Thermostat - Digital | 5000 | NULL | NULL | Packaged AC | NULL | NULL | NULL | PTAC/RAC
| SITE_00099 | 1972 | 2010 and earlier | Multifamily Residence | 739.45 | 739.45 | 1 | No Cooling | NULL | NULL | NULL | NULL | NULL | NULL | NULL | NULL | NULL | NULL | None
| SITE_00100 | 1970 | 2010 and earlier | Multifamily Residence | 739.45 | 739.45 | 1 | No Cooling | NULL | NULL | NULL | NULL | NULL | NULL | NULL | NULL | NULL | NULL | None
| SITE_00101 | 1997 | 2010 and earlier | Multifamily Residence | 739.45 | 739.45 | 1 | Air Source Heat Pump | NULL | Electric | Programmable Thermostat | 24000 | NULL | NULL | Condenser | 1997 | 2010 and earlier | 19 | ASHP
| SITE_00102 | 1970 | 2010 and earlier | Multifamily Residence | 739.45 | 739.45 | 1 | No Cooling | NULL | NULL | NULL | NULL | NULL | NULL | NULL | NULL | NULL | NULL | None
| SITE_00103 | 1900 | 2010 and earlier | Multifamily Residence | 739.45 | 739.45 | 1 | Packaged AC | Window Air Conditioner | Unknown | Manual Thermostat - Digital | 8000 | NULL | NULL | Packaged AC | 2016 | 2011 and later | 0 | PTAC/RAC
| SITE_00104 | 1979 | 2010 and earlier | Multifamily Residence | 739.45 | 739.45 | 1 | Packaged AC | Window Air Conditioner | Unknown | Manual Thermostat - Digital | 6000 | NULL | NULL | Packaged AC | 2012 | 2011 and later | 4 | PTAC/RAC
| SITE_00105 | NULL | NULL | Multifamily Residence | 739.45 | 739.45 | 1 | Packaged AC | Through-Wall Air Conditioner | Unknown | Manual Thermostat - Analog | NULL | NULL | NULL | Packaged AC | NULL | NULL | NULL | PTAC/RAC
| SITE_00106 | 1940 | 2010 and earlier | Multifamily Residence | 739.45 | 739.45 | 1 | No Cooling | NULL | NULL | NULL | NULL | NULL | NULL | NULL | NULL | NULL | NULL | None
| SITE_00107 | 1925 | 2010 and earlier | Multifamily Residence | 739.45 | 739.45 | 1 | No Cooling | NULL | NULL | NULL | NULL | NULL | NULL | NULL | NULL | NULL | NULL | None
| SITE_00108 | 1979 | 2010 and earlier | Single Family | 2986.36 | 2986.36 | 1 | Packaged AC | Window Air Conditioner | Unknown | Manual Thermostat - Analog | 5000 | 11 | 2: 10.0-12.9 | Packaged AC | 2016 | 2011 and later | 0 | PTAC/RAC
| SITE_00109 | 2004 | 2010 and earlier | Multifamily Residence | 739.45 | 739.45 | 1 | No Cooling | NULL | NULL | NULL | NULL | NULL | NULL | NULL | NULL | NULL | NULL | None
| SITE_00110 | 2005 | 2010 and earlier | Multifamily Residence | 739.45 | 739.45 | 1 | Packaged AC | Through-Wall Air Conditioner | Unknown | Manual Thermostat - Digital | NULL | NULL | NULL | Packaged AC | NULL | NULL | NULL | PTAC/RAC
| SITE_00111 | NULL | NULL | Multifamily Residence | 739.45 | 739.45 | 1 | No Cooling | NULL | NULL | NULL | NULL | NULL | NULL | NULL | NULL | NULL | NULL | None
| SITE_00112 | 2016 | 2011 and later | Multifamily Residence | 739.45 | 739.45 | 1 | Packaged HP | Through-Wall Heat Pump | NULL | Programmable Thermostat | NULL | NULL | NULL | Packaged HP | NULL | NULL | NULL | PTHP
| SITE_00113 | NULL | NULL | Multifamily Residence | 739.45 | 739.45 | 1 | Packaged AC | Portable Air Conditioner | Unknown | Manual Thermostat - Digital | 9000 | NULL | NULL | Packaged AC | NULL | NULL | NULL | PTAC/RAC
| SITE_00114 | 1990 | 2010 and earlier | Multifamily Residence | 739.45 | 739.45 | 1 | No Cooling | NULL | NULL | NULL | NULL | NULL | NULL | NULL | NULL | NULL | NULL | None
| SITE_00115 | 2004 | 2010 and earlier | Multifamily Residence | 739.45 | 739.45 | 1 | No Cooling | NULL | NULL | NULL | NULL | NULL | NULL | NULL | NULL | NULL | NULL | None
| SITE_00116 | 1970 | 2010 and earlier | Single Family | 2986.36 | 2986.36 | 1 | Packaged AC | Window Air Conditioner | Unknown | Manual Thermostat - Analog | 5000 | NULL | NULL | Packaged AC | NULL | NULL | NULL | PTAC/RAC
| SITE_00117 | 1970 | 2010 and earlier | Multifamily Residence | 739.45 | 739.45 | 1 | No Cooling | NULL | NULL | NULL | NULL | NULL | NULL | NULL | NULL | NULL | NULL | None
| SITE_00118 | 1982 | 2010 and earlier | Multifamily Residence | 739.45 | 739.45 | 1 | Packaged AC | Window Air Conditioner | Unknown | Manual Thermostat - Analog | 5200 | NULL | NULL | Packaged AC | NULL | NULL | NULL | PTAC/RAC
| SITE_00119 | 1972 | 2010 and earlier | Multifamily Residence | 739.45 | 739.45 | 1 | No Cooling | NULL | NULL | NULL | NULL | NULL | NULL | NULL | NULL | NULL | NULL | None
| SITE_00120 | 1942 | 2010 and earlier | Multifamily Residence | 739.45 | 739.45 | 1 | Packaged AC | Through-Wall Air Conditioner | Unknown | Manual Thermostat - Analog | 5000 | NULL | NULL | Packaged AC | NULL | NULL | NULL | PTAC/RAC
| SITE_00121 | 1972 | 2010 and earlier | Multifamily Residence | 739.45 | 739.45 | 1 | No Cooling | NULL | NULL | NULL | NULL | NULL | NULL | NULL | NULL | NULL | NULL | None
| SITE_00122 | 2004 | 2010 and earlier | Multifamily Residence | 739.45 | 739.45 | 1 | Packaged HP | Through-Wall Heat Pump | NULL | Manual Thermostat - Digital | 14000 | NULL | NULL | Packaged HP | NULL | NULL | NULL | PTHP
| SITE_00123 | 1996 | 2010 and earlier | Multifamily Residence | 739.45 | 739.45 | 1 | Packaged AC | Window Air Conditioner | Unknown | Manual Thermostat - Digital | NULL | NULL | NULL | Packaged AC | NULL | NULL | NULL | PTAC/RAC
| SITE_00124 | 2006 | 2010 and earlier | Single Family | 2986.36 | 2986.36 | 1 | Central AC | NULL | Electric | Programmable Thermostat | 24000 | NULL | NULL | Condenser | 2004 | 2010 and earlier | 12 | CAC
| SITE_00125 | 1975 | 2010 and earlier | Multifamily Residence | 739.45 | 739.45 | 1 | No Cooling | NULL | NULL | NULL | NULL | NULL | NULL | NULL | NULL | NULL | NULL | None
| SITE_00126 | 1975 | 2010 and earlier | Multifamily Residence | 739.45 | 739.45 | 1 | No Cooling | NULL | NULL | NULL | NULL | NULL | NULL | NULL | NULL | NULL | NULL | None
| SITE_00127 | 1972 | 2010 and earlier | Single Family | 2986.36 | 2986.36 | 1 | Packaged AC | Window Air Conditioner | Unknown | Manual Thermostat - Digital | 10000 | NULL | NULL | Packaged AC | NULL | NULL | NULL | PTAC/RAC
| SITE_00128 | 1978 | 2010 and earlier | Multifamily Residence | 739.45 | 369.725 | 1 | Packaged AC | Through-Wall Air Conditioner | Unknown | Manual Thermostat - Digital | 5300 | NULL | NULL | Packaged AC | NULL | NULL | NULL | PTAC/RAC
| SITE_00128 | 1978 | 2010 and earlier | Multifamily Residence | 739.45 | 369.725 | 1 | Packaged AC | Through-Wall Air Conditioner | Unknown | Manual Thermostat - Digital | 6000 | NULL | NULL | Packaged AC | NULL | NULL | NULL | PTAC/RAC
| SITE_00129 | 1976 | 2010 and earlier | Multifamily Residence | 739.45 | 739.45 | 1 | No Cooling | NULL | NULL | NULL | NULL | NULL | NULL | NULL | NULL | NULL | NULL | None
| SITE_00130 | 1995 | 2010 and earlier | Multifamily Residence | 739.45 | 739.45 | 1 | No Cooling | NULL | NULL | NULL | NULL | NULL | NULL | NULL | NULL | NULL | NULL | None
| SITE_00131 | 1987 | 2010 and earlier | Multifamily Residence | 739.45 | 739.45 | 1 | Packaged HP | Portable Heat Pump | NULL | Manual Thermostat - Digital | 11000 | NULL | NULL | Packaged HP | NULL | NULL | NULL | PTHP
| SITE_00133 | 1955 | 2010 and earlier | Single Family | 2292.4 | 2292.4 | 1 | No Cooling | NULL | NULL | NULL | NULL | NULL | NULL | NULL | NULL | NULL | NULL | None
| SITE_00134 | 2004 | 2010 and earlier | Single Family | 2292.4 | 2292.4 | 1 | No Cooling | NULL | NULL | NULL | NULL | NULL | NULL | NULL | NULL | NULL | NULL | None
| SITE_00135 | 1947 | 2010 and earlier | Single Family | 587.74 | 587.74 | 1 | Mini-Split HP | NULL | Unknown | Remote Control | NULL | NULL | NULL | Condenser | NULL | NULL | NULL | DHP
| SITE_00136 | 2007 | 2010 and earlier | Manufactured | 921.5 | 921.5 | 1 | No Cooling | NULL | NULL | NULL | NULL | NULL | NULL | NULL | NULL | NULL | NULL | None
| SITE_00137 | 1992 | 2010 and earlier | Single Family | 3801.52 | 3801.52 | 1 | Central AC | NULL | Electric | Programmable Thermostat | 36000 | 12 | 2: 10.0-12.9 | Condenser | 1998 | 2010 and earlier | 18 | CAC
| SITE_00138 | 1955 | 2010 and earlier | Single Family | 2292.4 | 2292.4 | 1 | No Cooling | NULL | NULL | NULL | NULL | NULL | NULL | NULL | NULL | NULL | NULL | None
| SITE_00139 | 1992 | 2010 and earlier | Single Family | 3801.52 | 3801.52 | 1 | No Cooling | NULL | NULL | NULL | NULL | NULL | NULL | NULL | NULL | NULL | NULL | None
| SITE_00140 | 2013 | 2011 and later | Single Family | 2292.4 | 2292.4 | 1 | No Cooling | NULL | NULL | NULL | NULL | NULL | NULL | NULL | NULL | NULL | NULL | None
| SITE_00141 | 2000 | 2010 and earlier | Single Family | 3801.52 | 3801.52 | 1 | Air Source Heat Pump | NULL | Electric | Programmable Thermostat | 25200 | 15 | 4: 14.0-16.9 | Condenser | 2009 | 2010 and earlier | 7 | ASHP
| SITE_00142 | 1906 | 2010 and earlier | Single Family | 2292.4 | 2292.4 | 1 | No Cooling | NULL | NULL | NULL | NULL | NULL | NULL | NULL | NULL | NULL | NULL | None
| SITE_00143 | 2002 | 2010 and earlier | Single Family | 2292.4 | 2292.4 | 1 | No Cooling | NULL | NULL | NULL | NULL | NULL | NULL | NULL | NULL | NULL | NULL | None
| SITE_00144 | 2015 | 2011 and later | Single Family | 2292.4 | 2292.4 | 1 | No Cooling | NULL | NULL | NULL | NULL | NULL | NULL | NULL | NULL | NULL | NULL | None
| SITE_00145 | 1970 | 2010 and earlier | Single Family | 10259.39 | 10259.39 | 1 | No Cooling | NULL | NULL | NULL | NULL | NULL | NULL | NULL | NULL | NULL | NULL | None
| SITE_00146 | 2013 | 2011 and later | Single Family | 2292.4 | 2292.4 | 1 | Packaged AC | Window Air Conditioner | Unknown | Manual Thermostat - Analog | 8000 | NULL | NULL | Packaged AC | NULL | NULL | NULL | PTAC/RAC
| SITE_00147 | 2003 | 2010 and earlier | Single Family | 10259.39 | 10259.39 | 1 | Air Source Heat Pump | NULL | Electric | Programmable Thermostat | 36000 | 14.5 | 4: 14.0-16.9 | Condenser | 2003 | 2010 and earlier | 13 | ASHP
| SITE_00148 | 1904 | 2010 and earlier | Single Family | 587.74 | 587.74 | 1 | No Cooling | NULL | NULL | NULL | NULL | NULL | NULL | NULL | NULL | NULL | NULL | None
| SITE_00149 | 1933 | 2010 and earlier | Single Family | 2292.4 | 2292.4 | 1 | No Cooling | NULL | NULL | NULL | NULL | NULL | NULL | NULL | NULL | NULL | NULL | None
| SITE_00150 | 1919 | 2010 and earlier | Single Family | 2292.4 | 2292.4 | 1 | No Cooling | NULL | NULL | NULL | NULL | NULL | NULL | NULL | NULL | NULL | NULL | None
| SITE_00151 | 1951 | 2010 and earlier | Single Family | 65.07 | 65.07 | 1 | No Cooling | NULL | NULL | NULL | NULL | NULL | NULL | NULL | NULL | NULL | NULL | None
| SITE_00152 | 1920 | 2010 and earlier | Single Family | 3801.52 | 1900.76 | 1 | Packaged AC | Through-Wall Air Conditioner | Unknown | Manual Thermostat - Analog | NULL | NULL | NULL | Packaged AC | NULL | NULL | NULL | PTAC/RAC
| SITE_00152 | 1920 | 2010 and earlier | Single Family | 3801.52 | 1900.76 | 1 | Packaged AC | Through-Wall Air Conditioner | Unknown | Manual Thermostat - Analog | NULL | NULL | NULL | Packaged AC | NULL | NULL | NULL | PTAC/RAC
| SITE_00153 | 1971 | 2010 and earlier | Single Family | 253.05 | 253.05 | 1 | No Cooling | NULL | NULL | NULL | NULL | NULL | NULL | NULL | NULL | NULL | NULL | None
| SITE_00154 | 1948 | 2010 and earlier | Single Family | 2292.4 | 2292.4 | 1 | No Cooling | NULL | NULL | NULL | NULL | NULL | NULL | NULL | NULL | NULL | NULL | None
| SITE_00155 | 1977 | 2010 and earlier | Single Family | 3801.52 | 3801.52 | 1 | No Cooling | NULL | NULL | NULL | NULL | NULL | NULL | NULL | NULL | NULL | NULL | None
| SITE_00156 | 1948 | 2010 and earlier | Single Family | 10259.39 | 10259.39 | 1 | No Cooling | NULL | NULL | NULL | NULL | NULL | NULL | NULL | NULL | NULL | NULL | None
| SITE_00158 | 2004 | 2010 and earlier | Single Family | 10259.39 | 10259.39 | 1 | No Cooling | NULL | NULL | NULL | NULL | NULL | NULL | NULL | NULL | NULL | NULL | None
| SITE_00159 | 1960 | 2010 and earlier | Single Family | 3801.52 | 3801.52 | 1 | No Cooling | NULL | NULL | NULL | NULL | NULL | NULL | NULL | NULL | NULL | NULL | None
| SITE_00160 | 1942 | 2010 and earlier | Single Family | 2292.4 | 2292.4 | 1 | No Cooling | NULL | NULL | NULL | NULL | NULL | NULL | NULL | NULL | NULL | NULL | None
| SITE_00161 | 1997 | 2010 and earlier | Multifamily Residence | 2002.11 | 2002.11 | 1 | No Cooling | NULL | NULL | NULL | NULL | NULL | NULL | NULL | NULL | NULL | NULL | None
| SITE_00162 | 1990 | 2010 and earlier | Single Family | 3801.52 | 3801.52 | 1 | Air Source Heat Pump | Dual Fuel Primary | Electric | Smart/Wi-Fi Thermostat | 36000 | 20 | 5: 17.0 or higher | Condenser | 2015 | 2011 and later | 1 | ASHP
| SITE_00163 | 1983 | 2010 and earlier | Single Family | 2292.4 | 2292.4 | 1 | No Cooling | NULL | NULL | NULL | NULL | NULL | NULL | NULL | NULL | NULL | NULL | None
| SITE_00164 | 1961 | 2010 and earlier | Single Family | 10259.39 | 10259.39 | 1 | No Cooling | NULL | NULL | NULL | NULL | NULL | NULL | NULL | NULL | NULL | NULL | None
| SITE_00165 | 1948 | 2010 and earlier | Single Family | 2292.4 | 1146.2 | 1 | Packaged AC | Window Air Conditioner | Unknown | Manual Thermostat - Digital | 5300 | NULL | NULL | Packaged AC | NULL | NULL | NULL | PTAC/RAC
| SITE_00165 | 1948 | 2010 and earlier | Single Family | 2292.4 | 1146.2 | 1 | Packaged AC | Window Air Conditioner | Unknown | Manual Thermostat - Digital | 5300 | NULL | NULL | Packaged AC | NULL | NULL | NULL | PTAC/RAC
| SITE_00166 | 1930 | 2010 and earlier | Single Family | 12576.67 | 12576.67 | 1 | No Cooling | NULL | NULL | NULL | NULL | NULL | NULL | NULL | NULL | NULL | NULL | None
| SITE_00167 | 1951 | 2010 and earlier | Single Family | 587.74 | 587.74 | 1 | No Cooling | NULL | NULL | NULL | NULL | NULL | NULL | NULL | NULL | NULL | NULL | None
| SITE_00168 | 1939 | 2010 and earlier | Single Family | 587.74 | 587.74 | 1 | No Cooling | NULL | NULL | NULL | NULL | NULL | NULL | NULL | NULL | NULL | NULL | None
| SITE_00169 | 1929 | 2010 and earlier | Single Family | 2292.4 | 2292.4 | 1 | No Cooling | NULL | NULL | NULL | NULL | NULL | NULL | NULL | NULL | NULL | NULL | None
| SITE_00170 | 1977 | 2010 and earlier | Single Family | 3801.52 | 3801.52 | 1 | No Cooling | NULL | NULL | NULL | NULL | NULL | NULL | NULL | NULL | NULL | NULL | None
| SITE_00171 | 1912 | 2010 and earlier | Single Family | 2292.4 | 2292.4 | 1 | No Cooling | NULL | NULL | NULL | NULL | NULL | NULL | NULL | NULL | NULL | NULL | None
| SITE_00172 | 2015 | 2011 and later | Single Family | 3801.52 | 3801.52 | 1 | Air Source Heat Pump | NULL | Electric | Programmable Thermostat | 40000 | 13.25 | 3: 13.0-13.9 | Condenser | 2015 | 2011 and later | 1 | ASHP
| SITE_00173 | 1951 | 2010 and earlier | Single Family | 2292.4 | 2292.4 | 1 | No Cooling | NULL | NULL | NULL | NULL | NULL | NULL | NULL | NULL | NULL | NULL | None
| SITE_00174 | 1984 | 2010 and earlier | Single Family | 3801.52 | 3801.52 | 1 | No Cooling | NULL | NULL | NULL | NULL | NULL | NULL | NULL | NULL | NULL | NULL | None
| SITE_00176 | 1957 | 2010 and earlier | Single Family | 3801.52 | 3801.52 | 1 | No Cooling | NULL | NULL | NULL | NULL | NULL | NULL | NULL | NULL | NULL | NULL | None
| SITE_00177 | 1950 | 2010 and earlier | Single Family | 3801.52 | 3801.52 | 1 | No Cooling | NULL | NULL | NULL | NULL | NULL | NULL | NULL | NULL | NULL | NULL | None
| SITE_00178 | 1996 | 2010 and earlier | Manufactured | 1313.97 | 1313.97 | 1 | Air Source Heat Pump | NULL | Electric | Programmable Thermostat | 24000 | 14.5 | 4: 14.0-16.9 | Condenser | 2016 | 2011 and later | 0 | ASHP
| SITE_00179 | 1974 | 2010 and earlier | Multifamily Residence | 687.85 | 687.85 | 3 | No Cooling | NULL | NULL | NULL | NULL | NULL | NULL | NULL | NULL | NULL | NULL | None
| SITE_00180 | 2000 | 2010 and earlier | Single Family | 4610.02 | 4610.02 | 3 | Central AC | NULL | Electric | Smart/Wi-Fi Thermostat | 18000 | 10 | 2: 10.0-12.9 | Condenser | NULL | NULL | NULL | CAC
| SITE_00181 | 1974 | 2010 and earlier | Multifamily Residence | 2272.53 | 2272.53 | 3 | No Cooling | NULL | NULL | NULL | NULL | NULL | NULL | NULL | NULL | NULL | NULL | None
| SITE_00182 | 1977 | 2010 and earlier | Single Family | 4610.02 | 4610.02 | 3 | Mini-Split HP | NULL | Electric | Programmable Thermostat | NULL | NULL | NULL | Condenser | NULL | NULL | NULL | DHP
| SITE_00183 | 1976 | 2010 and earlier | Single Family | 4610.02 | 4610.02 | 3 | Air Source Heat Pump | NULL | Electric | Manual Thermostat - Digital | 30000 | 13 | 3: 13.0-13.9 | Condenser | 2008 | 2010 and earlier | 8 | ASHP
| SITE_00184 | 2014 | 2011 and later | Single Family | 4610.02 | 4610.02 | 3 | Central AC | NULL | Electric | Unknown | 36000 | NULL | NULL | Condenser | 2013 | 2011 and later | 3 | CAC
| SITE_00185 | 2001 | 2010 and earlier | Single Family | 4610.02 | 4610.02 | 3 | Central AC | NULL | Electric | Programmable Thermostat | 42000 | 10.1 | 2: 10.0-12.9 | Condenser | 2001 | 2010 and earlier | 15 | CAC
| SITE_00186 | 2006 | 2010 and earlier | Single Family | 4610.02 | 4610.02 | 3 | Central AC | NULL | Electric | Programmable Thermostat | 56000 | 13 | 3: 13.0-13.9 | Condenser | 2006 | 2010 and earlier | 10 | CAC
| SITE_00187 | 1979 | 2010 and earlier | Single Family | 4610.02 | 4610.02 | 3 | Air Source Heat Pump | Dual Fuel Secondary | Electric | Manual Thermostat - Analog | 48000 | NULL | NULL | Condenser | NULL | NULL | NULL | ASHP
| SITE_00188 | 1985 | 2010 and earlier | Single Family | 4610.02 | 4610.02 | 3 | Central AC | NULL | Electric | Programmable Thermostat | 18000 | 13 | 3: 13.0-13.9 | Condenser | 2006 | 2010 and earlier | 10 | CAC
| SITE_00189 | 2005 | 2010 and earlier | Single Family | 4610.02 | 4610.02 | 3 | Central AC | NULL | Electric | Unknown | 45500 | 10 | 2: 10.0-12.9 | Condenser | 2005 | 2010 and earlier | 11 | CAC
| SITE_00190 | 1970 | 2010 and earlier | Single Family | 4610.02 | 4610.02 | 3 | No Cooling | NULL | NULL | NULL | NULL | NULL | NULL | NULL | NULL | NULL | NULL | None
| SITE_00191 | 1990 | 2010 and earlier | Single Family | 4610.02 | 4610.02 | 3 | Central AC | NULL | Electric | Programmable Thermostat | 24000 | NULL | NULL | Condenser | 1991 | 2010 and earlier | 25 | CAC
| SITE_00192 | 1973 | 2010 and earlier | Single Family | 4610.02 | 4610.02 | 3 | Central AC | NULL | Electric | Manual Thermostat - Digital | 28500 | 10.75 | 2: 10.0-12.9 | Condenser | 2000 | 2010 and earlier | 16 | CAC
| SITE_00193 | 1947 | 2010 and earlier | Single Family | 4702.18 | 4702.18 | 1 | No Cooling | NULL | NULL | NULL | NULL | NULL | NULL | NULL | NULL | NULL | NULL | None
| SITE_00194 | NULL | NULL | Multifamily Residence | 773.6 | 773.6 | 2 | No Cooling | NULL | NULL | NULL | NULL | NULL | NULL | NULL | NULL | NULL | NULL | None
| SITE_00195 | 1907 | 2010 and earlier | Multifamily Residence | 773.6 | 773.6 | 2 | Packaged AC | Window Air Conditioner | Unknown | Manual Thermostat - Analog | NULL | NULL | NULL | Packaged AC | NULL | NULL | NULL | PTAC/RAC
| SITE_00196 | 1994 | 2010 and earlier | Single Family | 4702.18 | 4702.18 | 2 | No Cooling | NULL | NULL | NULL | NULL | NULL | NULL | NULL | NULL | NULL | NULL | None
| SITE_00197 | 2007 | 2010 and earlier | Multifamily Residence | 773.6 | 773.6 | 2 | Central AC | NULL | Electric | Programmable Thermostat | 18000 | 10 | 2: 10.0-12.9 | Condenser | NULL | NULL | NULL | CAC
| SITE_00198 | 1987 | 2010 and earlier | Single Family | 4610.02 | 4610.02 | 1 | No Cooling | NULL | NULL | NULL | NULL | NULL | NULL | NULL | NULL | NULL | NULL | None
| SITE_00199 | 2012 | 2011 and later | Multifamily Residence | 2272.53 | 2272.53 | 1 | No Cooling | NULL | NULL | NULL | NULL | NULL | NULL | NULL | NULL | NULL | NULL | None
| SITE_00200 | 1980 | 2010 and earlier | Single Family | 4702.18 | 4702.18 | 2 | No Cooling | NULL | NULL | NULL | NULL | NULL | NULL | NULL | NULL | NULL | NULL | None
| SITE_00201 | NULL | NULL | Multifamily Residence | 2272.53 | 2272.53 | 1 | Central AC | NULL | Electric | Manual Thermostat - Analog | 24000 | 10 | 2: 10.0-12.9 | Condenser | 1998 | 2010 and earlier | 18 | CAC
| SITE_00202 | 1950 | 2010 and earlier | Single Family | 4610.02 | 4610.02 | 1 | No Cooling | NULL | NULL | NULL | NULL | NULL | NULL | NULL | NULL | NULL | NULL | None
| SITE_00203 | 2003 | 2010 and earlier | Multifamily Residence | 2272.53 | 2272.53 | 1 | Central AC | NULL | Electric | Manual Thermostat - Digital | 18000 | 10 | 2: 10.0-12.9 | Condenser | 1999 | 2010 and earlier | 17 | CAC
| SITE_00204 | 1970 | 2010 and earlier | Single Family | 4610.02 | 4610.02 | 1 | Packaged AC | Portable Air Conditioner | Unknown | Manual Thermostat - Digital | 10000 | NULL | NULL | Packaged AC | 2014 | 2011 and later | 2 | PTAC/RAC
| SITE_00205 | 2008 | 2010 and earlier | Single Family | 4610.02 | 4610.02 | 2 | Packaged AC | Ptac | Unknown | Manual Thermostat - Analog | NULL | NULL | NULL | Packaged AC | NULL | NULL | NULL | PTAC/RAC
| SITE_00206 | 2014 | 2011 and later | Multifamily Residence | 773.6 | 773.6 | 2 | Packaged AC | Through-Wall Air Conditioner | Unknown | Manual Thermostat - Analog | NULL | NULL | NULL | Packaged AC | NULL | NULL | NULL | PTAC/RAC
| SITE_00207 | 1976 | 2010 and earlier | Multifamily Residence | 773.6 | 386.8 | 2 | Packaged AC | Through-Wall Air Conditioner | Unknown | Manual Thermostat - Digital | 11200 | NULL | NULL | Packaged AC | 2015 | 2011 and later | 1 | PTAC/RAC
| SITE_00207 | 1976 | 2010 and earlier | Multifamily Residence | 773.6 | 386.8 | 2 | Packaged AC | Portable Air Conditioner | Unknown | Manual Thermostat - Digital | 13000 | NULL | NULL | Packaged AC | NULL | NULL | NULL | PTAC/RAC
| SITE_00208 | 1940 | 2010 and earlier | Multifamily Residence | 773.6 | 773.6 | 2 | Packaged AC | Window Air Conditioner | Unknown | Manual Thermostat - Analog | 5200 | NULL | NULL | Packaged AC | 2001 | 2010 and earlier | 15 | PTAC/RAC
| SITE_00209 | 2006 | 2010 and earlier | Multifamily Residence | 773.6 | 773.6 | 1 | No Cooling | NULL | NULL | NULL | NULL | NULL | NULL | NULL | NULL | NULL | NULL | None
| SITE_00210 | 1950 | 2010 and earlier | Multifamily Residence | 773.6 | 773.6 | 2 | Packaged AC | Through-Wall Air Conditioner | Unknown | Manual Thermostat - Analog | 11200 | NULL | NULL | Packaged AC | 1988 | 2010 and earlier | 28 | PTAC/RAC
| SITE_00211 | 1940 | 2010 and earlier | Single Family | 4702.18 | 4702.18 | 2 | No Cooling | NULL | NULL | NULL | NULL | NULL | NULL | NULL | NULL | NULL | NULL | None
| SITE_00212 | 2014 | 2011 and later | Multifamily Residence | 773.6 | 773.6 | 2 | Mini-Split HP | NULL | Electric | Manual Thermostat - Digital | NULL | NULL | NULL | Condenser | 2013 | 2011 and later | 3 | DHP
| SITE_00213 | 2010 | 2010 and earlier | Multifamily Residence | 773.6 | 773.6 | 2 | Packaged AC | Through-Wall Air Conditioner | Unknown | Manual Thermostat - Analog | NULL | NULL | NULL | Packaged AC | NULL | NULL | NULL | PTAC/RAC
| SITE_00214 | 1976 | 2010 and earlier | Multifamily Residence | 773.6 | 773.6 | 2 | Packaged AC | Window Air Conditioner | Unknown | Unknown | 6050 | NULL | NULL | Packaged AC | 2014 | 2011 and later | 2 | PTAC/RAC
| SITE_00215 | 2010 | 2010 and earlier | Multifamily Residence | 773.6 | 773.6 | 2 | Packaged AC | Through-Wall Air Conditioner | Unknown | Manual Thermostat - Analog | NULL | NULL | NULL | Packaged AC | NULL | NULL | NULL | PTAC/RAC
| SITE_00216 | 1972 | 2010 and earlier | Single Family | 4702.18 | 4702.18 | 1 | No Cooling | NULL | NULL | NULL | NULL | NULL | NULL | NULL | NULL | NULL | NULL | None
| SITE_00217 | 2011 | 2011 and later | Multifamily Residence | 773.6 | 773.6 | 1 | No Cooling | NULL | NULL | NULL | NULL | NULL | NULL | NULL | NULL | NULL | NULL | None
| SITE_00218 | 2008 | 2010 and earlier | Single Family | 4610.02 | 4610.02 | 2 | Central AC | NULL | Electric | Programmable Thermostat | 34000 | 13 | 3: 13.0-13.9 | Condenser | 2010 | 2010 and earlier | 6 | CAC
| SITE_00219 | 1995 | 2010 and earlier | Single Family | 4702.18 | 4702.18 | 1 | Central AC | NULL | Electric | Programmable Thermostat | 40000 | 10 | 2: 10.0-12.9 | Condenser | 2003 | 2010 and earlier | 13 | CAC
| SITE_00220 | 2011 | 2011 and later | Single Family | 4610.02 | 4610.02 | 2 | Central AC | NULL | Electric | Programmable Thermostat | 30000 | 13.1 | 3: 13.0-13.9 | Condenser | 2011 | 2011 and later | 5 | CAC
| SITE_00221 | 1987 | 2010 and earlier | Manufactured | 626.07 | 313.035 | 2 | Packaged AC | Window Air Conditioner | Unknown | Manual Thermostat - Analog | 5000 | NULL | NULL | Packaged AC | 2016 | 2011 and later | 0 | PTAC/RAC
| SITE_00221 | 1987 | 2010 and earlier | Manufactured | 626.07 | 313.035 | 2 | Packaged AC | Window Air Conditioner | Unknown | Manual Thermostat - Analog | NULL | NULL | NULL | Packaged AC | NULL | NULL | NULL | PTAC/RAC
| SITE_00222 | 1995 | 2010 and earlier | Manufactured | 1097.77 | 1097.77 | 2 | Central AC | NULL | Electric | Programmable Thermostat | 24000 | 10 | 2: 10.0-12.9 | Condenser | 2006 | 2010 and earlier | 10 | CAC
| SITE_00223 | 1998 | 2010 and earlier | Manufactured | 1097.77 | 1097.77 | 1 | Packaged AC | Portable Air Conditioner | Unknown | Manual Thermostat - Digital | NULL | NULL | NULL | Packaged AC | NULL | NULL | NULL | PTAC/RAC
| SITE_00224 | 1996 | 2010 and earlier | Single Family | 4702.18 | 4702.18 | 1 | Central AC | NULL | Electric | Programmable Thermostat | 28700 | 10.5 | 2: 10.0-12.9 | Condenser | 2002 | 2010 and earlier | 14 | CAC
| SITE_00225 | 1980 | 2010 and earlier | Single Family | 4702.18 | 4702.18 | 1 | No Cooling | NULL | NULL | NULL | NULL | NULL | NULL | NULL | NULL | NULL | NULL | None
| SITE_00226 | 1962 | 2010 and earlier | Single Family | 4702.18 | 2351.09 | 2 | Packaged AC | Window Air Conditioner | Unknown | Manual Thermostat - Digital | 12000 | NULL | NULL | Packaged AC | 2005 | 2010 and earlier | 11 | PTAC/RAC
| SITE_00226 | 1962 | 2010 and earlier | Single Family | 4702.18 | 2351.09 | 2 | Packaged AC | Window Air Conditioner | Unknown | Manual Thermostat - Digital | 8000 | NULL | NULL | Packaged AC | 2014 | 2011 and later | 2 | PTAC/RAC
| SITE_00227 | 1988 | 2010 and earlier | Single Family | 4702.18 | 4702.18 | 2 | Central AC | NULL | Electric | Programmable Thermostat | 40000 | 10.5 | 2: 10.0-12.9 | Condenser | 2002 | 2010 and earlier | 14 | CAC
| SITE_00228 | 2008 | 2010 and earlier | Single Family | 4702.18 | 4702.18 | 2 | Central AC | NULL | Electric | Unknown | 36000 | 13 | 3: 13.0-13.9 | Condenser | 2011 | 2011 and later | 5 | CAC
| SITE_00229 | 1999 | 2010 and earlier | Single Family | 4610.02 | 4610.02 | 2 | Central AC | NULL | Electric | Programmable Thermostat | 48000 | 11.05 | 2: 10.0-12.9 | Condenser | 1999 | 2010 and earlier | 17 | CAC
| SITE_00230 | 2009 | 2010 and earlier | Single Family | 4702.18 | 4702.18 | 2 | Central AC | NULL | Electric | Programmable Thermostat | 36000 | 13 | 3: 13.0-13.9 | Condenser | 2009 | 2010 and earlier | 7 | CAC
| SITE_00231 | 2004 | 2010 and earlier | Single Family | 4702.18 | 4702.18 | 2 | No Cooling | NULL | NULL | NULL | NULL | NULL | NULL | NULL | NULL | NULL | NULL | None
| SITE_00232 | 2014 | 2011 and later | Single Family | 4702.18 | 4702.18 | 1 | Air Source Heat Pump | NULL | Electric | Programmable Thermostat | 34000 | 14 | 4: 14.0-16.9 | Condenser | 2013 | 2011 and later | 3 | ASHP
| SITE_00233 | 2014 | 2011 and later | Manufactured | 626.07 | 626.07 | 2 | No Cooling | NULL | NULL | NULL | NULL | NULL | NULL | NULL | NULL | NULL | NULL | None
| SITE_00234 | 2015 | 2011 and later | Manufactured | 626.07 | 626.07 | 2 | Packaged AC | Window Air Conditioner | Unknown | Unknown | 12000 | NULL | NULL | Packaged AC | NULL | NULL | NULL | PTAC/RAC
| SITE_00235 | 2005 | 2010 and earlier | Single Family | 4610.02 | 4610.02 | 2 | Central AC | NULL | Electric | Programmable Thermostat | 42000 | NULL | NULL | Condenser | 2005 | 2010 and earlier | 11 | CAC
| SITE_00236 | 1996 | 2010 and earlier | Manufactured | 626.07 | 626.07 | 2 | Central AC | NULL | Electric | Programmable Thermostat | 36000 | NULL | NULL | Condenser | NULL | NULL | NULL | CAC
| SITE_00237 | 2014 | 2011 and later | Manufactured | 626.07 | 626.07 | 2 | Central AC | NULL | Electric | Manual Thermostat - Analog | 36000 | NULL | NULL | Condenser | 2014 | 2011 and later | 2 | CAC
| SITE_00238 | 1999 | 2010 and earlier | Manufactured | 626.07 | 626.07 | 2 | Packaged AC | Window Air Conditioner | Unknown | Unknown | NULL | NULL | NULL | Packaged AC | NULL | NULL | NULL | PTAC/RAC
| SITE_00239 | 1993 | 2010 and earlier | Manufactured | 626.07 | 626.07 | 2 | Air Source Heat Pump | NULL | Electric | Programmable Thermostat | 35800 | 15 | 4: 14.0-16.9 | Condenser | 2009 | 2010 and earlier | 7 | ASHP
| SITE_00240 | 1995 | 2010 and earlier | Manufactured | 1097.77 | 1097.77 | 2 | Packaged AC | Window Air Conditioner | Unknown | Unknown | 6000 | NULL | NULL | Packaged AC | NULL | NULL | NULL | PTAC/RAC
| SITE_00241 | 1998 | 2010 and earlier | Manufactured | 626.07 | 626.07 | 2 | No Cooling | NULL | NULL | NULL | NULL | NULL | NULL | NULL | NULL | NULL | NULL | None
| SITE_00242 | 1999 | 2010 and earlier | Manufactured | 626.07 | 626.07 | 3 | Central AC | NULL | Electric | Programmable Thermostat | 34800 | 10.2 | 2: 10.0-12.9 | Condenser | 2004 | 2010 and earlier | 12 | CAC
| SITE_00243 | 2008 | 2010 and earlier | Single Family | 4610.02 | 4610.02 | 1 | No Cooling | NULL | NULL | NULL | NULL | NULL | NULL | NULL | NULL | NULL | NULL | None
| SITE_00244 | 1995 | 2010 and earlier | Manufactured | 626.07 | 626.07 | 1 | Packaged AC | Through-Wall Air Conditioner | Unknown | Unknown | 5000 | 11 | 2: 10.0-12.9 | Packaged AC | 2005 | 2010 and earlier | 11 | PTAC/RAC
| SITE_00245 | 1976 | 2010 and earlier | Manufactured | 626.07 | 626.07 | 1 | Air Source Heat Pump | NULL | Electric | Programmable Thermostat | 24000 | 14.5 | 4: 14.0-16.9 | Condenser | 2015 | 2011 and later | 1 | ASHP
| SITE_00246 | 1992 | 2010 and earlier | Manufactured | 626.07 | 626.07 | 3 | Air Source Heat Pump | NULL | Electric | Programmable Thermostat | 33591.67 | 10.5 | 2: 10.0-12.9 | Condenser | 2002 | 2010 and earlier | 14 | ASHP
| SITE_00247 | 1996 | 2010 and earlier | Manufactured | 626.07 | 626.07 | 3 | Central AC | NULL | Electric | Programmable Thermostat | 41000 | 13.5 | 3: 13.0-13.9 | Condenser | 2007 | 2010 and earlier | 9 | CAC
| SITE_00248 | 2005 | 2010 and earlier | Manufactured | 626.07 | 626.07 | 3 | Air Source Heat Pump | NULL | Electric | Manual Thermostat - Analog | 42000 | 10 | 2: 10.0-12.9 | Condenser | 2005 | 2010 and earlier | 11 | ASHP
| SITE_00249 | 1995 | 2010 and earlier | Manufactured | 626.07 | 626.07 | 3 | Central AC | NULL | Electric | Manual Thermostat - Analog | NULL | NULL | NULL | Condenser | NULL | NULL | NULL | CAC
| SITE_00250 | 2000 | 2010 and earlier | Manufactured | 1097.77 | 1097.77 | 2 | Central AC | NULL | Electric | Manual Thermostat - Digital | 24000 | 10 | 2: 10.0-12.9 | Condenser | 2000 | 2010 and earlier | 16 | CAC
| SITE_00251 | 1969 | 2010 and earlier | Manufactured | 626.07 | 626.07 | 3 | Central AC | NULL | Electric | Programmable Thermostat | 24000 | NULL | NULL | Condenser | 1985 | 2010 and earlier | 31 | CAC
| SITE_00252 | 1995 | 2010 and earlier | Manufactured | 626.07 | 626.07 | 3 | Central AC | NULL | Electric | Programmable Thermostat | 30000 | NULL | NULL | Condenser | 2004 | 2010 and earlier | 12 | CAC
| SITE_00253 | 1984 | 2010 and earlier | Manufactured | 626.07 | 626.07 | 3 | Air Source Heat Pump | NULL | Electric | Manual Thermostat - Analog | 30000 | NULL | NULL | Condenser | NULL | NULL | NULL | ASHP
| SITE_00254 | 1973 | 2010 and earlier | Manufactured | 626.07 | 313.035 | 3 | Packaged AC | Through-Wall Air Conditioner | Unknown | Unknown | 25000 | NULL | NULL | Packaged AC | NULL | NULL | NULL | PTAC/RAC
| SITE_00254 | 1973 | 2010 and earlier | Manufactured | 626.07 | 313.035 | 3 | Packaged AC | Window Air Conditioner | Unknown | Unknown | 6000 | NULL | NULL | Packaged AC | NULL | NULL | NULL | PTAC/RAC
| SITE_00255 | 1976 | 2010 and earlier | Manufactured | 626.07 | 626.07 | 3 | Air Source Heat Pump | NULL | Electric | Programmable Thermostat | 22630 | 10 | 2: 10.0-12.9 | Condenser | 2005 | 2010 and earlier | 11 | ASHP
| SITE_00256 | 1976 | 2010 and earlier | Manufactured | 626.07 | 626.07 | 3 | Central AC | NULL | Electric | Programmable Thermostat | 30000 | NULL | NULL | Condenser | NULL | NULL | NULL | CAC
| SITE_00257 | 1991 | 2010 and earlier | Manufactured | 626.07 | 626.07 | 3 | Central AC | NULL | Electric | Manual Thermostat - Analog | 28300 | 13 | 3: 13.0-13.9 | Condenser | 2008 | 2010 and earlier | 8 | CAC
| SITE_00258 | 1976 | 2010 and earlier | Manufactured | 626.07 | 626.07 | 3 | Air Source Heat Pump | NULL | Electric | Programmable Thermostat | 28600 | 11 | 2: 10.0-12.9 | Condenser | 1997 | 2010 and earlier | 19 | ASHP
| SITE_00259 | 1925 | 2010 and earlier | Manufactured | 626.07 | 626.07 | 2 | No Cooling | NULL | NULL | NULL | NULL | NULL | NULL | NULL | NULL | NULL | NULL | None
| SITE_00260 | 1998 | 2010 and earlier | Manufactured | 1097.77 | 1097.77 | 2 | Packaged AC | Portable Air Conditioner | Unknown | Unknown | 12500 | NULL | NULL | Packaged AC | NULL | NULL | NULL | PTAC/RAC
| SITE_00261 | 1981 | 2010 and earlier | Manufactured | 1097.77 | 1097.77 | 1 | No Cooling | NULL | NULL | NULL | NULL | NULL | NULL | NULL | NULL | NULL | NULL | None
| SITE_00262 | 2000 | 2010 and earlier | Manufactured | 626.07 | 626.07 | 1 | Packaged AC | Window Air Conditioner | Unknown | Unknown | 12000 | NULL | NULL | Packaged AC | NULL | NULL | NULL | PTAC/RAC
| SITE_00263 | 2012 | 2011 and later | Single Family | 4610.02 | 4610.02 | 1 | Air Source Heat Pump | NULL | Electric | Programmable Thermostat | 34600 | 14.5 | 4: 14.0-16.9 | Condenser | 2011 | 2011 and later | 5 | ASHP
| SITE_00264 | 1986 | 2010 and earlier | Manufactured | 626.07 | 626.07 | 2 | Air Source Heat Pump | NULL | Electric | Programmable Thermostat | NULL | NULL | NULL | Condenser | NULL | NULL | NULL | ASHP
| SITE_00265 | 1999 | 2010 and earlier | Manufactured | 1097.77 | 1097.77 | 2 | Packaged AC | Window Air Conditioner | Unknown | Unknown | 5000 | NULL | NULL | Packaged AC | 2012 | 2011 and later | 4 | PTAC/RAC
| SITE_00266 | 1995 | 2010 and earlier | Manufactured | 626.07 | 626.07 | 2 | Packaged AC | Portable Air Conditioner | Unknown | Unknown | 10000 | NULL | NULL | Packaged AC | NULL | NULL | NULL | PTAC/RAC
| SITE_00267 | 1994 | 2010 and earlier | Manufactured | 626.07 | 626.07 | 2 | Central AC | NULL | Electric | Programmable Thermostat | 30000 | NULL | NULL | Condenser | 1999 | 2010 and earlier | 17 | CAC
| SITE_00268 | 1977 | 2010 and earlier | Manufactured | 626.07 | 626.07 | 1 | No Cooling | NULL | NULL | NULL | NULL | NULL | NULL | NULL | NULL | NULL | NULL | None
| SITE_00269 | 1998 | 2010 and earlier | Manufactured | 626.07 | 626.07 | 2 | Central AC | NULL | Electric | Programmable Thermostat | 24000 | NULL | NULL | Condenser | 1998 | 2010 and earlier | 18 | CAC
| SITE_00270 | 1992 | 2010 and earlier | Manufactured | 1097.77 | 1097.77 | 1 | No Cooling | NULL | NULL | NULL | NULL | NULL | NULL | NULL | NULL | NULL | NULL | None
| SITE_00271 | 1973 | 2010 and earlier | Manufactured | 1097.77 | 1097.77 | 1 | Packaged AC | Through-Wall Air Conditioner | Unknown | Unknown | NULL | NULL | NULL | Packaged AC | NULL | NULL | NULL | PTAC/RAC
| SITE_00272 | 1995 | 2010 and earlier | Manufactured | 626.07 | 626.07 | 1 | Packaged AC | Window Air Conditioner | Unknown | Unknown | 10000 | NULL | NULL | Packaged AC | NULL | NULL | NULL | PTAC/RAC
| SITE_00273 | 1981 | 2010 and earlier | Manufactured | 626.07 | 626.07 | 1 | Air Source Heat Pump | NULL | Electric | Programmable Thermostat | 23400 | 13 | 3: 13.0-13.9 | Condenser | 2009 | 2010 and earlier | 7 | ASHP
| SITE_00274 | 2001 | 2010 and earlier | Manufactured | 626.07 | 626.07 | 1 | No Cooling | NULL | NULL | NULL | NULL | NULL | NULL | NULL | NULL | NULL | NULL | None
| SITE_00275 | 2004 | 2010 and earlier | Manufactured | 626.07 | 626.07 | 2 | Air Source Heat Pump | NULL | Electric | Manual Thermostat - Digital | 36000 | 13 | 3: 13.0-13.9 | Condenser | 2004 | 2010 and earlier | 12 | ASHP
| SITE_00276 | 1988 | 2010 and earlier | Manufactured | 626.07 | 626.07 | 3 | Central AC | NULL | Electric | Manual Thermostat - Digital | NULL | NULL | NULL | Condenser | NULL | NULL | NULL | CAC
| SITE_00277 | 2001 | 2010 and earlier | Manufactured | 626.07 | 626.07 | 2 | Central AC | NULL | Electric | Programmable Thermostat | 30400 | 10.9 | 2: 10.0-12.9 | Condenser | 2000 | 2010 and earlier | 16 | CAC
| SITE_00278 | 1970 | 2010 and earlier | Multifamily Residence | 2272.53 | 2272.53 | 3 | No Cooling | NULL | NULL | NULL | NULL | NULL | NULL | NULL | NULL | NULL | NULL | None
| SITE_00279 | 1977 | 2010 and earlier | Multifamily Residence | 2272.53 | 2272.53 | 1 | No Cooling | NULL | NULL | NULL | NULL | NULL | NULL | NULL | NULL | NULL | NULL | None
| SITE_00280 | 2015 | 2011 and later | Multifamily Residence | 2272.53 | 2272.53 | 3 | No Cooling | NULL | NULL | NULL | NULL | NULL | NULL | NULL | NULL | NULL | NULL | None
| SITE_00281 | 2006 | 2010 and earlier | Multifamily Residence | 2272.53 | 2272.53 | 3 | Central AC | NULL | Electric | Manual Thermostat - Digital | 23400 | 13.5 | 3: 13.0-13.9 | Condenser | 2007 | 2010 and earlier | 9 | CAC
| SITE_00282 | 2003 | 2010 and earlier | Multifamily Residence | 2272.53 | 2272.53 | 1 | No Cooling | NULL | NULL | NULL | NULL | NULL | NULL | NULL | NULL | NULL | NULL | None
| SITE_00283 | 2000 | 2010 and earlier | Multifamily Residence | 2272.53 | 2272.53 | 2 | No Cooling | NULL | NULL | NULL | NULL | NULL | NULL | NULL | NULL | NULL | NULL | None
| SITE_00284 | 2001 | 2010 and earlier | Multifamily Residence | 2272.53 | 2272.53 | 1 | Central AC | NULL | Electric | Programmable Thermostat | 18000 | 13 | 3: 13.0-13.9 | Condenser | 2007 | 2010 and earlier | 9 | CAC
| SITE_00285 | 1996 | 2010 and earlier | Multifamily Residence | 2272.53 | 2272.53 | 3 | No Cooling | NULL | NULL | NULL | NULL | NULL | NULL | NULL | NULL | NULL | NULL | None
| SITE_00286 | NULL | NULL | Multifamily Residence | 2272.53 | 2272.53 | 3 | Central AC | NULL | Electric | Manual Thermostat - Digital | 23200 | 13 | 3: 13.0-13.9 | Condenser | 2012 | 2011 and later | 4 | CAC
| SITE_00287 | 1976 | 2010 and earlier | Multifamily Residence | 773.6 | 773.6 | 2 | No Cooling | NULL | NULL | NULL | NULL | NULL | NULL | NULL | NULL | NULL | NULL | None
| SITE_00288 | NULL | NULL | Multifamily Residence | 2272.53 | 2272.53 | 1 | No Cooling | NULL | NULL | NULL | NULL | NULL | NULL | NULL | NULL | NULL | NULL | None
| SITE_00289 | NULL | NULL | Multifamily Residence | 2272.53 | 2272.53 | 1 | No Cooling | NULL | NULL | NULL | NULL | NULL | NULL | NULL | NULL | NULL | NULL | None
| SITE_00290 | 2010 | 2010 and earlier | Multifamily Residence | 773.6 | 773.6 | 2 | Central AC | NULL | Electric | Unknown | 18000 | NULL | NULL | Condenser | 2010 | 2010 and earlier | 6 | CAC
| SITE_00291 | NULL | NULL | Multifamily Residence | 2272.53 | 757.51 | 3 | Packaged AC | Through-Wall Air Conditioner | Unknown | Unknown | 13200 | NULL | NULL | Packaged AC | NULL | NULL | NULL | PTAC/RAC
| SITE_00291 | NULL | NULL | Multifamily Residence | 2272.53 | 757.51 | 3 | Packaged AC | Through-Wall Air Conditioner | Unknown | Unknown | 13500 | NULL | NULL | Packaged AC | NULL | NULL | NULL | PTAC/RAC
| SITE_00291 | NULL | NULL | Multifamily Residence | 2272.53 | 757.51 | 3 | Packaged AC | Wall-Mounted Ptac | Unknown | Unknown | 12000 | NULL | NULL | Packaged AC | NULL | NULL | NULL | PTAC/RAC
| SITE_00292 | 1980 | 2010 and earlier | Multifamily Residence | 2272.53 | 2272.53 | 1 | No Cooling | NULL | NULL | NULL | NULL | NULL | NULL | NULL | NULL | NULL | NULL | None
| SITE_00293 | NULL | NULL | Multifamily Residence | 2272.53 | 2272.53 | 3 | Packaged AC | Through-Wall Air Conditioner | Unknown | Unknown | 8000 | NULL | NULL | Packaged AC | 2005 | 2010 and earlier | 11 | PTAC/RAC
| SITE_00294 | 2000 | 2010 and earlier | Multifamily Residence | 2272.53 | 2272.53 | 3 | Central AC | NULL | Electric | Manual Thermostat - Analog | 24000 | NULL | NULL | Condenser | NULL | NULL | NULL | CAC
| SITE_00295 | 1976 | 2010 and earlier | Manufactured | 626.07 | 626.07 | 3 | Air Source Heat Pump | NULL | Electric | Smart/Wi-Fi Thermostat | 29625 | 13.75 | 3: 13.0-13.9 | Condenser | 2015 | 2011 and later | 1 | ASHP
| SITE_00296 | 2002 | 2010 and earlier | Manufactured | 626.07 | 626.07 | 3 | Air Source Heat Pump | NULL | Electric | Programmable Thermostat | 34600 | 13 | 3: 13.0-13.9 | Condenser | 2014 | 2011 and later | 2 | ASHP
| SITE_00297 | 1940 | 2010 and earlier | Single Family | 4610.02 | 4610.02 | 2 | No Cooling | NULL | NULL | NULL | NULL | NULL | NULL | NULL | NULL | NULL | NULL | None
| SITE_00298 | 1905 | 2010 and earlier | Single Family | 4702.18 | 4702.18 | 2 | Packaged AC | Window Air Conditioner | Unknown | Manual Thermostat - Digital | 12000 | NULL | NULL | Packaged AC | 2006 | 2010 and earlier | 10 | PTAC/RAC
| SITE_00299 | 1998 | 2010 and earlier | Manufactured | 1097.77 | 1097.77 | 2 | Central AC | NULL | Electric | Manual Thermostat - Analog | 30000 | 11 | 2: 10.0-12.9 | Condenser | 2004 | 2010 and earlier | 12 | CAC
| SITE_00300 | 1999 | 2010 and earlier | Manufactured | 626.07 | 626.07 | 3 | Central AC | NULL | Electric | Programmable Thermostat | 33400 | 13.5 | 3: 13.0-13.9 | Condenser | 2014 | 2011 and later | 2 | CAC
| SITE_00301 | 2010 | 2010 and earlier | Manufactured | 626.07 | 626.07 | 3 | Air Source Heat Pump | NULL | Electric | Programmable Thermostat | 35400 | 13 | 3: 13.0-13.9 | Condenser | 2010 | 2010 and earlier | 6 | ASHP
| SITE_00302 | 1994 | 2010 and earlier | Manufactured | 626.07 | 626.07 | 2 | Air Source Heat Pump | NULL | Electric | Programmable Thermostat | 34600 | 13 | 3: 13.0-13.9 | Condenser | 2014 | 2011 and later | 2 | ASHP
| SITE_00303 | 1972 | 2010 and earlier | Manufactured | 626.07 | 313.035 | 3 | Packaged AC | Window Air Conditioner | Unknown | Manual Thermostat - Digital | NULL | NULL | NULL | Packaged AC | NULL | NULL | NULL | PTAC/RAC
| SITE_00303 | 1972 | 2010 and earlier | Manufactured | 626.07 | 313.035 | 3 | Packaged AC | Window Air Conditioner | Unknown | Manual Thermostat - Analog | 5200 | NULL | NULL | Packaged AC | 2015 | 2011 and later | 1 | PTAC/RAC
| SITE_00304 | 1984 | 2010 and earlier | Manufactured | 626.07 | 626.07 | 2 | No Cooling | NULL | NULL | NULL | NULL | NULL | NULL | NULL | NULL | NULL | NULL | None
| SITE_00305 | 1989 | 2010 and earlier | Manufactured | 626.07 | 626.07 | 2 | Air Source Heat Pump | NULL | Electric | Manual Thermostat - Analog | 30000 | NULL | NULL | Condenser | NULL | NULL | NULL | ASHP
| SITE_00306 | 1994 | 2010 and earlier | Manufactured | 626.07 | 626.07 | 3 | Air Source Heat Pump | NULL | Electric | Manual Thermostat - Digital | 23400 | 15.5 | 4: 14.0-16.9 | Condenser | 2016 | 2011 and later | 0 | ASHP
| SITE_00307 | 1995 | 2010 and earlier | Manufactured | 626.07 | 626.07 | 3 | Air Source Heat Pump | NULL | Electric | Programmable Thermostat | 24400 | 13 | 3: 13.0-13.9 | Condenser | 2011 | 2011 and later | 5 | ASHP
| SITE_00308 | 1975 | 2010 and earlier | Manufactured | 626.07 | 626.07 | 3 | Packaged AC | Wall-Mounted Ptac | Unknown | Manual Thermostat - Analog | 5200 | NULL | NULL | Packaged AC | 2004 | 2010 and earlier | 12 | PTAC/RAC
| SITE_00309 | 1995 | 2010 and earlier | Manufactured | 626.07 | 626.07 | 3 | No Cooling | NULL | NULL | NULL | NULL | NULL | NULL | NULL | NULL | NULL | NULL | None
| SITE_00310 | 1969 | 2010 and earlier | Manufactured | 626.07 | 626.07 | 3 | Packaged AC | Portable Air Conditioner | Unknown | Manual Thermostat - Analog | 8000 | NULL | NULL | Packaged AC | NULL | NULL | NULL | PTAC/RAC
| SITE_00311 | 1978 | 2010 and earlier | Manufactured | 626.07 | 626.07 | 3 | Air Source Heat Pump | NULL | Electric | Manual Thermostat - Digital | 28000 | 13.5 | 3: 13.0-13.9 | Condenser | 2006 | 2010 and earlier | 10 | ASHP
| SITE_00312 | 1992 | 2010 and earlier | Manufactured | 1097.77 | 1097.77 | 1 | Air Source Heat Pump | NULL | Electric | Programmable Thermostat | 35000 | 13 | 3: 13.0-13.9 | Condenser | 2013 | 2011 and later | 3 | ASHP
| SITE_00313 | 1992 | 2010 and earlier | Manufactured | 1097.77 | 1097.77 | 3 | Central AC | NULL | Electric | Manual Thermostat - Analog | 30000 | NULL | NULL | Condenser | NULL | NULL | NULL | CAC
| SITE_00314 | 1970 | 2010 and earlier | Manufactured | 626.07 | 208.69 | 3 | Packaged AC | Window Air Conditioner | Unknown | Manual Thermostat - Analog | NULL | NULL | NULL | Packaged AC | NULL | NULL | NULL | PTAC/RAC
| SITE_00314 | 1970 | 2010 and earlier | Manufactured | 626.07 | 208.69 | 3 | Packaged AC | Window Air Conditioner | Unknown | Manual Thermostat - Analog | 5050 | NULL | NULL | Packaged AC | 2012 | 2011 and later | 4 | PTAC/RAC
| SITE_00314 | 1970 | 2010 and earlier | Manufactured | 626.07 | 208.69 | 3 | Packaged AC | Window Air Conditioner | Unknown | Manual Thermostat - Analog | 5000 | NULL | NULL | Packaged AC | 2015 | 2011 and later | 1 | PTAC/RAC
| SITE_00315 | 1971 | 2010 and earlier | Manufactured | 626.07 | 626.07 | 3 | Air Source Heat Pump | NULL | Electric | Manual Thermostat - Digital | 24000 | 15 | 4: 14.0-16.9 | Condenser | 2016 | 2011 and later | 0 | ASHP
| SITE_00316 | 1977 | 2010 and earlier | Manufactured | 626.07 | 626.07 | 3 | Packaged AC | Window Air Conditioner | Unknown | Manual Thermostat - Analog | 10500 | NULL | NULL | Packaged AC | NULL | NULL | NULL | PTAC/RAC
| SITE_00317 | 1974 | 2010 and earlier | Manufactured | 626.07 | 313.035 | 3 | Packaged AC | Window Air Conditioner | Unknown | Manual Thermostat - Analog | 5000 | NULL | NULL | Packaged AC | NULL | NULL | NULL | PTAC/RAC
| SITE_00317 | 1974 | 2010 and earlier | Manufactured | 626.07 | 313.035 | 3 | Packaged AC | Window Air Conditioner | Unknown | Manual Thermostat - Analog | 5300 | NULL | NULL | Packaged AC | NULL | NULL | NULL | PTAC/RAC
| SITE_00318 | 1978 | 2010 and earlier | Manufactured | 626.07 | 626.07 | 3 | Packaged AC | Window Air Conditioner | Unknown | Manual Thermostat - Digital | 15100 | NULL | NULL | Packaged AC | NULL | NULL | NULL | PTAC/RAC
| SITE_00319 | 1978 | 2010 and earlier | Manufactured | 626.07 | 626.07 | 3 | Air Source Heat Pump | NULL | Electric | Manual Thermostat - Digital | 24000 | 16 | 4: 14.0-16.9 | Condenser | 2015 | 2011 and later | 1 | ASHP
| SITE_00320 | 1986 | 2010 and earlier | Manufactured | 626.07 | 626.07 | 3 | Air Source Heat Pump | NULL | Electric | Manual Thermostat - Digital | 24000 | 13 | 3: 13.0-13.9 | Condenser | 2014 | 2011 and later | 2 | ASHP
| SITE_00321 | 1971 | 2010 and earlier | Manufactured | 626.07 | 626.07 | 3 | Air Source Heat Pump | NULL | Electric | Programmable Thermostat | 23000 | 14.5 | 4: 14.0-16.9 | Condenser | 2013 | 2011 and later | 3 | ASHP
| SITE_00322 | 1998 | 2010 and earlier | Manufactured | 1097.77 | 365.9233 | 2 | Packaged AC | Window Air Conditioner | Unknown | Manual Thermostat - Analog | 5250 | NULL | NULL | Packaged AC | NULL | NULL | NULL | PTAC/RAC
| SITE_00322 | 1998 | 2010 and earlier | Manufactured | 1097.77 | 365.9233 | 2 | Packaged AC | Window Air Conditioner | Unknown | Manual Thermostat - Analog | 10000 | NULL | NULL | Packaged AC | 2000 | 2010 and earlier | 16 | PTAC/RAC
| SITE_00322 | 1998 | 2010 and earlier | Manufactured | 1097.77 | 365.9233 | 2 | Packaged AC | Window Air Conditioner | Unknown | Manual Thermostat - Digital | 6000 | NULL | NULL | Packaged AC | NULL | NULL | NULL | PTAC/RAC
| SITE_00323 | 1978 | 2010 and earlier | Manufactured | 626.07 | 626.07 | 1 | No Cooling | NULL | NULL | NULL | NULL | NULL | NULL | NULL | NULL | NULL | NULL | None
| SITE_00324 | 1985 | 2010 and earlier | Manufactured | 626.07 | 626.07 | 3 | No Cooling | NULL | NULL | NULL | NULL | NULL | NULL | NULL | NULL | NULL | NULL | None
| SITE_00325 | 1980 | 2010 and earlier | Manufactured | 626.07 | 626.07 | 1 | Packaged AC | Window Air Conditioner | Unknown | Programmable Thermostat | 5200 | NULL | NULL | Packaged AC | 2011 | 2011 and later | 5 | PTAC/RAC
| SITE_00326 | 1971 | 2010 and earlier | Manufactured | 626.07 | 626.07 | 3 | Packaged AC | Ptac | Unknown | Unknown | 12000 | NULL | NULL | Packaged AC | 2015 | 2011 and later | 1 | PTAC/RAC
| SITE_00327 | 1983 | 2010 and earlier | Manufactured | 626.07 | 626.07 | 1 | Central AC | NULL | Electric | Manual Thermostat - Analog | NULL | NULL | NULL | Condenser | NULL | NULL | NULL | CAC
| SITE_00328 | 1977 | 2010 and earlier | Manufactured | 626.07 | 626.07 | 2 | Mini-Split HP | NULL | Electric | Unknown | NULL | NULL | NULL | Condenser | NULL | NULL | NULL | DHP
| SITE_00329 | 1988 | 2010 and earlier | Manufactured | 626.07 | 626.07 | 3 | Central AC | NULL | Electric | Manual Thermostat - Analog | 36000 | NULL | NULL | Condenser | 1986 | 2010 and earlier | 30 | CAC
| SITE_00330 | 2000 | 2010 and earlier | Manufactured | 626.07 | 626.07 | 3 | Central AC | NULL | Electric | Manual Thermostat - Analog | 23500 | 10.25 | 2: 10.0-12.9 | Condenser | 2001 | 2010 and earlier | 15 | CAC
| SITE_00331 | 1980 | 2010 and earlier | Single Family | 4610.02 | 4610.02 | 3 | Air Source Heat Pump | NULL | Electric | Manual Thermostat - Analog | 30000 | 12 | 2: 10.0-12.9 | Condenser | 2005 | 2010 and earlier | 11 | ASHP
| SITE_00332 | 2006 | 2010 and earlier | Manufactured | 626.07 | 626.07 | 2 | No Cooling | NULL | NULL | NULL | NULL | NULL | NULL | NULL | NULL | NULL | NULL | None
| SITE_00333 | 2004 | 2010 and earlier | Single Family | 4610.02 | 4610.02 | 3 | Central AC | NULL | Electric | Smart/Wi-Fi Thermostat | 45000 | 12.3 | 2: 10.0-12.9 | Condenser | 2003 | 2010 and earlier | 13 | CAC
| SITE_00334 | 2006 | 2010 and earlier | Single Family | 4610.02 | 4610.02 | 2 | Central AC | NULL | Electric | Programmable Thermostat | 36000 | NULL | NULL | Condenser | NULL | NULL | NULL | CAC
| SITE_00335 | 1975 | 2010 and earlier | Single Family | 4610.02 | 4610.02 | 3 | Central AC | NULL | Electric | Programmable Thermostat | 28500 | 10.5 | 2: 10.0-12.9 | Condenser | 1996 | 2010 and earlier | 20 | CAC
| SITE_00336 | 1977 | 2010 and earlier | Single Family | 4610.02 | 4610.02 | 2 | Packaged AC | Window Air Conditioner | Unknown | Unknown | 5000 | NULL | NULL | Packaged AC | NULL | NULL | NULL | PTAC/RAC
| SITE_00337 | 1985 | 2010 and earlier | Manufactured | 626.07 | 626.07 | 3 | Air Source Heat Pump | NULL | Electric | Manual Thermostat - Digital | 43857 | 10.14 | 2: 10.0-12.9 | Condenser | 2002 | 2010 and earlier | 14 | ASHP
| SITE_00338 | 1978 | 2010 and earlier | Single Family | 4702.18 | 4702.18 | 2 | Mini-Split HP | NULL | Electric | Manual Thermostat - Digital | NULL | NULL | NULL | Condenser | 2009 | 2010 and earlier | 7 | DHP
| SITE_00339 | 1972 | 2010 and earlier | Single Family | 4610.02 | 4610.02 | 3 | Mini-Split HP | NULL | Electric | Remote Control | NULL | NULL | NULL | Condenser | 2012 | 2011 and later | 4 | DHP
| SITE_00340 | 1999 | 2010 and earlier | Single Family | 4610.02 | 4610.02 | 2 | No Cooling | NULL | NULL | NULL | NULL | NULL | NULL | NULL | NULL | NULL | NULL | None
| SITE_00341 | 2005 | 2010 and earlier | Single Family | 4610.02 | 4610.02 | 3 | Central AC | NULL | Electric | Programmable Thermostat | 36000 | 12 | 2: 10.0-12.9 | Condenser | 2005 | 2010 and earlier | 11 | CAC
| SITE_00342 | 1945 | 2010 and earlier | Single Family | 4702.18 | 4702.18 | 2 | Packaged AC | Window Air Conditioner | Unknown | Unknown | NULL | NULL | NULL | Packaged AC | NULL | NULL | NULL | PTAC/RAC
| SITE_00343 | 1890 | 2010 and earlier | Single Family | 4610.02 | 4610.02 | 3 | Central AC | NULL | Electric | Manual Thermostat - Digital | 24000 | NULL | NULL | Condenser | 2002 | 2010 and earlier | 14 | CAC
| SITE_00344 | 1993 | 2010 and earlier | Single Family | 4610.02 | 4610.02 | 2 | No Cooling | NULL | NULL | NULL | NULL | NULL | NULL | NULL | NULL | NULL | NULL | None
| SITE_00345 | 2005 | 2010 and earlier | Single Family | 4610.02 | 4610.02 | 3 | Central AC | NULL | Electric | Programmable Thermostat | 36000 | NULL | NULL | Condenser | 2004 | 2010 and earlier | 12 | CAC
| SITE_00346 | 1901 | 2010 and earlier | Single Family | 4610.02 | 4610.02 | 2 | No Cooling | NULL | NULL | NULL | NULL | NULL | NULL | NULL | NULL | NULL | NULL | None
| SITE_00347 | 1925 | 2010 and earlier | Single Family | 4610.02 | 1536.6733 | 3 | Packaged AC | Through-Wall Air Conditioner | Unknown | Unknown | 12000 | NULL | NULL | Packaged AC | NULL | NULL | NULL | PTAC/RAC
| SITE_00347 | 1925 | 2010 and earlier | Single Family | 4610.02 | 1536.6733 | 3 | Packaged AC | Through-Wall Air Conditioner | Unknown | Unknown | 8000 | NULL | NULL | Packaged AC | NULL | NULL | NULL | PTAC/RAC
| SITE_00347 | 1925 | 2010 and earlier | Single Family | 4610.02 | 1536.6733 | 3 | Packaged AC | Through-Wall Air Conditioner | Unknown | Unknown | 8000 | NULL | NULL | Packaged AC | NULL | NULL | NULL | PTAC/RAC
| SITE_00348 | 1953 | 2010 and earlier | Single Family | 4610.02 | 4610.02 | 2 | Packaged AC | Through-Wall Air Conditioner | Unknown | Unknown | 10000 | NULL | NULL | Packaged AC | NULL | NULL | NULL | PTAC/RAC
| SITE_00349 | 1998 | 2010 and earlier | Single Family | 4610.02 | 4610.02 | 3 | Central AC | NULL | Electric | Programmable Thermostat | 36000 | NULL | NULL | Condenser | 2012 | 2011 and later | 4 | CAC
| SITE_00350 | 1978 | 2010 and earlier | Single Family | 4610.02 | 4610.02 | 3 | Central AC | NULL | Electric | Programmable Thermostat | 36000 | NULL | NULL | Condenser | 2008 | 2010 and earlier | 8 | CAC
| SITE_00351 | 2006 | 2010 and earlier | Single Family | 4610.02 | 4610.02 | 1 | Central AC | NULL | Electric | Programmable Thermostat | 56600 | 13.4 | 3: 13.0-13.9 | Condenser | 2006 | 2010 and earlier | 10 | CAC
| SITE_00352 | 1952 | 2010 and earlier | Single Family | 4610.02 | 4610.02 | 3 | Central AC | NULL | Electric | Manual Thermostat - Digital | 28300 | 10.5 | 2: 10.0-12.9 | Condenser | 2002 | 2010 and earlier | 14 | CAC
| SITE_00353 | 1979 | 2010 and earlier | Single Family | 4610.02 | 4610.02 | 3 | Air Source Heat Pump | NULL | Electric | Programmable Thermostat | 30000 | 13 | 3: 13.0-13.9 | Condenser | NULL | NULL | NULL | ASHP
| SITE_00354 | 1984 | 2010 and earlier | Single Family | 4610.02 | 4610.02 | 3 | Central AC | NULL | Electric | Programmable Thermostat | 36000 | NULL | NULL | Condenser | 1996 | 2010 and earlier | 20 | CAC
| SITE_00355 | 1970 | 2010 and earlier | Single Family | 4610.02 | 4610.02 | 2 | No Cooling | NULL | NULL | NULL | NULL | NULL | NULL | NULL | NULL | NULL | NULL | None
| SITE_00356 | 1928 | 2010 and earlier | Single Family | 4610.02 | 4610.02 | 3 | Central AC | NULL | Electric | Programmable Thermostat | 24000 | 10.5 | 2: 10.0-12.9 | Condenser | 2000 | 2010 and earlier | 16 | CAC
| SITE_00357 | 1910 | 2010 and earlier | Single Family | 4610.02 | 4610.02 | 2 | No Cooling | NULL | NULL | NULL | NULL | NULL | NULL | NULL | NULL | NULL | NULL | None
| SITE_00358 | 1996 | 2010 and earlier | Single Family | 4610.02 | 4610.02 | 3 | Central AC | NULL | Electric | Programmable Thermostat | 34600 | 10 | 2: 10.0-12.9 | Condenser | 1999 | 2010 and earlier | 17 | CAC
| SITE_00359 | 1990 | 2010 and earlier | Single Family | 4610.02 | 4610.02 | 3 | Central AC | NULL | Electric | Programmable Thermostat | 36000 | NULL | NULL | Condenser | 1989 | 2010 and earlier | 27 | CAC
| SITE_00360 | 1977 | 2010 and earlier | Single Family | 4610.02 | 4610.02 | 1 | No Cooling | NULL | NULL | NULL | NULL | NULL | NULL | NULL | NULL | NULL | NULL | None
| SITE_00361 | 1998 | 2010 and earlier | Single Family | 4610.02 | 4610.02 | 3 | Central AC | NULL | Electric | Programmable Thermostat | 30000 | NULL | NULL | Condenser | 1991 | 2010 and earlier | 25 | CAC
| SITE_00362 | 2006 | 2010 and earlier | Single Family | 4610.02 | 4610.02 | 3 | Central AC | NULL | Electric | Programmable Thermostat | 60000 | 19 | 5: 17.0 or higher | Condenser | 2005 | 2010 and earlier | 11 | CAC
| SITE_00363 | 1951 | 2010 and earlier | Single Family | 4610.02 | 4610.02 | 2 | Central AC | NULL | Electric | Programmable Thermostat | 24000 | 13 | 3: 13.0-13.9 | Condenser | 2012 | 2011 and later | 4 | CAC
| SITE_00364 | 2004 | 2010 and earlier | Single Family | 4610.02 | 4610.02 | 3 | Central AC | NULL | Electric | Programmable Thermostat | 28200 | NULL | NULL | Condenser | 2004 | 2010 and earlier | 12 | CAC
| SITE_00365 | 1987 | 2010 and earlier | Single Family | 4610.02 | 4610.02 | 3 | Central AC | NULL | Electric | Programmable Thermostat | 34600 | 13.5 | 3: 13.0-13.9 | Condenser | 2012 | 2011 and later | 4 | CAC
| SITE_00366 | 1920 | 2010 and earlier | Single Family | 4610.02 | 4610.02 | 3 | Packaged AC | Portable Air Conditioner | Unknown | Unknown | 12000 | NULL | NULL | Packaged AC | 2011 | 2011 and later | 5 | PTAC/RAC
| SITE_00367 | 2003 | 2010 and earlier | Single Family | 4610.02 | 4610.02 | 3 | Central AC | NULL | Electric | Programmable Thermostat | 57000 | 10.5 | 2: 10.0-12.9 | Condenser | 2003 | 2010 and earlier | 13 | CAC
| SITE_00368 | 1980 | 2010 and earlier | Single Family | 4610.02 | 4610.02 | 3 | Central AC | NULL | Electric | Manual Thermostat - Digital | NULL | NULL | NULL | Condenser | NULL | NULL | NULL | CAC
| SITE_00369 | 1998 | 2010 and earlier | Single Family | 4610.02 | 4610.02 | 3 | Central AC | NULL | Electric | Programmable Thermostat | 24000 | NULL | NULL | Condenser | 1998 | 2010 and earlier | 18 | CAC
| SITE_00370 | 1910 | 2010 and earlier | Single Family | 4610.02 | 4610.02 | 2 | Packaged AC | Window Air Conditioner | Unknown | Unknown | 5000 | 11 | 2: 10.0-12.9 | Packaged AC | NULL | NULL | NULL | PTAC/RAC
| SITE_00371 | 1986 | 2010 and earlier | Single Family | 4610.02 | 4610.02 | 3 | Air Source Heat Pump | NULL | Electric | Manual Thermostat - Digital | 34292 | 10 | 2: 10.0-12.9 | Condenser | 2005 | 2010 and earlier | 11 | ASHP
| SITE_00372 | 1970 | 2010 and earlier | Single Family | 4610.02 | 4610.02 | 2 | Mini-Split HP | NULL | Electric | Manual Thermostat - Digital | NULL | NULL | NULL | Condenser | 2011 | 2011 and later | 5 | DHP
| SITE_00373 | 2003 | 2010 and earlier | Single Family | 4610.02 | 4610.02 | 3 | Central AC | NULL | Electric | Manual Thermostat - Digital | 33600 | 10 | 2: 10.0-12.9 | Condenser | 2003 | 2010 and earlier | 13 | CAC
| SITE_00374 | 1979 | 2010 and earlier | Single Family | 4610.02 | 4610.02 | 3 | Central AC | NULL | Electric | Manual Thermostat - Digital | 17500 | 10.3 | 2: 10.0-12.9 | Condenser | 2002 | 2010 and earlier | 14 | CAC
| SITE_00375 | 2012 | 2011 and later | Single Family | 4610.02 | 4610.02 | 2 | Central AC | NULL | Electric | Programmable Thermostat | 28200 | 13.6 | 3: 13.0-13.9 | Condenser | 2009 | 2010 and earlier | 7 | CAC
| SITE_00376 | 1969 | 2010 and earlier | Manufactured | 626.07 | 626.07 | 2 | Packaged AC | Window Air Conditioner | Unknown | Unknown | 8000 | NULL | NULL | Packaged AC | NULL | NULL | NULL | PTAC/RAC
| SITE_00377 | 1997 | 2010 and earlier | Single Family | 4610.02 | 4610.02 | 3 | Central AC | NULL | Electric | Manual Thermostat - Analog | 30000 | NULL | NULL | Condenser | NULL | NULL | NULL | CAC
| SITE_00378 | 1973 | 2010 and earlier | Manufactured | 626.07 | 626.07 | 2 | Mini-Split HP | NULL | Electric | Programmable Thermostat | NULL | NULL | NULL | Condenser | 2009 | 2010 and earlier | 7 | DHP
| SITE_00379 | 1977 | 2010 and earlier | Single Family | 4610.02 | 4610.02 | 2 | Packaged AC | Through-Wall Air Conditioner | Unknown | Unknown | NULL | NULL | NULL | Packaged AC | NULL | NULL | NULL | PTAC/RAC
| SITE_00380 | 2006 | 2010 and earlier | Single Family | 4610.02 | 4610.02 | 3 | Central AC | NULL | Electric | Manual Thermostat - Digital | 24900 | 13.5 | 3: 13.0-13.9 | Condenser | 2006 | 2010 and earlier | 10 | CAC
| SITE_00381 | 1956 | 2010 and earlier | Single Family | 4610.02 | 4610.02 | 1 | No Cooling | NULL | NULL | NULL | NULL | NULL | NULL | NULL | NULL | NULL | NULL | None
| SITE_00382 | 2004 | 2010 and earlier | Single Family | 4610.02 | 4610.02 | 3 | Central AC | NULL | Electric | Programmable Thermostat | NULL | NULL | NULL | Condenser | NULL | NULL | NULL | CAC
| SITE_00383 | 2007 | 2010 and earlier | Single Family | 4610.02 | 4610.02 | 2 | Central AC | NULL | Electric | Manual Thermostat - Digital | 28500 | 10.5 | 2: 10.0-12.9 | Condenser | 2005 | 2010 and earlier | 11 | CAC
| SITE_00384 | 1949 | 2010 and earlier | Single Family | 4610.02 | 4610.02 | 1 | No Cooling | NULL | NULL | NULL | NULL | NULL | NULL | NULL | NULL | NULL | NULL | None
| SITE_00385 | 1969 | 2010 and earlier | Single Family | 4702.18 | 4702.18 | 2 | No Cooling | NULL | NULL | NULL | NULL | NULL | NULL | NULL | NULL | NULL | NULL | None
| SITE_00386 | 1981 | 2010 and earlier | Single Family | 4610.02 | 4610.02 | 2 | No Cooling | NULL | NULL | NULL | NULL | NULL | NULL | NULL | NULL | NULL | NULL | None
| SITE_00387 | 1949 | 2010 and earlier | Single Family | 4610.02 | 4610.02 | 3 | Central AC | NULL | Electric | Manual Thermostat - Digital | 28000 | 10.25 | 2: 10.0-12.9 | Condenser | 2002 | 2010 and earlier | 14 | CAC
| SITE_00388 | 2015 | 2011 and later | Single Family | 4610.02 | 4610.02 | 1 | Central AC | NULL | Electric | Programmable Thermostat | 23400 | 13 | 3: 13.0-13.9 | Condenser | 2013 | 2011 and later | 3 | CAC
| SITE_00389 | 1980 | 2010 and earlier | Single Family | 4702.18 | 4702.18 | 2 | No Cooling | NULL | NULL | NULL | NULL | NULL | NULL | NULL | NULL | NULL | NULL | None
| SITE_00390 | 2006 | 2010 and earlier | Single Family | 4610.02 | 4610.02 | 3 | Central AC | NULL | Electric | Unknown | 45000 | 13 | 3: 13.0-13.9 | Condenser | 2006 | 2010 and earlier | 10 | CAC
| SITE_00391 | 1962 | 2010 and earlier | Single Family | 4610.02 | 4610.02 | 3 | No Cooling | NULL | NULL | NULL | NULL | NULL | NULL | NULL | NULL | NULL | NULL | None
| SITE_00392 | 2005 | 2010 and earlier | Single Family | 4610.02 | 4610.02 | 3 | Central AC | NULL | Electric | Programmable Thermostat | 24000 | NULL | NULL | Condenser | 2005 | 2010 and earlier | 11 | CAC
| SITE_00393 | 1990 | 2010 and earlier | Single Family | 4610.02 | 4610.02 | 3 | Central AC | NULL | Electric | Programmable Thermostat | 36000 | NULL | NULL | Condenser | NULL | NULL | NULL | CAC
| SITE_00394 | 2000 | 2010 and earlier | Single Family | 4610.02 | 4610.02 | 3 | Central AC | NULL | Electric | Unknown | 60000 | NULL | NULL | Condenser | 2009 | 2010 and earlier | 7 | CAC
| SITE_00395 | NULL | NULL | Single Family | 4610.02 | 2305.01 | 3 | Packaged AC | Window Air Conditioner | Unknown | Manual Thermostat - Digital | 6000 | NULL | NULL | Packaged AC | 2013 | 2011 and later | 3 | PTAC/RAC
| SITE_00395 | NULL | NULL | Single Family | 4610.02 | 2305.01 | 3 | Packaged HP | Through-Wall Heat Pump | Unknown | Manual Thermostat - Analog | NULL | NULL | NULL | Packaged HP | NULL | NULL | NULL | PTHP
| SITE_00396 | 1976 | 2010 and earlier | Single Family | 4610.02 | 4610.02 | 2 | Central AC | NULL | Electric | Programmable Thermostat | 36000 | NULL | NULL | Condenser | 2003 | 2010 and earlier | 13 | CAC
| SITE_00397 | 2002 | 2010 and earlier | Single Family | 4610.02 | 4610.02 | 3 | Central AC | NULL | Electric | Programmable Thermostat | 60000 | 10 | 2: 10.0-12.9 | Condenser | 2005 | 2010 and earlier | 11 | CAC
| SITE_00398 | 1947 | 2010 and earlier | Single Family | 4702.18 | 4702.18 | 1 | No Cooling | NULL | NULL | NULL | NULL | NULL | NULL | NULL | NULL | NULL | NULL | None
| SITE_00399 | 1960 | 2010 and earlier | Single Family | 4610.02 | 4610.02 | 2 | No Cooling | NULL | NULL | NULL | NULL | NULL | NULL | NULL | NULL | NULL | NULL | None
| SITE_00400 | 1994 | 2010 and earlier | Single Family | 4610.02 | 4610.02 | 3 | Central AC | NULL | Electric | Manual Thermostat - Digital | 24000 | 10 | 2: 10.0-12.9 | Condenser | 2012 | 2011 and later | 4 | CAC
| SITE_00401 | 1973 | 2010 and earlier | Single Family | 4610.02 | 2305.01 | 2 | Air Source Heat Pump | NULL | Electric | Programmable Thermostat | 33600 | 13 | 3: 13.0-13.9 | Condenser | 2006 | 2010 and earlier | 10 | ASHP
| SITE_00401 | 1973 | 2010 and earlier | Single Family | 4610.02 | 2305.01 | 2 | Air Source Heat Pump | NULL | Electric | Programmable Thermostat | 33600 | 13 | 3: 13.0-13.9 | Condenser | 2006 | 2010 and earlier | 10 | ASHP
| SITE_00402 | 1983 | 2010 and earlier | Single Family | 4610.02 | 4610.02 | 2 | Central AC | NULL | Electric | Programmable Thermostat | 60000 | 13 | 3: 13.0-13.9 | Condenser | 2015 | 2011 and later | 1 | CAC
| SITE_00403 | 2000 | 2010 and earlier | Single Family | 4610.02 | 4610.02 | 3 | Central AC | NULL | Electric | Unknown | 48000 | 10 | 2: 10.0-12.9 | Condenser | 1999 | 2010 and earlier | 17 | CAC
| SITE_00404 | 1973 | 2010 and earlier | Single Family | 4610.02 | 4610.02 | 2 | No Cooling | NULL | NULL | NULL | NULL | NULL | NULL | NULL | NULL | NULL | NULL | None
| SITE_00405 | 1950 | 2010 and earlier | Single Family | 4610.02 | 4610.02 | 2 | Central AC | NULL | Electric | Programmable Thermostat | 33400 | 13.5 | 3: 13.0-13.9 | Condenser | 2014 | 2011 and later | 2 | CAC
| SITE_00406 | 2005 | 2010 and earlier | Single Family | 4610.02 | 4610.02 | 3 | Geothermal Heat Pump | Water Loop | Electric | Programmable Thermostat | NULL | NULL | NULL | Condenser | NULL | NULL | NULL | GSHP
| SITE_00407 | 1992 | 2010 and earlier | Single Family | 4610.02 | 4610.02 | 3 | Air Source Heat Pump | Dual Fuel Secondary | Electric | Programmable Thermostat | NULL | NULL | NULL | Condenser | NULL | NULL | NULL | ASHP
| SITE_00408 | 1996 | 2010 and earlier | Single Family | 4610.02 | 2305.01 | 3 | Air Source Heat Pump | Dual Fuel Secondary | Electric | Smart/Wi-Fi Thermostat | NULL | NULL | NULL | Condenser | NULL | NULL | NULL | ASHP
| SITE_00408 | 1996 | 2010 and earlier | Single Family | 4610.02 | 2305.01 | 3 | Air Source Heat Pump | Dual Fuel Secondary | Electric | Smart/Wi-Fi Thermostat | NULL | NULL | NULL | Condenser | NULL | NULL | NULL | ASHP
| SITE_00409 | 1965 | 2010 and earlier | Single Family | 4610.02 | 4610.02 | 3 | Central AC | NULL | Electric | Manual Thermostat - Digital | 22900 | 13.75 | 3: 13.0-13.9 | Condenser | 2010 | 2010 and earlier | 6 | CAC
| SITE_00410 | 1946 | 2010 and earlier | Single Family | 4702.18 | 4702.18 | 2 | No Cooling | NULL | NULL | NULL | NULL | NULL | NULL | NULL | NULL | NULL | NULL | None
| SITE_00411 | 1991 | 2010 and earlier | Manufactured | 626.07 | 626.07 | 2 | Packaged AC | Through-Wall Air Conditioner | Unknown | Manual Thermostat - Digital | NULL | NULL | NULL | Packaged AC | NULL | NULL | NULL | PTAC/RAC
| SITE_00412 | 1974 | 2010 and earlier | Single Family | 4610.02 | 4610.02 | 3 | Central AC | NULL | Electric | Manual Thermostat - Digital | 36000 | NULL | NULL | Condenser | NULL | NULL | NULL | CAC
| SITE_00413 | 1963 | 2010 and earlier | Single Family | 4610.02 | 4610.02 | 1 | No Cooling | NULL | NULL | NULL | NULL | NULL | NULL | NULL | NULL | NULL | NULL | None
| SITE_00414 | 1997 | 2010 and earlier | Single Family | 4610.02 | 4610.02 | 2 | Central AC | NULL | Electric | Manual Thermostat - Analog | 29200 | 12 | 2: 10.0-12.9 | Condenser | 2002 | 2010 and earlier | 14 | CAC
| SITE_00415 | 1917 | 2010 and earlier | Single Family | 4610.02 | 2305.01 | 2 | Packaged AC | Window Air Conditioner | Unknown | Manual Thermostat - Analog | 5000 | NULL | NULL | Packaged AC | 2001 | 2010 and earlier | 15 | PTAC/RAC
| SITE_00415 | 1917 | 2010 and earlier | Single Family | 4610.02 | 2305.01 | 2 | Packaged AC | Window Air Conditioner | Unknown | Manual Thermostat - Digital | 6000 | NULL | NULL | Packaged AC | 2016 | 2011 and later | 0 | PTAC/RAC
| SITE_00416 | 1978 | 2010 and earlier | Single Family | 4702.18 | 4702.18 | 2 | Central AC | NULL | Electric | Programmable Thermostat | 36000 | 12 | 2: 10.0-12.9 | Condenser | 2011 | 2011 and later | 5 | CAC
| SITE_00417 | 2009 | 2010 and earlier | Single Family | 4610.02 | 4610.02 | 2 | Central AC | NULL | Electric | Unknown | 24000 | 13.1 | 3: 13.0-13.9 | Condenser | 2014 | 2011 and later | 2 | CAC
| SITE_00418 | 1956 | 2010 and earlier | Single Family | 4610.02 | 4610.02 | 1 | No Cooling | NULL | NULL | NULL | NULL | NULL | NULL | NULL | NULL | NULL | NULL | None
| SITE_00419 | 2007 | 2010 and earlier | Manufactured | 1824.63 | 1824.63 | 2 | Air Source Heat Pump | NULL | Electric | Manual Thermostat - Digital | 35400 | 13 | 3: 13.0-13.9 | Condenser | 2006 | 2010 and earlier | 10 | ASHP
| SITE_00420 | 1994 | 2010 and earlier | Manufactured | 1628.92 | 1628.92 | 2 | Central AC | NULL | Electric | Programmable Thermostat | NULL | NULL | NULL | Condenser | NULL | NULL | NULL | CAC
| SITE_00421 | 1998 | 2010 and earlier | Manufactured | 1628.92 | 1628.92 | 2 | Packaged AC | Window Air Conditioner | Unknown | Manual Thermostat - Digital | 8000 | NULL | NULL | Packaged AC | 2014 | 2011 and later | 2 | PTAC/RAC
| SITE_00422 | 1987 | 2010 and earlier | Manufactured | 1628.92 | 1628.92 | 3 | Central AC | NULL | Electric | Programmable Thermostat | NULL | NULL | NULL | Condenser | NULL | NULL | NULL | CAC
| SITE_00423 | 1970 | 2010 and earlier | Manufactured | 1824.63 | 1824.63 | 2 | Packaged AC | Window Air Conditioner | Unknown | Manual Thermostat - Analog | 5000 | NULL | NULL | Packaged AC | 2014 | 2011 and later | 2 | PTAC/RAC
| SITE_00424 | 1991 | 2010 and earlier | Manufactured | 1824.63 | 1824.63 | 2 | Packaged AC | Window Air Conditioner | Unknown | Manual Thermostat - Digital | 18500 | NULL | NULL | Packaged AC | 2009 | 2010 and earlier | 7 | PTAC/RAC
| SITE_00425 | 1995 | 2010 and earlier | Manufactured | 1824.63 | 1824.63 | 1 | No Cooling | NULL | NULL | NULL | NULL | NULL | NULL | NULL | NULL | NULL | NULL | None
| SITE_00426 | 1980 | 2010 and earlier | Manufactured | 1628.92 | 1628.92 | 3 | Air Source Heat Pump | NULL | Electric | Manual Thermostat - Analog | 30000 | NULL | NULL | Condenser | NULL | NULL | NULL | ASHP
| SITE_00427 | 2003 | 2010 and earlier | Manufactured | 1824.63 | 1824.63 | 3 | Air Source Heat Pump | NULL | Electric | Programmable Thermostat | 42000 | 13 | 3: 13.0-13.9 | Condenser | 2002 | 2010 and earlier | 14 | ASHP
| SITE_00428 | 1998 | 2010 and earlier | Manufactured | 1824.63 | 1824.63 | 2 | Central AC | NULL | Electric | Programmable Thermostat | 36000 | NULL | NULL | Condenser | NULL | NULL | NULL | CAC
| SITE_00429 | 1988 | 2010 and earlier | Manufactured | 1824.63 | 1824.63 | 3 | Central AC | NULL | Electric | Programmable Thermostat | 42000 | 10 | 2: 10.0-12.9 | Condenser | 1999 | 2010 and earlier | 17 | CAC
| SITE_00430 | 1994 | 2010 and earlier | Multifamily Residence | 687.85 | 687.85 | 2 | Packaged AC | Through-Wall Air Conditioner | Unknown | Manual Thermostat - Analog | NULL | NULL | NULL | Packaged AC | NULL | NULL | NULL | PTAC/RAC
| SITE_00431 | 1994 | 2010 and earlier | Multifamily Residence | 687.85 | 687.85 | 2 | Packaged AC | Through-Wall Air Conditioner | Unknown | Manual Thermostat - Digital | NULL | NULL | NULL | Packaged AC | NULL | NULL | NULL | PTAC/RAC
| SITE_00432 | 1991 | 2010 and earlier | Multifamily Residence | 687.85 | 687.85 | 2 | No Cooling | NULL | NULL | NULL | NULL | NULL | NULL | NULL | NULL | NULL | NULL | None
| SITE_00433 | 1996 | 2010 and earlier | Multifamily Residence | 687.85 | 687.85 | 2 | Packaged AC | Through-Wall Air Conditioner | Unknown | Manual Thermostat - Analog | NULL | NULL | NULL | Packaged AC | NULL | NULL | NULL | PTAC/RAC
| SITE_00434 | 1990 | 2010 and earlier | Multifamily Residence | 687.85 | 687.85 | 2 | Packaged AC | Wall-Mounted Ptac | Unknown | Manual Thermostat - Digital | NULL | NULL | NULL | Packaged AC | NULL | NULL | NULL | PTAC/RAC
| SITE_00435 | 1970 | 2010 and earlier | Single Family | 3931.6 | 3931.6 | 2 | No Cooling | NULL | NULL | NULL | NULL | NULL | NULL | NULL | NULL | NULL | NULL | None
| SITE_00436 | 1900 | 2010 and earlier | Single Family | 3931.6 | 1965.8 | 2 | Packaged AC | Window Air Conditioner | Unknown | Manual Thermostat - Analog | 5200 | NULL | NULL | Packaged AC | NULL | NULL | NULL | PTAC/RAC
| SITE_00436 | 1900 | 2010 and earlier | Single Family | 3931.6 | 1965.8 | 2 | Packaged AC | Window Air Conditioner | Unknown | Manual Thermostat - Analog | 5200 | NULL | NULL | Packaged AC | 2003 | 2010 and earlier | 13 | PTAC/RAC
| SITE_00437 | 2001 | 2010 and earlier | Multifamily Residence | 1819.67 | 1819.67 | 2 | Packaged AC | Through-Wall Air Conditioner | Unknown | Manual Thermostat - Analog | 6000 | NULL | NULL | Packaged AC | 2000 | 2010 and earlier | 16 | PTAC/RAC
| SITE_00438 | 1991 | 2010 and earlier | Multifamily Residence | 1819.67 | 1819.67 | 2 | Packaged AC | Through-Wall Air Conditioner | Unknown | Manual Thermostat - Analog | NULL | NULL | NULL | Packaged AC | NULL | NULL | NULL | PTAC/RAC
| SITE_00439 | NULL | NULL | Single Family | 3805.5 | 3805.5 | 2 | Packaged AC | Through-Wall Air Conditioner | Unknown | Manual Thermostat - Analog | 11500 | NULL | NULL | Packaged AC | NULL | NULL | NULL | PTAC/RAC
| SITE_00440 | 1977 | 2010 and earlier | Multifamily Residence | 687.85 | 687.85 | 2 | No Cooling | NULL | NULL | NULL | NULL | NULL | NULL | NULL | NULL | NULL | NULL | None
| SITE_00441 | 1993 | 2010 and earlier | Multifamily Residence | 687.85 | 343.925 | 1 | Packaged AC | Window Air Conditioner | Unknown | Manual Thermostat - Analog | 5000 | NULL | NULL | Packaged AC | 2013 | 2011 and later | 3 | PTAC/RAC
| SITE_00441 | 1993 | 2010 and earlier | Multifamily Residence | 687.85 | 343.925 | 1 | Packaged AC | Window Air Conditioner | Unknown | Manual Thermostat - Analog | 5000 | NULL | NULL | Packaged AC | NULL | NULL | NULL | PTAC/RAC
| SITE_00442 | 1978 | 2010 and earlier | Multifamily Residence | 687.85 | 687.85 | 1 | No Cooling | NULL | NULL | NULL | NULL | NULL | NULL | NULL | NULL | NULL | NULL | None
| SITE_00443 | 1981 | 2010 and earlier | Multifamily Residence | 1819.67 | 1819.67 | 2 | No Cooling | NULL | NULL | NULL | NULL | NULL | NULL | NULL | NULL | NULL | NULL | None
| SITE_00444 | 1990 | 2010 and earlier | Multifamily Residence | 687.85 | 687.85 | 2 | Packaged AC | Through-Wall Air Conditioner | Unknown | Manual Thermostat - Analog | NULL | NULL | NULL | Packaged AC | NULL | NULL | NULL | PTAC/RAC
| SITE_00445 | 2011 | 2011 and later | Multifamily Residence | 687.85 | 687.85 | 2 | Packaged AC | Through-Wall Air Conditioner | Unknown | Manual Thermostat - Digital | NULL | NULL | NULL | Packaged AC | NULL | NULL | NULL | PTAC/RAC
| SITE_00446 | 1965 | 2010 and earlier | Multifamily Residence | 687.85 | 687.85 | 2 | Packaged AC | Through-Wall Air Conditioner | Unknown | Manual Thermostat - Analog | NULL | NULL | NULL | Packaged AC | NULL | NULL | NULL | PTAC/RAC
| SITE_00447 | 1997 | 2010 and earlier | Multifamily Residence | 1819.67 | 1819.67 | 2 | No Cooling | NULL | NULL | NULL | NULL | NULL | NULL | NULL | NULL | NULL | NULL | None
| SITE_00448 | 1997 | 2010 and earlier | Multifamily Residence | 1819.67 | 1819.67 | 2 | Packaged AC | Through-Wall Air Conditioner | Unknown | Manual Thermostat - Analog | NULL | NULL | NULL | Packaged AC | NULL | NULL | NULL | PTAC/RAC
| SITE_00449 | 2000 | 2010 and earlier | Multifamily Residence | 1819.67 | 1819.67 | 2 | Packaged AC | Through-Wall Air Conditioner | Unknown | Manual Thermostat - Analog | NULL | NULL | NULL | Packaged AC | NULL | NULL | NULL | PTAC/RAC
| SITE_00450 | NULL | NULL | Multifamily Residence | 1819.67 | 1819.67 | 2 | Packaged AC | Through-Wall Air Conditioner | Unknown | Manual Thermostat - Analog | NULL | NULL | NULL | Packaged AC | NULL | NULL | NULL | PTAC/RAC
| SITE_00451 | 1909 | 2010 and earlier | Single Family | 3805.5 | 3805.5 | 2 | No Cooling | NULL | NULL | NULL | NULL | NULL | NULL | NULL | NULL | NULL | NULL | None
| SITE_00452 | 1969 | 2010 and earlier | Single Family | 3805.5 | 3805.5 | 2 | Packaged AC | Window Air Conditioner | Unknown | Manual Thermostat - Analog | 5200 | NULL | NULL | Packaged AC | NULL | NULL | NULL | PTAC/RAC
| SITE_00453 | NULL | NULL | Multifamily Residence | 1819.67 | 1819.67 | 2 | No Cooling | NULL | NULL | NULL | NULL | NULL | NULL | NULL | NULL | NULL | NULL | None
| SITE_00454 | 1972 | 2010 and earlier | Multifamily Residence | 687.85 | 343.925 | 3 | Packaged AC | Window Air Conditioner | Unknown | Manual Thermostat - Analog | 8000 | NULL | NULL | Packaged AC | NULL | NULL | NULL | PTAC/RAC
| SITE_00454 | 1972 | 2010 and earlier | Multifamily Residence | 687.85 | 343.925 | 3 | Packaged AC | Through-Wall Air Conditioner | Unknown | Manual Thermostat - Analog | 18500 | NULL | NULL | Packaged AC | 2006 | 2010 and earlier | 10 | PTAC/RAC
| SITE_00455 | 2006 | 2010 and earlier | Multifamily Residence | 687.85 | 687.85 | 3 | Central AC | NULL | Electric | Programmable Thermostat | 30000 | NULL | NULL | Condenser | NULL | NULL | NULL | CAC
| SITE_00456 | 2006 | 2010 and earlier | Multifamily Residence | 687.85 | 687.85 | 3 | No Cooling | NULL | NULL | NULL | NULL | NULL | NULL | NULL | NULL | NULL | NULL | None
| SITE_00457 | 1973 | 2010 and earlier | Manufactured | 1628.92 | 1628.92 | 3 | Central AC | NULL | Electric | Manual Thermostat - Analog | 24000 | NULL | NULL | Condenser | NULL | NULL | NULL | CAC
| SITE_00458 | 1974 | 2010 and earlier | Manufactured | 1824.63 | 1824.63 | 3 | Central AC | NULL | Electric | Manual Thermostat - Digital | NULL | NULL | NULL | Condenser | NULL | NULL | NULL | CAC
| SITE_00459 | 1977 | 2010 and earlier | Multifamily Residence | 687.85 | 687.85 | 3 | No Cooling | NULL | NULL | NULL | NULL | NULL | NULL | NULL | NULL | NULL | NULL | None
| SITE_00460 | 1960 | 2010 and earlier | Multifamily Residence | 687.85 | 687.85 | 3 | Packaged AC | Through-Wall Air Conditioner | Unknown | Manual Thermostat - Digital | NULL | NULL | NULL | Packaged AC | NULL | NULL | NULL | PTAC/RAC
| SITE_00461 | 2003 | 2010 and earlier | Multifamily Residence | 1819.67 | 1819.67 | 2 | Packaged AC | Through-Wall Air Conditioner | Unknown | Manual Thermostat - Analog | NULL | NULL | NULL | Packaged AC | NULL | NULL | NULL | PTAC/RAC
| SITE_00462 | 2012 | 2011 and later | Multifamily Residence | 687.85 | 687.85 | 2 | Packaged AC | Through-Wall Air Conditioner | Unknown | Manual Thermostat - Digital | NULL | NULL | NULL | Packaged AC | NULL | NULL | NULL | PTAC/RAC
| SITE_00463 | 1970 | 2010 and earlier | Multifamily Residence | 1819.67 | 1819.67 | 2 | No Cooling | NULL | NULL | NULL | NULL | NULL | NULL | NULL | NULL | NULL | NULL | None
| SITE_00464 | 1961 | 2010 and earlier | Multifamily Residence | 687.85 | 687.85 | 3 | Packaged AC | Through-Wall Air Conditioner | Unknown | Manual Thermostat - Analog | NULL | NULL | NULL | Packaged AC | NULL | NULL | NULL | PTAC/RAC
| SITE_00465 | 1971 | 2010 and earlier | Multifamily Residence | 687.85 | 687.85 | 3 | No Cooling | NULL | NULL | NULL | NULL | NULL | NULL | NULL | NULL | NULL | NULL | None
| SITE_00466 | 2008 | 2010 and earlier | Multifamily Residence | 687.85 | 687.85 | 3 | No Cooling | NULL | NULL | NULL | NULL | NULL | NULL | NULL | NULL | NULL | NULL | None
| SITE_00467 | 1970 | 2010 and earlier | Multifamily Residence | 687.85 | 687.85 | 3 | Packaged AC | Wall-Mounted Ptac | Unknown | Manual Thermostat - Analog | 11600 | NULL | NULL | Packaged AC | 2006 | 2010 and earlier | 10 | PTAC/RAC
| SITE_00468 | 1996 | 2010 and earlier | Multifamily Residence | 687.85 | 229.2833 | 3 | Packaged AC | Through-Wall Air Conditioner | Unknown | Manual Thermostat - Analog | 8200 | NULL | NULL | Packaged AC | 1995 | 2010 and earlier | 21 | PTAC/RAC
| SITE_00468 | 1996 | 2010 and earlier | Multifamily Residence | 687.85 | 229.2833 | 3 | Packaged AC | Portable Air Conditioner | Unknown | Manual Thermostat - Analog | 8000 | NULL | NULL | Packaged AC | 2015 | 2011 and later | 1 | PTAC/RAC
| SITE_00468 | 1996 | 2010 and earlier | Multifamily Residence | 687.85 | 229.2833 | 3 | Packaged AC | Through-Wall Air Conditioner | Unknown | Manual Thermostat - Analog | 8200 | NULL | NULL | Packaged AC | 1995 | 2010 and earlier | 21 | PTAC/RAC
| SITE_00469 | 1996 | 2010 and earlier | Multifamily Residence | 687.85 | 687.85 | 3 | No Cooling | NULL | NULL | NULL | NULL | NULL | NULL | NULL | NULL | NULL | NULL | None
| SITE_00470 | 2002 | 2010 and earlier | Multifamily Residence | 819.89 | 819.89 | 3 | No Cooling | NULL | NULL | NULL | NULL | NULL | NULL | NULL | NULL | NULL | NULL | None
| SITE_00471 | 1973 | 2010 and earlier | Multifamily Residence | 687.85 | 687.85 | 1 | No Cooling | NULL | NULL | NULL | NULL | NULL | NULL | NULL | NULL | NULL | NULL | None
| SITE_00472 | 1976 | 2010 and earlier | Multifamily Residence | 687.85 | 687.85 | 3 | Packaged AC | Through-Wall Air Conditioner | Unknown | Manual Thermostat - Digital | 11500 | NULL | NULL | Packaged AC | 2002 | 2010 and earlier | 14 | PTAC/RAC
| SITE_00473 | 2006 | 2010 and earlier | Multifamily Residence | 687.85 | 687.85 | 3 | Central AC | NULL | Electric | Programmable Thermostat | 30000 | NULL | NULL | Condenser | 2005 | 2010 and earlier | 11 | CAC
| SITE_00474 | 1970 | 2010 and earlier | Multifamily Residence | 687.85 | 687.85 | 3 | Packaged AC | Through-Wall Air Conditioner | Unknown | Manual Thermostat - Analog | NULL | NULL | NULL | Packaged AC | NULL | NULL | NULL | PTAC/RAC
| SITE_00475 | 1990 | 2010 and earlier | Multifamily Residence | 687.85 | 687.85 | 3 | Packaged AC | Through-Wall Air Conditioner | Unknown | Manual Thermostat - Analog | 5000 | NULL | NULL | Packaged AC | NULL | NULL | NULL | PTAC/RAC
| SITE_00476 | 1991 | 2010 and earlier | Manufactured | 1824.63 | 1824.63 | 3 | Central AC | NULL | Electric | Manual Thermostat - Digital | 36000 | NULL | NULL | Condenser | 1999 | 2010 and earlier | 17 | CAC
| SITE_00477 | 1998 | 2010 and earlier | Multifamily Residence | 687.85 | 687.85 | 3 | Packaged AC | Through-Wall Air Conditioner | Unknown | Manual Thermostat - Analog | NULL | NULL | NULL | Packaged AC | NULL | NULL | NULL | PTAC/RAC
| SITE_00478 | 2014 | 2011 and later | Multifamily Residence | 687.85 | 687.85 | 3 | Central AC | NULL | Electric | Manual Thermostat - Digital | 24000 | NULL | NULL | Condenser | 2005 | 2010 and earlier | 11 | CAC
| SITE_00479 | 1980 | 2010 and earlier | Single Family | 3931.6 | 3931.6 | 3 | Central AC | NULL | Electric | Programmable Thermostat | 36000 | NULL | NULL | Condenser | 2013 | 2011 and later | 3 | CAC
| SITE_00480 | 2007 | 2010 and earlier | Multifamily Residence | 687.85 | 687.85 | 3 | Packaged AC | Through-Wall Air Conditioner | Unknown | Manual Thermostat - Digital | NULL | NULL | NULL | Packaged AC | NULL | NULL | NULL | PTAC/RAC
| SITE_00481 | 1975 | 2010 and earlier | Multifamily Residence | 687.85 | 687.85 | 3 | Central AC | NULL | Electric | Manual Thermostat - Analog | 18000 | NULL | NULL | Condenser | 1992 | 2010 and earlier | 24 | CAC
| SITE_00482 | NULL | NULL | Multifamily Residence | 687.85 | 687.85 | 3 | Packaged AC | Through-Wall Air Conditioner | Unknown | Manual Thermostat - Digital | 11800 | NULL | NULL | Packaged AC | 2006 | 2010 and earlier | 10 | PTAC/RAC
| SITE_00483 | 1940 | 2010 and earlier | Single Family | 3931.6 | 3931.6 | 3 | Packaged AC | Through-Wall Air Conditioner | Unknown | Manual Thermostat - Digital | NULL | NULL | NULL | Packaged AC | NULL | NULL | NULL | PTAC/RAC
| SITE_00484 | 2012 | 2011 and later | Multifamily Residence | 687.85 | 687.85 | 3 | No Cooling | NULL | NULL | NULL | NULL | NULL | NULL | NULL | NULL | NULL | NULL | None
| SITE_00485 | 2012 | 2011 and later | Multifamily Residence | 687.85 | 687.85 | 3 | No Cooling | NULL | NULL | NULL | NULL | NULL | NULL | NULL | NULL | NULL | NULL | None
| SITE_00486 | 2012 | 2011 and later | Multifamily Residence | 687.85 | 687.85 | 3 | No Cooling | NULL | NULL | NULL | NULL | NULL | NULL | NULL | NULL | NULL | NULL | None
| SITE_00487 | 1972 | 2010 and earlier | Multifamily Residence | 687.85 | 687.85 | 3 | Central AC | NULL | Electric | Manual Thermostat - Analog | NULL | NULL | NULL | Condenser | NULL | NULL | NULL | CAC
| SITE_00488 | 1974 | 2010 and earlier | Multifamily Residence | 687.85 | 687.85 | 3 | No Cooling | NULL | NULL | NULL | NULL | NULL | NULL | NULL | NULL | NULL | NULL | None
| SITE_00489 | 1955 | 2010 and earlier | Multifamily Residence | 687.85 | 687.85 | 3 | Packaged AC | Through-Wall Air Conditioner | Unknown | Manual Thermostat - Digital | 5000 | NULL | NULL | Packaged AC | NULL | NULL | NULL | PTAC/RAC
| SITE_00490 | 2010 | 2010 and earlier | Multifamily Residence | 687.85 | 687.85 | 3 | Packaged AC | Through-Wall Air Conditioner | Unknown | Manual Thermostat - Digital | 10000 | NULL | NULL | Packaged AC | 2010 | 2010 and earlier | 6 | PTAC/RAC
| SITE_00491 | 1972 | 2010 and earlier | Single Family | 3931.6 | 3931.6 | 2 | Air Source Heat Pump | Dual Fuel Secondary | Electric | Programmable Thermostat | 30000 | 7.8 | 1: 9.9 and below | Condenser | 1982 | 2010 and earlier | 34 | ASHP
| SITE_00492 | 2015 | 2011 and later | Single Family | 3805.5 | 3805.5 | 1 | Central AC | NULL | Electric | Programmable Thermostat | 24000 | 13 | 3: 13.0-13.9 | Condenser | 2015 | 2011 and later | 1 | CAC
| SITE_00493 | 1950 | 2010 and earlier | Single Family | 3805.5 | 3805.5 | 2 | Packaged AC | Through-Wall Air Conditioner | Unknown | Programmable Thermostat | 12000 | NULL | NULL | Packaged AC | 2014 | 2011 and later | 2 | PTAC/RAC
| SITE_00494 | 1971 | 2010 and earlier | Single Family | 3931.6 | 3931.6 | 1 | Air Source Heat Pump | NULL | Electric | Programmable Thermostat | 35600 | 13 | 3: 13.0-13.9 | Condenser | 2014 | 2011 and later | 2 | ASHP
| SITE_00495 | 1992 | 2010 and earlier | Single Family | 3931.6 | 3931.6 | 2 | Air Source Heat Pump | Dual Fuel Primary | Electric | Programmable Thermostat | 36000 | NULL | NULL | Condenser | 1993 | 2010 and earlier | 23 | ASHP
| SITE_00496 | 2009 | 2010 and earlier | Multifamily Residence | 687.85 | 687.85 | 2 | Packaged AC | Wall-Mounted Ptac | Unknown | Manual Thermostat - Analog | NULL | NULL | NULL | Packaged AC | NULL | NULL | NULL | PTAC/RAC
| SITE_00497 | 1974 | 2010 and earlier | Single Family | 3805.5 | 3805.5 | 1 | Packaged AC | Window Air Conditioner | Unknown | Manual Thermostat - Digital | 8000 | NULL | NULL | Packaged AC | NULL | NULL | NULL | PTAC/RAC
| SITE_00498 | 2010 | 2010 and earlier | Single Family | 3931.6 | 3931.6 | 3 | Air Source Heat Pump | NULL | Electric | Programmable Thermostat | 45500 | 13 | 3: 13.0-13.9 | Condenser | 2010 | 2010 and earlier | 6 | ASHP
| SITE_00499 | 1992 | 2010 and earlier | Single Family | 3805.5 | 3805.5 | 2 | Air Source Heat Pump | NULL | Electric | Programmable Thermostat | 29000 | 10.2 | 2: 10.0-12.9 | Condenser | 1992 | 2010 and earlier | 24 | ASHP
| SITE_00500 | 1990 | 2010 and earlier | Single Family | 3931.6 | 3931.6 | 3 | Air Source Heat Pump | NULL | Electric | Programmable Thermostat | 24000 | 10 | 2: 10.0-12.9 | Condenser | 1990 | 2010 and earlier | 26 | ASHP
| SITE_00501 | 1985 | 2010 and earlier | Single Family | 3931.6 | 3931.6 | 3 | Air Source Heat Pump | NULL | Electric | Manual Thermostat - Analog | 30000 | NULL | NULL | Condenser | 1986 | 2010 and earlier | 30 | ASHP
| SITE_00502 | 1979 | 2010 and earlier | Manufactured | 1824.63 | 1824.63 | 2 | No Cooling | NULL | NULL | NULL | NULL | NULL | NULL | NULL | NULL | NULL | NULL | None
| SITE_00503 | 2016 | 2011 and later | Single Family | 3931.6 | 3931.6 | 2 | Mini-Split HP | NULL | Electric | Remote Control | NULL | NULL | NULL | Condenser | 2014 | 2011 and later | 2 | DHP
| SITE_00504 | 2008 | 2010 and earlier | Single Family | 3805.5 | 3805.5 | 2 | Central AC | NULL | Electric | Programmable Thermostat | 42000 | 14.5 | 4: 14.0-16.9 | Condenser | 2006 | 2010 and earlier | 10 | CAC
| SITE_00505 | 1961 | 2010 and earlier | Single Family | 3805.5 | 3805.5 | 1 | Central AC | NULL | Electric | Programmable Thermostat | 30000 | 13 | 3: 13.0-13.9 | Condenser | 2000 | 2010 and earlier | 16 | CAC
| SITE_00506 | 2011 | 2011 and later | Single Family | 3931.6 | 3931.6 | 3 | Air Source Heat Pump | NULL | Electric | Programmable Thermostat | 48000 | 16 | 4: 14.0-16.9 | Condenser | 2016 | 2011 and later | 0 | ASHP
| SITE_00507 | 1999 | 2010 and earlier | Single Family | 3805.5 | 3805.5 | 3 | Central AC | NULL | Electric | Programmable Thermostat | 30000 | NULL | NULL | Condenser | 1993 | 2010 and earlier | 23 | CAC
| SITE_00508 | 1962 | 2010 and earlier | Single Family | 3805.5 | 3805.5 | 2 | Central AC | NULL | Electric | Programmable Thermostat | 30000 | 13 | 3: 13.0-13.9 | Condenser | 2016 | 2011 and later | 0 | CAC
| SITE_00509 | 2008 | 2010 and earlier | Single Family | 3931.6 | 1965.8 | 3 | Air Source Heat Pump | Dual Fuel Primary | Electric | Programmable Thermostat | 36000 | 14 | 4: 14.0-16.9 | Condenser | 2010 | 2010 and earlier | 6 | ASHP
| SITE_00509 | 2008 | 2010 and earlier | Single Family | 3931.6 | 1965.8 | 3 | Air Source Heat Pump | Dual Fuel Primary | Electric | Programmable Thermostat | 36000 | 14 | 4: 14.0-16.9 | Condenser | 2010 | 2010 and earlier | 6 | ASHP
| SITE_00510 | 1997 | 2010 and earlier | Manufactured | 1135.4 | 1135.4 | 1 | Central AC | NULL | Electric | Programmable Thermostat | 36000 | 12 | 2: 10.0-12.9 | Condenser | 2003 | 2010 and earlier | 13 | CAC
| SITE_00511 | 2004 | 2010 and earlier | Manufactured | 1135.4 | 1135.4 | 2 | Air Source Heat Pump | NULL | Electric | Programmable Thermostat | 40000 | 10 | 2: 10.0-12.9 | Condenser | 2003 | 2010 and earlier | 13 | ASHP
| SITE_00512 | 1981 | 2010 and earlier | Manufactured | 1135.4 | 1135.4 | 1 | Air Source Heat Pump | NULL | Electric | Programmable Thermostat | 32000 | 11.7 | 2: 10.0-12.9 | Condenser | 1999 | 2010 and earlier | 17 | ASHP
| SITE_00513 | 1978 | 2010 and earlier | Manufactured | 1135.4 | 1135.4 | 1 | Central AC | NULL | Electric | Manual Thermostat - Digital | 30000 | 10 | 2: 10.0-12.9 | Condenser | 1998 | 2010 and earlier | 18 | CAC
| SITE_00514 | 1972 | 2010 and earlier | Manufactured | 1323.42 | 1323.42 | 1 | No Cooling | NULL | NULL | NULL | NULL | NULL | NULL | NULL | NULL | NULL | NULL | None
| SITE_00515 | 2015 | 2011 and later | Manufactured | 1135.4 | 1135.4 | 1 | Packaged AC | Window Air Conditioner | Unknown | Manual Thermostat - Digital | 10000 | NULL | NULL | Packaged AC | 2016 | 2011 and later | 0 | PTAC/RAC
| SITE_00516 | 2006 | 2010 and earlier | Manufactured | 1323.42 | 1323.42 | 2 | No Cooling | NULL | NULL | NULL | NULL | NULL | NULL | NULL | NULL | NULL | NULL | None
| SITE_00517 | 1994 | 2010 and earlier | Manufactured | 1323.42 | 1323.42 | 2 | No Cooling | NULL | NULL | NULL | NULL | NULL | NULL | NULL | NULL | NULL | NULL | None
| SITE_00518 | 1971 | 2010 and earlier | Multifamily Residence | 1307 | 1307 | 2 | Packaged AC | Through-Wall Air Conditioner | Unknown | Manual Thermostat - Analog | NULL | NULL | NULL | Packaged AC | NULL | NULL | NULL | PTAC/RAC
| SITE_00519 | 1975 | 2010 and earlier | Multifamily Residence | 819.89 | 819.89 | 1 | No Cooling | NULL | NULL | NULL | NULL | NULL | NULL | NULL | NULL | NULL | NULL | None
| SITE_00520 | 1994 | 2010 and earlier | Multifamily Residence | 819.89 | 819.89 | 1 | Packaged AC | Portable Air Conditioner | Unknown | Manual Thermostat - Digital | NULL | NULL | NULL | Packaged AC | 2012 | 2011 and later | 4 | PTAC/RAC
| SITE_00521 | 1919 | 2010 and earlier | Single Family | 1362.08 | 1362.08 | 1 | No Cooling | NULL | NULL | NULL | NULL | NULL | NULL | NULL | NULL | NULL | NULL | None
| SITE_00522 | 1907 | 2010 and earlier | Single Family | 1362.08 | 1362.08 | 1 | No Cooling | NULL | NULL | NULL | NULL | NULL | NULL | NULL | NULL | NULL | NULL | None
| SITE_00523 | 1920 | 2010 and earlier | Multifamily Residence | 1307 | 1307 | 3 | No Cooling | NULL | NULL | NULL | NULL | NULL | NULL | NULL | NULL | NULL | NULL | None
| SITE_00524 | 2015 | 2011 and later | Single Family | 2348.97 | 2348.97 | 3 | Central AC | NULL | Electric | Programmable Thermostat | 24000 | 13 | 3: 13.0-13.9 | Condenser | 2014 | 2011 and later | 2 | CAC
| SITE_00525 | 2004 | 2010 and earlier | Multifamily Residence | 819.89 | 819.89 | 2 | Packaged HP | Through-Wall Heat Pump | NULL | Manual Thermostat - Digital | NULL | NULL | NULL | Packaged HP | NULL | NULL | NULL | PTHP
| SITE_00526 | 1984 | 2010 and earlier | Multifamily Residence | 1307 | 1307 | 3 | Packaged AC | Through-Wall Air Conditioner | Unknown | Manual Thermostat - Analog | NULL | NULL | NULL | Packaged AC | NULL | NULL | NULL | PTAC/RAC
| SITE_00527 | NULL | NULL | Multifamily Residence | 1307 | 1307 | 3 | No Cooling | NULL | NULL | NULL | NULL | NULL | NULL | NULL | NULL | NULL | NULL | None
| SITE_00528 | 1993 | 2010 and earlier | Single Family | 1362.08 | 1362.08 | 1 | Central AC | NULL | Electric | Programmable Thermostat | 36000 | NULL | NULL | Condenser | NULL | NULL | NULL | CAC
| SITE_00529 | 1997 | 2010 and earlier | Manufactured | 1323.42 | 1323.42 | 3 | Air Source Heat Pump | NULL | Electric | Manual Thermostat - Analog | 28300 | 10.5 | 2: 10.0-12.9 | Condenser | 1997 | 2010 and earlier | 19 | ASHP
| SITE_00530 | 1986 | 2010 and earlier | Single Family | 1362.08 | 1362.08 | 1 | No Cooling | NULL | NULL | NULL | NULL | NULL | NULL | NULL | NULL | NULL | NULL | None
| SITE_00531 | 1990 | 2010 and earlier | Single Family | 1362.08 | 1362.08 | 1 | Central AC | NULL | Electric | Programmable Thermostat | 30000 | 11 | 2: 10.0-12.9 | Condenser | 2004 | 2010 and earlier | 12 | CAC
| SITE_00532 | 1998 | 2010 and earlier | Single Family | 2348.97 | 2348.97 | 1 | Central AC | NULL | Electric | Programmable Thermostat | NULL | NULL | NULL | Condenser | NULL | NULL | NULL | CAC
| SITE_00533 | 1974 | 2010 and earlier | Single Family | 2348.97 | 2348.97 | 3 | Air Source Heat Pump | NULL | Electric | Programmable Thermostat | 31600 | 14.75 | 4: 14.0-16.9 | Condenser | 2010 | 2010 and earlier | 6 | ASHP
| SITE_00534 | 2009 | 2010 and earlier | Single Family | 1362.08 | 1362.08 | 2 | No Cooling | NULL | NULL | NULL | NULL | NULL | NULL | NULL | NULL | NULL | NULL | None
| SITE_00535 | 1972 | 2010 and earlier | Manufactured | 1135.4 | 1135.4 | 1 | No Cooling | NULL | NULL | NULL | NULL | NULL | NULL | NULL | NULL | NULL | NULL | None
| SITE_00536 | 1998 | 2010 and earlier | Single Family | 2348.97 | 1174.485 | 1 | Air Source Heat Pump | NULL | Electric | Programmable Thermostat | NULL | NULL | NULL | Condenser | NULL | NULL | NULL | ASHP
| SITE_00536 | 1998 | 2010 and earlier | Single Family | 2348.97 | 1174.485 | 1 | Air Source Heat Pump | NULL | Electric | Programmable Thermostat | 36000 | 15 | 4: 14.0-16.9 | Condenser | 2012 | 2011 and later | 4 | ASHP
| SITE_00537 | 1998 | 2010 and earlier | Single Family | 2348.97 | 2348.97 | 3 | Central AC | NULL | Electric | Manual Thermostat - Analog | 30000 | 10 | 2: 10.0-12.9 | Condenser | 1997 | 2010 and earlier | 19 | CAC
| SITE_00538 | 1989 | 2010 and earlier | Single Family | 1362.08 | 1362.08 | 2 | Air Source Heat Pump | NULL | Electric | Programmable Thermostat | 42000 | 15.5 | 4: 14.0-16.9 | Condenser | 2009 | 2010 and earlier | 7 | ASHP
| SITE_00539 | 1994 | 2010 and earlier | Single Family | 1362.08 | 1362.08 | 1 | Central AC | NULL | Electric | Programmable Thermostat | 30000 | 11 | 2: 10.0-12.9 | Condenser | 1999 | 2010 and earlier | 17 | CAC
| SITE_00540 | 1962 | 2010 and earlier | Single Family | 2348.97 | 2348.97 | 1 | Air Source Heat Pump | NULL | Electric | Programmable Thermostat | 29600 | 10 | 2: 10.0-12.9 | Condenser | 2001 | 2010 and earlier | 15 | ASHP
| SITE_00541 | 1927 | 2010 and earlier | Single Family | 1362.08 | 1362.08 | 2 | No Cooling | NULL | NULL | NULL | NULL | NULL | NULL | NULL | NULL | NULL | NULL | None
| SITE_00542 | 1998 | 2010 and earlier | Single Family | 2348.97 | 2348.97 | 2 | Air Source Heat Pump | NULL | Electric | Programmable Thermostat | 25000 | 16.5 | 4: 14.0-16.9 | Condenser | 2017 | 2011 and later | -1 | ASHP
| SITE_00543 | 2016 | 2011 and later | Single Family | 2348.97 | 2348.97 | 2 | Air Source Heat Pump | NULL | Electric | Programmable Thermostat | 42000 | 14.5 | 4: 14.0-16.9 | Condenser | 2015 | 2011 and later | 1 | ASHP
| SITE_00544 | 1965 | 2010 and earlier | Single Family | 1362.08 | 1362.08 | 3 | Air Source Heat Pump | NULL | Electric | Programmable Thermostat | 34500 | 10.6 | 2: 10.0-12.9 | Condenser | 2005 | 2010 and earlier | 11 | ASHP
| SITE_00545 | 1976 | 2010 and earlier | Manufactured | 1323.42 | 1323.42 | 2 | Air Source Heat Pump | NULL | Electric | Programmable Thermostat | 23100 | 14 | 4: 14.0-16.9 | Condenser | 2011 | 2011 and later | 5 | ASHP
| SITE_00546 | 2006 | 2010 and earlier | Single Family | 1362.08 | 1362.08 | 1 | Central AC | NULL | Electric | Programmable Thermostat | 24000 | 13 | 3: 13.0-13.9 | Condenser | 2013 | 2011 and later | 3 | CAC
| SITE_00547 | 1991 | 2010 and earlier | Single Family | 1362.08 | 1362.08 | 1 | Air Source Heat Pump | NULL | Electric | Programmable Thermostat | 35400 | 16 | 4: 14.0-16.9 | Condenser | 2008 | 2010 and earlier | 8 | ASHP
| SITE_00548 | 1971 | 2010 and earlier | Single Family | 1362.08 | 1362.08 | 1 | Central AC | NULL | Electric | Programmable Thermostat | 36000 | 8 | 1: 9.9 and below | Condenser | 1991 | 2010 and earlier | 25 | CAC
| SITE_00549 | 1942 | 2010 and earlier | Single Family | 1362.08 | 1362.08 | 1 | No Cooling | NULL | NULL | NULL | NULL | NULL | NULL | NULL | NULL | NULL | NULL | None
| SITE_00550 | 1917 | 2010 and earlier | Single Family | 1362.08 | 1362.08 | 1 | No Cooling | NULL | NULL | NULL | NULL | NULL | NULL | NULL | NULL | NULL | NULL | None
| SITE_00551 | 2013 | 2011 and later | Single Family | 1362.08 | 1362.08 | 1 | Mini-Split HP | NULL | Electric | Timer | NULL | NULL | NULL | Condenser | NULL | NULL | NULL | DHP
| SITE_00552 | 1994 | 2010 and earlier | Single Family | 1362.08 | 1362.08 | 1 | No Cooling | NULL | NULL | NULL | NULL | NULL | NULL | NULL | NULL | NULL | NULL | None
| SITE_00553 | 1986 | 2010 and earlier | Single Family | 1362.08 | 1362.08 | 1 | No Cooling | NULL | NULL | NULL | NULL | NULL | NULL | NULL | NULL | NULL | NULL | None
| SITE_00554 | 1998 | 2010 and earlier | Single Family | 2348.97 | 2348.97 | 1 | Air Source Heat Pump | NULL | Electric | Programmable Thermostat | 28000 | 16 | 4: 14.0-16.9 | Condenser | 2010 | 2010 and earlier | 6 | ASHP
| SITE_00555 | 2007 | 2010 and earlier | Single Family | 1362.08 | 1362.08 | 2 | Central AC | NULL | Electric | Programmable Thermostat | 42000 | 15 | 4: 14.0-16.9 | Condenser | 2006 | 2010 and earlier | 10 | CAC
| SITE_00556 | 2007 | 2010 and earlier | Single Family | 1362.08 | 1362.08 | 1 | No Cooling | NULL | NULL | NULL | NULL | NULL | NULL | NULL | NULL | NULL | NULL | None
| SITE_00557 | 1998 | 2010 and earlier | Single Family | 1362.08 | 1362.08 | 3 | Air Source Heat Pump | NULL | Electric | Unknown | 24000 | NULL | NULL | Condenser | 1997 | 2010 and earlier | 19 | ASHP
| SITE_00558 | 2000 | 2010 and earlier | Manufactured | 1323.42 | 1323.42 | 1 | No Cooling | NULL | NULL | NULL | NULL | NULL | NULL | NULL | NULL | NULL | NULL | None
| SITE_00559 | 2001 | 2010 and earlier | Manufactured | 1323.42 | 1323.42 | 3 | Air Source Heat Pump | NULL | Electric | Smart/Wi-Fi Thermostat | 28600 | 12 | 2: 10.0-12.9 | Condenser | 2001 | 2010 and earlier | 15 | ASHP
| SITE_00560 | 1927 | 2010 and earlier | Single Family | 1362.08 | 1362.08 | 2 | No Cooling | NULL | NULL | NULL | NULL | NULL | NULL | NULL | NULL | NULL | NULL | None
| SITE_00561 | 2015 | 2011 and later | Single Family | 2348.97 | 2348.97 | 1 | Air Source Heat Pump | NULL | Electric | Programmable Thermostat | 36600 | 18.5 | 5: 17.0 or higher | Condenser | 2014 | 2011 and later | 2 | ASHP
| SITE_00562 | 1980 | 2010 and earlier | Single Family | 1362.08 | 1362.08 | 1 | No Cooling | NULL | NULL | NULL | NULL | NULL | NULL | NULL | NULL | NULL | NULL | None
| SITE_00563 | 1976 | 2010 and earlier | Single Family | 1362.08 | 1362.08 | 1 | No Cooling | NULL | NULL | NULL | NULL | NULL | NULL | NULL | NULL | NULL | NULL | None
| SITE_00564 | 1948 | 2010 and earlier | Single Family | 1362.08 | 681.04 | 3 | Packaged HP | Through-Wall Heat Pump | Unknown | Manual Thermostat - Analog | NULL | NULL | NULL | Packaged HP | NULL | NULL | NULL | PTHP
| SITE_00564 | 1948 | 2010 and earlier | Single Family | 1362.08 | 681.04 | 3 | Packaged HP | Through-Wall Heat Pump | Unknown | Manual Thermostat - Analog | NULL | NULL | NULL | Packaged HP | NULL | NULL | NULL | PTHP
| SITE_00565 | 1978 | 2010 and earlier | Single Family | 1362.08 | 1362.08 | 1 | Packaged AC | Through-Wall Air Conditioner | Unknown | Manual Thermostat - Analog | NULL | NULL | NULL | Packaged AC | NULL | NULL | NULL | PTAC/RAC
| SITE_00566 | 2008 | 2010 and earlier | Manufactured | 1323.42 | 1323.42 | 1 | Air Source Heat Pump | NULL | Electric | Programmable Thermostat | 23000 | 13 | 3: 13.0-13.9 | Condenser | 2008 | 2010 and earlier | 8 | ASHP
| SITE_00567 | 1952 | 2010 and earlier | Single Family | 1362.08 | 1362.08 | 1 | No Cooling | NULL | NULL | NULL | NULL | NULL | NULL | NULL | NULL | NULL | NULL | None
| SITE_00568 | 1921 | 2010 and earlier | Single Family | 1362.08 | 1362.08 | 3 | Central AC | NULL | Electric | Manual Thermostat - Analog | 60000 | 11 | 2: 10.0-12.9 | Condenser | 2003 | 2010 and earlier | 13 | CAC
| SITE_00569 | 2008 | 2010 and earlier | Single Family | 1362.08 | 1362.08 | 2 | No Cooling | NULL | NULL | NULL | NULL | NULL | NULL | NULL | NULL | NULL | NULL | None
| SITE_00570 | 1949 | 2010 and earlier | Single Family | 2348.97 | 2348.97 | 2 | No Cooling | NULL | NULL | NULL | NULL | NULL | NULL | NULL | NULL | NULL | NULL | None
| SITE_00571 | 1983 | 2010 and earlier | Single Family | 2348.97 | 2348.97 | 3 | Geothermal Heat Pump | Ground Loop | Electric | Programmable Thermostat | NULL | NULL | NULL | Condenser | NULL | NULL | NULL | GSHP
| SITE_00572 | 2014 | 2011 and later | Single Family | 2348.97 | 2348.97 | 1 | No Cooling | NULL | NULL | NULL | NULL | NULL | NULL | NULL | NULL | NULL | NULL | None
| SITE_00573 | 2003 | 2010 and earlier | Single Family | 1362.08 | 1362.08 | 1 | No Cooling | NULL | NULL | NULL | NULL | NULL | NULL | NULL | NULL | NULL | NULL | None
| SITE_00574 | 2005 | 2010 and earlier | Single Family | 1362.08 | 1362.08 | 2 | Air Source Heat Pump | NULL | Electric | Programmable Thermostat | 36000 | 13 | 3: 13.0-13.9 | Condenser | 2005 | 2010 and earlier | 11 | ASHP
| SITE_00575 | 1985 | 2010 and earlier | Single Family | 2348.97 | 2348.97 | 3 | Air Source Heat Pump | NULL | Electric | Smart/Wi-Fi Thermostat | 24600 | 17 | 5: 17.0 or higher | Condenser | 2015 | 2011 and later | 1 | ASHP
| SITE_00576 | 1958 | 2010 and earlier | Single Family | 2348.97 | 2348.97 | 2 | No Cooling | NULL | NULL | NULL | NULL | NULL | NULL | NULL | NULL | NULL | NULL | None
| SITE_00577 | 1999 | 2010 and earlier | Single Family | 1362.08 | 1362.08 | 1 | Central AC | NULL | Electric | Programmable Thermostat | 30000 | 10 | 2: 10.0-12.9 | Condenser | 2001 | 2010 and earlier | 15 | CAC
| SITE_00578 | 1975 | 2010 and earlier | Manufactured | 1135.4 | 1135.4 | 2 | No Cooling | NULL | NULL | NULL | NULL | NULL | NULL | NULL | NULL | NULL | NULL | None
| SITE_00579 | 2006 | 2010 and earlier | Single Family | 1362.08 | 1362.08 | 1 | Air Source Heat Pump | Dual Fuel Secondary | Electric | Programmable Thermostat | NULL | NULL | NULL | Condenser | NULL | NULL | NULL | ASHP
| SITE_00580 | 1970 | 2010 and earlier | Single Family | 1362.08 | 1362.08 | 3 | Packaged AC | Through-Wall Air Conditioner | Unknown | Manual Thermostat - Analog | 5000 | NULL | NULL | Packaged AC | NULL | NULL | NULL | PTAC/RAC
| SITE_00581 | 1978 | 2010 and earlier | Single Family | 1362.08 | 1362.08 | 1 | No Cooling | NULL | NULL | NULL | NULL | NULL | NULL | NULL | NULL | NULL | NULL | None
| SITE_00582 | 1995 | 2010 and earlier | Single Family | 1362.08 | 1362.08 | 1 | Air Source Heat Pump | NULL | Electric | Unknown | 29200 | 13 | 3: 13.0-13.9 | Condenser | 1990 | 2010 and earlier | 26 | ASHP
| SITE_00583 | 1939 | 2010 and earlier | Single Family | 1362.08 | 1362.08 | 2 | Packaged AC | Through-Wall Air Conditioner | Unknown | Manual Thermostat - Analog | NULL | NULL | NULL | Packaged AC | NULL | NULL | NULL | PTAC/RAC
| SITE_00584 | 2015 | 2011 and later | Single Family | 8874.09 | 8874.09 | 3 | Air Source Heat Pump | NULL | Electric | Smart/Wi-Fi Thermostat | 28600 | 13 | 3: 13.0-13.9 | Condenser | 2014 | 2011 and later | 2 | ASHP
| SITE_00585 | 1999 | 2010 and earlier | Single Family | 2348.97 | 2348.97 | 1 | No Cooling | NULL | NULL | NULL | NULL | NULL | NULL | NULL | NULL | NULL | NULL | None
| SITE_00587 | 2003 | 2010 and earlier | Single Family | 2348.97 | 2348.97 | 1 | Air Source Heat Pump | NULL | Electric | Unknown | 48000 | 12 | 2: 10.0-12.9 | Condenser | 2004 | 2010 and earlier | 12 | ASHP
| SITE_00588 | 1994 | 2010 and earlier | Manufactured | 1323.42 | 1323.42 | 2 | No Cooling | NULL | NULL | NULL | NULL | NULL | NULL | NULL | NULL | NULL | NULL | None
| SITE_00589 | 1997 | 2010 and earlier | Single Family | 2348.97 | 2348.97 | 1 | Air Source Heat Pump | NULL | Electric | Programmable Thermostat | 34500 | 12.4 | 2: 10.0-12.9 | Condenser | 1997 | 2010 and earlier | 19 | ASHP
| SITE_00590 | 1993 | 2010 and earlier | Single Family | 1362.08 | 1362.08 | 1 | No Cooling | NULL | NULL | NULL | NULL | NULL | NULL | NULL | NULL | NULL | NULL | None
| SITE_00591 | 2015 | 2011 and later | Single Family | 1362.08 | 1362.08 | 1 | Central AC | NULL | Electric | Programmable Thermostat | 23600 | 13 | 3: 13.0-13.9 | Condenser | 2015 | 2011 and later | 1 | CAC
| SITE_00592 | 1982 | 2010 and earlier | Single Family | 1362.08 | 1362.08 | 1 | No Cooling | NULL | NULL | NULL | NULL | NULL | NULL | NULL | NULL | NULL | NULL | None
| SITE_00593 | 1988 | 2010 and earlier | Manufactured | 1323.42 | 1323.42 | 1 | Air Source Heat Pump | NULL | Electric | Manual Thermostat - Analog | 34600 | 14 | 4: 14.0-16.9 | Condenser | 2015 | 2011 and later | 1 | ASHP
| SITE_00594 | 1968 | 2010 and earlier | Single Family | 1362.08 | 1362.08 | 1 | Air Source Heat Pump | NULL | Electric | Programmable Thermostat | 39000 | 13 | 3: 13.0-13.9 | Condenser | 2009 | 2010 and earlier | 7 | ASHP
| SITE_00595 | 2006 | 2010 and earlier | Manufactured | 1323.42 | 1323.42 | 3 | No Cooling | NULL | NULL | NULL | NULL | NULL | NULL | NULL | NULL | NULL | NULL | None
| SITE_00596 | 1947 | 2010 and earlier | Single Family | 1362.08 | 1362.08 | 2 | No Cooling | NULL | NULL | NULL | NULL | NULL | NULL | NULL | NULL | NULL | NULL | None
| SITE_00597 | 1977 | 2010 and earlier | Single Family | 1362.08 | 1362.08 | 2 | No Cooling | NULL | NULL | NULL | NULL | NULL | NULL | NULL | NULL | NULL | NULL | None
| SITE_00598 | 2004 | 2010 and earlier | Single Family | 2348.97 | 2348.97 | 1 | No Cooling | NULL | NULL | NULL | NULL | NULL | NULL | NULL | NULL | NULL | NULL | None
| SITE_00599 | 1970 | 2010 and earlier | Manufactured | 1135.4 | 1135.4 | 1 | Packaged AC | Window Air Conditioner | Unknown | Manual Thermostat - Digital | 8000 | NULL | NULL | Packaged AC | NULL | NULL | NULL | PTAC/RAC
| SITE_00600 | 2009 | 2010 and earlier | Single Family | 1362.08 | 1362.08 | 1 | Central AC | NULL | Electric | Programmable Thermostat | 24000 | 14 | 4: 14.0-16.9 | Condenser | 2009 | 2010 and earlier | 7 | CAC
| SITE_00601 | 2001 | 2010 and earlier | Single Family | 1362.08 | 1362.08 | 1 | Central AC | NULL | Electric | Programmable Thermostat | 30000 | 16 | 4: 14.0-16.9 | Condenser | 2016 | 2011 and later | 0 | CAC
| SITE_00602 | 1972 | 2010 and earlier | Single Family | 1362.08 | 1362.08 | 1 | No Cooling | NULL | NULL | NULL | NULL | NULL | NULL | NULL | NULL | NULL | NULL | None
| SITE_00603 | 2015 | 2011 and later | Single Family | 1362.08 | 1362.08 | 1 | Air Source Heat Pump | Dual Fuel Primary | Electric | Programmable Thermostat | 24800 | 13 | 3: 13.0-13.9 | Condenser | 2014 | 2011 and later | 2 | ASHP
| SITE_00604 | 1998 | 2010 and earlier | Single Family | 1362.08 | 1362.08 | 1 | Central AC | NULL | Electric | Programmable Thermostat | 35200 | 13.1 | 3: 13.0-13.9 | Condenser | 1997 | 2010 and earlier | 19 | CAC
| SITE_00605 | 1995 | 2010 and earlier | Single Family | 1362.08 | 1362.08 | 1 | No Cooling | NULL | NULL | NULL | NULL | NULL | NULL | NULL | NULL | NULL | NULL | None
| SITE_00606 | 2003 | 2010 and earlier | Single Family | 1362.08 | 1362.08 | 1 | No Cooling | NULL | NULL | NULL | NULL | NULL | NULL | NULL | NULL | NULL | NULL | None
| SITE_00607 | 1948 | 2010 and earlier | Single Family | 1362.08 | 1362.08 | 1 | No Cooling | NULL | NULL | NULL | NULL | NULL | NULL | NULL | NULL | NULL | NULL | None
| SITE_00608 | 2015 | 2011 and later | Single Family | 1362.08 | 1362.08 | 1 | Central AC | NULL | Electric | Programmable Thermostat | 36000 | 13.5 | 3: 13.0-13.9 | Condenser | NULL | NULL | NULL | CAC
| SITE_00609 | 1978 | 2010 and earlier | Single Family | 1362.08 | 1362.08 | 1 | Air Source Heat Pump | NULL | Electric | Programmable Thermostat | 34600 | 16 | 4: 14.0-16.9 | Condenser | NULL | NULL | NULL | ASHP
| SITE_00610 | 1949 | 2010 and earlier | Single Family | 1362.08 | 1362.08 | 1 | Air Source Heat Pump | NULL | Electric | Manual Thermostat - Analog | 36000 | NULL | NULL | Condenser | 1978 | 2010 and earlier | 38 | ASHP
| SITE_00611 | 2005 | 2010 and earlier | Single Family | 2348.97 | 2348.97 | 1 | No Cooling | NULL | NULL | NULL | NULL | NULL | NULL | NULL | NULL | NULL | NULL | None
| SITE_00612 | 1959 | 2010 and earlier | Single Family | 1362.08 | 1362.08 | 1 | No Cooling | NULL | NULL | NULL | NULL | NULL | NULL | NULL | NULL | NULL | NULL | None
| SITE_00613 | 1987 | 2010 and earlier | Single Family | 1362.08 | 1362.08 | 1 | No Cooling | NULL | NULL | NULL | NULL | NULL | NULL | NULL | NULL | NULL | NULL | None
| SITE_00614 | 1977 | 2010 and earlier | Single Family | 1362.08 | 1362.08 | 3 | Central AC | NULL | Electric | Programmable Thermostat | 30000 | 11 | 2: 10.0-12.9 | Condenser | 2004 | 2010 and earlier | 12 | CAC
| SITE_00615 | 1993 | 2010 and earlier | Single Family | 1362.08 | 1362.08 | 1 | No Cooling | NULL | NULL | NULL | NULL | NULL | NULL | NULL | NULL | NULL | NULL | None
| SITE_00616 | 1927 | 2010 and earlier | Single Family | 1362.08 | 1362.08 | 2 | No Cooling | NULL | NULL | NULL | NULL | NULL | NULL | NULL | NULL | NULL | NULL | None
| SITE_00617 | 1948 | 2010 and earlier | Single Family | 2348.97 | 1174.485 | 2 | Packaged AC | Through-Wall Air Conditioner | Unknown | Manual Thermostat - Digital | 10000 | NULL | NULL | Packaged AC | NULL | NULL | NULL | PTAC/RAC
| SITE_00617 | 1948 | 2010 and earlier | Single Family | 2348.97 | 1174.485 | 2 | Packaged AC | Through-Wall Air Conditioner | Unknown | Manual Thermostat - Digital | 10000 | NULL | NULL | Packaged AC | NULL | NULL | NULL | PTAC/RAC
| SITE_00618 | 1995 | 2010 and earlier | Manufactured | 1323.42 | 1323.42 | 1 | Air Source Heat Pump | NULL | Electric | Programmable Thermostat | 28800 | 14.5 | 4: 14.0-16.9 | Condenser | 2011 | 2011 and later | 5 | ASHP
| SITE_00619 | 1993 | 2010 and earlier | Single Family | 2348.97 | 2348.97 | 1 | Air Source Heat Pump | NULL | Electric | Smart/Wi-Fi Thermostat | 47500 | 18.3 | 5: 17.0 or higher | Condenser | 2015 | 2011 and later | 1 | ASHP
| SITE_00620 | 1992 | 2010 and earlier | Single Family | 2348.97 | 2348.97 | 1 | Air Source Heat Pump | NULL | Electric | Programmable Thermostat | 47500 | 17 | 5: 17.0 or higher | Condenser | 2005 | 2010 and earlier | 11 | ASHP
| SITE_00621 | 1975 | 2010 and earlier | Single Family | 2348.97 | 2348.97 | 1 | Air Source Heat Pump | NULL | Unknown | Manual Thermostat - Digital | 40500 | 13 | 3: 13.0-13.9 | Condenser | NULL | NULL | NULL | ASHP
| SITE_00622 | 2012 | 2011 and later | Single Family | 1362.08 | 1362.08 | 1 | Central AC | NULL | Electric | Programmable Thermostat | 60000 | 19.2 | 5: 17.0 or higher | Condenser | 2012 | 2011 and later | 4 | CAC
| SITE_00623 | 1993 | 2010 and earlier | Manufactured | 1135.4 | 1135.4 | 1 | No Cooling | NULL | NULL | NULL | NULL | NULL | NULL | NULL | NULL | NULL | NULL | None
| SITE_00624 | 1954 | 2010 and earlier | Single Family | 2348.97 | 2348.97 | 3 | No Cooling | NULL | NULL | NULL | NULL | NULL | NULL | NULL | NULL | NULL | NULL | None
| SITE_00625 | 1967 | 2010 and earlier | Manufactured | 1135.4 | 1135.4 | 2 | No Cooling | NULL | NULL | NULL | NULL | NULL | NULL | NULL | NULL | NULL | NULL | None
| SITE_00626 | 1950 | 2010 and earlier | Single Family | 1362.08 | 1362.08 | 2 | No Cooling | NULL | NULL | NULL | NULL | NULL | NULL | NULL | NULL | NULL | NULL | None
| SITE_00627 | 1975 | 2010 and earlier | Single Family | 1362.08 | 1362.08 | 1 | No Cooling | NULL | NULL | NULL | NULL | NULL | NULL | NULL | NULL | NULL | NULL | None
| SITE_00628 | 1992 | 2010 and earlier | Manufactured | 1135.4 | 1135.4 | 1 | Central AC | NULL | Electric | Manual Thermostat - Analog | 24000 | NULL | NULL | Condenser | 1993 | 2010 and earlier | 23 | CAC
| SITE_00629 | 1986 | 2010 and earlier | Single Family | 1362.08 | 1362.08 | 1 | Air Source Heat Pump | NULL | Electric | Manual Thermostat - Analog | 30000 | 10 | 2: 10.0-12.9 | Condenser | NULL | NULL | NULL | ASHP
| SITE_00630 | 1980 | 2010 and earlier | Single Family | 1362.08 | 1362.08 | 1 | Air Source Heat Pump | NULL | Electric | Programmable Thermostat | 23800 | 14 | 4: 14.0-16.9 | Condenser | 2012 | 2011 and later | 4 | ASHP
| SITE_00631 | NULL | NULL | Single Family | 1362.08 | 1362.08 | 2 | No Cooling | NULL | NULL | NULL | NULL | NULL | NULL | NULL | NULL | NULL | NULL | None
| SITE_00632 | 2007 | 2010 and earlier | Single Family | 1362.08 | 1362.08 | 2 | Mini-Split HP | NULL | Electric | Programmable Thermostat | NULL | NULL | NULL | Condenser | 2011 | 2011 and later | 5 | DHP
| SITE_00633 | 1930 | 2010 and earlier | Single Family | 2348.97 | 2348.97 | 2 | Central AC | NULL | Electric | Manual Thermostat - Analog | 30000 | NULL | NULL | Condenser | 1998 | 2010 and earlier | 18 | CAC
| SITE_00634 | 1980 | 2010 and earlier | Single Family | 1362.08 | 1362.08 | 1 | No Cooling | NULL | NULL | NULL | NULL | NULL | NULL | NULL | NULL | NULL | NULL | None
| SITE_00635 | 2003 | 2010 and earlier | Single Family | 1362.08 | 1362.08 | 1 | Central AC | NULL | Electric | Manual Thermostat - Digital | 35200 | 13.1 | 3: 13.0-13.9 | Condenser | 2002 | 2010 and earlier | 14 | CAC
| SITE_00636 | 2001 | 2010 and earlier | Single Family | 2348.97 | 2348.97 | 3 | Central AC | NULL | Electric | Programmable Thermostat | 29400 | 10 | 2: 10.0-12.9 | Condenser | 2001 | 2010 and earlier | 15 | CAC
| SITE_00637 | 1910 | 2010 and earlier | Single Family | 2348.97 | 2348.97 | 2 | Central AC | NULL | Electric | Programmable Thermostat | 35000 | 11.8 | 2: 10.0-12.9 | Condenser | 2007 | 2010 and earlier | 9 | CAC
| SITE_00638 | 2011 | 2011 and later | Single Family | 1362.08 | 1362.08 | 1 | Central AC | NULL | Electric | Programmable Thermostat | 30000 | 13 | 3: 13.0-13.9 | Condenser | 2011 | 2011 and later | 5 | CAC
| SITE_00639 | 1975 | 2010 and earlier | Single Family | 1362.08 | 1362.08 | 1 | No Cooling | NULL | NULL | NULL | NULL | NULL | NULL | NULL | NULL | NULL | NULL | None
| SITE_00640 | 1995 | 2010 and earlier | Single Family | 1362.08 | 1362.08 | 1 | Central AC | NULL | Electric | Smart/Wi-Fi Thermostat | 24000 | 14 | 4: 14.0-16.9 | Condenser | 2006 | 2010 and earlier | 10 | CAC
| SITE_00641 | 1978 | 2010 and earlier | Single Family | 2348.97 | 2348.97 | 3 | Central AC | NULL | Electric | Programmable Thermostat | 42000 | NULL | NULL | Condenser | 2000 | 2010 and earlier | 16 | CAC
| SITE_00642 | 1991 | 2010 and earlier | Single Family | 1362.08 | 1362.08 | 1 | Central AC | NULL | Electric | Programmable Thermostat | 50200 | 11.4 | 2: 10.0-12.9 | Condenser | 1991 | 2010 and earlier | 25 | CAC
| SITE_00643 | 1951 | 2010 and earlier | Single Family | 1362.08 | 1362.08 | 3 | Packaged AC | Through-Wall Air Conditioner | Unknown | Manual Thermostat - Digital | 15100 | NULL | NULL | Packaged AC | NULL | NULL | NULL | PTAC/RAC
| SITE_00644 | 1958 | 2010 and earlier | Single Family | 1362.08 | 1362.08 | 2 | Central AC | NULL | Electric | Programmable Thermostat | 30000 | 13 | 3: 13.0-13.9 | Condenser | 2011 | 2011 and later | 5 | CAC
| SITE_00645 | 1998 | 2010 and earlier | Single Family | 2348.97 | 2348.97 | 1 | Central AC | NULL | Electric | Programmable Thermostat | 56500 | 10.1 | 2: 10.0-12.9 | Condenser | 1998 | 2010 and earlier | 18 | CAC
| SITE_00646 | 1988 | 2010 and earlier | Manufactured | 1628.92 | 1628.92 | 2 | Air Source Heat Pump | NULL | Electric | Manual Thermostat - Digital | 36000 | NULL | NULL | Condenser | NULL | NULL | NULL | ASHP
| SITE_00647 | 1995 | 2010 and earlier | Manufactured | 1628.92 | 1628.92 | 3 | Central AC | NULL | Electric | Manual Thermostat - Analog | NULL | NULL | NULL | Condenser | NULL | NULL | NULL | CAC
| SITE_00648 | 1974 | 2010 and earlier | Manufactured | 1628.92 | 1628.92 | 3 | Central AC | NULL | Electric | Manual Thermostat - Analog | 24000 | NULL | NULL | Condenser | 2002 | 2010 and earlier | 14 | CAC
| SITE_00649 | 1979 | 2010 and earlier | Manufactured | 1824.63 | 1824.63 | 1 | Central AC | NULL | Electric | Manual Thermostat - Digital | NULL | NULL | NULL | Condenser | NULL | NULL | NULL | CAC
| SITE_00650 | 1995 | 2010 and earlier | Manufactured | 1824.63 | 1824.63 | 2 | No Cooling | NULL | NULL | NULL | NULL | NULL | NULL | NULL | NULL | NULL | NULL | None
| SITE_00651 | 1974 | 2010 and earlier | Manufactured | 1628.92 | 1628.92 | 2 | No Cooling | NULL | NULL | NULL | NULL | NULL | NULL | NULL | NULL | NULL | NULL | None
| SITE_00652 | 2007 | 2010 and earlier | Manufactured | 1628.92 | 1628.92 | 2 | Air Source Heat Pump | NULL | Electric | Manual Thermostat - Analog | 36000 | NULL | NULL | Condenser | 2007 | 2010 and earlier | 9 | ASHP
| SITE_00653 | 1976 | 2010 and earlier | Manufactured | 1628.92 | 1628.92 | 2 | Central AC | NULL | Electric | Programmable Thermostat | 36000 | NULL | NULL | Condenser | 2003 | 2010 and earlier | 13 | CAC
| SITE_00654 | 1950 | 2010 and earlier | Manufactured | 975 | 975 | 2 | Packaged HP | Portable Heat Pump | NULL | Manual Thermostat - Digital | 13000 | NULL | NULL | Packaged HP | NULL | NULL | NULL | PTHP
| SITE_00655 | 2014 | 2011 and later | Manufactured | 1628.92 | 1628.92 | 3 | Air Source Heat Pump | NULL | Electric | Manual Thermostat - Digital | 28400 | 13 | 3: 13.0-13.9 | Condenser | 2014 | 2011 and later | 2 | ASHP
| SITE_00656 | 1997 | 2010 and earlier | Manufactured | 1628.92 | 542.9733 | 2 | Packaged AC | Window Air Conditioner | Unknown | Manual Thermostat - Analog | NULL | NULL | NULL | Packaged AC | NULL | NULL | NULL | PTAC/RAC
| SITE_00656 | 1997 | 2010 and earlier | Manufactured | 1628.92 | 542.9733 | 2 | Packaged AC | Window Air Conditioner | Unknown | Manual Thermostat - Analog | 5200 | NULL | NULL | Packaged AC | 2010 | 2010 and earlier | 6 | PTAC/RAC
| SITE_00656 | 1997 | 2010 and earlier | Manufactured | 1628.92 | 542.9733 | 2 | Packaged AC | Window Air Conditioner | Unknown | Manual Thermostat - Digital | 8000 | NULL | NULL | Packaged AC | NULL | NULL | NULL | PTAC/RAC
| SITE_00657 | 1996 | 2010 and earlier | Manufactured | 1628.92 | 1628.92 | 3 | Air Source Heat Pump | NULL | Electric | Programmable Thermostat | 42000 | NULL | NULL | Condenser | NULL | NULL | NULL | ASHP
| SITE_00658 | 2008 | 2010 and earlier | Manufactured | 1628.92 | 1628.92 | 3 | Air Source Heat Pump | NULL | Electric | Programmable Thermostat | 36000 | 13.75 | 3: 13.0-13.9 | Condenser | 2008 | 2010 and earlier | 8 | ASHP
| SITE_00659 | 2016 | 2011 and later | Single Family | 3931.6 | 3931.6 | 3 | Air Source Heat Pump | NULL | Electric | Programmable Thermostat | 30000 | 15 | 4: 14.0-16.9 | Condenser | 2016 | 2011 and later | 0 | ASHP
| SITE_00660 | 2015 | 2011 and later | Manufactured | 1628.92 | 1628.92 | 3 | Air Source Heat Pump | NULL | Electric | Programmable Thermostat | 30000 | 13 | 3: 13.0-13.9 | Condenser | 2014 | 2011 and later | 2 | ASHP
| SITE_00661 | 1970 | 2010 and earlier | Manufactured | 1824.63 | 1824.63 | 3 | Central AC | NULL | Electric | Programmable Thermostat | 22800 | 15.5 | 4: 14.0-16.9 | Condenser | 2014 | 2011 and later | 2 | CAC
| SITE_00662 | 1997 | 2010 and earlier | Single Family | 3805.5 | 3805.5 | 2 | Central AC | NULL | Electric | Programmable Thermostat | 39500 | 13.5 | 3: 13.0-13.9 | Condenser | 2013 | 2011 and later | 3 | CAC
| SITE_00663 | 1983 | 2010 and earlier | Manufactured | 1628.92 | 1628.92 | 3 | Air Source Heat Pump | NULL | Electric | Programmable Thermostat | 33400 | 15.25 | 4: 14.0-16.9 | Condenser | 2014 | 2011 and later | 2 | ASHP
| SITE_00664 | 1998 | 2010 and earlier | Manufactured | 1628.92 | 1628.92 | 3 | Air Source Heat Pump | NULL | Electric | Programmable Thermostat | NULL | NULL | NULL | Condenser | NULL | NULL | NULL | ASHP
| SITE_00665 | 1996 | 2010 and earlier | Manufactured | 1628.92 | 1628.92 | 2 | Central AC | NULL | Electric | Programmable Thermostat | 33800 | 15.5 | 4: 14.0-16.9 | Condenser | 2014 | 2011 and later | 2 | CAC
| SITE_00666 | 1995 | 2010 and earlier | Manufactured | 1628.92 | 1628.92 | 1 | Packaged AC | Through-Wall Air Conditioner | Unknown | Manual Thermostat - Analog | NULL | NULL | NULL | Packaged AC | NULL | NULL | NULL | PTAC/RAC
| SITE_00667 | 1992 | 2010 and earlier | Manufactured | 1628.92 | 1628.92 | 2 | No Cooling | NULL | NULL | NULL | NULL | NULL | NULL | NULL | NULL | NULL | NULL | None
| SITE_00668 | 1989 | 2010 and earlier | Manufactured | 1628.92 | 1628.92 | 2 | Central AC | NULL | Electric | Programmable Thermostat | 39500 | 13 | 3: 13.0-13.9 | Condenser | 2006 | 2010 and earlier | 10 | CAC
| SITE_00669 | 1948 | 2010 and earlier | Single Family | 3805.5 | 3805.5 | 2 | No Cooling | NULL | NULL | NULL | NULL | NULL | NULL | NULL | NULL | NULL | NULL | None
| SITE_00670 | 2002 | 2010 and earlier | Multifamily Residence | 1819.67 | 1819.67 | 3 | Air Source Heat Pump | NULL | Electric | Programmable Thermostat | 16200 | 10 | 2: 10.0-12.9 | Condenser | 1997 | 2010 and earlier | 19 | ASHP
| SITE_00671 | 1954 | 2010 and earlier | Single Family | 3805.5 | 3805.5 | 2 | No Cooling | NULL | NULL | NULL | NULL | NULL | NULL | NULL | NULL | NULL | NULL | None
| SITE_00672 | 1988 | 2010 and earlier | Multifamily Residence | 1819.67 | 1819.67 | 2 | Packaged AC | Window Air Conditioner | Unknown | Manual Thermostat - Digital | 5200 | NULL | NULL | Packaged AC | 2011 | 2011 and later | 5 | PTAC/RAC
| SITE_00673 | 1980 | 2010 and earlier | Multifamily Residence | 1819.67 | 1819.67 | 2 | No Cooling | NULL | NULL | NULL | NULL | NULL | NULL | NULL | NULL | NULL | NULL | None
| SITE_00674 | 2013 | 2011 and later | Multifamily Residence | 1819.67 | 1819.67 | 2 | No Cooling | NULL | NULL | NULL | NULL | NULL | NULL | NULL | NULL | NULL | NULL | None
| SITE_00675 | 2013 | 2011 and later | Single Family | 3805.5 | 3805.5 | 2 | Packaged AC | Window Air Conditioner | Unknown | Manual Thermostat - Digital | 5000 | 11 | 2: 10.0-12.9 | Packaged AC | 2015 | 2011 and later | 1 | PTAC/RAC
| SITE_00676 | 2014 | 2011 and later | Multifamily Residence | 1819.67 | 1819.67 | 2 | Packaged AC | Ptac | Unknown | Manual Thermostat - Analog | NULL | NULL | NULL | Packaged AC | NULL | NULL | NULL | PTAC/RAC
| SITE_00677 | 1970 | 2010 and earlier | Multifamily Residence | 687.85 | 687.85 | 2 | No Cooling | NULL | NULL | NULL | NULL | NULL | NULL | NULL | NULL | NULL | NULL | None
| SITE_00678 | 1990 | 2010 and earlier | Multifamily Residence | 1819.67 | 1819.67 | 1 | No Cooling | NULL | NULL | NULL | NULL | NULL | NULL | NULL | NULL | NULL | NULL | None
| SITE_00679 | 1966 | 2010 and earlier | Multifamily Residence | 1819.67 | 1819.67 | 2 | No Cooling | NULL | NULL | NULL | NULL | NULL | NULL | NULL | NULL | NULL | NULL | None
| SITE_00680 | 1898 | 2010 and earlier | Single Family | 3805.5 | 3805.5 | 2 | No Cooling | NULL | NULL | NULL | NULL | NULL | NULL | NULL | NULL | NULL | NULL | None
| SITE_00681 | 1920 | 2010 and earlier | Multifamily Residence | 1819.67 | 1819.67 | 2 | No Cooling | NULL | NULL | NULL | NULL | NULL | NULL | NULL | NULL | NULL | NULL | None
| SITE_00682 | 1979 | 2010 and earlier | Multifamily Residence | 1819.67 | 1819.67 | 2 | Packaged AC | Through-Wall Air Conditioner | Unknown | Manual Thermostat - Analog | 10000 | NULL | NULL | Packaged AC | NULL | NULL | NULL | PTAC/RAC
| SITE_00683 | 1910 | 2010 and earlier | Multifamily Residence | 1819.67 | 1819.67 | 2 | No Cooling | NULL | NULL | NULL | NULL | NULL | NULL | NULL | NULL | NULL | NULL | None
| SITE_00684 | 1960 | 2010 and earlier | Multifamily Residence | 1819.67 | 1819.67 | 2 | No Cooling | NULL | NULL | NULL | NULL | NULL | NULL | NULL | NULL | NULL | NULL | None
| SITE_00685 | 1980 | 2010 and earlier | Multifamily Residence | 1819.67 | 1819.67 | 2 | Packaged AC | Through-Wall Air Conditioner | Unknown | None | NULL | NULL | NULL | Packaged AC | NULL | NULL | NULL | PTAC/RAC
| SITE_00686 | 1909 | 2010 and earlier | Multifamily Residence | 1819.67 | 1819.67 | 2 | No Cooling | NULL | NULL | NULL | NULL | NULL | NULL | NULL | NULL | NULL | NULL | None
| SITE_00687 | 1909 | 2010 and earlier | Single Family | 3805.5 | 3805.5 | 2 | No Cooling | NULL | NULL | NULL | NULL | NULL | NULL | NULL | NULL | NULL | NULL | None
| SITE_00688 | 1985 | 2010 and earlier | Multifamily Residence | 1819.67 | 1819.67 | 2 | Packaged AC | Through-Wall Air Conditioner | Unknown | Manual Thermostat - Digital | 6000 | NULL | NULL | Packaged AC | NULL | NULL | NULL | PTAC/RAC
| SITE_00689 | 1914 | 2010 and earlier | Multifamily Residence | 1819.67 | 1819.67 | 2 | No Cooling | NULL | NULL | NULL | NULL | NULL | NULL | NULL | NULL | NULL | NULL | None
| SITE_00690 | 1970 | 2010 and earlier | Multifamily Residence | 687.85 | 687.85 | 2 | No Cooling | NULL | NULL | NULL | NULL | NULL | NULL | NULL | NULL | NULL | NULL | None
| SITE_00691 | 1975 | 2010 and earlier | Multifamily Residence | 1819.67 | 1819.67 | 2 | No Cooling | NULL | NULL | NULL | NULL | NULL | NULL | NULL | NULL | NULL | NULL | None
| SITE_00692 | NULL | NULL | Single Family | 3805.5 | 3805.5 | 2 | Packaged AC | Window Air Conditioner | Unknown | Manual Thermostat - Analog | 5050 | NULL | NULL | Packaged AC | 2014 | 2011 and later | 2 | PTAC/RAC
| SITE_00693 | 1993 | 2010 and earlier | Single Family | 3805.5 | 3805.5 | 3 | Central AC | NULL | Electric | Manual Thermostat - Analog | 30000 | NULL | NULL | Condenser | 2003 | 2010 and earlier | 13 | CAC
| SITE_00694 | 2004 | 2010 and earlier | Single Family | 3931.6 | 3931.6 | 3 | Air Source Heat Pump | NULL | Electric | Manual Thermostat - Digital | 24000 | 10 | 2: 10.0-12.9 | Condenser | 2001 | 2010 and earlier | 15 | ASHP
| SITE_00695 | 2016 | 2011 and later | Single Family | 3805.5 | 3805.5 | 2 | Air Source Heat Pump | Dual Fuel Primary | Electric | Smart/Wi-Fi Thermostat | NULL | NULL | NULL | Condenser | NULL | NULL | NULL | ASHP
| SITE_00696 | 1977 | 2010 and earlier | Single Family | 3805.5 | 3805.5 | 1 | Central AC | NULL | Electric | Programmable Thermostat | 30000 | 10.5 | 2: 10.0-12.9 | Condenser | 1998 | 2010 and earlier | 18 | CAC
| SITE_00697 | 1937 | 2010 and earlier | Single Family | 3805.5 | 3805.5 | 2 | No Cooling | NULL | NULL | NULL | NULL | NULL | NULL | NULL | NULL | NULL | NULL | None
| SITE_00698 | 1944 | 2010 and earlier | Single Family | 3805.5 | 3805.5 | 2 | No Cooling | NULL | NULL | NULL | NULL | NULL | NULL | NULL | NULL | NULL | NULL | None
| SITE_00699 | 1935 | 2010 and earlier | Single Family | 3805.5 | 3805.5 | 2 | Air Source Heat Pump | NULL | Electric | Programmable Thermostat | 31000 | 13 | 3: 13.0-13.9 | Condenser | 2014 | 2011 and later | 2 | ASHP
| SITE_00700 | 1982 | 2010 and earlier | Single Family | 3805.5 | 3805.5 | 2 | Central AC | NULL | Electric | Manual Thermostat - Digital | 23500 | 10.25 | 2: 10.0-12.9 | Condenser | 2002 | 2010 and earlier | 14 | CAC
| SITE_00701 | 2009 | 2010 and earlier | Manufactured | 1824.63 | 1824.63 | 2 | No Cooling | NULL | NULL | NULL | NULL | NULL | NULL | NULL | NULL | NULL | NULL | None
| SITE_00702 | 1970 | 2010 and earlier | Single Family | 3805.5 | 1268.5 | 2 | Packaged AC | Through-Wall Air Conditioner | Unknown | Manual Thermostat - Digital | NULL | NULL | NULL | Packaged AC | NULL | NULL | NULL | PTAC/RAC
| SITE_00702 | 1970 | 2010 and earlier | Single Family | 3805.5 | 1268.5 | 2 | Packaged AC | Window Air Conditioner | Unknown | Manual Thermostat - Digital | NULL | NULL | NULL | Packaged AC | NULL | NULL | NULL | PTAC/RAC
| SITE_00702 | 1970 | 2010 and earlier | Single Family | 3805.5 | 1268.5 | 2 | Packaged AC | Window Air Conditioner | Unknown | Manual Thermostat - Digital | NULL | NULL | NULL | Packaged AC | NULL | NULL | NULL | PTAC/RAC
| SITE_00703 | 2002 | 2010 and earlier | Single Family | 3931.6 | 3931.6 | 3 | Water Source Heat Pump | NULL | Electric | Manual Thermostat - Digital | NULL | NULL | NULL | Condenser | NULL | NULL | NULL | GSHP
| SITE_00704 | 1970 | 2010 and earlier | Single Family | 3931.6 | 3931.6 | 3 | Air Source Heat Pump | NULL | Electric | Manual Thermostat - Analog | 27400 | 13 | 3: 13.0-13.9 | Condenser | 2007 | 2010 and earlier | 9 | ASHP
| SITE_00705 | 1963 | 2010 and earlier | Single Family | 3805.5 | 3805.5 | 2 | No Cooling | NULL | NULL | NULL | NULL | NULL | NULL | NULL | NULL | NULL | NULL | None
| SITE_00706 | 1993 | 2010 and earlier | Single Family | 3931.6 | 3931.6 | 3 | Air Source Heat Pump | NULL | Electric | Manual Thermostat - Digital | 30000 | 15 | 4: 14.0-16.9 | Condenser | 2012 | 2011 and later | 4 | ASHP
| SITE_00707 | 2008 | 2010 and earlier | Single Family | 3805.5 | 3805.5 | 2 | Air Source Heat Pump | NULL | Electric | Programmable Thermostat | 47000 | 13 | 3: 13.0-13.9 | Condenser | NULL | NULL | NULL | ASHP
| SITE_00708 | 1963 | 2010 and earlier | Single Family | 3931.6 | 3931.6 | 3 | Air Source Heat Pump | NULL | Electric | Programmable Thermostat | 30000 | 14.5 | 4: 14.0-16.9 | Condenser | 2016 | 2011 and later | 0 | ASHP
| SITE_00709 | 1975 | 2010 and earlier | Single Family | 3931.6 | 3931.6 | 2 | No Cooling | NULL | NULL | NULL | NULL | NULL | NULL | NULL | NULL | NULL | NULL | None
| SITE_00710 | 1999 | 2010 and earlier | Single Family | 3931.6 | 3931.6 | 3 | Air Source Heat Pump | NULL | Electric | Programmable Thermostat | 41000 | 14 | 4: 14.0-16.9 | Condenser | 1998 | 2010 and earlier | 18 | ASHP
| SITE_00711 | 2015 | 2011 and later | Single Family | 3931.6 | 1965.8 | 2 | Air Source Heat Pump | NULL | Unknown | Programmable Thermostat | 24000 | 13 | 3: 13.0-13.9 | Condenser | 2014 | 2011 and later | 2 | ASHP
| SITE_00711 | 2015 | 2011 and later | Single Family | 3931.6 | 1965.8 | 2 | Air Source Heat Pump | NULL | Unknown | Programmable Thermostat | 48000 | 13 | 3: 13.0-13.9 | Condenser | 2013 | 2011 and later | 3 | ASHP
| SITE_00712 | 2012 | 2011 and later | Single Family | 3805.5 | 3805.5 | 2 | Central AC | NULL | Electric | Smart/Wi-Fi Thermostat | 34000 | 14 | 4: 14.0-16.9 | Condenser | 2013 | 2011 and later | 3 | CAC
| SITE_00713 | 2007 | 2010 and earlier | Single Family | 3805.5 | 3805.5 | 3 | Air Source Heat Pump | NULL | Electric | Smart/Wi-Fi Thermostat | 34400 | 16.75 | 4: 14.0-16.9 | Condenser | 2016 | 2011 and later | 0 | ASHP
| SITE_00714 | 1998 | 2010 and earlier | Single Family | 3931.6 | 3931.6 | 3 | Central AC | NULL | Electric | Unknown | 35000 | 10.2 | 2: 10.0-12.9 | Condenser | 1998 | 2010 and earlier | 18 | CAC
| SITE_00715 | 1908 | 2010 and earlier | Single Family | 3805.5 | 3805.5 | 2 | Central AC | NULL | Electric | Programmable Thermostat | 30000 | 13 | 3: 13.0-13.9 | Condenser | 2014 | 2011 and later | 2 | CAC
| SITE_00716 | 2008 | 2010 and earlier | Single Family | 3931.6 | 3931.6 | 2 | Central AC | NULL | Electric | Programmable Thermostat | 24000 | 13.8 | 3: 13.0-13.9 | Condenser | 2008 | 2010 and earlier | 8 | CAC
| SITE_00717 | 2003 | 2010 and earlier | Manufactured | 1628.92 | 1628.92 | 2 | No Cooling | NULL | NULL | NULL | NULL | NULL | NULL | NULL | NULL | NULL | NULL | None
| SITE_00718 | 1998 | 2010 and earlier | Multifamily Residence | 1819.67 | 909.835 | 2 | Packaged AC | Window Air Conditioner | Unknown | Manual Thermostat - Digital | NULL | NULL | NULL | Packaged AC | NULL | NULL | NULL | PTAC/RAC
| SITE_00718 | 1998 | 2010 and earlier | Multifamily Residence | 1819.67 | 909.835 | 2 | Packaged AC | Through-Wall Air Conditioner | Unknown | Manual Thermostat - Digital | 12000 | NULL | NULL | Packaged AC | 2011 | 2011 and later | 5 | PTAC/RAC
| SITE_00719 | 2001 | 2010 and earlier | Single Family | 3931.6 | 3931.6 | 3 | Air Source Heat Pump | Dual Fuel Secondary | Electric | Programmable Thermostat | 36000 | 10 | 2: 10.0-12.9 | Condenser | 2001 | 2010 and earlier | 15 | ASHP
| SITE_00720 | 1993 | 2010 and earlier | Single Family | 3805.5 | 3805.5 | 3 | Central AC | NULL | Electric | Programmable Thermostat | 30000 | NULL | NULL | Condenser | 1993 | 2010 and earlier | 23 | CAC
| SITE_00721 | 2006 | 2010 and earlier | Single Family | 3931.6 | 3931.6 | 3 | Central AC | NULL | Electric | Programmable Thermostat | 30000 | 13 | 3: 13.0-13.9 | Condenser | 2009 | 2010 and earlier | 7 | CAC
| SITE_00722 | 1979 | 2010 and earlier | Single Family | 3931.6 | 3931.6 | 3 | Air Source Heat Pump | NULL | Electric | Manual Thermostat - Digital | 23490 | 10.34 | 2: 10.0-12.9 | Condenser | 1994 | 2010 and earlier | 22 | ASHP
| SITE_00723 | 1905 | 2010 and earlier | Single Family | 3805.5 | 3805.5 | 2 | No Cooling | NULL | NULL | NULL | NULL | NULL | NULL | NULL | NULL | NULL | NULL | None
| SITE_00724 | 2008 | 2010 and earlier | Single Family | 3805.5 | 3805.5 | 2 | Central AC | NULL | Electric | Programmable Thermostat | 30000 | 13 | 3: 13.0-13.9 | Condenser | 2006 | 2010 and earlier | 10 | CAC
| SITE_00725 | 1920 | 2010 and earlier | Single Family | 3805.5 | 3805.5 | 2 | No Cooling | NULL | NULL | NULL | NULL | NULL | NULL | NULL | NULL | NULL | NULL | None
| SITE_00726 | 1980 | 2010 and earlier | Manufactured | 1824.63 | 1824.63 | 3 | Central AC | NULL | Electric | Programmable Thermostat | NULL | NULL | NULL | Condenser | 2001 | 2010 and earlier | 15 | CAC
| SITE_00727 | 1959 | 2010 and earlier | Single Family | 3931.6 | 3931.6 | 2 | Central AC | NULL | Electric | Programmable Thermostat | 30000 | 13 | 3: 13.0-13.9 | Condenser | 2013 | 2011 and later | 3 | CAC
| SITE_00728 | 1997 | 2010 and earlier | Single Family | 3805.5 | 3805.5 | 3 | Geothermal Heat Pump | Ground Loop | Electric | Programmable Thermostat | 35000 | NULL | NULL | Condenser | NULL | NULL | NULL | GSHP
| SITE_00729 | 1926 | 2010 and earlier | Single Family | 3805.5 | 3805.5 | 2 | No Cooling | NULL | NULL | NULL | NULL | NULL | NULL | NULL | NULL | NULL | NULL | None
| SITE_00730 | 1968 | 2010 and earlier | Single Family | 3931.6 | 3931.6 | 3 | Air Source Heat Pump | NULL | Electric | Programmable Thermostat | 57000 | 13 | 3: 13.0-13.9 | Condenser | 2004 | 2010 and earlier | 12 | ASHP
| SITE_00731 | 2005 | 2010 and earlier | Single Family | 3931.6 | 3931.6 | 3 | Central AC | NULL | Electric | Unknown | 36265 | NULL | NULL | Condenser | 2014 | 2011 and later | 2 | CAC
| SITE_00732 | 1993 | 2010 and earlier | Single Family | 3931.6 | 3931.6 | 3 | Air Source Heat Pump | NULL | Electric | Manual Thermostat - Digital | 25167 | 17.5 | 5: 17.0 or higher | Condenser | 2016 | 2011 and later | 0 | ASHP
| SITE_00733 | 1992 | 2010 and earlier | Single Family | 3805.5 | 3805.5 | 2 | Air Source Heat Pump | NULL | Electric | Programmable Thermostat | 35400 | 17.5 | 5: 17.0 or higher | Condenser | 2010 | 2010 and earlier | 6 | ASHP
| SITE_00734 | 1955 | 2010 and earlier | Single Family | 3805.5 | 3805.5 | 2 | No Cooling | NULL | NULL | NULL | NULL | NULL | NULL | NULL | NULL | NULL | NULL | None
| SITE_00735 | 1956 | 2010 and earlier | Single Family | 3805.5 | 3805.5 | 3 | Packaged AC | Through-Wall Air Conditioner | Unknown | Manual Thermostat - Digital | 10000 | NULL | NULL | Packaged AC | 2015 | 2011 and later | 1 | PTAC/RAC
| SITE_00736 | 2008 | 2010 and earlier | Single Family | 3805.5 | 3805.5 | 3 | Air Source Heat Pump | NULL | Electric | Programmable Thermostat | 33400 | 13 | 3: 13.0-13.9 | Condenser | 2005 | 2010 and earlier | 11 | ASHP
| SITE_00737 | 1907 | 2010 and earlier | Single Family | 3805.5 | 3805.5 | 2 | Central AC | NULL | Electric | Smart/Wi-Fi Thermostat | 30000 | 13 | 3: 13.0-13.9 | Condenser | 2016 | 2011 and later | 0 | CAC
| SITE_00738 | 1964 | 2010 and earlier | Single Family | 3931.6 | 3931.6 | 2 | Central AC | NULL | Electric | Programmable Thermostat | NULL | NULL | NULL | Condenser | NULL | NULL | NULL | CAC
| SITE_00739 | 2005 | 2010 and earlier | Single Family | 3931.6 | 3931.6 | 3 | Air Source Heat Pump | NULL | Electric | Programmable Thermostat | NULL | NULL | NULL | Condenser | 2004 | 2010 and earlier | 12 | ASHP
| SITE_00740 | 1951 | 2010 and earlier | Single Family | 3931.6 | 3931.6 | 2 | No Cooling | NULL | NULL | NULL | NULL | NULL | NULL | NULL | NULL | NULL | NULL | None
| SITE_00741 | 1976 | 2010 and earlier | Single Family | 3931.6 | 3931.6 | 2 | Geothermal Heat Pump | Ground Loop | Electric | Programmable Thermostat | 70700 | NULL | NULL | Condenser | 2012 | 2011 and later | 4 | GSHP
| SITE_00742 | 1970 | 2010 and earlier | Single Family | 3805.5 | 3805.5 | 3 | Central AC | NULL | Electric | Manual Thermostat - Analog | NULL | NULL | NULL | Condenser | NULL | NULL | NULL | CAC
| SITE_00743 | 1972 | 2010 and earlier | Multifamily Residence | 687.85 | 687.85 | 3 | No Cooling | NULL | NULL | NULL | NULL | NULL | NULL | NULL | NULL | NULL | NULL | None
| SITE_00744 | 1972 | 2010 and earlier | Manufactured | 1628.92 | 1628.92 | 2 | Central AC | NULL | Electric | Programmable Thermostat | NULL | NULL | NULL | Condenser | NULL | NULL | NULL | CAC
| SITE_00745 | 1942 | 2010 and earlier | Single Family | 3805.5 | 3805.5 | 2 | Packaged AC | Through-Wall Air Conditioner | Unknown | Manual Thermostat - Analog | NULL | NULL | NULL | Packaged AC | NULL | NULL | NULL | PTAC/RAC
| SITE_00746 | 1962 | 2010 and earlier | Single Family | 3805.5 | 3805.5 | 2 | Packaged AC | Window Air Conditioner | Unknown | Manual Thermostat - Analog | 10000 | NULL | NULL | Packaged AC | NULL | NULL | NULL | PTAC/RAC
| SITE_00747 | 1914 | 2010 and earlier | Single Family | 3805.5 | 3805.5 | 2 | No Cooling | NULL | NULL | NULL | NULL | NULL | NULL | NULL | NULL | NULL | NULL | None
| SITE_00748 | 1979 | 2010 and earlier | Single Family | 3931.6 | 3931.6 | 3 | Air Source Heat Pump | NULL | Electric | Programmable Thermostat | 47000 | 15 | 4: 14.0-16.9 | Condenser | 2007 | 2010 and earlier | 9 | ASHP
| SITE_00749 | 1996 | 2010 and earlier | Single Family | 3805.5 | 3805.5 | 2 | Central AC | NULL | Electric | Programmable Thermostat | 30000 | 10 | 2: 10.0-12.9 | Condenser | 1996 | 2010 and earlier | 20 | CAC
| SITE_00750 | 1997 | 2010 and earlier | Single Family | 3931.6 | 3931.6 | 3 | Central AC | NULL | Electric | Manual Thermostat - Digital | 28500 | 10.3 | 2: 10.0-12.9 | Condenser | 1999 | 2010 and earlier | 17 | CAC
| SITE_00751 | 1973 | 2010 and earlier | Single Family | 3805.5 | 3805.5 | 2 | No Cooling | NULL | NULL | NULL | NULL | NULL | NULL | NULL | NULL | NULL | NULL | None
| SITE_00752 | 1968 | 2010 and earlier | Single Family | 3931.6 | 3931.6 | 3 | Air Source Heat Pump | NULL | Electric | Programmable Thermostat | 36400 | 18.2 | 5: 17.0 or higher | Condenser | 2011 | 2011 and later | 5 | ASHP
| SITE_00753 | 1951 | 2010 and earlier | Single Family | 3805.5 | 3805.5 | 3 | Central AC | NULL | Electric | Programmable Thermostat | 33800 | 13.6 | 3: 13.0-13.9 | Condenser | 2015 | 2011 and later | 1 | CAC
| SITE_00754 | 1994 | 2010 and earlier | Single Family | 3931.6 | 3931.6 | 2 | Central AC | NULL | Electric | Manual Thermostat - Analog | 30000 | 10 | 2: 10.0-12.9 | Condenser | 1996 | 2010 and earlier | 20 | CAC
| SITE_00755 | 1953 | 2010 and earlier | Single Family | 3805.5 | 3805.5 | 2 | Central AC | NULL | Electric | Programmable Thermostat | 30000 | 13 | 3: 13.0-13.9 | Condenser | 2014 | 2011 and later | 2 | CAC
| SITE_00756 | 2006 | 2010 and earlier | Single Family | 3931.6 | 3931.6 | 3 | Air Source Heat Pump | NULL | Electric | Programmable Thermostat | 48000 | 14 | 4: 14.0-16.9 | Condenser | 2006 | 2010 and earlier | 10 | ASHP
| SITE_00757 | 1921 | 2010 and earlier | Single Family | 3805.5 | 3805.5 | 2 | No Cooling | NULL | NULL | NULL | NULL | NULL | NULL | NULL | NULL | NULL | NULL | None
| SITE_00758 | 1910 | 2010 and earlier | Single Family | 3805.5 | 3805.5 | 2 | No Cooling | NULL | NULL | NULL | NULL | NULL | NULL | NULL | NULL | NULL | NULL | None
| SITE_00759 | 2005 | 2010 and earlier | Single Family | 3931.6 | 3931.6 | 2 | Central AC | NULL | Electric | Programmable Thermostat | 36000 | NULL | NULL | Condenser | 2005 | 2010 and earlier | 11 | CAC
| SITE_00760 | 1992 | 2010 and earlier | Single Family | 3805.5 | 3805.5 | 2 | Central AC | NULL | Electric | Manual Thermostat - Analog | 30000 | NULL | NULL | Condenser | 1993 | 2010 and earlier | 23 | CAC
| SITE_00761 | 2005 | 2010 and earlier | Single Family | 3805.5 | 3805.5 | 2 | Air Source Heat Pump | Dual Fuel Secondary | Electric | Smart/Wi-Fi Thermostat | 24000 | 14 | 4: 14.0-16.9 | Condenser | 2015 | 2011 and later | 1 | ASHP
| SITE_00762 | 1999 | 2010 and earlier | Single Family | 3805.5 | 3805.5 | 2 | Central AC | NULL | Electric | Programmable Thermostat | 36000 | NULL | NULL | Condenser | NULL | NULL | NULL | CAC
| SITE_00763 | 1992 | 2010 and earlier | Single Family | 3805.5 | 3805.5 | 2 | No Cooling | NULL | NULL | NULL | NULL | NULL | NULL | NULL | NULL | NULL | NULL | None
| SITE_00764 | 1980 | 2010 and earlier | Single Family | 3805.5 | 3805.5 | 2 | Central AC | NULL | Electric | Programmable Thermostat | 28800 | 10 | 2: 10.0-12.9 | Condenser | 2004 | 2010 and earlier | 12 | CAC
| SITE_00765 | 1952 | 2010 and earlier | Single Family | 3931.6 | 3931.6 | 3 | Air Source Heat Pump | NULL | Electric | Programmable Thermostat | 28000 | 14 | 4: 14.0-16.9 | Condenser | 1999 | 2010 and earlier | 17 | ASHP
| SITE_00766 | 2003 | 2010 and earlier | Single Family | 3931.6 | 3931.6 | 2 | Central AC | NULL | Electric | Programmable Thermostat | 23400 | 10.1 | 2: 10.0-12.9 | Condenser | 2003 | 2010 and earlier | 13 | CAC
| SITE_00767 | 1938 | 2010 and earlier | Single Family | 3805.5 | 3805.5 | 2 | No Cooling | NULL | NULL | NULL | NULL | NULL | NULL | NULL | NULL | NULL | NULL | None
| SITE_00768 | 1989 | 2010 and earlier | Single Family | 3805.5 | 3805.5 | 2 | Central AC | NULL | Electric | Smart/Wi-Fi Thermostat | 42500 | 13.75 | 3: 13.0-13.9 | Condenser | 2014 | 2011 and later | 2 | CAC
| SITE_00769 | 1980 | 2010 and earlier | Manufactured | 1824.63 | 1824.63 | 3 | Air Source Heat Pump | NULL | Electric | Manual Thermostat - Digital | 35400 | 13 | 3: 13.0-13.9 | Condenser | 2007 | 2010 and earlier | 9 | ASHP
| SITE_00770 | 1959 | 2010 and earlier | Single Family | 3805.5 | 3805.5 | 2 | Central AC | NULL | Electric | Manual Thermostat - Digital | 34100 | 13.4 | 3: 13.0-13.9 | Condenser | 2006 | 2010 and earlier | 10 | CAC
| SITE_00771 | 1976 | 2010 and earlier | Single Family | 3805.5 | 3805.5 | 2 | No Cooling | NULL | NULL | NULL | NULL | NULL | NULL | NULL | NULL | NULL | NULL | None
| SITE_00772 | 1950 | 2010 and earlier | Single Family | 3805.5 | 3805.5 | 2 | No Cooling | NULL | NULL | NULL | NULL | NULL | NULL | NULL | NULL | NULL | NULL | None
| SITE_00773 | 1954 | 2010 and earlier | Single Family | 3805.5 | 3805.5 | 3 | Air Source Heat Pump | Dual Fuel Primary | Electric | Programmable Thermostat | 47500 | 14.5 | 4: 14.0-16.9 | Condenser | 2009 | 2010 and earlier | 7 | ASHP
| SITE_00774 | 1959 | 2010 and earlier | Manufactured | 1628.92 | 814.46 | 2 | Packaged AC | Portable Air Conditioner | Unknown | Manual Thermostat - Digital | 10000 | NULL | NULL | Packaged AC | NULL | NULL | NULL | PTAC/RAC
| SITE_00774 | 1959 | 2010 and earlier | Manufactured | 1628.92 | 814.46 | 2 | Packaged AC | Portable Air Conditioner | Unknown | Manual Thermostat - Digital | 10000 | NULL | NULL | Packaged AC | 2014 | 2011 and later | 2 | PTAC/RAC
| SITE_00775 | 1978 | 2010 and earlier | Single Family | 3805.5 | 3805.5 | 2 | Air Source Heat Pump | NULL | Electric | Programmable Thermostat | 35200 | 10.3 | 2: 10.0-12.9 | Condenser | 1998 | 2010 and earlier | 18 | ASHP
| SITE_00776 | 1993 | 2010 and earlier | Single Family | 3931.6 | 3931.6 | 3 | Air Source Heat Pump | NULL | Electric | Programmable Thermostat | 30000 | NULL | NULL | Condenser | 1992 | 2010 and earlier | 24 | ASHP
| SITE_00777 | 1994 | 2010 and earlier | Single Family | 3805.5 | 3805.5 | 3 | Air Source Heat Pump | NULL | Electric | Unknown | 30000 | NULL | NULL | Condenser | 1994 | 2010 and earlier | 22 | ASHP
| SITE_00778 | 1930 | 2010 and earlier | Single Family | 3805.5 | 3805.5 | 3 | Packaged AC | Window Air Conditioner | Unknown | Manual Thermostat - Digital | NULL | NULL | NULL | Packaged AC | NULL | NULL | NULL | PTAC/RAC
| SITE_00779 | 2005 | 2010 and earlier | Single Family | 3805.5 | 3805.5 | 2 | Central AC | NULL | Electric | Manual Thermostat - Digital | 27600 | 13.5 | 3: 13.0-13.9 | Condenser | 2006 | 2010 and earlier | 10 | CAC
| SITE_00780 | 1978 | 2010 and earlier | Single Family | 3805.5 | 3805.5 | 2 | Central AC | NULL | Electric | Programmable Thermostat | 36000 | 12 | 2: 10.0-12.9 | Condenser | 1996 | 2010 and earlier | 20 | CAC
| SITE_00781 | 1927 | 2010 and earlier | Single Family | 3805.5 | 3805.5 | 1 | Air Source Heat Pump | Dual Fuel Secondary | Electric | Programmable Thermostat | 29860 | 15.3 | 4: 14.0-16.9 | Condenser | 2010 | 2010 and earlier | 6 | ASHP
| SITE_00782 | 1899 | 2010 and earlier | Single Family | 3805.5 | 3805.5 | 2 | No Cooling | NULL | NULL | NULL | NULL | NULL | NULL | NULL | NULL | NULL | NULL | None
| SITE_00783 | 1954 | 2010 and earlier | Single Family | 3931.6 | 3931.6 | 3 | Air Source Heat Pump | NULL | Electric | Programmable Thermostat | 24000 | 14.7 | 4: 14.0-16.9 | Condenser | 2000 | 2010 and earlier | 16 | ASHP
| SITE_00784 | 2005 | 2010 and earlier | Single Family | 3805.5 | 3805.5 | 2 | Central AC | NULL | Electric | Programmable Thermostat | 27600 | 13.5 | 3: 13.0-13.9 | Condenser | 2006 | 2010 and earlier | 10 | CAC
| SITE_00785 | 2008 | 2010 and earlier | Manufactured | 1628.92 | 1628.92 | 2 | Air Source Heat Pump | Dual Fuel Secondary | Electric | Programmable Thermostat | 40000 | 13 | 3: 13.0-13.9 | Condenser | 2008 | 2010 and earlier | 8 | ASHP
| SITE_00786 | 1978 | 2010 and earlier | Single Family | 3805.5 | 3805.5 | 3 | Central AC | NULL | Electric | Manual Thermostat - Analog | 24000 | NULL | NULL | Condenser | 2012 | 2011 and later | 4 | CAC
| SITE_00787 | 1963 | 2010 and earlier | Single Family | 3931.6 | 1965.8 | 3 | Packaged AC | Through-Wall Air Conditioner | Unknown | Manual Thermostat - Digital | 13800 | NULL | NULL | Packaged AC | NULL | NULL | NULL | PTAC/RAC
| SITE_00787 | 1963 | 2010 and earlier | Single Family | 3931.6 | 1965.8 | 3 | Packaged AC | Through-Wall Air Conditioner | Unknown | Unknown | NULL | NULL | NULL | Packaged AC | NULL | NULL | NULL | PTAC/RAC
| SITE_00788 | 1973 | 2010 and earlier | Single Family | 3805.5 | 3805.5 | 2 | Packaged AC | Through-Wall Air Conditioner | Unknown | Manual Thermostat - Analog | 10000 | NULL | NULL | Packaged AC | NULL | NULL | NULL | PTAC/RAC
| SITE_00789 | 2007 | 2010 and earlier | Single Family | 3931.6 | 3931.6 | 2 | Air Source Heat Pump | NULL | Electric | Smart/Wi-Fi Thermostat | 28200 | 14 | 4: 14.0-16.9 | Condenser | 2016 | 2011 and later | 0 | ASHP
| SITE_00790 | 1935 | 2010 and earlier | Single Family | 3805.5 | 3805.5 | 2 | Central AC | NULL | Electric | Programmable Thermostat | 24200 | 14.25 | 4: 14.0-16.9 | Condenser | 2014 | 2011 and later | 2 | CAC
| SITE_00791 | 2007 | 2010 and earlier | Multifamily Residence | 2000.27 | 2000.27 | 1 | No Cooling | NULL | NULL | NULL | NULL | NULL | NULL | NULL | NULL | NULL | NULL | None
| SITE_00792 | 1991 | 2010 and earlier | Multifamily Residence | 2000.27 | 2000.27 | 1 | No Cooling | NULL | NULL | NULL | NULL | NULL | NULL | NULL | NULL | NULL | NULL | None
| SITE_00793 | 1998 | 2010 and earlier | Multifamily Residence | 2000.27 | 2000.27 | 1 | No Cooling | NULL | NULL | NULL | NULL | NULL | NULL | NULL | NULL | NULL | NULL | None
| SITE_00794 | 1938 | 2010 and earlier | Multifamily Residence | 2002.39 | 2002.39 | 1 | Mini-Split HP | NULL | Electric | Manual Thermostat - Digital | NULL | NULL | NULL | Condenser | NULL | NULL | NULL | DHP
| SITE_00795 | 1984 | 2010 and earlier | Multifamily Residence | 2000.27 | 2000.27 | 1 | No Cooling | NULL | NULL | NULL | NULL | NULL | NULL | NULL | NULL | NULL | NULL | None
| SITE_00796 | 2004 | 2010 and earlier | Multifamily Residence | 2002.39 | 2002.39 | 1 | No Cooling | NULL | NULL | NULL | NULL | NULL | NULL | NULL | NULL | NULL | NULL | None
| SITE_00797 | 2003 | 2010 and earlier | Multifamily Residence | 2000.27 | 2000.27 | 1 | No Cooling | NULL | NULL | NULL | NULL | NULL | NULL | NULL | NULL | NULL | NULL | None
| SITE_00798 | NULL | NULL | Multifamily Residence | 2000.27 | 2000.27 | 1 | No Cooling | NULL | NULL | NULL | NULL | NULL | NULL | NULL | NULL | NULL | NULL | None
| SITE_00799 | 1999 | 2010 and earlier | Multifamily Residence | 2000.27 | 2000.27 | 1 | No Cooling | NULL | NULL | NULL | NULL | NULL | NULL | NULL | NULL | NULL | NULL | None
| SITE_00800 | 1980 | 2010 and earlier | Multifamily Residence | 2000.27 | 2000.27 | 1 | No Cooling | NULL | NULL | NULL | NULL | NULL | NULL | NULL | NULL | NULL | NULL | None
| SITE_00801 | NULL | NULL | Multifamily Residence | 2000.27 | 2000.27 | 1 | No Cooling | NULL | NULL | NULL | NULL | NULL | NULL | NULL | NULL | NULL | NULL | None
| SITE_00802 | 2000 | 2010 and earlier | Multifamily Residence | 2000.27 | 2000.27 | 1 | No Cooling | NULL | NULL | NULL | NULL | NULL | NULL | NULL | NULL | NULL | NULL | None
| SITE_00803 | 1990 | 2010 and earlier | Multifamily Residence | 2000.27 | 2000.27 | 1 | No Cooling | NULL | NULL | NULL | NULL | NULL | NULL | NULL | NULL | NULL | NULL | None
| SITE_00804 | 2000 | 2010 and earlier | Multifamily Residence | 2000.27 | 2000.27 | 1 | No Cooling | NULL | NULL | NULL | NULL | NULL | NULL | NULL | NULL | NULL | NULL | None
| SITE_00805 | 1986 | 2010 and earlier | Multifamily Residence | 2000.27 | 2000.27 | 1 | No Cooling | NULL | NULL | NULL | NULL | NULL | NULL | NULL | NULL | NULL | NULL | None
| SITE_00806 | 1981 | 2010 and earlier | Single Family | 12576.67 | 12576.67 | 1 | No Cooling | NULL | NULL | NULL | NULL | NULL | NULL | NULL | NULL | NULL | NULL | None
| SITE_00807 | 1941 | 2010 and earlier | Single Family | 12576.67 | 12576.67 | 1 | No Cooling | NULL | NULL | NULL | NULL | NULL | NULL | NULL | NULL | NULL | NULL | None
| SITE_00808 | 1979 | 2010 and earlier | Multifamily Residence | 2000.27 | 2000.27 | 1 | No Cooling | NULL | NULL | NULL | NULL | NULL | NULL | NULL | NULL | NULL | NULL | None
| SITE_00809 | 1912 | 2010 and earlier | Multifamily Residence | 2002.39 | 2002.39 | 1 | No Cooling | NULL | NULL | NULL | NULL | NULL | NULL | NULL | NULL | NULL | NULL | None
| SITE_00810 | 2001 | 2010 and earlier | Multifamily Residence | 2000.27 | 2000.27 | 1 | Packaged AC | Portable Air Conditioner | Unknown | Unknown | NULL | NULL | NULL | Packaged AC | NULL | NULL | NULL | PTAC/RAC
| SITE_00811 | NULL | NULL | Multifamily Residence | 2000.27 | 2000.27 | 1 | No Cooling | NULL | NULL | NULL | NULL | NULL | NULL | NULL | NULL | NULL | NULL | None
| SITE_00812 | 1979 | 2010 and earlier | Multifamily Residence | 2000.27 | 2000.27 | 1 | No Cooling | NULL | NULL | NULL | NULL | NULL | NULL | NULL | NULL | NULL | NULL | None
| SITE_00813 | 1986 | 2010 and earlier | Multifamily Residence | 2000.27 | 2000.27 | 1 | No Cooling | NULL | NULL | NULL | NULL | NULL | NULL | NULL | NULL | NULL | NULL | None
| SITE_00814 | NULL | NULL | Multifamily Residence | 2000.27 | 2000.27 | 1 | No Cooling | NULL | NULL | NULL | NULL | NULL | NULL | NULL | NULL | NULL | NULL | None
| SITE_00815 | 1970 | 2010 and earlier | Multifamily Residence | 2000.27 | 2000.27 | 1 | No Cooling | NULL | NULL | NULL | NULL | NULL | NULL | NULL | NULL | NULL | NULL | None
| SITE_00816 | 1991 | 2010 and earlier | Multifamily Residence | 2000.27 | 2000.27 | 1 | No Cooling | NULL | NULL | NULL | NULL | NULL | NULL | NULL | NULL | NULL | NULL | None
| SITE_00817 | 1973 | 2010 and earlier | Multifamily Residence | 2103.18 | 2103.18 | 1 | No Cooling | NULL | NULL | NULL | NULL | NULL | NULL | NULL | NULL | NULL | NULL | None
| SITE_00818 | 1970 | 2010 and earlier | Single Family | 1882.4 | 1882.4 | 1 | No Cooling | NULL | NULL | NULL | NULL | NULL | NULL | NULL | NULL | NULL | NULL | None
| SITE_00819 | 1975 | 2010 and earlier | Multifamily Residence | 214.04 | 214.04 | 1 | Packaged AC | Window Air Conditioner | Unknown | Manual Thermostat - Digital | 6100 | NULL | NULL | Packaged AC | NULL | NULL | NULL | PTAC/RAC
| SITE_00820 | 1970 | 2010 and earlier | Single Family | 1882.4 | 1882.4 | 1 | No Cooling | NULL | NULL | NULL | NULL | NULL | NULL | NULL | NULL | NULL | NULL | None
| SITE_00821 | 1987 | 2010 and earlier | Single Family | 1882.4 | 1882.4 | 1 | Central AC | NULL | Electric | Manual Thermostat - Analog | 18000 | NULL | NULL | Condenser | 1994 | 2010 and earlier | 22 | CAC
| SITE_00822 | 1990 | 2010 and earlier | Single Family | 1882.4 | 941.2 | 1 | Packaged AC | Portable Air Conditioner | Unknown | Manual Thermostat - Digital | 8000 | NULL | NULL | Packaged AC | NULL | NULL | NULL | PTAC/RAC
| SITE_00822 | 1990 | 2010 and earlier | Single Family | 1882.4 | 941.2 | 1 | Packaged HP | Portable Heat Pump | Electric | Manual Thermostat - Digital | NULL | NULL | NULL | Packaged AC | NULL | NULL | NULL | PTHP
| SITE_00823 | 2013 | 2011 and later | Single Family | 1882.4 | 1882.4 | 1 | No Cooling | NULL | NULL | NULL | NULL | NULL | NULL | NULL | NULL | NULL | NULL | None
| SITE_00824 | 1975 | 2010 and earlier | Multifamily Residence | 214.04 | 214.04 | 1 | No Cooling | NULL | NULL | NULL | NULL | NULL | NULL | NULL | NULL | NULL | NULL | None
| SITE_00825 | 1982 | 2010 and earlier | Single Family | 2661.5 | 2661.5 | 1 | Packaged AC | Window Air Conditioner | Unknown | Manual Thermostat - Analog | 5000 | NULL | NULL | Packaged AC | 2016 | 2011 and later | 0 | PTAC/RAC
| SITE_00826 | 1973 | 2010 and earlier | Multifamily Residence | 214.04 | 214.04 | 1 | No Cooling | NULL | NULL | NULL | NULL | NULL | NULL | NULL | NULL | NULL | NULL | None
| SITE_00827 | 1986 | 2010 and earlier | Multifamily Residence | 214.04 | 214.04 | 1 | No Cooling | NULL | NULL | NULL | NULL | NULL | NULL | NULL | NULL | NULL | NULL | None
| SITE_00828 | 2002 | 2010 and earlier | Multifamily Residence | 214.04 | 214.04 | 1 | Packaged AC | Portable Air Conditioner | Unknown | Manual Thermostat - Analog | 10000 | NULL | NULL | Packaged AC | 2017 | 2011 and later | -1 | PTAC/RAC
| SITE_00829 | 1987 | 2010 and earlier | Multifamily Residence | 214.04 | 214.04 | 1 | Central AC | NULL | Electric | Programmable Thermostat | 34600 | 11.25 | 2: 10.0-12.9 | Condenser | 2004 | 2010 and earlier | 12 | CAC
| SITE_00830 | 2004 | 2010 and earlier | Multifamily Residence | 214.04 | 214.04 | 1 | No Cooling | NULL | NULL | NULL | NULL | NULL | NULL | NULL | NULL | NULL | NULL | None
| SITE_00831 | NULL | NULL | Single Family | 2661.5 | 2661.5 | 1 | No Cooling | NULL | NULL | NULL | NULL | NULL | NULL | NULL | NULL | NULL | NULL | None
| SITE_00832 | 1970 | 2010 and earlier | Multifamily Residence | 214.04 | 214.04 | 1 | No Cooling | NULL | NULL | NULL | NULL | NULL | NULL | NULL | NULL | NULL | NULL | None
| SITE_00833 | 1970 | 2010 and earlier | Multifamily Residence | 214.04 | 214.04 | 1 | No Cooling | NULL | NULL | NULL | NULL | NULL | NULL | NULL | NULL | NULL | NULL | None
| SITE_00834 | 1978 | 2010 and earlier | Multifamily Residence | 214.04 | 107.02 | 1 | Packaged AC | Portable Air Conditioner | Unknown | Manual Thermostat - Digital | 8000 | NULL | NULL | Packaged AC | NULL | NULL | NULL | PTAC/RAC
| SITE_00834 | 1978 | 2010 and earlier | Multifamily Residence | 214.04 | 107.02 | 1 | Packaged AC | Window Air Conditioner | Unknown | Manual Thermostat - Digital | 10000 | NULL | NULL | Packaged AC | 2014 | 2011 and later | 2 | PTAC/RAC
| SITE_00835 | 1980 | 2010 and earlier | Single Family | 2661.5 | 2661.5 | 1 | Packaged AC | Window Air Conditioner | Unknown | Manual Thermostat - Digital | 10000 | NULL | NULL | Packaged AC | NULL | NULL | NULL | PTAC/RAC
| SITE_00836 | 2005 | 2010 and earlier | Multifamily Residence | 214.04 | 214.04 | 1 | Central AC | NULL | Electric | Programmable Thermostat | 29200 | 10 | 2: 10.0-12.9 | Condenser | 2005 | 2010 and earlier | 11 | CAC
| SITE_00837 | 2010 | 2010 and earlier | Multifamily Residence | 214.04 | 214.04 | 1 | Packaged AC | Through-Wall Air Conditioner | Unknown | Manual Thermostat - Analog | NULL | NULL | NULL | Packaged AC | NULL | NULL | NULL | PTAC/RAC
| SITE_00838 | 1976 | 2010 and earlier | Multifamily Residence | 214.04 | 214.04 | 1 | Packaged AC | Portable Air Conditioner | Unknown | Timer | 10000 | NULL | NULL | Packaged AC | NULL | NULL | NULL | PTAC/RAC
| SITE_00839 | 1981 | 2010 and earlier | Single Family | 2661.5 | 2661.5 | 1 | No Cooling | NULL | NULL | NULL | NULL | NULL | NULL | NULL | NULL | NULL | NULL | None
| SITE_00840 | 2005 | 2010 and earlier | Multifamily Residence | 214.04 | 214.04 | 1 | Central AC | NULL | Electric | Programmable Thermostat | 30000 | 10 | 2: 10.0-12.9 | Condenser | 2005 | 2010 and earlier | 11 | CAC
| SITE_00841 | 1987 | 2010 and earlier | Single Family | 2661.5 | 2661.5 | 1 | No Cooling | NULL | NULL | NULL | NULL | NULL | NULL | NULL | NULL | NULL | NULL | None
| SITE_00842 | 1965 | 2010 and earlier | Multifamily Residence | 214.04 | 214.04 | 1 | Packaged AC | Portable Air Conditioner | Unknown | Manual Thermostat - Digital | 14000 | NULL | NULL | Packaged AC | NULL | NULL | NULL | PTAC/RAC
| SITE_00843 | 2004 | 2010 and earlier | Multifamily Residence | 214.04 | 214.04 | 1 | No Cooling | NULL | NULL | NULL | NULL | NULL | NULL | NULL | NULL | NULL | NULL | None
| SITE_00844 | 1995 | 2010 and earlier | Multifamily Residence | 214.04 | 214.04 | 1 | No Cooling | NULL | NULL | NULL | NULL | NULL | NULL | NULL | NULL | NULL | NULL | None
| SITE_00845 | 1984 | 2010 and earlier | Single Family | 2661.5 | 2661.5 | 1 | No Cooling | NULL | NULL | NULL | NULL | NULL | NULL | NULL | NULL | NULL | NULL | None
| SITE_00846 | 1970 | 2010 and earlier | Multifamily Residence | 214.04 | 214.04 | 1 | No Cooling | NULL | NULL | NULL | NULL | NULL | NULL | NULL | NULL | NULL | NULL | None
| SITE_00847 | 2016 | 2011 and later | Multifamily Residence | 214.04 | 214.04 | 1 | No Cooling | NULL | NULL | NULL | NULL | NULL | NULL | NULL | NULL | NULL | NULL | None
| SITE_00848 | 2004 | 2010 and earlier | Multifamily Residence | 214.04 | 214.04 | 1 | Packaged AC | Through-Wall Air Conditioner | Unknown | Manual Thermostat - Analog | NULL | NULL | NULL | Packaged AC | NULL | NULL | NULL | PTAC/RAC
| SITE_00849 | 2008 | 2010 and earlier | Multifamily Residence | 214.04 | 214.04 | 1 | Central AC | NULL | Electric | Unknown | NULL | NULL | NULL | Condenser | 2007 | 2010 and earlier | 9 | CAC
| SITE_00850 | 1969 | 2010 and earlier | Manufactured | 765.84 | 765.84 | 1 | Packaged AC | Window Air Conditioner | Unknown | Manual Thermostat - Digital | 5250 | NULL | NULL | Packaged AC | NULL | NULL | NULL | PTAC/RAC
| SITE_00851 | 2010 | 2010 and earlier | Multifamily Residence | 214.04 | 214.04 | 1 | Central AC | NULL | Electric | Unknown | 30000 | 10 | 2: 10.0-12.9 | Condenser | 2005 | 2010 and earlier | 11 | CAC
| SITE_00852 | 1988 | 2010 and earlier | Single Family | 2661.5 | 2661.5 | 1 | No Cooling | NULL | NULL | NULL | NULL | NULL | NULL | NULL | NULL | NULL | NULL | None
| SITE_00853 | 1976 | 2010 and earlier | Single Family | 2661.5 | 2661.5 | 1 | Packaged AC | Window Air Conditioner | Unknown | Manual Thermostat - Analog | NULL | NULL | NULL | Packaged AC | NULL | NULL | NULL | PTAC/RAC
| SITE_00854 | 2002 | 2010 and earlier | Single Family | 2661.5 | 1330.75 | 1 | Packaged AC | Window Air Conditioner | Unknown | Manual Thermostat - Digital | 12000 | NULL | NULL | Packaged AC | 2009 | 2010 and earlier | 7 | PTAC/RAC
| SITE_00854 | 2002 | 2010 and earlier | Single Family | 2661.5 | 1330.75 | 1 | Packaged AC | Window Air Conditioner | Unknown | Manual Thermostat - Analog | NULL | NULL | NULL | Packaged AC | NULL | NULL | NULL | PTAC/RAC
| SITE_00855 | 1919 | 2010 and earlier | Single Family | 2661.5 | 2661.5 | 1 | No Cooling | NULL | NULL | NULL | NULL | NULL | NULL | NULL | NULL | NULL | NULL | None
| SITE_00856 | 2001 | 2010 and earlier | Single Family | 2661.5 | 2661.5 | 1 | No Cooling | NULL | NULL | NULL | NULL | NULL | NULL | NULL | NULL | NULL | NULL | None
| SITE_00857 | 2004 | 2010 and earlier | Single Family | 2661.5 | 887.1667 | 1 | Central AC | NULL | Electric | Programmable Thermostat | 36000 | 13 | 3: 13.0-13.9 | Condenser | 2012 | 2011 and later | 4 | CAC
| SITE_00857 | 2004 | 2010 and earlier | Single Family | 2661.5 | 887.1667 | 1 | Central AC | NULL | Electric | Programmable Thermostat | 24000 | 13 | 3: 13.0-13.9 | Condenser | 2007 | 2010 and earlier | 9 | CAC
| SITE_00857 | 2004 | 2010 and earlier | Single Family | 2661.5 | 887.1667 | 1 | Central AC | NULL | Electric | Programmable Thermostat | 36000 | 13 | 3: 13.0-13.9 | Condenser | 2007 | 2010 and earlier | 9 | CAC
| SITE_00858 | 1997 | 2010 and earlier | Single Family | 2661.5 | 2661.5 | 1 | Central AC | NULL | Electric | Programmable Thermostat | 36000 | 10 | 2: 10.0-12.9 | Condenser | 2001 | 2010 and earlier | 15 | CAC
| SITE_00859 | 2008 | 2010 and earlier | Single Family | 2661.5 | 2661.5 | 1 | No Cooling | NULL | NULL | NULL | NULL | NULL | NULL | NULL | NULL | NULL | NULL | None
| SITE_00860 | 1992 | 2010 and earlier | Single Family | 2661.5 | 2661.5 | 1 | Central AC | NULL | Electric | Smart/Wi-Fi Thermostat | 36000 | 10 | 2: 10.0-12.9 | Condenser | 2002 | 2010 and earlier | 14 | CAC
| SITE_00861 | 2001 | 2010 and earlier | Single Family | 2661.5 | 2661.5 | 1 | Central AC | NULL | Electric | Unknown | 34800 | 13 | 3: 13.0-13.9 | Condenser | 2005 | 2010 and earlier | 11 | CAC
| SITE_00862 | 1966 | 2010 and earlier | Manufactured | 331.65 | 331.65 | 1 | Packaged AC | Through-Wall Air Conditioner | Unknown | Unknown | NULL | NULL | NULL | Packaged AC | NULL | NULL | NULL | PTAC/RAC
| SITE_00863 | 1972 | 2010 and earlier | Manufactured | 331.65 | 331.65 | 1 | Central AC | NULL | Electric | Manual Thermostat - Digital | 30000 | NULL | NULL | Condenser | 2005 | 2010 and earlier | 11 | CAC
| SITE_00864 | 2004 | 2010 and earlier | Manufactured | 331.65 | 331.65 | 2 | Central AC | NULL | Electric | Programmable Thermostat | 36000 | NULL | NULL | Condenser | 1998 | 2010 and earlier | 18 | CAC
| SITE_00865 | 1999 | 2010 and earlier | Manufactured | 331.65 | 331.65 | 1 | Central AC | NULL | Electric | Programmable Thermostat | 36000 | NULL | NULL | Condenser | 2005 | 2010 and earlier | 11 | CAC
| SITE_00866 | 1997 | 2010 and earlier | Manufactured | 765.84 | 765.84 | 1 | Packaged AC | Window Air Conditioner | Unknown | Unknown | 15100 | NULL | NULL | Packaged AC | 2007 | 2010 and earlier | 9 | PTAC/RAC
| SITE_00867 | 1997 | 2010 and earlier | Manufactured | 331.65 | 331.65 | 1 | Central AC | NULL | Electric | Manual Thermostat - Analog | 30000 | NULL | NULL | Condenser | 2000 | 2010 and earlier | 16 | CAC
| SITE_00868 | 1995 | 2010 and earlier | Manufactured | 331.65 | 331.65 | 1 | No Cooling | NULL | NULL | NULL | NULL | NULL | NULL | NULL | NULL | NULL | NULL | None
| SITE_00869 | 2004 | 2010 and earlier | Manufactured | 765.84 | 765.84 | 1 | No Cooling | NULL | NULL | NULL | NULL | NULL | NULL | NULL | NULL | NULL | NULL | None
| SITE_00870 | 1997 | 2010 and earlier | Manufactured | 331.65 | 331.65 | 2 | Central AC | NULL | Electric | Manual Thermostat - Analog | 36000 | NULL | NULL | Condenser | 2005 | 2010 and earlier | 11 | CAC
| SITE_00871 | 1996 | 2010 and earlier | Manufactured | 765.84 | 765.84 | 1 | Packaged AC | Window Air Conditioner | Unknown | Unknown | NULL | NULL | NULL | Packaged AC | NULL | NULL | NULL | PTAC/RAC
| SITE_00872 | 1963 | 2010 and earlier | Manufactured | 331.65 | 331.65 | 1 | Packaged AC | Through-Wall Air Conditioner | Unknown | Unknown | 5100 | 11 | 2: 10.0-12.9 | Packaged AC | NULL | NULL | NULL | PTAC/RAC
| SITE_00873 | 1973 | 2010 and earlier | Manufactured | 765.84 | 765.84 | 1 | Packaged AC | Window Air Conditioner | Unknown | Unknown | 8000 | NULL | NULL | Packaged AC | 2009 | 2010 and earlier | 7 | PTAC/RAC
| SITE_00874 | 1988 | 2010 and earlier | Manufactured | 765.84 | 765.84 | 1 | Packaged AC | Portable Air Conditioner | Unknown | Unknown | 10000 | NULL | NULL | Packaged AC | 2015 | 2011 and later | 1 | PTAC/RAC
| SITE_00875 | 1974 | 2010 and earlier | Manufactured | 331.65 | 331.65 | 1 | No Cooling | NULL | NULL | NULL | NULL | NULL | NULL | NULL | NULL | NULL | NULL | None
| SITE_00876 | 2007 | 2010 and earlier | Manufactured | 331.65 | 331.65 | 2 | Central AC | NULL | Electric | Manual Thermostat - Digital | 36000 | NULL | NULL | Condenser | 2006 | 2010 and earlier | 10 | CAC
| SITE_00877 | 1978 | 2010 and earlier | Manufactured | 331.65 | 331.65 | 1 | No Cooling | NULL | NULL | NULL | NULL | NULL | NULL | NULL | NULL | NULL | NULL | None
| SITE_00878 | 1996 | 2010 and earlier | Manufactured | 331.65 | 331.65 | 1 | Packaged AC | Window Air Conditioner | Unknown | Manual Thermostat - Digital | 12000 | NULL | NULL | Packaged AC | 2015 | 2011 and later | 1 | PTAC/RAC
| SITE_00879 | 1974 | 2010 and earlier | Manufactured | 331.65 | 331.65 | 2 | Packaged AC | Window Air Conditioner | Unknown | Unknown | NULL | NULL | NULL | Packaged AC | NULL | NULL | NULL | PTAC/RAC
| SITE_00880 | 1969 | 2010 and earlier | Manufactured | 331.65 | 331.65 | 1 | Packaged AC | Portable Air Conditioner | Unknown | Unknown | NULL | NULL | NULL | Packaged AC | NULL | NULL | NULL | PTAC/RAC
| SITE_00881 | 1970 | 2010 and earlier | Manufactured | 331.65 | 331.65 | 1 | Central AC | NULL | Electric | None | 36000 | NULL | NULL | Condenser | 2001 | 2010 and earlier | 15 | CAC
| SITE_00882 | 1965 | 2010 and earlier | Manufactured | 331.65 | 331.65 | 2 | Packaged AC | Window Air Conditioner | Unknown | Unknown | 6000 | NULL | NULL | Packaged AC | 2012 | 2011 and later | 4 | PTAC/RAC
| SITE_00883 | 1980 | 2010 and earlier | Manufactured | 331.65 | 165.825 | 1 | Packaged AC | Window Air Conditioner | Unknown | Unknown | 8000 | NULL | NULL | Packaged AC | 2000 | 2010 and earlier | 16 | PTAC/RAC
| SITE_00883 | 1980 | 2010 and earlier | Manufactured | 331.65 | 165.825 | 1 | Packaged AC | Window Air Conditioner | Unknown | Unknown | NULL | NULL | NULL | Packaged AC | NULL | NULL | NULL | PTAC/RAC
| SITE_00884 | 1969 | 2010 and earlier | Manufactured | 331.65 | 331.65 | 1 | Packaged AC | Through-Wall Air Conditioner | Unknown | Unknown | NULL | NULL | NULL | Packaged AC | NULL | NULL | NULL | PTAC/RAC
| SITE_00885 | 1960 | 2010 and earlier | Manufactured | 331.65 | 331.65 | 1 | No Cooling | NULL | NULL | NULL | NULL | NULL | NULL | NULL | NULL | NULL | NULL | None
| SITE_00886 | 1996 | 2010 and earlier | Manufactured | 331.65 | 331.65 | 2 | No Cooling | NULL | NULL | NULL | NULL | NULL | NULL | NULL | NULL | NULL | NULL | None
| SITE_00887 | 1995 | 2010 and earlier | Manufactured | 331.65 | 331.65 | 1 | No Cooling | NULL | NULL | NULL | NULL | NULL | NULL | NULL | NULL | NULL | NULL | None
| SITE_00888 | 1995 | 2010 and earlier | Manufactured | 331.65 | 331.65 | 1 | No Cooling | NULL | NULL | NULL | NULL | NULL | NULL | NULL | NULL | NULL | NULL | None
| SITE_00890 | 1974 | 2010 and earlier | Manufactured | 331.65 | 331.65 | 1 | No Cooling | NULL | NULL | NULL | NULL | NULL | NULL | NULL | NULL | NULL | NULL | None
| SITE_00891 | 2008 | 2010 and earlier | Manufactured | 331.65 | 331.65 | 2 | Central AC | NULL | Electric | Programmable Thermostat | 30000 | NULL | NULL | Condenser | 2008 | 2010 and earlier | 8 | CAC
| SITE_00893 | 1975 | 2010 and earlier | Manufactured | 331.65 | 331.65 | 1 | Packaged AC | Portable Air Conditioner | Unknown | Unknown | 7000 | NULL | NULL | Packaged AC | 2002 | 2010 and earlier | 14 | PTAC/RAC
| SITE_00894 | 1980 | 2010 and earlier | Manufactured | 331.65 | 331.65 | 2 | Central AC | NULL | Electric | Manual Thermostat - Digital | 36000 | NULL | NULL | Condenser | 1994 | 2010 and earlier | 22 | CAC
| SITE_00895 | 1996 | 2010 and earlier | Manufactured | 331.65 | 165.825 | 1 | Packaged AC | Window Air Conditioner | Unknown | Unknown | 5000 | NULL | NULL | Packaged AC | 2014 | 2011 and later | 2 | PTAC/RAC
| SITE_00895 | 1996 | 2010 and earlier | Manufactured | 331.65 | 165.825 | 1 | Packaged AC | Window Air Conditioner | Unknown | Unknown | 5000 | NULL | NULL | Packaged AC | 2006 | 2010 and earlier | 10 | PTAC/RAC
| SITE_00896 | 2015 | 2011 and later | Single Family | 1882.4 | 1882.4 | 2 | No Cooling | NULL | NULL | NULL | NULL | NULL | NULL | NULL | NULL | NULL | NULL | None
| SITE_00897 | 2005 | 2010 and earlier | Single Family | 2661.5 | 1330.75 | 1 | Packaged AC | Window Air Conditioner | Unknown | Unknown | 6000 | NULL | NULL | Packaged AC | 2012 | 2011 and later | 4 | PTAC/RAC
| SITE_00897 | 2005 | 2010 and earlier | Single Family | 2661.5 | 1330.75 | 1 | Packaged AC | Window Air Conditioner | Unknown | Unknown | 5000 | NULL | NULL | Packaged AC | NULL | NULL | NULL | PTAC/RAC
| SITE_00898 | 1981 | 2010 and earlier | Manufactured | 331.65 | 331.65 | 1 | No Cooling | NULL | NULL | NULL | NULL | NULL | NULL | NULL | NULL | NULL | NULL | None
| SITE_00899 | 1996 | 2010 and earlier | Manufactured | 331.65 | 331.65 | 1 | No Cooling | NULL | NULL | NULL | NULL | NULL | NULL | NULL | NULL | NULL | NULL | None
| SITE_00900 | 1973 | 2010 and earlier | Manufactured | 331.65 | 331.65 | 1 | No Cooling | NULL | NULL | NULL | NULL | NULL | NULL | NULL | NULL | NULL | NULL | None
| SITE_00901 | 2003 | 2010 and earlier | Manufactured | 765.84 | 765.84 | 1 | Central AC | NULL | Electric | Manual Thermostat - Analog | NULL | NULL | NULL | Condenser | NULL | NULL | NULL | CAC
| SITE_00902 | 1995 | 2010 and earlier | Manufactured | 331.65 | 331.65 | 1 | No Cooling | NULL | NULL | NULL | NULL | NULL | NULL | NULL | NULL | NULL | NULL | None
| SITE_00903 | 1995 | 2010 and earlier | Manufactured | 331.65 | 331.65 | 2 | Central AC | NULL | Electric | Manual Thermostat - Digital | NULL | NULL | NULL | Condenser | NULL | NULL | NULL | CAC
| SITE_00904 | 2013 | 2011 and later | Multifamily Residence | 2103.18 | 2103.18 | 1 | Packaged HP | Pthp | NULL | Programmable Thermostat | NULL | NULL | NULL | Packaged HP | NULL | NULL | NULL | PTHP
| SITE_00905 | 2007 | 2010 and earlier | Manufactured | 765.84 | 765.84 | 1 | Central AC | NULL | Electric | Manual Thermostat - Digital | 36000 | NULL | NULL | Condenser | 2011 | 2011 and later | 5 | CAC
| SITE_00906 | 1996 | 2010 and earlier | Manufactured | 331.65 | 331.65 | 1 | Packaged HP | Portable Heat Pump | NULL | Unknown | 12000 | NULL | NULL | Packaged HP | NULL | NULL | NULL | PTHP
| SITE_00907 | 1979 | 2010 and earlier | Manufactured | 331.65 | 331.65 | 1 | No Cooling | NULL | NULL | NULL | NULL | NULL | NULL | NULL | NULL | NULL | NULL | None
| SITE_00908 | 1998 | 2010 and earlier | Manufactured | 331.65 | 165.825 | 1 | Packaged AC | Window Air Conditioner | Unknown | Unknown | 6000 | NULL | NULL | Packaged AC | NULL | NULL | NULL | PTAC/RAC
| SITE_00908 | 1998 | 2010 and earlier | Manufactured | 331.65 | 165.825 | 1 | Packaged AC | Ptac | Unknown | Unknown | 14000 | NULL | NULL | Packaged AC | NULL | NULL | NULL | PTAC/RAC
| SITE_00909 | 1999 | 2010 and earlier | Manufactured | 331.65 | 331.65 | 1 | Packaged AC | Portable Air Conditioner | Unknown | Unknown | 12000 | NULL | NULL | Packaged AC | 2014 | 2011 and later | 2 | PTAC/RAC
| SITE_00910 | 1973 | 2010 and earlier | Manufactured | 331.65 | 165.825 | 1 | Central AC | NULL | Electric | Programmable Thermostat | 35200 | 13.25 | 3: 13.0-13.9 | Condenser | 2015 | 2011 and later | 1 | CAC
| SITE_00910 | 1973 | 2010 and earlier | Manufactured | 331.65 | 165.825 | 1 | Central AC | NULL | Electric | Programmable Thermostat | NULL | NULL | NULL | Condenser | NULL | NULL | NULL | CAC
| SITE_00911 | 1998 | 2010 and earlier | Manufactured | 331.65 | 165.825 | 1 | Packaged AC | Window Air Conditioner | Unknown | Unknown | 8000 | NULL | NULL | Packaged AC | NULL | NULL | NULL | PTAC/RAC
| SITE_00911 | 1998 | 2010 and earlier | Manufactured | 331.65 | 165.825 | 1 | Packaged AC | Portable Air Conditioner | Unknown | Unknown | 12000 | NULL | NULL | Packaged AC | NULL | NULL | NULL | PTAC/RAC
| SITE_00912 | 1975 | 2010 and earlier | Manufactured | 331.65 | 331.65 | 1 | No Cooling | NULL | NULL | NULL | NULL | NULL | NULL | NULL | NULL | NULL | NULL | None
| SITE_00913 | 1996 | 2010 and earlier | Manufactured | 331.65 | 331.65 | 2 | No Cooling | NULL | NULL | NULL | NULL | NULL | NULL | NULL | NULL | NULL | NULL | None
| SITE_00914 | 1960 | 2010 and earlier | Manufactured | 331.65 | 331.65 | 1 | Packaged AC | Window Air Conditioner | Unknown | Manual Thermostat - Analog | NULL | NULL | NULL | Packaged AC | NULL | NULL | NULL | PTAC/RAC
| SITE_00915 | 1982 | 2010 and earlier | Manufactured | 765.84 | 765.84 | 1 | Central AC | NULL | Electric | Manual Thermostat - Digital | 36000 | NULL | NULL | Condenser | 2004 | 2010 and earlier | 12 | CAC
| SITE_00916 | 1999 | 2010 and earlier | Manufactured | 331.65 | 331.65 | 1 | Central AC | NULL | Electric | Manual Thermostat - Analog | 30000 | NULL | NULL | Condenser | 1999 | 2010 and earlier | 17 | CAC
| SITE_00917 | 1969 | 2010 and earlier | Manufactured | 765.84 | 765.84 | 2 | Packaged AC | Window Air Conditioner | Unknown | Unknown | 12000 | NULL | NULL | Packaged AC | 2008 | 2010 and earlier | 8 | PTAC/RAC
| SITE_00918 | 1972 | 2010 and earlier | Manufactured | 765.84 | 765.84 | 1 | Packaged AC | Window Air Conditioner | Unknown | Unknown | NULL | NULL | NULL | Packaged AC | NULL | NULL | NULL | PTAC/RAC
| SITE_00919 | 1973 | 2010 and earlier | Manufactured | 331.65 | 331.65 | 1 | No Cooling | NULL | NULL | NULL | NULL | NULL | NULL | NULL | NULL | NULL | NULL | None
| SITE_00920 | 1992 | 2010 and earlier | Manufactured | 331.65 | 331.65 | 2 | Central AC | NULL | Electric | Manual Thermostat - Analog | 36000 | NULL | NULL | Condenser | 1994 | 2010 and earlier | 22 | CAC
| SITE_00921 | 1999 | 2010 and earlier | Manufactured | 765.84 | 765.84 | 1 | Central AC | NULL | Electric | Smart/Wi-Fi Thermostat | 36000 | NULL | NULL | Condenser | 2003 | 2010 and earlier | 13 | CAC
| SITE_00922 | 1989 | 2010 and earlier | Single Family | 2661.5 | 532.3 | 1 | Packaged AC | Through-Wall Air Conditioner | Unknown | Unknown | 5000 | NULL | NULL | Packaged AC | NULL | NULL | NULL | PTAC/RAC
| SITE_00922 | 1989 | 2010 and earlier | Single Family | 2661.5 | 532.3 | 1 | Packaged AC | Through-Wall Air Conditioner | Unknown | Unknown | NULL | NULL | NULL | Packaged AC | NULL | NULL | NULL | PTAC/RAC
| SITE_00922 | 1989 | 2010 and earlier | Single Family | 2661.5 | 532.3 | 1 | Packaged AC | Through-Wall Air Conditioner | Unknown | Unknown | NULL | NULL | NULL | Packaged AC | NULL | NULL | NULL | PTAC/RAC
| SITE_00922 | 1989 | 2010 and earlier | Single Family | 2661.5 | 532.3 | 1 | Packaged AC | Through-Wall Air Conditioner | Unknown | Unknown | NULL | NULL | NULL | Packaged AC | NULL | NULL | NULL | PTAC/RAC
| SITE_00922 | 1989 | 2010 and earlier | Single Family | 2661.5 | 532.3 | 1 | Packaged AC | Through-Wall Air Conditioner | Unknown | Unknown | NULL | NULL | NULL | Packaged AC | NULL | NULL | NULL | PTAC/RAC
| SITE_00923 | 1976 | 2010 and earlier | Manufactured | 331.65 | 165.825 | 2 | Packaged AC | Window Air Conditioner | Unknown | Unknown | 5000 | NULL | NULL | Packaged AC | NULL | NULL | NULL | PTAC/RAC
| SITE_00923 | 1976 | 2010 and earlier | Manufactured | 331.65 | 165.825 | 2 | Packaged AC | Through-Wall Air Conditioner | Unknown | Unknown | 10000 | NULL | NULL | Packaged AC | 2012 | 2011 and later | 4 | PTAC/RAC
| SITE_00924 | 1999 | 2010 and earlier | Manufactured | 331.65 | 331.65 | 1 | Packaged AC | Window Air Conditioner | Unknown | Manual Thermostat - Analog | 8000 | NULL | NULL | Packaged AC | NULL | NULL | NULL | PTAC/RAC
| SITE_00925 | 1976 | 2010 and earlier | Manufactured | 765.84 | 765.84 | 1 | Central AC | NULL | Electric | Manual Thermostat - Digital | NULL | NULL | NULL | Condenser | NULL | NULL | NULL | CAC
| SITE_00926 | 1989 | 2010 and earlier | Single Family | 2661.5 | 2661.5 | 1 | No Cooling | NULL | NULL | NULL | NULL | NULL | NULL | NULL | NULL | NULL | NULL | None
| SITE_00927 | 1972 | 2010 and earlier | Manufactured | 331.65 | 331.65 | 1 | Central AC | NULL | Electric | Programmable Thermostat | 36000 | NULL | NULL | Condenser | NULL | NULL | NULL | CAC
| SITE_00928 | 2000 | 2010 and earlier | Manufactured | 331.65 | 331.65 | 1 | Central AC | NULL | Electric | Programmable Thermostat | 36000 | NULL | NULL | Condenser | 2000 | 2010 and earlier | 16 | CAC
| SITE_00929 | 1997 | 2010 and earlier | Manufactured | 765.84 | 765.84 | 1 | Packaged AC | Window Air Conditioner | Unknown | Unknown | NULL | NULL | NULL | Packaged AC | NULL | NULL | NULL | PTAC/RAC
| SITE_00930 | 2002 | 2010 and earlier | Manufactured | 331.65 | 165.825 | 1 | Packaged AC | Window Air Conditioner | Unknown | Unknown | 5000 | NULL | NULL | Packaged AC | NULL | NULL | NULL | PTAC/RAC
| SITE_00930 | 2002 | 2010 and earlier | Manufactured | 331.65 | 165.825 | 1 | Packaged AC | Portable Air Conditioner | Unknown | Unknown | 10000 | NULL | NULL | Packaged AC | 2004 | 2010 and earlier | 12 | PTAC/RAC
| SITE_00931 | 1975 | 2010 and earlier | Manufactured | 331.65 | 331.65 | 1 | No Cooling | NULL | NULL | NULL | NULL | NULL | NULL | NULL | NULL | NULL | NULL | None
| SITE_00932 | 1994 | 2010 and earlier | Manufactured | 331.65 | 331.65 | 1 | Central AC | NULL | Electric | Programmable Thermostat | 36000 | NULL | NULL | Condenser | NULL | NULL | NULL | CAC
| SITE_00933 | 2004 | 2010 and earlier | Single Family | 2661.5 | 2661.5 | 1 | Central AC | NULL | Electric | Programmable Thermostat | 48000 | NULL | NULL | Condenser | NULL | NULL | NULL | CAC
| SITE_00934 | 2005 | 2010 and earlier | Manufactured | 331.65 | 331.65 | 1 | No Cooling | NULL | NULL | NULL | NULL | NULL | NULL | NULL | NULL | NULL | NULL | None
| SITE_00935 | 1990 | 2010 and earlier | Manufactured | 331.65 | 331.65 | 1 | No Cooling | NULL | NULL | NULL | NULL | NULL | NULL | NULL | NULL | NULL | NULL | None
| SITE_00936 | 2001 | 2010 and earlier | Manufactured | 765.84 | 765.84 | 1 | Packaged AC | Window Air Conditioner | Unknown | Unknown | 10000 | NULL | NULL | Packaged AC | NULL | NULL | NULL | PTAC/RAC
| SITE_00937 | 1978 | 2010 and earlier | Manufactured | 331.65 | 331.65 | 1 | No Cooling | NULL | NULL | NULL | NULL | NULL | NULL | NULL | NULL | NULL | NULL | None
| SITE_00938 | 1976 | 2010 and earlier | Manufactured | 331.65 | 331.65 | 1 | No Cooling | NULL | NULL | NULL | NULL | NULL | NULL | NULL | NULL | NULL | NULL | None
| SITE_00939 | 1983 | 2010 and earlier | Manufactured | 765.84 | 765.84 | 2 | No Cooling | NULL | NULL | NULL | NULL | NULL | NULL | NULL | NULL | NULL | NULL | None
| SITE_00940 | 1967 | 2010 and earlier | Manufactured | 331.65 | 331.65 | 1 | Packaged AC | Ptac | Unknown | Unknown | 12000 | NULL | NULL | Packaged AC | 2003 | 2010 and earlier | 13 | PTAC/RAC
| SITE_00941 | 1971 | 2010 and earlier | Manufactured | 331.65 | 331.65 | 1 | Packaged AC | Window Air Conditioner | Unknown | Unknown | 9700 | NULL | NULL | Packaged AC | 1981 | 2010 and earlier | 35 | PTAC/RAC
| SITE_00942 | 1978 | 2010 and earlier | Manufactured | 331.65 | 331.65 | 1 | Packaged AC | Window Air Conditioner | Unknown | Unknown | 6000 | NULL | NULL | Packaged AC | NULL | NULL | NULL | PTAC/RAC
| SITE_00943 | 1980 | 2010 and earlier | Multifamily Residence | 214.04 | 214.04 | 1 | No Cooling | NULL | NULL | NULL | NULL | NULL | NULL | NULL | NULL | NULL | NULL | None
| SITE_00944 | 1980 | 2010 and earlier | Multifamily Residence | 214.04 | 214.04 | 1 | Packaged AC | Window Air Conditioner | Unknown | Manual Thermostat - Digital | 8000 | NULL | NULL | Packaged AC | NULL | NULL | NULL | PTAC/RAC
| SITE_00945 | NULL | NULL | Multifamily Residence | 214.04 | 214.04 | 1 | No Cooling | NULL | NULL | NULL | NULL | NULL | NULL | NULL | NULL | NULL | NULL | None
| SITE_00946 | 1980 | 2010 and earlier | Multifamily Residence | 2103.18 | 2103.18 | 1 | No Cooling | NULL | NULL | NULL | NULL | NULL | NULL | NULL | NULL | NULL | NULL | None
| SITE_00947 | 1974 | 2010 and earlier | Multifamily Residence | 2103.18 | 2103.18 | 1 | Packaged AC | Window Air Conditioner | Unknown | Unknown | NULL | NULL | NULL | Packaged AC | NULL | NULL | NULL | PTAC/RAC
| SITE_00948 | 1974 | 2010 and earlier | Multifamily Residence | 2103.18 | 2103.18 | 1 | Packaged AC | Window Air Conditioner | Unknown | Unknown | 5150 | NULL | NULL | Packaged AC | NULL | NULL | NULL | PTAC/RAC
| SITE_00949 | 1974 | 2010 and earlier | Multifamily Residence | 2103.18 | 2103.18 | 1 | No Cooling | NULL | NULL | NULL | NULL | NULL | NULL | NULL | NULL | NULL | NULL | None
| SITE_00950 | 1969 | 2010 and earlier | Multifamily Residence | 214.04 | 214.04 | 1 | Packaged AC | Window Air Conditioner | Unknown | Unknown | 5200 | NULL | NULL | Packaged AC | NULL | NULL | NULL | PTAC/RAC
| SITE_00951 | 1977 | 2010 and earlier | Multifamily Residence | 2103.18 | 2103.18 | 1 | Packaged HP | Through-Wall Heat Pump | NULL | Unknown | NULL | NULL | NULL | Packaged HP | NULL | NULL | NULL | PTHP
| SITE_00952 | 1900 | 2010 and earlier | Multifamily Residence | 2103.18 | 2103.18 | 1 | No Cooling | NULL | NULL | NULL | NULL | NULL | NULL | NULL | NULL | NULL | NULL | None
| SITE_00953 | 1992 | 2010 and earlier | Multifamily Residence | 2103.18 | 2103.18 | 1 | Packaged AC | Window Air Conditioner | Unknown | Programmable Thermostat | 10150 | NULL | NULL | Packaged AC | 2013 | 2011 and later | 3 | PTAC/RAC
| SITE_00954 | 1972 | 2010 and earlier | Single Family | 1882.4 | 1882.4 | 1 | No Cooling | NULL | NULL | NULL | NULL | NULL | NULL | NULL | NULL | NULL | NULL | None
| SITE_00955 | 2010 | 2010 and earlier | Multifamily Residence | 2103.18 | 2103.18 | 1 | No Cooling | NULL | NULL | NULL | NULL | NULL | NULL | NULL | NULL | NULL | NULL | None
| SITE_00956 | 1996 | 2010 and earlier | Multifamily Residence | 2103.18 | 1051.59 | 1 | Packaged AC | Window Air Conditioner | Unknown | Manual Thermostat - Digital | 8000 | NULL | NULL | Packaged AC | NULL | NULL | NULL | PTAC/RAC
| SITE_00956 | 1996 | 2010 and earlier | Multifamily Residence | 2103.18 | 1051.59 | 1 | Packaged AC | Window Air Conditioner | Unknown | Manual Thermostat - Digital | 5350 | NULL | NULL | Packaged AC | NULL | NULL | NULL | PTAC/RAC
| SITE_00957 | 1965 | 2010 and earlier | Single Family | 1882.4 | 1882.4 | 1 | Central AC | NULL | Electric | Manual Thermostat - Digital | 22100 | NULL | NULL | Condenser | 1990 | 2010 and earlier | 26 | CAC
| SITE_00958 | 1998 | 2010 and earlier | Single Family | 1882.4 | 1882.4 | 1 | Central AC | NULL | Electric | Manual Thermostat - Digital | 24000 | NULL | NULL | Condenser | 1998 | 2010 and earlier | 18 | CAC
| SITE_00959 | 2000 | 2010 and earlier | Single Family | 1882.4 | 1882.4 | 2 | Central AC | NULL | Electric | Programmable Thermostat | 35400 | 10.9 | 2: 10.0-12.9 | Condenser | 2003 | 2010 and earlier | 13 | CAC
| SITE_00960 | 1981 | 2010 and earlier | Single Family | 1882.4 | 1882.4 | 2 | No Cooling | NULL | NULL | NULL | NULL | NULL | NULL | NULL | NULL | NULL | NULL | None
| SITE_00961 | 2014 | 2011 and later | Single Family | 1882.4 | 1882.4 | 1 | Central AC | NULL | Electric | Smart/Wi-Fi Thermostat | 27700 | 13.7 | 3: 13.0-13.9 | Condenser | 2014 | 2011 and later | 2 | CAC
| SITE_00962 | 1910 | 2010 and earlier | Single Family | 1882.4 | 1882.4 | 1 | Central AC | NULL | Electric | Programmable Thermostat | 36000 | 10 | 2: 10.0-12.9 | Condenser | 2010 | 2010 and earlier | 6 | CAC
| SITE_00963 | 1998 | 2010 and earlier | Single Family | 1882.4 | 1882.4 | 1 | Central AC | NULL | Electric | Manual Thermostat - Analog | 35500 | 10.3 | 2: 10.0-12.9 | Condenser | 2000 | 2010 and earlier | 16 | CAC
| SITE_00964 | 1971 | 2010 and earlier | Manufactured | 331.65 | 331.65 | 1 | No Cooling | NULL | NULL | NULL | NULL | NULL | NULL | NULL | NULL | NULL | NULL | None
| SITE_00965 | 1966 | 2010 and earlier | Single Family | 1882.4 | 1882.4 | 2 | Packaged AC | Portable Air Conditioner | Unknown | Unknown | 10500 | NULL | NULL | Packaged AC | NULL | NULL | NULL | PTAC/RAC
| SITE_00966 | 1910 | 2010 and earlier | Single Family | 1882.4 | 1882.4 | 2 | No Cooling | NULL | NULL | NULL | NULL | NULL | NULL | NULL | NULL | NULL | NULL | None
| SITE_00967 | 1950 | 2010 and earlier | Single Family | 1882.4 | 1882.4 | 1 | Packaged AC | Window Air Conditioner | Unknown | Unknown | 5050 | NULL | NULL | Packaged AC | 2007 | 2010 and earlier | 9 | PTAC/RAC
| SITE_00968 | 1950 | 2010 and earlier | Single Family | 1882.4 | 1882.4 | 1 | No Cooling | NULL | NULL | NULL | NULL | NULL | NULL | NULL | NULL | NULL | NULL | None
| SITE_00969 | 1977 | 2010 and earlier | Single Family | 1882.4 | 1882.4 | 1 | Central AC | NULL | Electric | Manual Thermostat - Analog | 30000 | NULL | NULL | Condenser | 1994 | 2010 and earlier | 22 | CAC
| SITE_00970 | 2008 | 2010 and earlier | Single Family | 1882.4 | 1882.4 | 1 | No Cooling | NULL | NULL | NULL | NULL | NULL | NULL | NULL | NULL | NULL | NULL | None
| SITE_00971 | 1989 | 2010 and earlier | Single Family | 1882.4 | 1882.4 | 2 | Central AC | NULL | Electric | Programmable Thermostat | 35500 | 12.5 | 2: 10.0-12.9 | Condenser | 2005 | 2010 and earlier | 11 | CAC
| SITE_00972 | 1954 | 2010 and earlier | Single Family | 2661.5 | 1330.75 | 1 | Packaged AC | Window Air Conditioner | Unknown | Manual Thermostat - Analog | 5000 | NULL | NULL | Packaged AC | 2013 | 2011 and later | 3 | PTAC/RAC
| SITE_00972 | 1954 | 2010 and earlier | Single Family | 2661.5 | 1330.75 | 1 | Packaged AC | Window Air Conditioner | Unknown | Manual Thermostat - Analog | NULL | NULL | NULL | Packaged AC | NULL | NULL | NULL | PTAC/RAC
| SITE_00973 | 2003 | 2010 and earlier | Single Family | 2661.5 | 2661.5 | 1 | Air Source Heat Pump | Dual Fuel Primary | Electric | Smart/Wi-Fi Thermostat | 49000 | 13.5 | 3: 13.0-13.9 | Condenser | 2015 | 2011 and later | 1 | ASHP
| SITE_00974 | 2015 | 2011 and later | Single Family | 1882.4 | 1882.4 | 1 | Central AC | NULL | Electric | Programmable Thermostat | 30000 | 13 | 3: 13.0-13.9 | Condenser | 2015 | 2011 and later | 1 | CAC
| SITE_00975 | 1959 | 2010 and earlier | Single Family | 1882.4 | 1882.4 | 1 | Central AC | NULL | Electric | Manual Thermostat - Digital | 28000 | 13 | 3: 13.0-13.9 | Condenser | 2010 | 2010 and earlier | 6 | CAC
| SITE_00976 | 1970 | 2010 and earlier | Single Family | 1882.4 | 1882.4 | 1 | No Cooling | NULL | NULL | NULL | NULL | NULL | NULL | NULL | NULL | NULL | NULL | None
| SITE_00977 | 2007 | 2010 and earlier | Single Family | 1882.4 | 1882.4 | 1 | No Cooling | NULL | NULL | NULL | NULL | NULL | NULL | NULL | NULL | NULL | NULL | None
| SITE_00978 | 1980 | 2010 and earlier | Single Family | 1882.4 | 1882.4 | 1 | No Cooling | NULL | NULL | NULL | NULL | NULL | NULL | NULL | NULL | NULL | NULL | None
| SITE_00979 | 1977 | 2010 and earlier | Single Family | 1882.4 | 1882.4 | 2 | Central AC | NULL | Electric | Programmable Thermostat | 23000 | 16 | 4: 14.0-16.9 | Condenser | 2010 | 2010 and earlier | 6 | CAC
| SITE_00980 | 1953 | 2010 and earlier | Single Family | 1882.4 | 1882.4 | 1 | No Cooling | NULL | NULL | NULL | NULL | NULL | NULL | NULL | NULL | NULL | NULL | None
| SITE_00981 | 1950 | 2010 and earlier | Single Family | 1882.4 | 1882.4 | 1 | Central AC | NULL | Electric | Smart/Wi-Fi Thermostat | 22900 | 13.5 | 3: 13.0-13.9 | Condenser | 2014 | 2011 and later | 2 | CAC
| SITE_00982 | 1997 | 2010 and earlier | Single Family | 1882.4 | 1882.4 | 1 | No Cooling | NULL | NULL | NULL | NULL | NULL | NULL | NULL | NULL | NULL | NULL | None
| SITE_00983 | 1890 | 2010 and earlier | Single Family | 1882.4 | 1882.4 | 1 | Mini-Split HP | NULL | Electric | Unknown | NULL | NULL | NULL | Condenser | NULL | NULL | NULL | DHP
| SITE_00984 | 1985 | 2010 and earlier | Manufactured | 765.84 | 765.84 | 1 | Packaged AC | Window Air Conditioner | Unknown | Unknown | NULL | NULL | NULL | Packaged AC | NULL | NULL | NULL | PTAC/RAC
| SITE_00985 | 2001 | 2010 and earlier | Single Family | 1882.4 | 1882.4 | 1 | Central AC | NULL | Electric | Programmable Thermostat | NULL | NULL | NULL | Condenser | NULL | NULL | NULL | CAC
| SITE_00986 | 1959 | 2010 and earlier | Single Family | 1882.4 | 1882.4 | 1 | No Cooling | NULL | NULL | NULL | NULL | NULL | NULL | NULL | NULL | NULL | NULL | None
| SITE_00987 | 1991 | 2010 and earlier | Manufactured | 765.84 | 765.84 | 1 | No Cooling | NULL | NULL | NULL | NULL | NULL | NULL | NULL | NULL | NULL | NULL | None
| SITE_00988 | 1985 | 2010 and earlier | Single Family | 1882.4 | 1882.4 | 1 | Central AC | NULL | Electric | Programmable Thermostat | 42000 | NULL | NULL | Condenser | 2011 | 2011 and later | 5 | CAC
| SITE_00989 | 1947 | 2010 and earlier | Single Family | 1882.4 | 1882.4 | 1 | No Cooling | NULL | NULL | NULL | NULL | NULL | NULL | NULL | NULL | NULL | NULL | None
| SITE_00990 | 1999 | 2010 and earlier | Single Family | 1882.4 | 1882.4 | 1 | Central AC | NULL | Electric | Programmable Thermostat | 46000 | 10.5 | 2: 10.0-12.9 | Condenser | 2002 | 2010 and earlier | 14 | CAC
| SITE_00992 | 1978 | 2010 and earlier | Single Family | 1882.4 | 1882.4 | 2 | No Cooling | NULL | NULL | NULL | NULL | NULL | NULL | NULL | NULL | NULL | NULL | None
| SITE_00993 | 1984 | 2010 and earlier | Single Family | 1882.4 | 1882.4 | 1 | No Cooling | NULL | NULL | NULL | NULL | NULL | NULL | NULL | NULL | NULL | NULL | None
| SITE_00994 | 1936 | 2010 and earlier | Single Family | 1882.4 | 1882.4 | 2 | No Cooling | NULL | NULL | NULL | NULL | NULL | NULL | NULL | NULL | NULL | NULL | None
| SITE_00995 | 1994 | 2010 and earlier | Single Family | 1882.4 | 1882.4 | 1 | No Cooling | NULL | NULL | NULL | NULL | NULL | NULL | NULL | NULL | NULL | NULL | None
| SITE_00996 | 1980 | 2010 and earlier | Single Family | 1882.4 | 1882.4 | 1 | Central AC | NULL | Electric | Programmable Thermostat | 42000 | NULL | NULL | Condenser | 2006 | 2010 and earlier | 10 | CAC
| SITE_00997 | 1941 | 2010 and earlier | Single Family | 1882.4 | 1882.4 | 1 | Packaged AC | Window Air Conditioner | Unknown | Unknown | 8000 | NULL | NULL | Packaged AC | 2013 | 2011 and later | 3 | PTAC/RAC
| SITE_00998 | 1958 | 2010 and earlier | Single Family | 1882.4 | 1882.4 | 1 | Central AC | NULL | Electric | Manual Thermostat - Digital | 36000 | 13 | 3: 13.0-13.9 | Condenser | NULL | NULL | NULL | CAC
| SITE_00999 | 1975 | 2010 and earlier | Single Family | 1882.4 | 1882.4 | 2 | No Cooling | NULL | NULL | NULL | NULL | NULL | NULL | NULL | NULL | NULL | NULL | None
| SITE_01000 | 1980 | 2010 and earlier | Manufactured | 331.65 | 331.65 | 1 | No Cooling | NULL | NULL | NULL | NULL | NULL | NULL | NULL | NULL | NULL | NULL | None
| SITE_01001 | 1968 | 2010 and earlier | Single Family | 1882.4 | 1882.4 | 2 | No Cooling | NULL | NULL | NULL | NULL | NULL | NULL | NULL | NULL | NULL | NULL | None
| SITE_01002 | 1998 | 2010 and earlier | Single Family | 1882.4 | 1882.4 | 1 | No Cooling | NULL | NULL | NULL | NULL | NULL | NULL | NULL | NULL | NULL | NULL | None
| SITE_01003 | 1953 | 2010 and earlier | Single Family | 1882.4 | 1882.4 | 1 | Packaged AC | Window Air Conditioner | Unknown | Manual Thermostat - Analog | 5000 | 11 | 2: 10.0-12.9 | Packaged AC | 2015 | 2011 and later | 1 | PTAC/RAC
| SITE_01004 | 1977 | 2010 and earlier | Single Family | 1882.4 | 1882.4 | 1 | No Cooling | NULL | NULL | NULL | NULL | NULL | NULL | NULL | NULL | NULL | NULL | None
| SITE_01005 | 1950 | 2010 and earlier | Manufactured | 331.65 | 331.65 | 2 | No Cooling | NULL | NULL | NULL | NULL | NULL | NULL | NULL | NULL | NULL | NULL | None
| SITE_01006 | 1986 | 2010 and earlier | Single Family | 2661.5 | 2661.5 | 1 | No Cooling | NULL | NULL | NULL | NULL | NULL | NULL | NULL | NULL | NULL | NULL | None
| SITE_01007 | 1973 | 2010 and earlier | Single Family | 1882.4 | 941.2 | 1 | Central AC | NULL | Electric | Programmable Thermostat | NULL | NULL | NULL | Condenser | NULL | NULL | NULL | CAC
| SITE_01007 | 1973 | 2010 and earlier | Single Family | 1882.4 | 941.2 | 1 | Central AC | NULL | Electric | Programmable Thermostat | 30000 | 14 | 4: 14.0-16.9 | Condenser | 2012 | 2011 and later | 4 | CAC
| SITE_01008 | 1982 | 2010 and earlier | Single Family | 2661.5 | 2661.5 | 1 | No Cooling | NULL | NULL | NULL | NULL | NULL | NULL | NULL | NULL | NULL | NULL | None
| SITE_01009 | 1972 | 2010 and earlier | Manufactured | 331.65 | 331.65 | 1 | Packaged AC | Window Air Conditioner | Unknown | Unknown | 6000 | NULL | NULL | Packaged AC | NULL | NULL | NULL | PTAC/RAC
| SITE_01010 | 2007 | 2010 and earlier | Single Family | 1882.4 | 1882.4 | 1 | No Cooling | NULL | NULL | NULL | NULL | NULL | NULL | NULL | NULL | NULL | NULL | None
| SITE_01011 | 1984 | 2010 and earlier | Single Family | 1882.4 | 1882.4 | 1 | No Cooling | NULL | NULL | NULL | NULL | NULL | NULL | NULL | NULL | NULL | NULL | None
| SITE_01012 | 1993 | 2010 and earlier | Single Family | 2661.5 | 2661.5 | 1 | Geothermal Heat Pump | Ground Loop | Electric | Programmable Thermostat | 29300 | NULL | NULL | Condenser | 2014 | 2011 and later | 2 | GSHP
| SITE_01013 | 1947 | 2010 and earlier | Single Family | 1882.4 | 1882.4 | 1 | Packaged AC | Window Air Conditioner | Unknown | Manual Thermostat - Analog | NULL | NULL | NULL | Packaged AC | NULL | NULL | NULL | PTAC/RAC
| SITE_01014 | 1967 | 2010 and earlier | Single Family | 1882.4 | 1882.4 | 1 | No Cooling | NULL | NULL | NULL | NULL | NULL | NULL | NULL | NULL | NULL | NULL | None
| SITE_01015 | 2006 | 2010 and earlier | Single Family | 1882.4 | 1882.4 | 1 | Central AC | NULL | Electric | Programmable Thermostat | 24000 | 13 | 3: 13.0-13.9 | Condenser | 2006 | 2010 and earlier | 10 | CAC
| SITE_01016 | 1959 | 2010 and earlier | Single Family | 1882.4 | 1882.4 | 1 | Central AC | NULL | Electric | Programmable Thermostat | 28000 | 13.5 | 3: 13.0-13.9 | Condenser | 2013 | 2011 and later | 3 | CAC
| SITE_01017 | 1975 | 2010 and earlier | Single Family | 1882.4 | 1882.4 | 1 | Packaged AC | Portable Air Conditioner | Unknown | Programmable Thermostat | 12000 | NULL | NULL | Packaged AC | NULL | NULL | NULL | PTAC/RAC
| SITE_01018 | 1884 | 2010 and earlier | Single Family | 1882.4 | 1882.4 | 1 | No Cooling | NULL | NULL | NULL | NULL | NULL | NULL | NULL | NULL | NULL | NULL | None
| SITE_01019 | 1880 | 2010 and earlier | Single Family | 1882.4 | 1882.4 | 2 | No Cooling | NULL | NULL | NULL | NULL | NULL | NULL | NULL | NULL | NULL | NULL | None
| SITE_01020 | 2002 | 2010 and earlier | Single Family | 1882.4 | 1882.4 | 1 | No Cooling | NULL | NULL | NULL | NULL | NULL | NULL | NULL | NULL | NULL | NULL | None
| SITE_01021 | 1979 | 2010 and earlier | Single Family | 1882.4 | 1882.4 | 1 | No Cooling | NULL | NULL | NULL | NULL | NULL | NULL | NULL | NULL | NULL | NULL | None
| SITE_01022 | 1998 | 2010 and earlier | Single Family | 1882.4 | 1882.4 | 1 | Packaged AC | Window Air Conditioner | Unknown | Unknown | 5000 | NULL | NULL | Packaged AC | NULL | NULL | NULL | PTAC/RAC
| SITE_01023 | 1977 | 2010 and earlier | Single Family | 2661.5 | 2661.5 | 1 | Air Source Heat Pump | Dual Fuel Secondary | Electric | Programmable Thermostat | 36000 | 16 | 4: 14.0-16.9 | Condenser | 2013 | 2011 and later | 3 | ASHP
| SITE_01024 | 1978 | 2010 and earlier | Single Family | 1882.4 | 1882.4 | 1 | No Cooling | NULL | NULL | NULL | NULL | NULL | NULL | NULL | NULL | NULL | NULL | None
| SITE_01025 | 1978 | 2010 and earlier | Single Family | 1882.4 | 1882.4 | 1 | Central AC | NULL | Electric | Programmable Thermostat | 30000 | 13 | 3: 13.0-13.9 | Condenser | 2012 | 2011 and later | 4 | CAC
| SITE_01026 | 1993 | 2010 and earlier | Manufactured | 331.65 | 331.65 | 1 | No Cooling | NULL | NULL | NULL | NULL | NULL | NULL | NULL | NULL | NULL | NULL | None
| SITE_01027 | 1912 | 2010 and earlier | Single Family | 2661.5 | 1330.75 | 1 | Mini-Split HP | NULL | Electric | Manual Thermostat - Digital | NULL | NULL | NULL | Condenser | 2009 | 2010 and earlier | 7 | DHP
| SITE_01027 | 1912 | 2010 and earlier | Single Family | 2661.5 | 1330.75 | 1 | Mini-Split HP | NULL | Electric | Programmable Thermostat | NULL | NULL | NULL | Condenser | NULL | NULL | NULL | DHP
| SITE_01028 | 1895 | 2010 and earlier | Single Family | 1882.4 | 1882.4 | 1 | No Cooling | NULL | NULL | NULL | NULL | NULL | NULL | NULL | NULL | NULL | NULL | None
| SITE_01029 | 2008 | 2010 and earlier | Single Family | 2661.5 | 2661.5 | 1 | No Cooling | NULL | NULL | NULL | NULL | NULL | NULL | NULL | NULL | NULL | NULL | None
| SITE_01030 | 1989 | 2010 and earlier | Single Family | 2661.5 | 2661.5 | 1 | No Cooling | NULL | NULL | NULL | NULL | NULL | NULL | NULL | NULL | NULL | NULL | None
| SITE_01031 | 1993 | 2010 and earlier | Manufactured | 331.65 | 331.65 | 1 | Packaged AC | Window Air Conditioner | Unknown | Unknown | 5200 | NULL | NULL | Packaged AC | NULL | NULL | NULL | PTAC/RAC
| SITE_01032 | 2005 | 2010 and earlier | Single Family | 1882.4 | 1882.4 | 1 | No Cooling | NULL | NULL | NULL | NULL | NULL | NULL | NULL | NULL | NULL | NULL | None
| SITE_01033 | 1995 | 2010 and earlier | Single Family | 2661.5 | 2661.5 | 1 | No Cooling | NULL | NULL | NULL | NULL | NULL | NULL | NULL | NULL | NULL | NULL | None
| SITE_01034 | 2006 | 2010 and earlier | Single Family | 1882.4 | 1882.4 | 2 | No Cooling | NULL | NULL | NULL | NULL | NULL | NULL | NULL | NULL | NULL | NULL | None
| SITE_01035 | 1953 | 2010 and earlier | Single Family | 1882.4 | 1882.4 | 1 | No Cooling | NULL | NULL | NULL | NULL | NULL | NULL | NULL | NULL | NULL | NULL | None
| SITE_01036 | 1889 | 2010 and earlier | Single Family | 1882.4 | 1882.4 | 2 | No Cooling | NULL | NULL | NULL | NULL | NULL | NULL | NULL | NULL | NULL | NULL | None
| SITE_01037 | 1996 | 2010 and earlier | Single Family | 2661.5 | 2661.5 | 2 | Central AC | NULL | Electric | Programmable Thermostat | 42000 | 13 | 3: 13.0-13.9 | Condenser | 2012 | 2011 and later | 4 | CAC
| SITE_01038 | 1993 | 2010 and earlier | Single Family | 1882.4 | 1882.4 | 2 | No Cooling | NULL | NULL | NULL | NULL | NULL | NULL | NULL | NULL | NULL | NULL | None
| SITE_01039 | 1962 | 2010 and earlier | Single Family | 1882.4 | 1882.4 | 1 | Packaged AC | Window Air Conditioner | Unknown | Unknown | NULL | NULL | NULL | Packaged AC | NULL | NULL | NULL | PTAC/RAC
| SITE_01040 | 1996 | 2010 and earlier | Manufactured | 765.84 | 765.84 | 1 | Packaged HP | Portable Heat Pump | NULL | Manual Thermostat - Digital | 12000 | NULL | NULL | Packaged HP | NULL | NULL | NULL | PTHP
| SITE_01041 | 1939 | 2010 and earlier | Single Family | 1882.4 | 1882.4 | 1 | No Cooling | NULL | NULL | NULL | NULL | NULL | NULL | NULL | NULL | NULL | NULL | None
| SITE_01042 | 1956 | 2010 and earlier | Single Family | 1882.4 | 1882.4 | 1 | No Cooling | NULL | NULL | NULL | NULL | NULL | NULL | NULL | NULL | NULL | NULL | None
| SITE_01043 | 1984 | 2010 and earlier | Single Family | 1882.4 | 1882.4 | 1 | Air Source Heat Pump | Dual Fuel Secondary | Electric | Manual Thermostat - Digital | 30000 | NULL | NULL | Condenser | 2011 | 2011 and later | 5 | ASHP
| SITE_01044 | 2015 | 2011 and later | Single Family | 1882.4 | 1882.4 | 1 | Central AC | NULL | Electric | Programmable Thermostat | 23400 | 13.1 | 3: 13.0-13.9 | Condenser | 2016 | 2011 and later | 0 | CAC
| SITE_01045 | 1969 | 2010 and earlier | Single Family | 2661.5 | 2661.5 | 1 | No Cooling | NULL | NULL | NULL | NULL | NULL | NULL | NULL | NULL | NULL | NULL | None
| SITE_01046 | 2002 | 2010 and earlier | Single Family | 2661.5 | 2661.5 | 1 | Central AC | NULL | Electric | Manual Thermostat - Digital | 34800 | 10.2 | 2: 10.0-12.9 | Condenser | 2002 | 2010 and earlier | 14 | CAC
| SITE_01047 | 1970 | 2010 and earlier | Single Family | 1882.4 | 1882.4 | 1 | Central AC | NULL | Electric | Manual Thermostat - Analog | 36000 | 10 | 2: 10.0-12.9 | Condenser | 2004 | 2010 and earlier | 12 | CAC
| SITE_01048 | 1977 | 2010 and earlier | Single Family | 1882.4 | 1882.4 | 1 | Central AC | NULL | Electric | Smart/Wi-Fi Thermostat | 36000 | 11 | 2: 10.0-12.9 | Condenser | 2000 | 2010 and earlier | 16 | CAC
| SITE_01049 | 2007 | 2010 and earlier | Single Family | 1882.4 | 1882.4 | 2 | No Cooling | NULL | NULL | NULL | NULL | NULL | NULL | NULL | NULL | NULL | NULL | None
| SITE_01050 | 1970 | 2010 and earlier | Single Family | 1882.4 | 1882.4 | 2 | Central AC | NULL | Electric | Unknown | 23200 | 13.5 | 3: 13.0-13.9 | Condenser | 2010 | 2010 and earlier | 6 | CAC
| SITE_01051 | 1892 | 2010 and earlier | Single Family | 1882.4 | 1882.4 | 1 | No Cooling | NULL | NULL | NULL | NULL | NULL | NULL | NULL | NULL | NULL | NULL | None
| SITE_01052 | 1954 | 2010 and earlier | Single Family | 1882.4 | 941.2 | 1 | Packaged AC | Window Air Conditioner | Unknown | Unknown | 5000 | NULL | NULL | Packaged AC | NULL | NULL | NULL | PTAC/RAC
| SITE_01052 | 1954 | 2010 and earlier | Single Family | 1882.4 | 941.2 | 1 | Packaged AC | Window Air Conditioner | Unknown | Unknown | 5200 | NULL | NULL | Packaged AC | NULL | NULL | NULL | PTAC/RAC
| SITE_01053 | 1946 | 2010 and earlier | Single Family | 2661.5 | 2661.5 | 1 | No Cooling | NULL | NULL | NULL | NULL | NULL | NULL | NULL | NULL | NULL | NULL | None
| SITE_01054 | 1978 | 2010 and earlier | Multifamily Residence | 214.04 | 214.04 | 1 | No Cooling | NULL | NULL | NULL | NULL | NULL | NULL | NULL | NULL | NULL | NULL | None
| SITE_01055 | 1988 | 2010 and earlier | Single Family | 1882.4 | 1882.4 | 1 | Packaged AC | Through-Wall Air Conditioner | Unknown | Unknown | 11600 | NULL | NULL | Packaged AC | NULL | NULL | NULL | PTAC/RAC
| SITE_01056 | 1975 | 2010 and earlier | Single Family | 1882.4 | 1882.4 | 1 | No Cooling | NULL | NULL | NULL | NULL | NULL | NULL | NULL | NULL | NULL | NULL | None
| SITE_01057 | 1930 | 2010 and earlier | Single Family | 1882.4 | 1882.4 | 1 | No Cooling | NULL | NULL | NULL | NULL | NULL | NULL | NULL | NULL | NULL | NULL | None
| SITE_01058 | 2003 | 2010 and earlier | Single Family | 1882.4 | 1882.4 | 1 | No Cooling | NULL | NULL | NULL | NULL | NULL | NULL | NULL | NULL | NULL | NULL | None
| SITE_01059 | 1987 | 2010 and earlier | Single Family | 1882.4 | 1882.4 | 1 | No Cooling | NULL | NULL | NULL | NULL | NULL | NULL | NULL | NULL | NULL | NULL | None
| SITE_01060 | 1910 | 2010 and earlier | Single Family | 1882.4 | 1882.4 | 1 | No Cooling | NULL | NULL | NULL | NULL | NULL | NULL | NULL | NULL | NULL | NULL | None
| SITE_01061 | 1986 | 2010 and earlier | Single Family | 1882.4 | 1882.4 | 1 | No Cooling | NULL | NULL | NULL | NULL | NULL | NULL | NULL | NULL | NULL | NULL | None
| SITE_01062 | 1915 | 2010 and earlier | Single Family | 1882.4 | 1882.4 | 1 | No Cooling | NULL | NULL | NULL | NULL | NULL | NULL | NULL | NULL | NULL | NULL | None
| SITE_01063 | 1941 | 2010 and earlier | Single Family | 1882.4 | 1882.4 | 1 | No Cooling | NULL | NULL | NULL | NULL | NULL | NULL | NULL | NULL | NULL | NULL | None
| SITE_01064 | 2003 | 2010 and earlier | Single Family | 2661.5 | 2661.5 | 1 | No Cooling | NULL | NULL | NULL | NULL | NULL | NULL | NULL | NULL | NULL | NULL | None
| SITE_01065 | 1976 | 2010 and earlier | Single Family | 1882.4 | 1882.4 | 1 | No Cooling | NULL | NULL | NULL | NULL | NULL | NULL | NULL | NULL | NULL | NULL | None
| SITE_01066 | 2010 | 2010 and earlier | Single Family | 1882.4 | 1882.4 | 1 | Central AC | NULL | Electric | Manual Thermostat - Digital | NULL | NULL | NULL | Condenser | NULL | NULL | NULL | CAC
| SITE_01067 | 1979 | 2010 and earlier | Single Family | 2661.5 | 2661.5 | 1 | Central AC | NULL | Electric | Programmable Thermostat | 24000 | 13 | 3: 13.0-13.9 | Condenser | 1995 | 2010 and earlier | 21 | CAC
| SITE_01068 | 1985 | 2010 and earlier | Single Family | 1882.4 | 1882.4 | 2 | No Cooling | NULL | NULL | NULL | NULL | NULL | NULL | NULL | NULL | NULL | NULL | None
| SITE_01069 | 1995 | 2010 and earlier | Manufactured | 331.65 | 331.65 | 1 | No Cooling | NULL | NULL | NULL | NULL | NULL | NULL | NULL | NULL | NULL | NULL | None
| SITE_01070 | 1911 | 2010 and earlier | Single Family | 1882.4 | 1882.4 | 1 | No Cooling | NULL | NULL | NULL | NULL | NULL | NULL | NULL | NULL | NULL | NULL | None
| SITE_01071 | 1992 | 2010 and earlier | Single Family | 3801.52 | 3801.52 | 1 | No Cooling | NULL | NULL | NULL | NULL | NULL | NULL | NULL | NULL | NULL | NULL | None
| SITE_01072 | 1993 | 2010 and earlier | Single Family | 3801.52 | 1900.76 | 1 | Packaged AC | Window Air Conditioner | Unknown | Manual Thermostat - Digital | 8000 | NULL | NULL | Packaged AC | 2011 | 2011 and later | 5 | PTAC/RAC
| SITE_01072 | 1993 | 2010 and earlier | Single Family | 3801.52 | 1900.76 | 1 | Packaged AC | Window Air Conditioner | Unknown | Manual Thermostat - Digital | 5000 | NULL | NULL | Packaged AC | 2012 | 2011 and later | 4 | PTAC/RAC
| SITE_01073 | 2006 | 2010 and earlier | Single Family | 3801.52 | 3801.52 | 1 | Air Source Heat Pump | Dual Fuel Primary | Electric | Programmable Thermostat | 40000 | 13 | 3: 13.0-13.9 | Condenser | 2014 | 2011 and later | 2 | ASHP
| SITE_01074 | 1916 | 2010 and earlier | Single Family | 3801.52 | 3801.52 | 1 | No Cooling | NULL | NULL | NULL | NULL | NULL | NULL | NULL | NULL | NULL | NULL | None
| SITE_01075 | 2003 | 2010 and earlier | Single Family | 3801.52 | 3801.52 | 1 | No Cooling | NULL | NULL | NULL | NULL | NULL | NULL | NULL | NULL | NULL | NULL | None
| SITE_01076 | 1910 | 2010 and earlier | Single Family | 3801.52 | 3801.52 | 1 | No Cooling | NULL | NULL | NULL | NULL | NULL | NULL | NULL | NULL | NULL | NULL | None
| SITE_01077 | 2006 | 2010 and earlier | Single Family | 3801.52 | 3801.52 | 1 | Packaged AC | Window Air Conditioner | Unknown | Manual Thermostat - Digital | NULL | NULL | NULL | Packaged AC | NULL | NULL | NULL | PTAC/RAC
| SITE_01078 | 2009 | 2010 and earlier | Single Family | 3801.52 | 3801.52 | 1 | No Cooling | NULL | NULL | NULL | NULL | NULL | NULL | NULL | NULL | NULL | NULL | None
| SITE_01079 | 1992 | 2010 and earlier | Manufactured | 997.59 | 997.59 | 1 | No Cooling | NULL | NULL | NULL | NULL | NULL | NULL | NULL | NULL | NULL | NULL | None
| SITE_01080 | 1986 | 2010 and earlier | Single Family | 3801.52 | 3801.52 | 1 | No Cooling | NULL | NULL | NULL | NULL | NULL | NULL | NULL | NULL | NULL | NULL | None
| SITE_01081 | 1989 | 2010 and earlier | Single Family | 3801.52 | 3801.52 | 1 | Air Source Heat Pump | NULL | Electric | Programmable Thermostat | 34000 | 13 | 3: 13.0-13.9 | Condenser | NULL | NULL | NULL | ASHP
| SITE_01082 | 1951 | 2010 and earlier | Single Family | 3801.52 | 3801.52 | 1 | No Cooling | NULL | NULL | NULL | NULL | NULL | NULL | NULL | NULL | NULL | NULL | None
| SITE_01083 | 1967 | 2010 and earlier | Single Family | 3801.52 | 3801.52 | 1 | No Cooling | NULL | NULL | NULL | NULL | NULL | NULL | NULL | NULL | NULL | NULL | None
| SITE_01084 | 2002 | 2010 and earlier | Single Family | 3801.52 | 3801.52 | 1 | No Cooling | NULL | NULL | NULL | NULL | NULL | NULL | NULL | NULL | NULL | NULL | None
| SITE_01085 | 1992 | 2010 and earlier | Single Family | 3801.52 | 3801.52 | 1 | Central AC | NULL | Electric | Programmable Thermostat | NULL | NULL | NULL | Condenser | NULL | NULL | NULL | CAC
| SITE_01086 | 1978 | 2010 and earlier | Single Family | 3801.52 | 3801.52 | 1 | Central AC | NULL | Electric | Programmable Thermostat | 36000 | 13 | 3: 13.0-13.9 | Condenser | 2005 | 2010 and earlier | 11 | CAC
| SITE_01087 | 1966 | 2010 and earlier | Single Family | 3801.52 | 3801.52 | 1 | No Cooling | NULL | NULL | NULL | NULL | NULL | NULL | NULL | NULL | NULL | NULL | None
| SITE_01088 | 2006 | 2010 and earlier | Single Family | 3801.52 | 3801.52 | 1 | Geothermal Heat Pump | Ground Loop | Electric | Programmable Thermostat | NULL | NULL | NULL | Condenser | 2006 | 2010 and earlier | 10 | GSHP
| SITE_01089 | 1961 | 2010 and earlier | Single Family | 3801.52 | 3801.52 | 1 | Mini-Split HP | NULL | Electric | Manual Thermostat - Digital | NULL | NULL | NULL | Condenser | 2014 | 2011 and later | 2 | DHP
| SITE_01090 | 1999 | 2010 and earlier | Single Family | 3801.52 | 3801.52 | 1 | No Cooling | NULL | NULL | NULL | NULL | NULL | NULL | NULL | NULL | NULL | NULL | None
| SITE_01091 | 1989 | 2010 and earlier | Single Family | 3801.52 | 3801.52 | 1 | No Cooling | NULL | NULL | NULL | NULL | NULL | NULL | NULL | NULL | NULL | NULL | None
| SITE_01092 | 1962 | 2010 and earlier | Single Family | 3801.52 | 3801.52 | 1 | Mini-Split HP | NULL | Electric | Manual Thermostat - Digital | NULL | NULL | NULL | Condenser | 2016 | 2011 and later | 0 | DHP
| SITE_01093 | 1950 | 2010 and earlier | Single Family | 3801.52 | 3801.52 | 1 | No Cooling | NULL | NULL | NULL | NULL | NULL | NULL | NULL | NULL | NULL | NULL | None
| SITE_01094 | 1998 | 2010 and earlier | Single Family | 3801.52 | 3801.52 | 1 | Central AC | NULL | Electric | Programmable Thermostat | 30000 | 11 | 2: 10.0-12.9 | Condenser | 2003 | 2010 and earlier | 13 | CAC
| SITE_01095 | 1963 | 2010 and earlier | Single Family | 3801.52 | 3801.52 | 1 | No Cooling | NULL | NULL | NULL | NULL | NULL | NULL | NULL | NULL | NULL | NULL | None
| SITE_01096 | 2014 | 2011 and later | Single Family | 3801.52 | 3801.52 | 1 | No Cooling | NULL | NULL | NULL | NULL | NULL | NULL | NULL | NULL | NULL | NULL | None
| SITE_01097 | 1967 | 2010 and earlier | Single Family | 3801.52 | 3801.52 | 1 | No Cooling | NULL | NULL | NULL | NULL | NULL | NULL | NULL | NULL | NULL | NULL | None
| SITE_01098 | 1994 | 2010 and earlier | Single Family | 3801.52 | 3801.52 | 1 | Packaged AC | Window Air Conditioner | Unknown | Manual Thermostat - Analog | 8000 | NULL | NULL | Packaged AC | 2012 | 2011 and later | 4 | PTAC/RAC
| SITE_01099 | 2010 | 2010 and earlier | Single Family | 3801.52 | 3801.52 | 1 | Air Source Heat Pump | Dual Fuel Primary | Electric | Programmable Thermostat | 30000 | 15 | 4: 14.0-16.9 | Condenser | 2010 | 2010 and earlier | 6 | ASHP
| SITE_01100 | 1951 | 2010 and earlier | Single Family | 3801.52 | 3801.52 | 1 | No Cooling | NULL | NULL | NULL | NULL | NULL | NULL | NULL | NULL | NULL | NULL | None
| SITE_01101 | 2001 | 2010 and earlier | Single Family | 3801.52 | 3801.52 | 1 | Air Source Heat Pump | Dual Fuel Secondary | Electric | Programmable Thermostat | 45000 | 13 | 3: 13.0-13.9 | Condenser | 2000 | 2010 and earlier | 16 | ASHP
| SITE_01102 | 2011 | 2011 and later | Single Family | 3801.52 | 3801.52 | 1 | No Cooling | NULL | NULL | NULL | NULL | NULL | NULL | NULL | NULL | NULL | NULL | None
| SITE_01103 | 1993 | 2010 and earlier | Multifamily Residence | 630.9 | 630.9 | 1 | No Cooling | NULL | NULL | NULL | NULL | NULL | NULL | NULL | NULL | NULL | NULL | None
| SITE_01104 | NULL | NULL | Multifamily Residence | 2383.66 | 2383.66 | 1 | No Cooling | NULL | NULL | NULL | NULL | NULL | NULL | NULL | NULL | NULL | NULL | None
| SITE_01105 | 1978 | 2010 and earlier | Multifamily Residence | 2383.66 | 2383.66 | 1 | No Cooling | NULL | NULL | NULL | NULL | NULL | NULL | NULL | NULL | NULL | NULL | None
| SITE_01106 | 2001 | 2010 and earlier | Multifamily Residence | 2002.11 | 2002.11 | 1 | No Cooling | NULL | NULL | NULL | NULL | NULL | NULL | NULL | NULL | NULL | NULL | None
| SITE_01107 | 1998 | 2010 and earlier | Multifamily Residence | 2383.66 | 2383.66 | 1 | No Cooling | NULL | NULL | NULL | NULL | NULL | NULL | NULL | NULL | NULL | NULL | None
| SITE_01108 | 1986 | 2010 and earlier | Multifamily Residence | 630.9 | 630.9 | 1 | No Cooling | NULL | NULL | NULL | NULL | NULL | NULL | NULL | NULL | NULL | NULL | None
| SITE_01110 | 1995 | 2010 and earlier | Multifamily Residence | 630.9 | 630.9 | 1 | No Cooling | NULL | NULL | NULL | NULL | NULL | NULL | NULL | NULL | NULL | NULL | None
| SITE_01111 | 1983 | 2010 and earlier | Multifamily Residence | 2383.66 | 2383.66 | 1 | No Cooling | NULL | NULL | NULL | NULL | NULL | NULL | NULL | NULL | NULL | NULL | None
| SITE_01112 | 1988 | 2010 and earlier | Multifamily Residence | 2383.66 | 2383.66 | 1 | No Cooling | NULL | NULL | NULL | NULL | NULL | NULL | NULL | NULL | NULL | NULL | None
| SITE_01113 | NULL | NULL | Multifamily Residence | 2383.66 | 2383.66 | 1 | No Cooling | NULL | NULL | NULL | NULL | NULL | NULL | NULL | NULL | NULL | NULL | None
| SITE_01114 | 1978 | 2010 and earlier | Multifamily Residence | 2383.66 | 2383.66 | 1 | No Cooling | NULL | NULL | NULL | NULL | NULL | NULL | NULL | NULL | NULL | NULL | None
| SITE_01115 | 1988 | 2010 and earlier | Multifamily Residence | 630.9 | 630.9 | 1 | Packaged AC | Portable Air Conditioner | Unknown | Manual Thermostat - Digital | 12000 | NULL | NULL | Packaged AC | NULL | NULL | NULL | PTAC/RAC
| SITE_01116 | 1975 | 2010 and earlier | Multifamily Residence | 2383.66 | 2383.66 | 1 | No Cooling | NULL | NULL | NULL | NULL | NULL | NULL | NULL | NULL | NULL | NULL | None
| SITE_01117 | NULL | NULL | Multifamily Residence | 2383.66 | 2383.66 | 1 | No Cooling | NULL | NULL | NULL | NULL | NULL | NULL | NULL | NULL | NULL | NULL | None
| SITE_01118 | 1986 | 2010 and earlier | Multifamily Residence | 2383.66 | 2383.66 | 1 | No Cooling | NULL | NULL | NULL | NULL | NULL | NULL | NULL | NULL | NULL | NULL | None
| SITE_01119 | 1983 | 2010 and earlier | Multifamily Residence | 2383.66 | 2383.66 | 1 | No Cooling | NULL | NULL | NULL | NULL | NULL | NULL | NULL | NULL | NULL | NULL | None
| SITE_01120 | 1970 | 2010 and earlier | Multifamily Residence | 2383.66 | 2383.66 | 1 | Packaged AC | Portable Air Conditioner | Unknown | Manual Thermostat - Digital | 12000 | NULL | NULL | Packaged AC | 2016 | 2011 and later | 0 | PTAC/RAC
| SITE_01121 | 2001 | 2010 and earlier | Multifamily Residence | 2383.66 | 2383.66 | 1 | No Cooling | NULL | NULL | NULL | NULL | NULL | NULL | NULL | NULL | NULL | NULL | None
| SITE_01122 | 1978 | 2010 and earlier | Multifamily Residence | 2383.66 | 2383.66 | 1 | No Cooling | NULL | NULL | NULL | NULL | NULL | NULL | NULL | NULL | NULL | NULL | None
| SITE_01123 | 2000 | 2010 and earlier | Multifamily Residence | 2002.11 | 2002.11 | 1 | No Cooling | NULL | NULL | NULL | NULL | NULL | NULL | NULL | NULL | NULL | NULL | None
| SITE_01124 | 1984 | 2010 and earlier | Multifamily Residence | 2002.11 | 2002.11 | 1 | No Cooling | NULL | NULL | NULL | NULL | NULL | NULL | NULL | NULL | NULL | NULL | None
| SITE_01125 | 1985 | 2010 and earlier | Multifamily Residence | 2383.66 | 2383.66 | 1 | Packaged AC | Portable Air Conditioner | Unknown | Manual Thermostat - Digital | NULL | NULL | NULL | Packaged AC | NULL | NULL | NULL | PTAC/RAC
| SITE_01126 | 1978 | 2010 and earlier | Multifamily Residence | 2383.66 | 2383.66 | 1 | No Cooling | NULL | NULL | NULL | NULL | NULL | NULL | NULL | NULL | NULL | NULL | None
| SITE_01127 | 1977 | 2010 and earlier | Multifamily Residence | 630.9 | 630.9 | 1 | No Cooling | NULL | NULL | NULL | NULL | NULL | NULL | NULL | NULL | NULL | NULL | None
| SITE_01128 | 2003 | 2010 and earlier | Multifamily Residence | 2000.27 | 2000.27 | 1 | No Cooling | NULL | NULL | NULL | NULL | NULL | NULL | NULL | NULL | NULL | NULL | None
| SITE_01129 | 1980 | 2010 and earlier | Multifamily Residence | 2000.27 | 2000.27 | 1 | No Cooling | NULL | NULL | NULL | NULL | NULL | NULL | NULL | NULL | NULL | NULL | None
| SITE_01130 | 1957 | 2010 and earlier | Multifamily Residence | 2000.27 | 2000.27 | 1 | No Cooling | NULL | NULL | NULL | NULL | NULL | NULL | NULL | NULL | NULL | NULL | None
| SITE_01131 | 1963 | 2010 and earlier | Multifamily Residence | 2000.27 | 2000.27 | 1 | No Cooling | NULL | NULL | NULL | NULL | NULL | NULL | NULL | NULL | NULL | NULL | None
| SITE_01132 | 1980 | 2010 and earlier | Multifamily Residence | 2000.27 | 2000.27 | 1 | No Cooling | NULL | NULL | NULL | NULL | NULL | NULL | NULL | NULL | NULL | NULL | None
| SITE_01133 | 1978 | 2010 and earlier | Multifamily Residence | 2000.27 | 2000.27 | 1 | No Cooling | NULL | NULL | NULL | NULL | NULL | NULL | NULL | NULL | NULL | NULL | None
| SITE_01134 | 1999 | 2010 and earlier | Multifamily Residence | 2002.11 | 2002.11 | 1 | No Cooling | NULL | NULL | NULL | NULL | NULL | NULL | NULL | NULL | NULL | NULL | None
| SITE_01135 | 2014 | 2011 and later | Multifamily Residence | 2002.11 | 2002.11 | 1 | No Cooling | NULL | NULL | NULL | NULL | NULL | NULL | NULL | NULL | NULL | NULL | None
| SITE_01136 | 1988 | 2010 and earlier | Multifamily Residence | 2002.11 | 2002.11 | 1 | No Cooling | NULL | NULL | NULL | NULL | NULL | NULL | NULL | NULL | NULL | NULL | None
| SITE_01137 | 1975 | 2010 and earlier | Single Family | 3801.52 | 3801.52 | 1 | No Cooling | NULL | NULL | NULL | NULL | NULL | NULL | NULL | NULL | NULL | NULL | None
| SITE_01138 | 2016 | 2011 and later | Multifamily Residence | 2000.27 | 2000.27 | 1 | No Cooling | NULL | NULL | NULL | NULL | NULL | NULL | NULL | NULL | NULL | NULL | None
| SITE_01139 | 1995 | 2010 and earlier | Multifamily Residence | 2000.27 | 2000.27 | 1 | Central AC | NULL | Electric | Programmable Thermostat | NULL | NULL | NULL | Condenser | NULL | NULL | NULL | CAC
| SITE_01140 | 1960 | 2010 and earlier | Multifamily Residence | 2000.27 | 2000.27 | 1 | No Cooling | NULL | NULL | NULL | NULL | NULL | NULL | NULL | NULL | NULL | NULL | None
| SITE_01141 | 1969 | 2010 and earlier | Multifamily Residence | 2000.27 | 2000.27 | 1 | No Cooling | NULL | NULL | NULL | NULL | NULL | NULL | NULL | NULL | NULL | NULL | None
| SITE_01142 | 1991 | 2010 and earlier | Multifamily Residence | 2002.11 | 2002.11 | 1 | No Cooling | NULL | NULL | NULL | NULL | NULL | NULL | NULL | NULL | NULL | NULL | None
| SITE_01143 | 2001 | 2010 and earlier | Multifamily Residence | 2002.11 | 2002.11 | 1 | No Cooling | NULL | NULL | NULL | NULL | NULL | NULL | NULL | NULL | NULL | NULL | None
| SITE_01144 | 1988 | 2010 and earlier | Multifamily Residence | 2002.11 | 2002.11 | 1 | No Cooling | NULL | NULL | NULL | NULL | NULL | NULL | NULL | NULL | NULL | NULL | None
| SITE_01145 | 1979 | 2010 and earlier | Multifamily Residence | 2002.11 | 2002.11 | 1 | No Cooling | NULL | NULL | NULL | NULL | NULL | NULL | NULL | NULL | NULL | NULL | None
| SITE_01146 | 2007 | 2010 and earlier | Multifamily Residence | 2000.27 | 2000.27 | 1 | No Cooling | NULL | NULL | NULL | NULL | NULL | NULL | NULL | NULL | NULL | NULL | None
| SITE_01147 | NULL | NULL | Multifamily Residence | 2002.39 | 2002.39 | 1 | No Cooling | NULL | NULL | NULL | NULL | NULL | NULL | NULL | NULL | NULL | NULL | None
| SITE_01148 | 2004 | 2010 and earlier | Multifamily Residence | 2002.39 | 2002.39 | 1 | No Cooling | NULL | NULL | NULL | NULL | NULL | NULL | NULL | NULL | NULL | NULL | None
| SITE_01149 | 2009 | 2010 and earlier | Multifamily Residence | 2002.39 | 2002.39 | 1 | No Cooling | NULL | NULL | NULL | NULL | NULL | NULL | NULL | NULL | NULL | NULL | None
| SITE_01150 | 1971 | 2010 and earlier | Multifamily Residence | 2002.39 | 2002.39 | 1 | No Cooling | NULL | NULL | NULL | NULL | NULL | NULL | NULL | NULL | NULL | NULL | None
| SITE_01151 | 1928 | 2010 and earlier | Single Family | 2292.4 | 2292.4 | 1 | No Cooling | NULL | NULL | NULL | NULL | NULL | NULL | NULL | NULL | NULL | NULL | None
| SITE_01152 | 2001 | 2010 and earlier | Single Family | 2292.4 | 2292.4 | 1 | No Cooling | NULL | NULL | NULL | NULL | NULL | NULL | NULL | NULL | NULL | NULL | None
| SITE_01153 | 1975 | 2010 and earlier | Multifamily Residence | 2002.39 | 2002.39 | 1 | No Cooling | NULL | NULL | NULL | NULL | NULL | NULL | NULL | NULL | NULL | NULL | None
| SITE_01154 | 1997 | 2010 and earlier | Multifamily Residence | 2002.39 | 2002.39 | 1 | No Cooling | NULL | NULL | NULL | NULL | NULL | NULL | NULL | NULL | NULL | NULL | None
| SITE_01155 | 2002 | 2010 and earlier | Multifamily Residence | 2002.39 | 2002.39 | 1 | Packaged AC | Window Air Conditioner | Unknown | Manual Thermostat - Analog | 5000 | NULL | NULL | Packaged AC | 2015 | 2011 and later | 1 | PTAC/RAC
| SITE_01156 | 1985 | 2010 and earlier | Multifamily Residence | 2002.39 | 2002.39 | 1 | Mini-Split HP | NULL | Electric | Programmable Thermostat | NULL | NULL | NULL | Condenser | NULL | NULL | NULL | DHP
| SITE_01157 | 1957 | 2010 and earlier | Multifamily Residence | 2002.39 | 2002.39 | 1 | No Cooling | NULL | NULL | NULL | NULL | NULL | NULL | NULL | NULL | NULL | NULL | None
| SITE_01158 | 2008 | 2010 and earlier | Multifamily Residence | 2002.39 | 2002.39 | 1 | No Cooling | NULL | NULL | NULL | NULL | NULL | NULL | NULL | NULL | NULL | NULL | None
| SITE_01159 | 1983 | 2010 and earlier | Multifamily Residence | 2002.39 | 2002.39 | 1 | Packaged AC | Window Air Conditioner | Unknown | Manual Thermostat - Digital | 12000 | NULL | NULL | Packaged AC | NULL | NULL | NULL | PTAC/RAC
| SITE_01160 | 1988 | 2010 and earlier | Multifamily Residence | 2002.39 | 2002.39 | 1 | Packaged AC | Portable Air Conditioner | Unknown | Manual Thermostat - Digital | 12000 | NULL | NULL | Packaged AC | NULL | NULL | NULL | PTAC/RAC
| SITE_01161 | 1909 | 2010 and earlier | Multifamily Residence | 2002.39 | 2002.39 | 1 | No Cooling | NULL | NULL | NULL | NULL | NULL | NULL | NULL | NULL | NULL | NULL | None
| SITE_01162 | 2009 | 2010 and earlier | Single Family | 587.74 | 587.74 | 1 | No Cooling | NULL | NULL | NULL | NULL | NULL | NULL | NULL | NULL | NULL | NULL | None
| SITE_01163 | 1970 | 2010 and earlier | Multifamily Residence | 2002.39 | 2002.39 | 1 | No Cooling | NULL | NULL | NULL | NULL | NULL | NULL | NULL | NULL | NULL | NULL | None
| SITE_01164 | 1995 | 2010 and earlier | Multifamily Residence | 2002.39 | 2002.39 | 1 | No Cooling | NULL | NULL | NULL | NULL | NULL | NULL | NULL | NULL | NULL | NULL | None
| SITE_01165 | 1980 | 2010 and earlier | Multifamily Residence | 2002.39 | 2002.39 | 1 | No Cooling | NULL | NULL | NULL | NULL | NULL | NULL | NULL | NULL | NULL | NULL | None
| SITE_01166 | 1950 | 2010 and earlier | Multifamily Residence | 2002.39 | 2002.39 | 1 | No Cooling | NULL | NULL | NULL | NULL | NULL | NULL | NULL | NULL | NULL | NULL | None
| SITE_01167 | 1989 | 2010 and earlier | Multifamily Residence | 2002.39 | 2002.39 | 1 | No Cooling | NULL | NULL | NULL | NULL | NULL | NULL | NULL | NULL | NULL | NULL | None
| SITE_01168 | 1960 | 2010 and earlier | Multifamily Residence | 2002.39 | 2002.39 | 1 | No Cooling | NULL | NULL | NULL | NULL | NULL | NULL | NULL | NULL | NULL | NULL | None
| SITE_01169 | 1985 | 2010 and earlier | Multifamily Residence | 2002.39 | 2002.39 | 1 | No Cooling | NULL | NULL | NULL | NULL | NULL | NULL | NULL | NULL | NULL | NULL | None
| SITE_01170 | 1980 | 2010 and earlier | Multifamily Residence | 2000.27 | 2000.27 | 1 | Packaged AC | Window Air Conditioner | Unknown | Remote Control | NULL | NULL | NULL | Packaged AC | NULL | NULL | NULL | PTAC/RAC
| SITE_01171 | 1950 | 2010 and earlier | Multifamily Residence | 2002.39 | 2002.39 | 1 | No Cooling | NULL | NULL | NULL | NULL | NULL | NULL | NULL | NULL | NULL | NULL | None
| SITE_01172 | 1986 | 2010 and earlier | Multifamily Residence | 2002.11 | 2002.11 | 1 | No Cooling | NULL | NULL | NULL | NULL | NULL | NULL | NULL | NULL | NULL | NULL | None
| SITE_01173 | 1995 | 2010 and earlier | Multifamily Residence | 2383.66 | 2383.66 | 1 | No Cooling | NULL | NULL | NULL | NULL | NULL | NULL | NULL | NULL | NULL | NULL | None
| SITE_01174 | 1991 | 2010 and earlier | Multifamily Residence | 2383.66 | 2383.66 | 1 | No Cooling | NULL | NULL | NULL | NULL | NULL | NULL | NULL | NULL | NULL | NULL | None
| SITE_01175 | 1978 | 2010 and earlier | Multifamily Residence | 2383.66 | 2383.66 | 1 | No Cooling | NULL | NULL | NULL | NULL | NULL | NULL | NULL | NULL | NULL | NULL | None
| SITE_01176 | 1979 | 2010 and earlier | Multifamily Residence | 2383.66 | 2383.66 | 1 | No Cooling | NULL | NULL | NULL | NULL | NULL | NULL | NULL | NULL | NULL | NULL | None
| SITE_01177 | 1950 | 2010 and earlier | Single Family | 12576.67 | 12576.67 | 1 | No Cooling | NULL | NULL | NULL | NULL | NULL | NULL | NULL | NULL | NULL | NULL | None
| SITE_01178 | 1976 | 2010 and earlier | Multifamily Residence | 2383.66 | 2383.66 | 1 | No Cooling | NULL | NULL | NULL | NULL | NULL | NULL | NULL | NULL | NULL | NULL | None
| SITE_01179 | 1970 | 2010 and earlier | Multifamily Residence | 2383.66 | 2383.66 | 1 | No Cooling | NULL | NULL | NULL | NULL | NULL | NULL | NULL | NULL | NULL | NULL | None
| SITE_01180 | 2002 | 2010 and earlier | Single Family | 12576.67 | 12576.67 | 1 | Packaged AC | Window Air Conditioner | Unknown | Manual Thermostat - Digital | 8000 | NULL | NULL | Packaged AC | 2010 | 2010 and earlier | 6 | PTAC/RAC
| SITE_01181 | 2003 | 2010 and earlier | Multifamily Residence | 2383.66 | 2383.66 | 1 | No Cooling | NULL | NULL | NULL | NULL | NULL | NULL | NULL | NULL | NULL | NULL | None
| SITE_01182 | 1980 | 2010 and earlier | Multifamily Residence | 2804.94 | 2804.94 | 1 | No Cooling | NULL | NULL | NULL | NULL | NULL | NULL | NULL | NULL | NULL | NULL | None
| SITE_01183 | 1980 | 2010 and earlier | Multifamily Residence | 2804.94 | 2804.94 | 1 | No Cooling | NULL | NULL | NULL | NULL | NULL | NULL | NULL | NULL | NULL | NULL | None
| SITE_01184 | 1969 | 2010 and earlier | Multifamily Residence | 2804.94 | 2804.94 | 1 | No Cooling | NULL | NULL | NULL | NULL | NULL | NULL | NULL | NULL | NULL | NULL | None
| SITE_01185 | 1970 | 2010 and earlier | Multifamily Residence | 2804.94 | 2804.94 | 1 | No Cooling | NULL | NULL | NULL | NULL | NULL | NULL | NULL | NULL | NULL | NULL | None
| SITE_01186 | 1964 | 2010 and earlier | Multifamily Residence | 2383.66 | 2383.66 | 1 | No Cooling | NULL | NULL | NULL | NULL | NULL | NULL | NULL | NULL | NULL | NULL | None
| SITE_01187 | NULL | NULL | Multifamily Residence | 2804.94 | 2804.94 | 1 | No Cooling | NULL | NULL | NULL | NULL | NULL | NULL | NULL | NULL | NULL | NULL | None
| SITE_01188 | NULL | NULL | Multifamily Residence | 2804.94 | 2804.94 | 1 | No Cooling | NULL | NULL | NULL | NULL | NULL | NULL | NULL | NULL | NULL | NULL | None
| SITE_01189 | 1990 | 2010 and earlier | Multifamily Residence | 2804.94 | 2804.94 | 1 | No Cooling | NULL | NULL | NULL | NULL | NULL | NULL | NULL | NULL | NULL | NULL | None
| SITE_01190 | 1972 | 2010 and earlier | Multifamily Residence | 2383.66 | 2383.66 | 1 | No Cooling | NULL | NULL | NULL | NULL | NULL | NULL | NULL | NULL | NULL | NULL | None
| SITE_01191 | 1975 | 2010 and earlier | Multifamily Residence | 2383.66 | 2383.66 | 1 | No Cooling | NULL | NULL | NULL | NULL | NULL | NULL | NULL | NULL | NULL | NULL | None
| SITE_01192 | 1950 | 2010 and earlier | Single Family | 3801.52 | 3801.52 | 1 | No Cooling | NULL | NULL | NULL | NULL | NULL | NULL | NULL | NULL | NULL | NULL | None
| SITE_01193 | 2005 | 2010 and earlier | Single Family | 12576.67 | 12576.67 | 1 | Packaged AC | Portable Air Conditioner | Unknown | Manual Thermostat - Digital | 10000 | NULL | NULL | Packaged AC | 2012 | 2011 and later | 4 | PTAC/RAC
| SITE_01194 | 1977 | 2010 and earlier | Single Family | 12576.67 | 12576.67 | 1 | Mini-Split HP | NULL | Electric | Programmable Thermostat | NULL | NULL | NULL | Condenser | 2013 | 2011 and later | 3 | DHP
| SITE_01195 | 1956 | 2010 and earlier | Single Family | 10259.39 | 10259.39 | 1 | No Cooling | NULL | NULL | NULL | NULL | NULL | NULL | NULL | NULL | NULL | NULL | None
| SITE_01196 | 1964 | 2010 and earlier | Single Family | 12576.67 | 12576.67 | 1 | No Cooling | NULL | NULL | NULL | NULL | NULL | NULL | NULL | NULL | NULL | NULL | None
| SITE_01197 | 2000 | 2010 and earlier | Single Family | 10259.39 | 10259.39 | 1 | Air Source Heat Pump | NULL | Electric | Smart/Wi-Fi Thermostat | 35500 | 14.5 | 4: 14.0-16.9 | Condenser | 1999 | 2010 and earlier | 17 | ASHP
| SITE_01198 | 1906 | 2010 and earlier | Single Family | 2292.4 | 2292.4 | 1 | No Cooling | NULL | NULL | NULL | NULL | NULL | NULL | NULL | NULL | NULL | NULL | None
| SITE_01199 | 1978 | 2010 and earlier | Single Family | 12576.67 | 12576.67 | 1 | No Cooling | NULL | NULL | NULL | NULL | NULL | NULL | NULL | NULL | NULL | NULL | None
| SITE_01200 | 1993 | 2010 and earlier | Single Family | 12576.67 | 12576.67 | 1 | No Cooling | NULL | NULL | NULL | NULL | NULL | NULL | NULL | NULL | NULL | NULL | None
| SITE_01201 | 1970 | 2010 and earlier | Single Family | 2292.4 | 2292.4 | 1 | No Cooling | NULL | NULL | NULL | NULL | NULL | NULL | NULL | NULL | NULL | NULL | None
| SITE_01202 | 2005 | 2010 and earlier | Single Family | 12576.67 | 12576.67 | 1 | Packaged AC | Portable Air Conditioner | Unknown | Manual Thermostat - Digital | 9000 | NULL | NULL | Packaged AC | 2012 | 2011 and later | 4 | PTAC/RAC
| SITE_01203 | 1943 | 2010 and earlier | Single Family | 10259.39 | 10259.39 | 1 | No Cooling | NULL | NULL | NULL | NULL | NULL | NULL | NULL | NULL | NULL | NULL | None
| SITE_01204 | 1997 | 2010 and earlier | Single Family | 12576.67 | 12576.67 | 1 | Central AC | NULL | Electric | Manual Thermostat - Analog | 36000 | 10 | 2: 10.0-12.9 | Condenser | 1997 | 2010 and earlier | 19 | CAC
| SITE_01205 | 1968 | 2010 and earlier | Single Family | 12576.67 | 12576.67 | 1 | Air Source Heat Pump | Dual Fuel Primary | Electric | Programmable Thermostat | 46000 | 18 | 5: 17.0 or higher | Condenser | 2016 | 2011 and later | 0 | ASHP
| SITE_01206 | 1980 | 2010 and earlier | Single Family | 12576.67 | 12576.67 | 1 | No Cooling | NULL | NULL | NULL | NULL | NULL | NULL | NULL | NULL | NULL | NULL | None
| SITE_01207 | 1956 | 2010 and earlier | Single Family | 10259.39 | 10259.39 | 1 | No Cooling | NULL | NULL | NULL | NULL | NULL | NULL | NULL | NULL | NULL | NULL | None
| SITE_01208 | 1973 | 2010 and earlier | Single Family | 3801.52 | 3801.52 | 1 | No Cooling | NULL | NULL | NULL | NULL | NULL | NULL | NULL | NULL | NULL | NULL | None
| SITE_01209 | 1995 | 2010 and earlier | Single Family | 12576.67 | 12576.67 | 1 | No Cooling | NULL | NULL | NULL | NULL | NULL | NULL | NULL | NULL | NULL | NULL | None
| SITE_01210 | 2007 | 2010 and earlier | Single Family | 12576.67 | 12576.67 | 1 | Packaged AC | Portable Air Conditioner | Unknown | Manual Thermostat - Digital | 9000 | NULL | NULL | Packaged AC | NULL | NULL | NULL | PTAC/RAC
| SITE_01211 | 1904 | 2010 and earlier | Single Family | 2292.4 | 2292.4 | 1 | No Cooling | NULL | NULL | NULL | NULL | NULL | NULL | NULL | NULL | NULL | NULL | None
| SITE_01212 | 1964 | 2010 and earlier | Single Family | 2292.4 | 2292.4 | 1 | No Cooling | NULL | NULL | NULL | NULL | NULL | NULL | NULL | NULL | NULL | NULL | None
| SITE_01213 | 2003 | 2010 and earlier | Single Family | 3801.52 | 3801.52 | 1 | No Cooling | NULL | NULL | NULL | NULL | NULL | NULL | NULL | NULL | NULL | NULL | None
| SITE_01214 | 1948 | 2010 and earlier | Single Family | 2292.4 | 2292.4 | 1 | No Cooling | NULL | NULL | NULL | NULL | NULL | NULL | NULL | NULL | NULL | NULL | None
| SITE_01215 | 1982 | 2010 and earlier | Single Family | 587.74 | 587.74 | 1 | Mini-Split HP | NULL | Electric | Programmable Thermostat | NULL | NULL | NULL | Condenser | 2014 | 2011 and later | 2 | DHP
| SITE_01216 | 2013 | 2011 and later | Single Family | 12576.67 | 12576.67 | 1 | No Cooling | NULL | NULL | NULL | NULL | NULL | NULL | NULL | NULL | NULL | NULL | None
| SITE_01217 | 1944 | 2010 and earlier | Single Family | 2292.4 | 2292.4 | 1 | No Cooling | NULL | NULL | NULL | NULL | NULL | NULL | NULL | NULL | NULL | NULL | None
| SITE_01218 | 1998 | 2010 and earlier | Manufactured | 1135.4 | 1135.4 | 1 | No Cooling | NULL | NULL | NULL | NULL | NULL | NULL | NULL | NULL | NULL | NULL | None
| SITE_01219 | 2003 | 2010 and earlier | Manufactured | 1135.4 | 1135.4 | 1 | Air Source Heat Pump | NULL | Electric | Programmable Thermostat | 36800 | 15 | 4: 14.0-16.9 | Condenser | 2015 | 2011 and later | 1 | ASHP
| SITE_01220 | 1977 | 2010 and earlier | Manufactured | 1135.4 | 1135.4 | 1 | No Cooling | NULL | NULL | NULL | NULL | NULL | NULL | NULL | NULL | NULL | NULL | None
| SITE_01221 | 1998 | 2010 and earlier | Manufactured | 1135.4 | 1135.4 | 1 | No Cooling | NULL | NULL | NULL | NULL | NULL | NULL | NULL | NULL | NULL | NULL | None
| SITE_01222 | 1997 | 2010 and earlier | Manufactured | 894.83 | 894.83 | 1 | No Cooling | NULL | NULL | NULL | NULL | NULL | NULL | NULL | NULL | NULL | NULL | None
| SITE_01223 | 1996 | 2010 and earlier | Manufactured | 894.83 | 894.83 | 1 | No Cooling | NULL | NULL | NULL | NULL | NULL | NULL | NULL | NULL | NULL | NULL | None
| SITE_01224 | 1985 | 2010 and earlier | Manufactured | 894.83 | 894.83 | 1 | No Cooling | NULL | NULL | NULL | NULL | NULL | NULL | NULL | NULL | NULL | NULL | None
| SITE_01225 | 1983 | 2010 and earlier | Manufactured | 894.83 | 894.83 | 1 | No Cooling | NULL | NULL | NULL | NULL | NULL | NULL | NULL | NULL | NULL | NULL | None
| SITE_01226 | 1986 | 2010 and earlier | Manufactured | 894.83 | 894.83 | 1 | No Cooling | NULL | NULL | NULL | NULL | NULL | NULL | NULL | NULL | NULL | NULL | None
| SITE_01227 | 1970 | 2010 and earlier | Manufactured | 894.83 | 894.83 | 1 | Mini-Split HP | NULL | Electric | Manual Thermostat - Digital | NULL | NULL | NULL | Condenser | NULL | NULL | NULL | DHP
| SITE_01228 | 1975 | 2010 and earlier | Manufactured | 894.83 | 894.83 | 1 | Air Source Heat Pump | NULL | Electric | Manual Thermostat - Digital | 24000 | 15 | 4: 14.0-16.9 | Condenser | 2010 | 2010 and earlier | 6 | ASHP
| SITE_01229 | 1986 | 2010 and earlier | Manufactured | 894.83 | 894.83 | 1 | Air Source Heat Pump | NULL | Electric | Manual Thermostat - Analog | 28400 | 10 | 2: 10.0-12.9 | Condenser | 2004 | 2010 and earlier | 12 | ASHP
| SITE_01230 | 2000 | 2010 and earlier | Multifamily Residence | 819.89 | 819.89 | 1 | No Cooling | NULL | NULL | NULL | NULL | NULL | NULL | NULL | NULL | NULL | NULL | None
| SITE_01231 | NULL | NULL | Multifamily Residence | 819.89 | 819.89 | 3 | No Cooling | NULL | NULL | NULL | NULL | NULL | NULL | NULL | NULL | NULL | NULL | None
| SITE_01232 | 1960 | 2010 and earlier | Multifamily Residence | 1307 | 1307 | 1 | No Cooling | NULL | NULL | NULL | NULL | NULL | NULL | NULL | NULL | NULL | NULL | None
| SITE_01233 | NULL | NULL | Multifamily Residence | 1307 | 1307 | 1 | No Cooling | NULL | NULL | NULL | NULL | NULL | NULL | NULL | NULL | NULL | NULL | None
| SITE_01234 | 1991 | 2010 and earlier | Multifamily Residence | 1307 | 1307 | 1 | No Cooling | NULL | NULL | NULL | NULL | NULL | NULL | NULL | NULL | NULL | NULL | None
| SITE_01235 | 1970 | 2010 and earlier | Multifamily Residence | 1307 | 1307 | 1 | No Cooling | NULL | NULL | NULL | NULL | NULL | NULL | NULL | NULL | NULL | NULL | None
| SITE_01236 | 1981 | 2010 and earlier | Multifamily Residence | 819.89 | 819.89 | 1 | No Cooling | NULL | NULL | NULL | NULL | NULL | NULL | NULL | NULL | NULL | NULL | None
| SITE_01237 | 1970 | 2010 and earlier | Multifamily Residence | 819.89 | 819.89 | 2 | Central AC | NULL | Electric | Manual Thermostat - Digital | 17600 | 14.2 | 4: 14.0-16.9 | Condenser | 2010 | 2010 and earlier | 6 | CAC
| SITE_01238 | NULL | NULL | Single Family | 2348.97 | 2348.97 | 3 | Air Source Heat Pump | NULL | Electric | Manual Thermostat - Digital | 23200 | 13.5 | 3: 13.0-13.9 | Condenser | 2011 | 2011 and later | 5 | ASHP
| SITE_01239 | 2015 | 2011 and later | Multifamily Residence | 819.89 | 819.89 | 2 | No Cooling | NULL | NULL | NULL | NULL | NULL | NULL | NULL | NULL | NULL | NULL | None
| SITE_01240 | 1915 | 2010 and earlier | Single Family | 2348.97 | 2348.97 | 2 | No Cooling | NULL | NULL | NULL | NULL | NULL | NULL | NULL | NULL | NULL | NULL | None
| SITE_01241 | 1970 | 2010 and earlier | Multifamily Residence | 751.56 | 751.56 | 2 | Mini-Split HP | NULL | Unknown | Programmable Thermostat | NULL | NULL | NULL | Condenser | NULL | NULL | NULL | DHP
| SITE_01242 | NULL | NULL | Multifamily Residence | 751.56 | 751.56 | 1 | Packaged AC | Window Air Conditioner | Unknown | Manual Thermostat - Digital | 6000 | 11 | 2: 10.0-12.9 | Packaged AC | NULL | NULL | NULL | PTAC/RAC
| SITE_01243 | 1960 | 2010 and earlier | Multifamily Residence | 751.56 | 751.56 | 1 | Packaged AC | Window Air Conditioner | Unknown | Manual Thermostat - Digital | 8000 | NULL | NULL | Packaged AC | 2011 | 2011 and later | 5 | PTAC/RAC
| SITE_01244 | 1971 | 2010 and earlier | Single Family | 3405.58 | 3405.58 | 1 | No Cooling | NULL | NULL | NULL | NULL | NULL | NULL | NULL | NULL | NULL | NULL | None
| SITE_01245 | 1968 | 2010 and earlier | Multifamily Residence | 4053.65 | 4053.65 | 1 | No Cooling | NULL | NULL | NULL | NULL | NULL | NULL | NULL | NULL | NULL | NULL | None
| SITE_01246 | 2004 | 2010 and earlier | Multifamily Residence | 751.56 | 751.56 | 1 | No Cooling | NULL | NULL | NULL | NULL | NULL | NULL | NULL | NULL | NULL | NULL | None
| SITE_01247 | 1997 | 2010 and earlier | Single Family | 3405.58 | 3405.58 | 1 | No Cooling | NULL | NULL | NULL | NULL | NULL | NULL | NULL | NULL | NULL | NULL | None
| SITE_01248 | 2001 | 2010 and earlier | Multifamily Residence | 751.56 | 751.56 | 1 | Packaged AC | Window Air Conditioner | Unknown | Manual Thermostat - Analog | 10000 | NULL | NULL | Packaged AC | 2012 | 2011 and later | 4 | PTAC/RAC
| SITE_01249 | 1977 | 2010 and earlier | Multifamily Residence | 751.56 | 751.56 | 1 | Packaged AC | Portable Air Conditioner | Unknown | Manual Thermostat - Analog | 10000 | NULL | NULL | Packaged AC | 2017 | 2011 and later | -1 | PTAC/RAC
| SITE_01250 | 2014 | 2011 and later | Multifamily Residence | 751.56 | 751.56 | 1 | Packaged HP | Through-Wall Heat Pump | NULL | Manual Thermostat - Digital | 17000 | NULL | NULL | Packaged HP | NULL | NULL | NULL | PTHP
| SITE_01251 | 2013 | 2011 and later | Multifamily Residence | 751.56 | 751.56 | 1 | No Cooling | NULL | NULL | NULL | NULL | NULL | NULL | NULL | NULL | NULL | NULL | None
| SITE_01252 | NULL | NULL | Multifamily Residence | 751.56 | 751.56 | 1 | Packaged AC | Portable Air Conditioner | Unknown | Manual Thermostat - Digital | 8000 | NULL | NULL | Packaged AC | 2007 | 2010 and earlier | 9 | PTAC/RAC
| SITE_01253 | 1960 | 2010 and earlier | Multifamily Residence | 751.56 | 751.56 | 1 | No Cooling | NULL | NULL | NULL | NULL | NULL | NULL | NULL | NULL | NULL | NULL | None
| SITE_01254 | 1952 | 2010 and earlier | Single Family | 3405.58 | 3405.58 | 1 | No Cooling | NULL | NULL | NULL | NULL | NULL | NULL | NULL | NULL | NULL | NULL | None
| SITE_01255 | 1980 | 2010 and earlier | Multifamily Residence | 751.56 | 751.56 | 1 | No Cooling | NULL | NULL | NULL | NULL | NULL | NULL | NULL | NULL | NULL | NULL | None
| SITE_01256 | NULL | NULL | Multifamily Residence | 751.56 | 751.56 | 1 | Packaged AC | Window Air Conditioner | Unknown | Manual Thermostat - Digital | NULL | NULL | NULL | Packaged AC | NULL | NULL | NULL | PTAC/RAC
| SITE_01257 | 1996 | 2010 and earlier | Multifamily Residence | 751.56 | 751.56 | 1 | No Cooling | NULL | NULL | NULL | NULL | NULL | NULL | NULL | NULL | NULL | NULL | None
| SITE_01258 | 1978 | 2010 and earlier | Multifamily Residence | 751.56 | 751.56 | 1 | No Cooling | NULL | NULL | NULL | NULL | NULL | NULL | NULL | NULL | NULL | NULL | None
| SITE_01259 | 1910 | 2010 and earlier | Single Family | 3405.58 | 3405.58 | 1 | Packaged AC | Window Air Conditioner | Unknown | Manual Thermostat - Digital | 8000 | NULL | NULL | Packaged AC | NULL | NULL | NULL | PTAC/RAC
| SITE_01260 | 1993 | 2010 and earlier | Multifamily Residence | 751.56 | 375.78 | 1 | Packaged AC | Window Air Conditioner | Unknown | Manual Thermostat - Analog | 6000 | NULL | NULL | Packaged AC | NULL | NULL | NULL | PTAC/RAC
| SITE_01260 | 1993 | 2010 and earlier | Multifamily Residence | 751.56 | 375.78 | 1 | Packaged AC | Window Air Conditioner | Unknown | Manual Thermostat - Digital | 5350 | NULL | NULL | Packaged AC | NULL | NULL | NULL | PTAC/RAC
| SITE_01261 | 1993 | 2010 and earlier | Multifamily Residence | 751.56 | 751.56 | 1 | Packaged AC | Window Air Conditioner | Unknown | Manual Thermostat - Analog | 12000 | NULL | NULL | Packaged AC | NULL | NULL | NULL | PTAC/RAC
| SITE_01262 | NULL | NULL | Multifamily Residence | 751.56 | 751.56 | 1 | No Cooling | NULL | NULL | NULL | NULL | NULL | NULL | NULL | NULL | NULL | NULL | None
| SITE_01263 | 1967 | 2010 and earlier | Multifamily Residence | 751.56 | 751.56 | 1 | No Cooling | NULL | NULL | NULL | NULL | NULL | NULL | NULL | NULL | NULL | NULL | None
| SITE_01264 | 1976 | 2010 and earlier | Multifamily Residence | 751.56 | 751.56 | 1 | Packaged AC | Through-Wall Air Conditioner | Unknown | Manual Thermostat - Digital | 8000 | NULL | NULL | Packaged AC | NULL | NULL | NULL | PTAC/RAC
| SITE_01265 | 1940 | 2010 and earlier | Multifamily Residence | 751.56 | 751.56 | 1 | Packaged AC | Window Air Conditioner | Unknown | Manual Thermostat - Analog | 5000 | NULL | NULL | Packaged AC | 2015 | 2011 and later | 1 | PTAC/RAC
| SITE_01266 | NULL | NULL | Multifamily Residence | 751.56 | 751.56 | 1 | Packaged AC | Window Air Conditioner | Unknown | Manual Thermostat - Digital | NULL | NULL | NULL | Packaged AC | 2012 | 2011 and later | 4 | PTAC/RAC
| SITE_01267 | 1975 | 2010 and earlier | Multifamily Residence | 751.56 | 751.56 | 1 | Packaged AC | Window Air Conditioner | Unknown | Manual Thermostat - Digital | 10000 | NULL | NULL | Packaged AC | NULL | NULL | NULL | PTAC/RAC
| SITE_01268 | 1962 | 2010 and earlier | Multifamily Residence | 751.56 | 751.56 | 1 | No Cooling | NULL | NULL | NULL | NULL | NULL | NULL | NULL | NULL | NULL | NULL | None
| SITE_01269 | 1957 | 2010 and earlier | Multifamily Residence | 751.56 | 751.56 | 1 | No Cooling | NULL | NULL | NULL | NULL | NULL | NULL | NULL | NULL | NULL | NULL | None
| SITE_01270 | 2015 | 2011 and later | Multifamily Residence | 751.56 | 751.56 | 1 | Packaged HP | Pthp | NULL | Unknown | NULL | NULL | NULL | Packaged HP | NULL | NULL | NULL | PTHP
| SITE_01271 | NULL | NULL | Multifamily Residence | 751.56 | 751.56 | 1 | Mini-Split HP | NULL | Electric | Programmable Thermostat | NULL | NULL | NULL | Condenser | 2010 | 2010 and earlier | 6 | DHP
| SITE_01272 | 1971 | 2010 and earlier | Single Family | 3405.58 | 3405.58 | 1 | Mini-Split HP | NULL | Electric | Manual Thermostat - Digital | NULL | NULL | NULL | Condenser | 2015 | 2011 and later | 1 | DHP
| SITE_01273 | 1960 | 2010 and earlier | Multifamily Residence | 751.56 | 751.56 | 1 | Evaporative Cooling | NULL | Electric | NULL | NULL | NULL | NULL | NULL | NULL | NULL | NULL | Other
| SITE_01274 | 1975 | 2010 and earlier | Multifamily Residence | 751.56 | 751.56 | 1 | Mini-Split HP | NULL | Electric | Manual Thermostat - Digital | NULL | NULL | NULL | Condenser | NULL | NULL | NULL | DHP
| SITE_01275 | 2016 | 2011 and later | Multifamily Residence | 751.56 | 751.56 | 1 | No Cooling | NULL | NULL | NULL | NULL | NULL | NULL | NULL | NULL | NULL | NULL | None
| SITE_01276 | 2013 | 2011 and later | Multifamily Residence | 751.56 | 751.56 | 1 | Packaged AC | Through-Wall Air Conditioner | Unknown | Manual Thermostat - Digital | NULL | NULL | NULL | Packaged AC | NULL | NULL | NULL | PTAC/RAC
| SITE_01277 | 1995 | 2010 and earlier | Multifamily Residence | 751.56 | 751.56 | 1 | No Cooling | NULL | NULL | NULL | NULL | NULL | NULL | NULL | NULL | NULL | NULL | None
| SITE_01278 | 1981 | 2010 and earlier | Manufactured | 894.83 | 894.83 | 1 | No Cooling | NULL | NULL | NULL | NULL | NULL | NULL | NULL | NULL | NULL | NULL | None
| SITE_01279 | NULL | NULL | Multifamily Residence | 751.56 | 751.56 | 2 | No Cooling | NULL | NULL | NULL | NULL | NULL | NULL | NULL | NULL | NULL | NULL | None
| SITE_01280 | 1976 | 2010 and earlier | Multifamily Residence | 751.56 | 751.56 | 1 | Packaged AC | Portable Air Conditioner | Unknown | Manual Thermostat - Analog | 8000 | NULL | NULL | Packaged AC | NULL | NULL | NULL | PTAC/RAC
| SITE_01281 | 1969 | 2010 and earlier | Multifamily Residence | 751.56 | 751.56 | 1 | No Cooling | NULL | NULL | NULL | NULL | NULL | NULL | NULL | NULL | NULL | NULL | None
| SITE_01282 | 1975 | 2010 and earlier | Multifamily Residence | 751.56 | 375.78 | 1 | Packaged AC | Portable Air Conditioner | Unknown | Manual Thermostat - Digital | 14000 | NULL | NULL | Packaged AC | NULL | NULL | NULL | PTAC/RAC
| SITE_01282 | 1975 | 2010 and earlier | Multifamily Residence | 751.56 | 375.78 | 1 | Packaged AC | Through-Wall Air Conditioner | Unknown | Manual Thermostat - Digital | NULL | NULL | NULL | Packaged AC | NULL | NULL | NULL | PTAC/RAC
| SITE_01283 | 1960 | 2010 and earlier | Multifamily Residence | 751.56 | 751.56 | 1 | Packaged AC | Window Air Conditioner | Unknown | Manual Thermostat - Analog | 5000 | NULL | NULL | Packaged AC | 2012 | 2011 and later | 4 | PTAC/RAC
| SITE_01284 | 1998 | 2010 and earlier | Multifamily Residence | 751.56 | 751.56 | 1 | Packaged AC | Window Air Conditioner | Unknown | Manual Thermostat - Analog | 6500 | NULL | NULL | Packaged AC | NULL | NULL | NULL | PTAC/RAC
| SITE_01285 | 1971 | 2010 and earlier | Multifamily Residence | 751.56 | 751.56 | 1 | Packaged AC | Window Air Conditioner | Unknown | Manual Thermostat - Analog | NULL | NULL | NULL | Packaged AC | NULL | NULL | NULL | PTAC/RAC
| SITE_01286 | 1979 | 2010 and earlier | Multifamily Residence | 751.56 | 751.56 | 1 | Mini-Split HP | NULL | Electric | Manual Thermostat - Digital | NULL | NULL | NULL | Condenser | 2014 | 2011 and later | 2 | DHP
| SITE_01287 | 1962 | 2010 and earlier | Multifamily Residence | 751.56 | 751.56 | 1 | Packaged AC | Window Air Conditioner | Unknown | Manual Thermostat - Analog | 6000 | NULL | NULL | Packaged AC | 2015 | 2011 and later | 1 | PTAC/RAC
| SITE_01288 | NULL | NULL | Multifamily Residence | 751.56 | 751.56 | 1 | Packaged AC | Portable Air Conditioner | Unknown | Manual Thermostat - Analog | 8000 | NULL | NULL | Packaged AC | 2013 | 2011 and later | 3 | PTAC/RAC
| SITE_01289 | 1970 | 2010 and earlier | Single Family | 3405.58 | 3405.58 | 1 | No Cooling | NULL | NULL | NULL | NULL | NULL | NULL | NULL | NULL | NULL | NULL | None
| SITE_01290 | 1968 | 2010 and earlier | Multifamily Residence | 751.56 | 751.56 | 3 | Packaged AC | Through-Wall Air Conditioner | Unknown | Manual Thermostat - Digital | 11800 | NULL | NULL | Packaged AC | 2003 | 2010 and earlier | 13 | PTAC/RAC
| SITE_01291 | 1883 | 2010 and earlier | Multifamily Residence | 751.56 | 751.56 | 3 | No Cooling | NULL | NULL | NULL | NULL | NULL | NULL | NULL | NULL | NULL | NULL | None
| SITE_01292 | 1883 | 2010 and earlier | Multifamily Residence | 751.56 | 751.56 | 3 | Packaged AC | Window Air Conditioner | Unknown | Manual Thermostat - Digital | NULL | NULL | NULL | Packaged AC | NULL | NULL | NULL | PTAC/RAC
| SITE_01293 | 1991 | 2010 and earlier | Single Family | 2348.97 | 2348.97 | 1 | Air Source Heat Pump | NULL | Electric | Smart/Wi-Fi Thermostat | 36000 | 17.5 | 5: 17.0 or higher | Condenser | 2016 | 2011 and later | 0 | ASHP
| SITE_01294 | 2003 | 2010 and earlier | Single Family | 2348.97 | 1174.485 | 1 | Packaged AC | Window Air Conditioner | Unknown | Manual Thermostat - Analog | 5200 | NULL | NULL | Packaged AC | 2004 | 2010 and earlier | 12 | PTAC/RAC
| SITE_01294 | 2003 | 2010 and earlier | Single Family | 2348.97 | 1174.485 | 1 | Packaged AC | Window Air Conditioner | Unknown | Manual Thermostat - Analog | 5000 | NULL | NULL | Packaged AC | NULL | NULL | NULL | PTAC/RAC
| SITE_01295 | 1964 | 2010 and earlier | Single Family | 2348.97 | 2348.97 | 3 | Air Source Heat Pump | Dual Fuel Secondary | Electric | Programmable Thermostat | 29900 | 13 | 3: 13.0-13.9 | Condenser | 2008 | 2010 and earlier | 8 | ASHP
| SITE_01296 | 1992 | 2010 and earlier | Single Family | 1362.08 | 1362.08 | 1 | No Cooling | NULL | NULL | NULL | NULL | NULL | NULL | NULL | NULL | NULL | NULL | None
| SITE_01297 | 1986 | 2010 and earlier | Single Family | 2348.97 | 2348.97 | 3 | Central AC | NULL | Electric | Manual Thermostat - Analog | 30000 | NULL | NULL | Condenser | 2004 | 2010 and earlier | 12 | CAC
| SITE_01298 | 1992 | 2010 and earlier | Single Family | 3405.58 | 3405.58 | 1 | No Cooling | NULL | NULL | NULL | NULL | NULL | NULL | NULL | NULL | NULL | NULL | None
| SITE_01299 | NULL | NULL | Single Family | 3405.58 | 3405.58 | 1 | No Cooling | NULL | NULL | NULL | NULL | NULL | NULL | NULL | NULL | NULL | NULL | None
| SITE_01300 | 2007 | 2010 and earlier | Single Family | 3405.58 | 1702.79 | 2 | Packaged AC | Portable Air Conditioner | Unknown | Programmable Thermostat | 14000 | NULL | NULL | Packaged AC | NULL | NULL | NULL | PTAC/RAC
| SITE_01300 | 2007 | 2010 and earlier | Single Family | 3405.58 | 1702.79 | 2 | Packaged AC | Portable Air Conditioner | Unknown | Manual Thermostat - Digital | 10000 | NULL | NULL | Packaged AC | 2008 | 2010 and earlier | 8 | PTAC/RAC
| SITE_01301 | 1907 | 2010 and earlier | Single Family | 3405.58 | 3405.58 | 1 | Mini-Split HP | NULL | Electric | Programmable Thermostat | NULL | NULL | NULL | Condenser | 2009 | 2010 and earlier | 7 | DHP
| SITE_01302 | 1977 | 2010 and earlier | Single Family | 3405.58 | 3405.58 | 1 | Packaged AC | Window Air Conditioner | Unknown | Manual Thermostat - Analog | NULL | NULL | NULL | Packaged AC | NULL | NULL | NULL | PTAC/RAC
| SITE_01303 | 2002 | 2010 and earlier | Manufactured | 894.83 | 894.83 | 1 | Packaged AC | Window Air Conditioner | Unknown | Manual Thermostat - Digital | 5002 | NULL | NULL | Packaged AC | NULL | NULL | NULL | PTAC/RAC
| SITE_01304 | 1946 | 2010 and earlier | Single Family | 3405.58 | 3405.58 | 1 | Packaged AC | Window Air Conditioner | Unknown | Manual Thermostat - Digital | 12000 | NULL | NULL | Packaged AC | NULL | NULL | NULL | PTAC/RAC
| SITE_01305 | 1966 | 2010 and earlier | Single Family | 3405.58 | 3405.58 | 1 | No Cooling | NULL | NULL | NULL | NULL | NULL | NULL | NULL | NULL | NULL | NULL | None
| SITE_01306 | 1978 | 2010 and earlier | Single Family | 3405.58 | 3405.58 | 1 | Air Source Heat Pump | NULL | Electric | Programmable Thermostat | 36000 | 15 | 4: 14.0-16.9 | Condenser | 2013 | 2011 and later | 3 | ASHP
| SITE_01307 | 1980 | 2010 and earlier | Single Family | 3405.58 | 3405.58 | 1 | No Cooling | NULL | NULL | NULL | NULL | NULL | NULL | NULL | NULL | NULL | NULL | None
| SITE_01308 | 1978 | 2010 and earlier | Single Family | 3405.58 | 3405.58 | 1 | No Cooling | NULL | NULL | NULL | NULL | NULL | NULL | NULL | NULL | NULL | NULL | None
| SITE_01309 | 2003 | 2010 and earlier | Single Family | 3405.58 | 3405.58 | 1 | Central AC | NULL | Electric | Programmable Thermostat | 36000 | 14 | 4: 14.0-16.9 | Condenser | 2011 | 2011 and later | 5 | CAC
| SITE_01310 | 1940 | 2010 and earlier | Single Family | 3405.58 | 3405.58 | 1 | No Cooling | NULL | NULL | NULL | NULL | NULL | NULL | NULL | NULL | NULL | NULL | None
| SITE_01311 | 2000 | 2010 and earlier | Single Family | 3405.58 | 3405.58 | 1 | Air Source Heat Pump | NULL | Electric | Manual Thermostat - Analog | 27000 | 11.5 | 2: 10.0-12.9 | Condenser | 2002 | 2010 and earlier | 14 | ASHP
| SITE_01312 | 1972 | 2010 and earlier | Single Family | 3405.58 | 3405.58 | 1 | No Cooling | NULL | NULL | NULL | NULL | NULL | NULL | NULL | NULL | NULL | NULL | None
| SITE_01313 | 1978 | 2010 and earlier | Single Family | 3405.58 | 3405.58 | 1 | Mini-Split HP | NULL | Electric | Manual Thermostat - Digital | NULL | NULL | NULL | Condenser | 2015 | 2011 and later | 1 | DHP
| SITE_01314 | 2009 | 2010 and earlier | Single Family | 3405.58 | 3405.58 | 1 | Air Source Heat Pump | NULL | Electric | Programmable Thermostat | 31000 | 13 | 3: 13.0-13.9 | Condenser | 2008 | 2010 and earlier | 8 | ASHP
| SITE_01315 | 1952 | 2010 and earlier | Single Family | 3405.58 | 3405.58 | 3 | Central AC | NULL | Electric | Programmable Thermostat | NULL | NULL | NULL | Condenser | NULL | NULL | NULL | CAC
| SITE_01316 | 2007 | 2010 and earlier | Single Family | 3405.58 | 3405.58 | 1 | No Cooling | NULL | NULL | NULL | NULL | NULL | NULL | NULL | NULL | NULL | NULL | None
| SITE_01317 | 1958 | 2010 and earlier | Single Family | 3405.58 | 3405.58 | 1 | Air Source Heat Pump | NULL | Electric | Programmable Thermostat | 55500 | 16 | 4: 14.0-16.9 | Condenser | 2012 | 2011 and later | 4 | ASHP
| SITE_01318 | 2003 | 2010 and earlier | Single Family | 3405.58 | 3405.58 | 1 | No Cooling | NULL | NULL | NULL | NULL | NULL | NULL | NULL | NULL | NULL | NULL | None
| SITE_01319 | 1940 | 2010 and earlier | Single Family | 3405.58 | 3405.58 | 3 | No Cooling | NULL | NULL | NULL | NULL | NULL | NULL | NULL | NULL | NULL | NULL | None
| SITE_01320 | 1950 | 2010 and earlier | Single Family | 3405.58 | 3405.58 | 1 | No Cooling | NULL | NULL | NULL | NULL | NULL | NULL | NULL | NULL | NULL | NULL | None
| SITE_01321 | 2015 | 2011 and later | Single Family | 3405.58 | 3405.58 | 1 | Mini-Split HP | NULL | Electric | Programmable Thermostat | NULL | NULL | NULL | Condenser | 2014 | 2011 and later | 2 | DHP
| SITE_01322 | 1994 | 2010 and earlier | Single Family | 3405.58 | 3405.58 | 1 | No Cooling | NULL | NULL | NULL | NULL | NULL | NULL | NULL | NULL | NULL | NULL | None
| SITE_01323 | 1975 | 2010 and earlier | Single Family | 3405.58 | 3405.58 | 1 | No Cooling | NULL | NULL | NULL | NULL | NULL | NULL | NULL | NULL | NULL | NULL | None
| SITE_01324 | 1948 | 2010 and earlier | Single Family | 3405.58 | 3405.58 | 1 | Central AC | NULL | Electric | Programmable Thermostat | NULL | NULL | NULL | Condenser | NULL | NULL | NULL | CAC
| SITE_01325 | 1904 | 2010 and earlier | Single Family | 3405.58 | 1702.79 | 1 | Mini-Split HP | NULL | Electric | Programmable Thermostat | NULL | NULL | NULL | Condenser | NULL | NULL | NULL | DHP
| SITE_01325 | 1904 | 2010 and earlier | Single Family | 3405.58 | 1702.79 | 1 | Mini-Split HP | NULL | Electric | Remote Control | NULL | NULL | NULL | Condenser | NULL | NULL | NULL | DHP
| SITE_01326 | 1916 | 2010 and earlier | Single Family | 3405.58 | 3405.58 | 1 | Packaged AC | Portable Air Conditioner | Unknown | Manual Thermostat - Digital | 10000 | NULL | NULL | Packaged AC | 2011 | 2011 and later | 5 | PTAC/RAC
| SITE_01327 | 1945 | 2010 and earlier | Single Family | 3405.58 | 3405.58 | 1 | Central AC | NULL | Electric | Programmable Thermostat | 28000 | 13.5 | 3: 13.0-13.9 | Condenser | 2009 | 2010 and earlier | 7 | CAC
| SITE_01328 | 1962 | 2010 and earlier | Single Family | 3405.58 | 3405.58 | 1 | No Cooling | NULL | NULL | NULL | NULL | NULL | NULL | NULL | NULL | NULL | NULL | None
| SITE_01329 | 1972 | 2010 and earlier | Manufactured | 894.83 | 894.83 | 1 | Mini-Split HP | NULL | Electric | Programmable Thermostat | NULL | NULL | NULL | Condenser | NULL | NULL | NULL | DHP
| SITE_01330 | 1969 | 2010 and earlier | Single Family | 3405.58 | 3405.58 | 1 | No Cooling | NULL | NULL | NULL | NULL | NULL | NULL | NULL | NULL | NULL | NULL | None
| SITE_01331 | 1983 | 2010 and earlier | Manufactured | 894.83 | 894.83 | 2 | Mini-Split HP | NULL | Electric | Programmable Thermostat | NULL | NULL | NULL | Condenser | NULL | NULL | NULL | DHP
| SITE_01332 | 1942 | 2010 and earlier | Single Family | 3405.58 | 3405.58 | 1 | Air Source Heat Pump | Dual Fuel Secondary | Electric | Programmable Thermostat | NULL | NULL | NULL | Condenser | NULL | NULL | NULL | ASHP
| SITE_01333 | 1970 | 2010 and earlier | Single Family | 3405.58 | 3405.58 | 1 | Mini-Split HP | NULL | Electric | Remote Control | NULL | NULL | NULL | Condenser | 2012 | 2011 and later | 4 | DHP
| SITE_01334 | 1913 | 2010 and earlier | Single Family | 3405.58 | 3405.58 | 1 | Air Source Heat Pump | NULL | Electric | Programmable Thermostat | 35293 | 17.35 | 5: 17.0 or higher | Condenser | 2007 | 2010 and earlier | 9 | ASHP
| SITE_01335 | 1970 | 2010 and earlier | Single Family | 3405.58 | 3405.58 | 1 | Packaged AC | Window Air Conditioner | Unknown | Manual Thermostat - Digital | NULL | NULL | NULL | Packaged AC | NULL | NULL | NULL | PTAC/RAC
| SITE_01336 | 1985 | 2010 and earlier | Single Family | 3405.58 | 3405.58 | 1 | Mini-Split HP | NULL | Electric | Manual Thermostat - Digital | NULL | NULL | NULL | Condenser | 2015 | 2011 and later | 1 | DHP
| SITE_01337 | 2015 | 2011 and later | Single Family | 3405.58 | 3405.58 | 1 | No Cooling | NULL | NULL | NULL | NULL | NULL | NULL | NULL | NULL | NULL | NULL | None
| SITE_01338 | 2003 | 2010 and earlier | Single Family | 3405.58 | 3405.58 | 1 | Air Source Heat Pump | NULL | Electric | Programmable Thermostat | 36066 | 14.42 | 4: 14.0-16.9 | Condenser | 2003 | 2010 and earlier | 13 | ASHP
| SITE_01339 | 2007 | 2010 and earlier | Single Family | 3405.58 | 3405.58 | 1 | No Cooling | NULL | NULL | NULL | NULL | NULL | NULL | NULL | NULL | NULL | NULL | None
| SITE_01340 | 2000 | 2010 and earlier | Single Family | 3405.58 | 3405.58 | 1 | Air Source Heat Pump | NULL | Electric | Programmable Thermostat | 36000 | 13 | 3: 13.0-13.9 | Condenser | 2005 | 2010 and earlier | 11 | ASHP
| SITE_01341 | 1912 | 2010 and earlier | Single Family | 3405.58 | 3405.58 | 1 | Mini-Split HP | NULL | Electric | Programmable Thermostat | NULL | NULL | NULL | Condenser | 2010 | 2010 and earlier | 6 | DHP
| SITE_01342 | 1987 | 2010 and earlier | Manufactured | 894.83 | 894.83 | 1 | Air Source Heat Pump | NULL | Electric | Manual Thermostat - Digital | 29000 | 13.5 | 3: 13.0-13.9 | Condenser | 1996 | 2010 and earlier | 20 | ASHP
| SITE_01343 | 1914 | 2010 and earlier | Single Family | 3405.58 | 3405.58 | 1 | No Cooling | NULL | NULL | NULL | NULL | NULL | NULL | NULL | NULL | NULL | NULL | None
| SITE_01344 | 1947 | 2010 and earlier | Single Family | 3405.58 | 3405.58 | 1 | Mini-Split HP | NULL | Electric | Manual Thermostat - Digital | NULL | NULL | NULL | Condenser | 2015 | 2011 and later | 1 | DHP
| SITE_01345 | 1981 | 2010 and earlier | Single Family | 3405.58 | 3405.58 | 1 | No Cooling | NULL | NULL | NULL | NULL | NULL | NULL | NULL | NULL | NULL | NULL | None
| SITE_01346 | 1998 | 2010 and earlier | Single Family | 3405.58 | 3405.58 | 2 | Air Source Heat Pump | Dual Fuel Secondary | Electric | Manual Thermostat - Analog | 25400 | 11.8 | 2: 10.0-12.9 | Condenser | 1998 | 2010 and earlier | 18 | ASHP
| SITE_01347 | 1996 | 2010 and earlier | Manufactured | 894.83 | 894.83 | 1 | Air Source Heat Pump | NULL | Electric | Programmable Thermostat | 33600 | 13.5 | 3: 13.0-13.9 | Condenser | 2015 | 2011 and later | 1 | ASHP
| SITE_01348 | 1962 | 2010 and earlier | Single Family | 3405.58 | 3405.58 | 1 | No Cooling | NULL | NULL | NULL | NULL | NULL | NULL | NULL | NULL | NULL | NULL | None
| SITE_01349 | 1977 | 2010 and earlier | Manufactured | 894.83 | 894.83 | 1 | No Cooling | NULL | NULL | NULL | NULL | NULL | NULL | NULL | NULL | NULL | NULL | None
| SITE_01350 | 1993 | 2010 and earlier | Single Family | 3405.58 | 3405.58 | 1 | Central AC | NULL | Electric | Smart/Wi-Fi Thermostat | 36000 | 11 | 2: 10.0-12.9 | Condenser | 1992 | 2010 and earlier | 24 | CAC
| SITE_01351 | 1946 | 2010 and earlier | Single Family | 3405.58 | 3405.58 | 1 | Packaged AC | Window Air Conditioner | Unknown | Manual Thermostat - Analog | 5100 | NULL | NULL | Packaged AC | NULL | NULL | NULL | PTAC/RAC
| SITE_01352 | 1968 | 2010 and earlier | Single Family | 3405.58 | 3405.58 | 1 | Air Source Heat Pump | Dual Fuel Secondary | Electric | Programmable Thermostat | 30000 | NULL | NULL | Condenser | 1995 | 2010 and earlier | 21 | ASHP
| SITE_01353 | 1954 | 2010 and earlier | Single Family | 3405.58 | 1702.79 | 1 | Packaged AC | Window Air Conditioner | Unknown | Manual Thermostat - Analog | 8000 | NULL | NULL | Packaged AC | NULL | NULL | NULL | PTAC/RAC
| SITE_01353 | 1954 | 2010 and earlier | Single Family | 3405.58 | 1702.79 | 1 | Packaged AC | Window Air Conditioner | Unknown | Manual Thermostat - Analog | 12000 | NULL | NULL | Packaged AC | 2011 | 2011 and later | 5 | PTAC/RAC
| SITE_01354 | 1994 | 2010 and earlier | Manufactured | 894.83 | 894.83 | 1 | No Cooling | NULL | NULL | NULL | NULL | NULL | NULL | NULL | NULL | NULL | NULL | None
| SITE_01355 | 1980 | 2010 and earlier | Multifamily Residence | 751.56 | 751.56 | 1 | No Cooling | NULL | NULL | NULL | NULL | NULL | NULL | NULL | NULL | NULL | NULL | None
| SITE_01356 | 1979 | 2010 and earlier | Single Family | 3405.58 | 3405.58 | 1 | No Cooling | NULL | NULL | NULL | NULL | NULL | NULL | NULL | NULL | NULL | NULL | None
| SITE_01357 | 2013 | 2011 and later | Single Family | 3405.58 | 3405.58 | 1 | Geothermal Heat Pump | Ground Loop | Electric | Programmable Thermostat | 40100 | NULL | NULL | Condenser | NULL | NULL | NULL | GSHP
| SITE_01358 | 1964 | 2010 and earlier | Single Family | 3405.58 | 3405.58 | 1 | No Cooling | NULL | NULL | NULL | NULL | NULL | NULL | NULL | NULL | NULL | NULL | None
| SITE_01359 | 1972 | 2010 and earlier | Single Family | 3405.58 | 3405.58 | 1 | Packaged AC | Window Air Conditioner | Unknown | Manual Thermostat - Digital | 8000 | NULL | NULL | Packaged AC | 2015 | 2011 and later | 1 | PTAC/RAC
| SITE_01360 | 1996 | 2010 and earlier | Single Family | 3405.58 | 3405.58 | 1 | Air Source Heat Pump | Dual Fuel Secondary | Electric | Programmable Thermostat | 23000 | 14.75 | 4: 14.0-16.9 | Condenser | 2008 | 2010 and earlier | 8 | ASHP
| SITE_01361 | 1997 | 2010 and earlier | Manufactured | 626.07 | 626.07 | 3 | No Cooling | NULL | NULL | NULL | NULL | NULL | NULL | NULL | NULL | NULL | NULL | None
| SITE_01362 | 1913 | 2010 and earlier | Single Family | 8874.09 | 8874.09 | 2 | No Cooling | NULL | NULL | NULL | NULL | NULL | NULL | NULL | NULL | NULL | NULL | None
| SITE_01363 | 1980 | 2010 and earlier | Multifamily Residence | 4053.65 | 4053.65 | 1 | No Cooling | NULL | NULL | NULL | NULL | NULL | NULL | NULL | NULL | NULL | NULL | None
| SITE_01364 | 1997 | 2010 and earlier | Manufactured | 1745.15 | 1745.15 | 3 | No Cooling | NULL | NULL | NULL | NULL | NULL | NULL | NULL | NULL | NULL | NULL | None
| SITE_01365 | 1950 | 2010 and earlier | Multifamily Residence | 4053.65 | 4053.65 | 2 | No Cooling | NULL | NULL | NULL | NULL | NULL | NULL | NULL | NULL | NULL | NULL | None
| SITE_01366 | 2006 | 2010 and earlier | Multifamily Residence | 4053.65 | 4053.65 | 2 | No Cooling | NULL | NULL | NULL | NULL | NULL | NULL | NULL | NULL | NULL | NULL | None
| SITE_01367 | 2006 | 2010 and earlier | Multifamily Residence | 751.56 | 751.56 | 1 | Air Source Heat Pump | NULL | Electric | Manual Thermostat - Digital | 17312 | 13.31 | 3: 13.0-13.9 | Condenser | 2006 | 2010 and earlier | 10 | ASHP
| SITE_01368 | 2003 | 2010 and earlier | Multifamily Residence | 4053.65 | 4053.65 | 2 | No Cooling | NULL | NULL | NULL | NULL | NULL | NULL | NULL | NULL | NULL | NULL | None
| SITE_01369 | 1973 | 2010 and earlier | Multifamily Residence | 751.56 | 751.56 | 1 | No Cooling | NULL | NULL | NULL | NULL | NULL | NULL | NULL | NULL | NULL | NULL | None
| SITE_01370 | 1990 | 2010 and earlier | Multifamily Residence | 4053.65 | 4053.65 | 1 | Central AC | NULL | Electric | Programmable Thermostat | 23300 | 10.1 | 2: 10.0-12.9 | Condenser | 1998 | 2010 and earlier | 18 | CAC
| SITE_01371 | NULL | NULL | Multifamily Residence | 4053.65 | 4053.65 | 2 | No Cooling | NULL | NULL | NULL | NULL | NULL | NULL | NULL | NULL | NULL | NULL | None
| SITE_01372 | 1915 | 2010 and earlier | Multifamily Residence | 4053.65 | 4053.65 | 2 | No Cooling | NULL | NULL | NULL | NULL | NULL | NULL | NULL | NULL | NULL | NULL | None
| SITE_01373 | 1978 | 2010 and earlier | Multifamily Residence | 4053.65 | 4053.65 | 2 | No Cooling | NULL | NULL | NULL | NULL | NULL | NULL | NULL | NULL | NULL | NULL | None
| SITE_01374 | 1977 | 2010 and earlier | Multifamily Residence | 4053.65 | 4053.65 | 2 | No Cooling | NULL | NULL | NULL | NULL | NULL | NULL | NULL | NULL | NULL | NULL | None
| SITE_01375 | 1986 | 2010 and earlier | Multifamily Residence | 751.56 | 751.56 | 1 | Packaged AC | Portable Air Conditioner | Unknown | Unknown | NULL | NULL | NULL | Packaged AC | NULL | NULL | NULL | PTAC/RAC
| SITE_01376 | 1965 | 2010 and earlier | Multifamily Residence | 751.56 | 751.56 | 1 | No Cooling | NULL | NULL | NULL | NULL | NULL | NULL | NULL | NULL | NULL | NULL | None
| SITE_01377 | 2013 | 2011 and later | Multifamily Residence | 4053.65 | 4053.65 | 2 | Mini-Split HP | NULL | Electric | Manual Thermostat - Digital | NULL | NULL | NULL | Condenser | NULL | NULL | NULL | DHP
| SITE_01378 | 1950 | 2010 and earlier | Multifamily Residence | 4053.65 | 4053.65 | 2 | No Cooling | NULL | NULL | NULL | NULL | NULL | NULL | NULL | NULL | NULL | NULL | None
| SITE_01379 | 2006 | 2010 and earlier | Single Family | 8874.09 | 8874.09 | 1 | No Cooling | NULL | NULL | NULL | NULL | NULL | NULL | NULL | NULL | NULL | NULL | None
| SITE_01380 | NULL | NULL | Multifamily Residence | 4053.65 | 4053.65 | 2 | No Cooling | NULL | NULL | NULL | NULL | NULL | NULL | NULL | NULL | NULL | NULL | None
| SITE_01381 | 1980 | 2010 and earlier | Multifamily Residence | 751.56 | 751.56 | 1 | No Cooling | NULL | NULL | NULL | NULL | NULL | NULL | NULL | NULL | NULL | NULL | None
| SITE_01382 | 1971 | 2010 and earlier | Single Family | 3405.58 | 3405.58 | 1 | Packaged AC | Window Air Conditioner | Unknown | Unknown | 12000 | NULL | NULL | Packaged AC | NULL | NULL | NULL | PTAC/RAC
| SITE_01383 | 1966 | 2010 and earlier | Multifamily Residence | 4053.65 | 4053.65 | 2 | No Cooling | NULL | NULL | NULL | NULL | NULL | NULL | NULL | NULL | NULL | NULL | None
| SITE_01384 | 1996 | 2010 and earlier | Multifamily Residence | 4053.65 | 4053.65 | 2 | No Cooling | NULL | NULL | NULL | NULL | NULL | NULL | NULL | NULL | NULL | NULL | None
| SITE_01385 | 1993 | 2010 and earlier | Manufactured | 894.83 | 894.83 | 1 | Air Source Heat Pump | NULL | Electric | Manual Thermostat - Analog | 27400 | 13 | 3: 13.0-13.9 | Condenser | 2008 | 2010 and earlier | 8 | ASHP
| SITE_01386 | 1972 | 2010 and earlier | Multifamily Residence | 4053.65 | 4053.65 | 2 | Packaged AC | Window Air Conditioner | Unknown | Unknown | 5000 | NULL | NULL | Packaged AC | 2015 | 2011 and later | 1 | PTAC/RAC
| SITE_01387 | 1984 | 2010 and earlier | Multifamily Residence | 4053.65 | 4053.65 | 1 | No Cooling | NULL | NULL | NULL | NULL | NULL | NULL | NULL | NULL | NULL | NULL | None
| SITE_01388 | 1978 | 2010 and earlier | Manufactured | 1745.15 | 1745.15 | 3 | Air Source Heat Pump | NULL | Electric | Manual Thermostat - Analog | 23000 | 10 | 2: 10.0-12.9 | Condenser | 2004 | 2010 and earlier | 12 | ASHP
| SITE_01389 | 2009 | 2010 and earlier | Manufactured | 894.83 | 894.83 | 1 | Mini-Split HP | NULL | Unknown | Programmable Thermostat | NULL | NULL | NULL | Condenser | 2014 | 2011 and later | 2 | DHP
| SITE_01390 | 1999 | 2010 and earlier | Multifamily Residence | 4053.65 | 4053.65 | 2 | Packaged HP | Through-Wall Heat Pump | NULL | Unknown | NULL | NULL | NULL | Packaged HP | NULL | NULL | NULL | PTHP
| SITE_01391 | 1970 | 2010 and earlier | Multifamily Residence | 4053.65 | 4053.65 | 1 | No Cooling | NULL | NULL | NULL | NULL | NULL | NULL | NULL | NULL | NULL | NULL | None
| SITE_01392 | 1969 | 2010 and earlier | Manufactured | 1745.15 | 1745.15 | 1 | Packaged AC | Through-Wall Air Conditioner | Unknown | Unknown | 13000 | NULL | NULL | Packaged AC | NULL | NULL | NULL | PTAC/RAC
| SITE_01393 | 1980 | 2010 and earlier | Multifamily Residence | 4053.65 | 4053.65 | 2 | No Cooling | NULL | NULL | NULL | NULL | NULL | NULL | NULL | NULL | NULL | NULL | None
| SITE_01394 | 1982 | 2010 and earlier | Multifamily Residence | 4053.65 | 4053.65 | 3 | Air Source Heat Pump | NULL | Electric | Manual Thermostat - Digital | 18000 | 14 | 4: 14.0-16.9 | Condenser | 2015 | 2011 and later | 1 | ASHP
| SITE_01395 | 1982 | 2010 and earlier | Multifamily Residence | 4053.65 | 4053.65 | 3 | Air Source Heat Pump | NULL | Electric | Manual Thermostat - Digital | 18900 | 13 | 3: 13.0-13.9 | Condenser | 2015 | 2011 and later | 1 | ASHP
| SITE_01396 | 1979 | 2010 and earlier | Multifamily Residence | 4053.65 | 4053.65 | 1 | No Cooling | NULL | NULL | NULL | NULL | NULL | NULL | NULL | NULL | NULL | NULL | None
| SITE_01397 | NULL | NULL | Multifamily Residence | 4053.65 | 4053.65 | 2 | Packaged AC | Portable Air Conditioner | Unknown | Unknown | 12000 | NULL | NULL | Packaged AC | NULL | NULL | NULL | PTAC/RAC
| SITE_01398 | 2006 | 2010 and earlier | Multifamily Residence | 4053.65 | 4053.65 | 2 | No Cooling | NULL | NULL | NULL | NULL | NULL | NULL | NULL | NULL | NULL | NULL | None
| SITE_01399 | 1996 | 2010 and earlier | Multifamily Residence | 4053.65 | 4053.65 | 1 | No Cooling | NULL | NULL | NULL | NULL | NULL | NULL | NULL | NULL | NULL | NULL | None
| SITE_01400 | 1955 | 2010 and earlier | Multifamily Residence | 4053.65 | 4053.65 | 2 | No Cooling | NULL | NULL | NULL | NULL | NULL | NULL | NULL | NULL | NULL | NULL | None
| SITE_01401 | 1980 | 2010 and earlier | Multifamily Residence | 4053.65 | 4053.65 | 1 | Packaged AC | Window Air Conditioner | Unknown | Unknown | 8000 | NULL | NULL | Packaged AC | 2009 | 2010 and earlier | 7 | PTAC/RAC
| SITE_01402 | 1989 | 2010 and earlier | Multifamily Residence | 4053.65 | 4053.65 | 1 | No Cooling | NULL | NULL | NULL | NULL | NULL | NULL | NULL | NULL | NULL | NULL | None
| SITE_01403 | 1970 | 2010 and earlier | Multifamily Residence | 4053.65 | 4053.65 | 2 | Mini-Split HP | NULL | Electric | Manual Thermostat - Analog | NULL | NULL | NULL | Condenser | 2013 | 2011 and later | 3 | DHP
| SITE_01404 | 1993 | 2010 and earlier | Manufactured | 1745.15 | 1745.15 | 2 | Packaged AC | Window Air Conditioner | Unknown | Unknown | 8000 | NULL | NULL | Packaged AC | NULL | NULL | NULL | PTAC/RAC
| SITE_01405 | 2002 | 2010 and earlier | Multifamily Residence | 4053.65 | 4053.65 | 1 | No Cooling | NULL | NULL | NULL | NULL | NULL | NULL | NULL | NULL | NULL | NULL | None
| SITE_01406 | 1972 | 2010 and earlier | Multifamily Residence | 4053.65 | 4053.65 | 2 | No Cooling | NULL | NULL | NULL | NULL | NULL | NULL | NULL | NULL | NULL | NULL | None
| SITE_01407 | 2007 | 2010 and earlier | Multifamily Residence | 751.56 | 751.56 | 1 | No Cooling | NULL | NULL | NULL | NULL | NULL | NULL | NULL | NULL | NULL | NULL | None
| SITE_01408 | NULL | NULL | Multifamily Residence | 4053.65 | 4053.65 | 1 | Packaged AC | Portable Air Conditioner | Unknown | Unknown | NULL | NULL | NULL | Packaged AC | NULL | NULL | NULL | PTAC/RAC
| SITE_01409 | 1971 | 2010 and earlier | Manufactured | 1745.15 | 1745.15 | 2 | No Cooling | NULL | NULL | NULL | NULL | NULL | NULL | NULL | NULL | NULL | NULL | None
| SITE_01411 | NULL | NULL | Multifamily Residence | 4053.65 | 4053.65 | 3 | No Cooling | NULL | NULL | NULL | NULL | NULL | NULL | NULL | NULL | NULL | NULL | None
| SITE_01412 | 1996 | 2010 and earlier | Manufactured | 1745.15 | 1745.15 | 1 | No Cooling | NULL | NULL | NULL | NULL | NULL | NULL | NULL | NULL | NULL | NULL | None
| SITE_01413 | 1997 | 2010 and earlier | Multifamily Residence | 4053.65 | 4053.65 | 2 | Packaged AC | Wall-Mounted Ptac | Unknown | Unknown | NULL | NULL | NULL | Packaged AC | NULL | NULL | NULL | PTAC/RAC
| SITE_01414 | 1947 | 2010 and earlier | Multifamily Residence | 751.56 | 751.56 | 1 | Packaged HP | Through-Wall Heat Pump | NULL | Unknown | NULL | NULL | NULL | Packaged HP | NULL | NULL | NULL | PTHP
| SITE_01415 | 1951 | 2010 and earlier | Single Family | 8874.09 | 8874.09 | 2 | No Cooling | NULL | NULL | NULL | NULL | NULL | NULL | NULL | NULL | NULL | NULL | None
| SITE_01416 | 1937 | 2010 and earlier | Single Family | 8874.09 | 8874.09 | 3 | Air Source Heat Pump | NULL | Electric | Manual Thermostat - Analog | 36000 | 13.5 | 3: 13.0-13.9 | Condenser | 2002 | 2010 and earlier | 14 | ASHP
| SITE_01417 | 1945 | 2010 and earlier | Single Family | 8874.09 | 8874.09 | 2 | No Cooling | NULL | NULL | NULL | NULL | NULL | NULL | NULL | NULL | NULL | NULL | None
| SITE_01418 | 1915 | 2010 and earlier | Single Family | 8874.09 | 8874.09 | 2 | No Cooling | NULL | NULL | NULL | NULL | NULL | NULL | NULL | NULL | NULL | NULL | None
| SITE_01419 | 1969 | 2010 and earlier | Multifamily Residence | 4053.65 | 4053.65 | 2 | No Cooling | NULL | NULL | NULL | NULL | NULL | NULL | NULL | NULL | NULL | NULL | None
| SITE_01420 | 2002 | 2010 and earlier | Manufactured | 1745.15 | 1745.15 | 3 | Central AC | NULL | Electric | Manual Thermostat - Analog | 26400 | 13 | 3: 13.0-13.9 | Condenser | NULL | NULL | NULL | CAC
| SITE_01421 | 1970 | 2010 and earlier | Single Family | 8874.09 | 8874.09 | 3 | Central AC | NULL | Electric | Manual Thermostat - Analog | 28700 | NULL | NULL | Condenser | 1996 | 2010 and earlier | 20 | CAC
| SITE_01422 | 1995 | 2010 and earlier | Single Family | 8874.09 | 8874.09 | 1 | No Cooling | NULL | NULL | NULL | NULL | NULL | NULL | NULL | NULL | NULL | NULL | None
| SITE_01423 | 1946 | 2010 and earlier | Single Family | 8874.09 | 8874.09 | 2 | No Cooling | NULL | NULL | NULL | NULL | NULL | NULL | NULL | NULL | NULL | NULL | None
| SITE_01424 | 1989 | 2010 and earlier | Manufactured | 894.83 | 894.83 | 1 | No Cooling | NULL | NULL | NULL | NULL | NULL | NULL | NULL | NULL | NULL | NULL | None
| SITE_01425 | 1992 | 2010 and earlier | Single Family | 3405.58 | 1702.79 | 1 | Central AC | NULL | Electric | Programmable Thermostat | 30000 | NULL | NULL | Condenser | 1992 | 2010 and earlier | 24 | CAC
| SITE_01425 | 1992 | 2010 and earlier | Single Family | 3405.58 | 1702.79 | 1 | Central AC | NULL | Electric | Programmable Thermostat | 30000 | NULL | NULL | Condenser | 1992 | 2010 and earlier | 24 | CAC
| SITE_01426 | 1948 | 2010 and earlier | Single Family | 8874.09 | 8874.09 | 2 | No Cooling | NULL | NULL | NULL | NULL | NULL | NULL | NULL | NULL | NULL | NULL | None
| SITE_01427 | 1909 | 2010 and earlier | Single Family | 8874.09 | 8874.09 | 2 | No Cooling | NULL | NULL | NULL | NULL | NULL | NULL | NULL | NULL | NULL | NULL | None
| SITE_01428 | 1959 | 2010 and earlier | Single Family | 3405.58 | 3405.58 | 1 | Mini-Split HP | NULL | Electric | Manual Thermostat - Digital | NULL | NULL | NULL | Condenser | NULL | NULL | NULL | DHP
| SITE_01429 | 1970 | 2010 and earlier | Single Family | 8874.09 | 8874.09 | 2 | No Cooling | NULL | NULL | NULL | NULL | NULL | NULL | NULL | NULL | NULL | NULL | None
| SITE_01430 | 1964 | 2010 and earlier | Single Family | 3405.58 | 3405.58 | 1 | No Cooling | NULL | NULL | NULL | NULL | NULL | NULL | NULL | NULL | NULL | NULL | None
| SITE_01431 | 1986 | 2010 and earlier | Single Family | 8874.09 | 8874.09 | 2 | No Cooling | NULL | NULL | NULL | NULL | NULL | NULL | NULL | NULL | NULL | NULL | None
| SITE_01432 | 1986 | 2010 and earlier | Single Family | 8874.09 | 8874.09 | 2 | No Cooling | NULL | NULL | NULL | NULL | NULL | NULL | NULL | NULL | NULL | NULL | None
| SITE_01433 | 1979 | 2010 and earlier | Single Family | 3405.58 | 3405.58 | 1 | Packaged AC | Window Air Conditioner | Unknown | Unknown | 5000 | NULL | NULL | Packaged AC | NULL | NULL | NULL | PTAC/RAC
| SITE_01434 | 1998 | 2010 and earlier | Single Family | 8874.09 | 8874.09 | 2 | No Cooling | NULL | NULL | NULL | NULL | NULL | NULL | NULL | NULL | NULL | NULL | None
| SITE_01435 | 1991 | 2010 and earlier | Single Family | 8874.09 | 8874.09 | 2 | Central AC | NULL | Electric | Unknown | 60000 | 11 | 2: 10.0-12.9 | Condenser | 1990 | 2010 and earlier | 26 | CAC
| SITE_01436 | 1974 | 2010 and earlier | Single Family | 8874.09 | 8874.09 | 1 | Air Source Heat Pump | NULL | Electric | Smart/Wi-Fi Thermostat | 36000 | 16 | 4: 14.0-16.9 | Condenser | 2005 | 2010 and earlier | 11 | ASHP
| SITE_01437 | 1977 | 2010 and earlier | Single Family | 8874.09 | 8874.09 | 2 | Central AC | NULL | Electric | Programmable Thermostat | 45500 | 13.5 | 3: 13.0-13.9 | Condenser | 2015 | 2011 and later | 1 | CAC
| SITE_01438 | 1990 | 2010 and earlier | Single Family | 8874.09 | 8874.09 | 1 | Central AC | NULL | Electric | Programmable Thermostat | 48000 | NULL | NULL | Condenser | 2004 | 2010 and earlier | 12 | CAC
| SITE_01439 | 1990 | 2010 and earlier | Single Family | 8874.09 | 8874.09 | 2 | Air Source Heat Pump | Dual Fuel Secondary | Electric | Programmable Thermostat | 34900 | 13.8 | 3: 13.0-13.9 | Condenser | 2009 | 2010 and earlier | 7 | ASHP
| SITE_01440 | 1943 | 2010 and earlier | Single Family | 8874.09 | 4437.045 | 2 | Packaged AC | Window Air Conditioner | Unknown | Unknown | 12000 | NULL | NULL | Packaged AC | NULL | NULL | NULL | PTAC/RAC
| SITE_01440 | 1943 | 2010 and earlier | Single Family | 8874.09 | 4437.045 | 2 | Packaged AC | Window Air Conditioner | Unknown | Unknown | 10000 | NULL | NULL | Packaged AC | NULL | NULL | NULL | PTAC/RAC
| SITE_01441 | NULL | NULL | Multifamily Residence | 751.56 | 751.56 | 1 | No Cooling | NULL | NULL | NULL | NULL | NULL | NULL | NULL | NULL | NULL | NULL | None
| SITE_01442 | 1960 | 2010 and earlier | Single Family | 8874.09 | 8874.09 | 1 | No Cooling | NULL | NULL | NULL | NULL | NULL | NULL | NULL | NULL | NULL | NULL | None
| SITE_01443 | 1946 | 2010 and earlier | Single Family | 8874.09 | 8874.09 | 1 | Mini-Split HP | NULL | Electric | Programmable Thermostat | NULL | NULL | NULL | Condenser | NULL | NULL | NULL | DHP
| SITE_01444 | 1978 | 2010 and earlier | Single Family | 3405.58 | 3405.58 | 1 | Air Source Heat Pump | NULL | Electric | Programmable Thermostat | 48500 | 17.5 | 5: 17.0 or higher | Condenser | 2011 | 2011 and later | 5 | ASHP
| SITE_01445 | 1927 | 2010 and earlier | Single Family | 8874.09 | 8874.09 | 2 | Central AC | NULL | Electric | Programmable Thermostat | NULL | NULL | NULL | Condenser | NULL | NULL | NULL | CAC
| SITE_01446 | 2008 | 2010 and earlier | Single Family | 8874.09 | 8874.09 | 2 | Central AC | NULL | Electric | Programmable Thermostat | 30000 | NULL | NULL | Condenser | 2004 | 2010 and earlier | 12 | CAC
| SITE_01447 | 1999 | 2010 and earlier | Single Family | 8874.09 | 8874.09 | 1 | No Cooling | NULL | NULL | NULL | NULL | NULL | NULL | NULL | NULL | NULL | NULL | None
| SITE_01448 | 1966 | 2010 and earlier | Multifamily Residence | 4053.65 | 4053.65 | 2 | No Cooling | NULL | NULL | NULL | NULL | NULL | NULL | NULL | NULL | NULL | NULL | None
| SITE_01449 | 1962 | 2010 and earlier | Single Family | 8874.09 | 8874.09 | 2 | No Cooling | NULL | NULL | NULL | NULL | NULL | NULL | NULL | NULL | NULL | NULL | None
| SITE_01450 | 1950 | 2010 and earlier | Single Family | 8874.09 | 8874.09 | 1 | No Cooling | NULL | NULL | NULL | NULL | NULL | NULL | NULL | NULL | NULL | NULL | None
| SITE_01451 | 1918 | 2010 and earlier | Single Family | 3405.58 | 3405.58 | 1 | No Cooling | NULL | NULL | NULL | NULL | NULL | NULL | NULL | NULL | NULL | NULL | None
| SITE_01452 | 1980 | 2010 and earlier | Single Family | 3405.58 | 3405.58 | 1 | Air Source Heat Pump | NULL | Electric | Programmable Thermostat | 48000 | 15.5 | 4: 14.0-16.9 | Condenser | 2010 | 2010 and earlier | 6 | ASHP
| SITE_01453 | 1921 | 2010 and earlier | Single Family | 8874.09 | 8874.09 | 3 | Central AC | NULL | Electric | Smart/Wi-Fi Thermostat | 34000 | 10.5 | 2: 10.0-12.9 | Condenser | 1999 | 2010 and earlier | 17 | CAC
| SITE_01454 | 1962 | 2010 and earlier | Single Family | 3405.58 | 3405.58 | 1 | Central AC | NULL | Electric | Manual Thermostat - Digital | 60000 | NULL | NULL | Condenser | 1992 | 2010 and earlier | 24 | CAC
| SITE_01455 | 1997 | 2010 and earlier | Single Family | 8874.09 | 8874.09 | 2 | Mini-Split HP | NULL | Electric | Remote Control | NULL | NULL | NULL | Condenser | 2014 | 2011 and later | 2 | DHP
| SITE_01456 | 1943 | 2010 and earlier | Single Family | 8874.09 | 8874.09 | 2 | No Cooling | NULL | NULL | NULL | NULL | NULL | NULL | NULL | NULL | NULL | NULL | None
| SITE_01457 | 2007 | 2010 and earlier | Single Family | 8874.09 | 8874.09 | 1 | Central AC | NULL | Electric | Programmable Thermostat | 23700 | 14 | 4: 14.0-16.9 | Condenser | 2014 | 2011 and later | 2 | CAC
| SITE_01458 | 2007 | 2010 and earlier | Single Family | 8874.09 | 8874.09 | 2 | Central AC | NULL | Electric | Programmable Thermostat | 35000 | 14.5 | 4: 14.0-16.9 | Condenser | 2008 | 2010 and earlier | 8 | CAC
| SITE_01459 | 1958 | 2010 and earlier | Single Family | 8874.09 | 8874.09 | 1 | No Cooling | NULL | NULL | NULL | NULL | NULL | NULL | NULL | NULL | NULL | NULL | None
| SITE_01460 | 1922 | 2010 and earlier | Single Family | 8874.09 | 8874.09 | 2 | No Cooling | NULL | NULL | NULL | NULL | NULL | NULL | NULL | NULL | NULL | NULL | None
| SITE_01461 | 1984 | 2010 and earlier | Single Family | 8874.09 | 8874.09 | 1 | No Cooling | NULL | NULL | NULL | NULL | NULL | NULL | NULL | NULL | NULL | NULL | None
| SITE_01462 | 1929 | 2010 and earlier | Single Family | 8874.09 | 8874.09 | 2 | No Cooling | NULL | NULL | NULL | NULL | NULL | NULL | NULL | NULL | NULL | NULL | None
| SITE_01463 | 1915 | 2010 and earlier | Single Family | 8874.09 | 8874.09 | 1 | No Cooling | NULL | NULL | NULL | NULL | NULL | NULL | NULL | NULL | NULL | NULL | None
| SITE_01464 | 1976 | 2010 and earlier | Single Family | 8874.09 | 8874.09 | 1 | Mini-Split HP | NULL | Electric | Remote Control | NULL | NULL | NULL | Condenser | 2014 | 2011 and later | 2 | DHP
| SITE_01465 | 1955 | 2010 and earlier | Single Family | 8874.09 | 8874.09 | 2 | Central AC | NULL | Electric | Programmable Thermostat | 24000 | NULL | NULL | Condenser | 2008 | 2010 and earlier | 8 | CAC
| SITE_01466 | 1973 | 2010 and earlier | Single Family | 8874.09 | 8874.09 | 1 | No Cooling | NULL | NULL | NULL | NULL | NULL | NULL | NULL | NULL | NULL | NULL | None
| SITE_01467 | 1965 | 2010 and earlier | Single Family | 8874.09 | 8874.09 | 2 | Central AC | NULL | Electric | Programmable Thermostat | NULL | NULL | NULL | Condenser | 2002 | 2010 and earlier | 14 | CAC
| SITE_01468 | 2007 | 2010 and earlier | Single Family | 8874.09 | 8874.09 | 3 | Air Source Heat Pump | NULL | Electric | Manual Thermostat - Digital | 24000 | 13 | 3: 13.0-13.9 | Condenser | 2006 | 2010 and earlier | 10 | ASHP
| SITE_01469 | 1938 | 2010 and earlier | Single Family | 8874.09 | 8874.09 | 2 | Air Source Heat Pump | NULL | Electric | Programmable Thermostat | 30000 | NULL | NULL | Condenser | NULL | NULL | NULL | ASHP
| SITE_01470 | NULL | NULL | Single Family | 8874.09 | 8874.09 | 2 | No Cooling | NULL | NULL | NULL | NULL | NULL | NULL | NULL | NULL | NULL | NULL | None
| SITE_01471 | 1970 | 2010 and earlier | Multifamily Residence | 4053.65 | 4053.65 | 1 | No Cooling | NULL | NULL | NULL | NULL | NULL | NULL | NULL | NULL | NULL | NULL | None
| SITE_01472 | 1988 | 2010 and earlier | Multifamily Residence | 4053.65 | 4053.65 | 2 | No Cooling | NULL | NULL | NULL | NULL | NULL | NULL | NULL | NULL | NULL | NULL | None
| SITE_01473 | 1995 | 2010 and earlier | Manufactured | 1745.15 | 1745.15 | 1 | Air Source Heat Pump | NULL | Electric | Manual Thermostat - Analog | 56000 | NULL | NULL | Condenser | NULL | NULL | NULL | ASHP
| SITE_01474 | 1995 | 2010 and earlier | Single Family | 8874.09 | 8874.09 | 1 | Central AC | NULL | Electric | Smart/Wi-Fi Thermostat | 36200 | 13.5 | 3: 13.0-13.9 | Condenser | 2013 | 2011 and later | 3 | CAC
| SITE_01475 | 2001 | 2010 and earlier | Single Family | 3405.58 | 3405.58 | 1 | Central AC | NULL | Electric | Programmable Thermostat | 30000 | NULL | NULL | Condenser | NULL | NULL | NULL | CAC
| SITE_01476 | 1998 | 2010 and earlier | Single Family | 8874.09 | 8874.09 | 2 | Central AC | NULL | Electric | Programmable Thermostat | 45500 | 10.2 | 2: 10.0-12.9 | Condenser | 1998 | 2010 and earlier | 18 | CAC
| SITE_01477 | 1924 | 2010 and earlier | Single Family | 8874.09 | 4437.045 | 2 | Packaged AC | Through-Wall Air Conditioner | Unknown | Unknown | NULL | NULL | NULL | Packaged AC | NULL | NULL | NULL | PTAC/RAC
| SITE_01477 | 1924 | 2010 and earlier | Single Family | 8874.09 | 4437.045 | 2 | Packaged AC | Through-Wall Air Conditioner | Unknown | Unknown | 5200 | NULL | NULL | Packaged AC | 2007 | 2010 and earlier | 9 | PTAC/RAC
| SITE_01478 | 1996 | 2010 and earlier | Single Family | 3405.58 | 3405.58 | 2 | Air Source Heat Pump | Dual Fuel Secondary | Electric | Programmable Thermostat | 40413 | 13 | 3: 13.0-13.9 | Condenser | 2012 | 2011 and later | 4 | ASHP
| SITE_01479 | 1915 | 2010 and earlier | Single Family | 8874.09 | 8874.09 | 2 | Central AC | NULL | Electric | Manual Thermostat - Digital | 28500 | 10 | 2: 10.0-12.9 | Condenser | 1996 | 2010 and earlier | 20 | CAC
| SITE_01480 | 1996 | 2010 and earlier | Single Family | 8874.09 | 8874.09 | 1 | Central AC | NULL | Electric | Manual Thermostat - Digital | 42000 | NULL | NULL | Condenser | 1993 | 2010 and earlier | 23 | CAC
| SITE_01481 | 1950 | 2010 and earlier | Single Family | 8874.09 | 8874.09 | 1 | No Cooling | NULL | NULL | NULL | NULL | NULL | NULL | NULL | NULL | NULL | NULL | None
| SITE_01482 | 1998 | 2010 and earlier | Manufactured | 894.83 | 894.83 | 1 | No Cooling | NULL | NULL | NULL | NULL | NULL | NULL | NULL | NULL | NULL | NULL | None
| SITE_01484 | 1912 | 2010 and earlier | Single Family | 8874.09 | 8874.09 | 2 | No Cooling | NULL | NULL | NULL | NULL | NULL | NULL | NULL | NULL | NULL | NULL | None
| SITE_01485 | 1976 | 2010 and earlier | Single Family | 8874.09 | 8874.09 | 1 | Air Source Heat Pump | Dual Fuel Primary | Electric | Programmable Thermostat | 35648 | 14.54 | 4: 14.0-16.9 | Condenser | 2009 | 2010 and earlier | 7 | ASHP
| SITE_01486 | 1911 | 2010 and earlier | Single Family | 3405.58 | 3405.58 | 3 | Air Source Heat Pump | Dual Fuel Secondary | Electric | Programmable Thermostat | 23139 | 15.13 | 4: 14.0-16.9 | Condenser | 2015 | 2011 and later | 1 | ASHP
| SITE_01487 | 1911 | 2010 and earlier | Single Family | 8874.09 | 8874.09 | 2 | No Cooling | NULL | NULL | NULL | NULL | NULL | NULL | NULL | NULL | NULL | NULL | None
| SITE_01488 | 1979 | 2010 and earlier | Single Family | 3405.58 | 3405.58 | 1 | No Cooling | NULL | NULL | NULL | NULL | NULL | NULL | NULL | NULL | NULL | NULL | None
| SITE_01489 | 1991 | 2010 and earlier | Single Family | 8874.09 | 8874.09 | 1 | Central AC | NULL | Electric | Programmable Thermostat | NULL | NULL | NULL | Condenser | 2008 | 2010 and earlier | 8 | CAC
| SITE_01490 | 1953 | 2010 and earlier | Single Family | 8874.09 | 8874.09 | 1 | Packaged AC | Through-Wall Air Conditioner | Unknown | Unknown | NULL | NULL | NULL | Packaged AC | NULL | NULL | NULL | PTAC/RAC
| SITE_01491 | 1985 | 2010 and earlier | Single Family | 8874.09 | 8874.09 | 1 | No Cooling | NULL | NULL | NULL | NULL | NULL | NULL | NULL | NULL | NULL | NULL | None
| SITE_01492 | 1978 | 2010 and earlier | Single Family | 8874.09 | 8874.09 | 1 | Central AC | NULL | Electric | Smart/Wi-Fi Thermostat | 42000 | 14 | 4: 14.0-16.9 | Condenser | 2015 | 2011 and later | 1 | CAC
| SITE_01493 | 1966 | 2010 and earlier | Single Family | 8874.09 | 8874.09 | 1 | No Cooling | NULL | NULL | NULL | NULL | NULL | NULL | NULL | NULL | NULL | NULL | None
| SITE_01494 | 2006 | 2010 and earlier | Single Family | 8874.09 | 8874.09 | 2 | Air Source Heat Pump | NULL | Electric | Programmable Thermostat | 30000 | 14 | 4: 14.0-16.9 | Condenser | 2007 | 2010 and earlier | 9 | ASHP
| SITE_01495 | 1979 | 2010 and earlier | Single Family | 8874.09 | 8874.09 | 2 | Air Source Heat Pump | NULL | Electric | Programmable Thermostat | 45559 | 13 | 3: 13.0-13.9 | Condenser | 1997 | 2010 and earlier | 19 | ASHP
| SITE_01496 | 1977 | 2010 and earlier | Single Family | 3405.58 | 3405.58 | 2 | Air Source Heat Pump | NULL | Electric | Smart/Wi-Fi Thermostat | 34624 | 16.2 | 4: 14.0-16.9 | Condenser | 2007 | 2010 and earlier | 9 | ASHP
| SITE_01497 | 1906 | 2010 and earlier | Single Family | 8874.09 | 8874.09 | 2 | Mini-Split AC | NULL | Unknown | Remote Control | NULL | NULL | NULL | Condenser | NULL | NULL | NULL | PTAC/RAC
| SITE_01498 | 1976 | 2010 and earlier | Single Family | 8874.09 | 8874.09 | 1 | Air Source Heat Pump | NULL | Electric | Programmable Thermostat | 36000 | NULL | NULL | Condenser | 2009 | 2010 and earlier | 7 | ASHP
| SITE_01499 | 1995 | 2010 and earlier | Single Family | 8874.09 | 8874.09 | 2 | No Cooling | NULL | NULL | NULL | NULL | NULL | NULL | NULL | NULL | NULL | NULL | None
| SITE_01500 | 2010 | 2010 and earlier | Single Family | 3405.58 | 3405.58 | 1 | Air Source Heat Pump | NULL | Electric | Programmable Thermostat | 30000 | 15 | 4: 14.0-16.9 | Condenser | 2010 | 2010 and earlier | 6 | ASHP
| SITE_01501 | 1928 | 2010 and earlier | Single Family | 8874.09 | 8874.09 | 2 | Central AC | NULL | Electric | Unknown | 28800 | 10.5 | 2: 10.0-12.9 | Condenser | 1997 | 2010 and earlier | 19 | CAC
| SITE_01502 | 2004 | 2010 and earlier | Single Family | 3405.58 | 3405.58 | 1 | No Cooling | NULL | NULL | NULL | NULL | NULL | NULL | NULL | NULL | NULL | NULL | None
| SITE_01503 | 1959 | 2010 and earlier | Single Family | 8874.09 | 8874.09 | 3 | Air Source Heat Pump | Dual Fuel Secondary | Electric | Programmable Thermostat | 33785 | 15.54 | 4: 14.0-16.9 | Condenser | 2011 | 2011 and later | 5 | ASHP
| SITE_01504 | 2011 | 2011 and later | Single Family | 8874.09 | 8874.09 | 3 | Air Source Heat Pump | Dual Fuel Secondary | Electric | Programmable Thermostat | 30000 | 13.5 | 3: 13.0-13.9 | Condenser | 2011 | 2011 and later | 5 | ASHP
| SITE_01505 | 1968 | 2010 and earlier | Single Family | 8874.09 | 8874.09 | 2 | Central AC | NULL | Electric | Programmable Thermostat | NULL | NULL | NULL | Condenser | NULL | NULL | NULL | CAC
| SITE_01506 | 2012 | 2011 and later | Single Family | 3405.58 | 3405.58 | 1 | No Cooling | NULL | NULL | NULL | NULL | NULL | NULL | NULL | NULL | NULL | NULL | None
| SITE_01507 | 1986 | 2010 and earlier | Multifamily Residence | 751.56 | 751.56 | 1 | No Cooling | NULL | NULL | NULL | NULL | NULL | NULL | NULL | NULL | NULL | NULL | None
| SITE_01508 | 1974 | 2010 and earlier | Single Family | 8874.09 | 8874.09 | 2 | No Cooling | NULL | NULL | NULL | NULL | NULL | NULL | NULL | NULL | NULL | NULL | None
| SITE_01509 | 1920 | 2010 and earlier | Single Family | 8874.09 | 8874.09 | 1 | No Cooling | NULL | NULL | NULL | NULL | NULL | NULL | NULL | NULL | NULL | NULL | None
| SITE_01510 | 1991 | 2010 and earlier | Multifamily Residence | 4053.65 | 4053.65 | 2 | Packaged AC | Window Air Conditioner | Unknown | Unknown | 10000 | NULL | NULL | Packaged AC | NULL | NULL | NULL | PTAC/RAC
| SITE_01511 | 2006 | 2010 and earlier | Single Family | 8874.09 | 8874.09 | 1 | No Cooling | NULL | NULL | NULL | NULL | NULL | NULL | NULL | NULL | NULL | NULL | None
| SITE_01512 | 1952 | 2010 and earlier | Single Family | 8874.09 | 8874.09 | 2 | Central AC | NULL | Electric | Programmable Thermostat | 30000 | NULL | NULL | Condenser | NULL | NULL | NULL | CAC
| SITE_01513 | 1990 | 2010 and earlier | Manufactured | 894.83 | 894.83 | 1 | Air Source Heat Pump | NULL | Electric | Programmable Thermostat | 30000 | NULL | NULL | Condenser | NULL | NULL | NULL | ASHP
| SITE_01517 | 1995 | 2010 and earlier | Single Family | 8874.09 | 8874.09 | 1 | Central AC | NULL | Electric | Smart/Wi-Fi Thermostat | 30000 | 14 | 4: 14.0-16.9 | Condenser | 2006 | 2010 and earlier | 10 | CAC
| SITE_01518 | 1998 | 2010 and earlier | Single Family | 2986.36 | 2986.36 | 1 | Central AC | NULL | Electric | Unknown | 48000 | 10 | 2: 10.0-12.9 | Condenser | 1998 | 2010 and earlier | 18 | CAC
| SITE_01519 | 1998 | 2010 and earlier | Single Family | 8874.09 | 8874.09 | 1 | Central AC | NULL | Electric | Unknown | 24000 | 13.5 | 3: 13.0-13.9 | Condenser | 2015 | 2011 and later | 1 | CAC
| SITE_01520 | 1979 | 2010 and earlier | Single Family | 2986.36 | 2986.36 | 1 | Air Source Heat Pump | NULL | Electric | Programmable Thermostat | 29000 | 13 | 3: 13.0-13.9 | Condenser | 2011 | 2011 and later | 5 | ASHP
| SITE_01521 | 1998 | 2010 and earlier | Single Family | 8874.09 | 8874.09 | 2 | Central AC | NULL | Electric | Programmable Thermostat | 30000 | 13 | 3: 13.0-13.9 | Condenser | NULL | NULL | NULL | CAC
| SITE_01522 | 1989 | 2010 and earlier | Single Family | 8874.09 | 8874.09 | 1 | Central AC | NULL | Electric | Programmable Thermostat | NULL | NULL | NULL | Condenser | 1991 | 2010 and earlier | 25 | CAC
| SITE_01523 | 2015 | 2011 and later | Single Family | 8874.09 | 8874.09 | 2 | Central AC | NULL | Electric | Programmable Thermostat | 42000 | NULL | NULL | Condenser | 2015 | 2011 and later | 1 | CAC
| SITE_01524 | 1977 | 2010 and earlier | Single Family | 8874.09 | 8874.09 | 2 | Central AC | NULL | Electric | Unknown | 48000 | 13 | 3: 13.0-13.9 | Condenser | 2014 | 2011 and later | 2 | CAC
| SITE_01525 | 1972 | 2010 and earlier | Single Family | 8874.09 | 8874.09 | 2 | Air Source Heat Pump | NULL | Electric | Unknown | 24000 | NULL | NULL | Condenser | NULL | NULL | NULL | ASHP
| SITE_01526 | 1965 | 2010 and earlier | Single Family | 8874.09 | 8874.09 | 1 | No Cooling | NULL | NULL | NULL | NULL | NULL | NULL | NULL | NULL | NULL | NULL | None
| SITE_01527 | 1927 | 2010 and earlier | Single Family | 8874.09 | 8874.09 | 2 | Packaged AC | Window Air Conditioner | Unknown | Unknown | 5000 | NULL | NULL | Packaged AC | NULL | NULL | NULL | PTAC/RAC
| SITE_01528 | 1926 | 2010 and earlier | Single Family | 8874.09 | 8874.09 | 2 | No Cooling | NULL | NULL | NULL | NULL | NULL | NULL | NULL | NULL | NULL | NULL | None
| SITE_01529 | 1957 | 2010 and earlier | Single Family | 8874.09 | 8874.09 | 2 | No Cooling | NULL | NULL | NULL | NULL | NULL | NULL | NULL | NULL | NULL | NULL | None
| SITE_01530 | 1919 | 2010 and earlier | Single Family | 8874.09 | 8874.09 | 2 | Central AC | NULL | Electric | Unknown | 30000 | 13 | 3: 13.0-13.9 | Condenser | 1999 | 2010 and earlier | 17 | CAC
| SITE_01531 | 1981 | 2010 and earlier | Single Family | 8874.09 | 8874.09 | 2 | No Cooling | NULL | NULL | NULL | NULL | NULL | NULL | NULL | NULL | NULL | NULL | None
| SITE_01532 | 1909 | 2010 and earlier | Single Family | 8874.09 | 8874.09 | 2 | No Cooling | NULL | NULL | NULL | NULL | NULL | NULL | NULL | NULL | NULL | NULL | None
| SITE_01533 | 1943 | 2010 and earlier | Single Family | 8874.09 | 4437.045 | 2 | Central AC | NULL | Electric | Unknown | 25000 | NULL | NULL | Condenser | 1999 | 2010 and earlier | 17 | CAC
| SITE_01533 | 1943 | 2010 and earlier | Single Family | 8874.09 | 4437.045 | 2 | Central AC | NULL | Electric | Unknown | 23400 | 13.5 | 3: 13.0-13.9 | Condenser | 2007 | 2010 and earlier | 9 | CAC
| SITE_01535 | 1924 | 2010 and earlier | Single Family | 8874.09 | 8874.09 | 2 | No Cooling | NULL | NULL | NULL | NULL | NULL | NULL | NULL | NULL | NULL | NULL | None
| SITE_01536 | 1948 | 2010 and earlier | Single Family | 8874.09 | 8874.09 | 2 | Central AC | NULL | Electric | Smart/Wi-Fi Thermostat | 24000 | 13 | 3: 13.0-13.9 | Condenser | NULL | NULL | NULL | CAC
| SITE_01537 | 1957 | 2010 and earlier | Single Family | 8874.09 | 8874.09 | 2 | Central AC | NULL | Electric | Smart/Wi-Fi Thermostat | 22900 | 13.5 | 3: 13.0-13.9 | Condenser | 2015 | 2011 and later | 1 | CAC
| SITE_01538 | 1956 | 2010 and earlier | Single Family | 2292.4 | 2292.4 | 1 | No Cooling | NULL | NULL | NULL | NULL | NULL | NULL | NULL | NULL | NULL | NULL | None
| SITE_01539 | 1948 | 2010 and earlier | Single Family | 587.74 | 587.74 | 1 | No Cooling | NULL | NULL | NULL | NULL | NULL | NULL | NULL | NULL | NULL | NULL | None
| SITE_01540 | 1976 | 2010 and earlier | Single Family | 587.74 | 587.74 | 1 | No Cooling | NULL | NULL | NULL | NULL | NULL | NULL | NULL | NULL | NULL | NULL | None
| SITE_01541 | 1924 | 2010 and earlier | Single Family | 587.74 | 587.74 | 1 | No Cooling | NULL | NULL | NULL | NULL | NULL | NULL | NULL | NULL | NULL | NULL | None
| SITE_01542 | 1948 | 2010 and earlier | Single Family | 2292.4 | 2292.4 | 1 | No Cooling | NULL | NULL | NULL | NULL | NULL | NULL | NULL | NULL | NULL | NULL | None
| SITE_01543 | 1970 | 2010 and earlier | Single Family | 587.74 | 293.87 | 1 | Mini-Split HP | NULL | Electric | Programmable Thermostat | NULL | NULL | NULL | Condenser | 2014 | 2011 and later | 2 | DHP
| SITE_01543 | 1970 | 2010 and earlier | Single Family | 587.74 | 293.87 | 1 | Mini-Split HP | NULL | Electric | Remote Control | NULL | NULL | NULL | Condenser | NULL | NULL | NULL | DHP
| SITE_01544 | 1948 | 2010 and earlier | Single Family | 587.74 | 587.74 | 1 | No Cooling | NULL | NULL | NULL | NULL | NULL | NULL | NULL | NULL | NULL | NULL | None
| SITE_01545 | 1905 | 2010 and earlier | Single Family | 2292.4 | 2292.4 | 1 | No Cooling | NULL | NULL | NULL | NULL | NULL | NULL | NULL | NULL | NULL | NULL | None
| SITE_01546 | 1991 | 2010 and earlier | Single Family | 587.74 | 587.74 | 1 | Mini-Split HP | NULL | Electric | Manual Thermostat - Analog | NULL | NULL | NULL | Condenser | 2012 | 2011 and later | 4 | DHP
| SITE_01547 | 1916 | 2010 and earlier | Single Family | 587.74 | 587.74 | 1 | No Cooling | NULL | NULL | NULL | NULL | NULL | NULL | NULL | NULL | NULL | NULL | None
| SITE_01548 | 1947 | 2010 and earlier | Single Family | 587.74 | 587.74 | 1 | No Cooling | NULL | NULL | NULL | NULL | NULL | NULL | NULL | NULL | NULL | NULL | None
| SITE_01549 | 1982 | 2010 and earlier | Single Family | 587.74 | 587.74 | 1 | No Cooling | NULL | NULL | NULL | NULL | NULL | NULL | NULL | NULL | NULL | NULL | None
| SITE_01550 | 1941 | 2010 and earlier | Single Family | 587.74 | 587.74 | 1 | Air Source Heat Pump | NULL | Electric | Manual Thermostat - Digital | 34400 | 21.5 | 5: 17.0 or higher | Condenser | 2016 | 2011 and later | 0 | ASHP
| SITE_01551 | 1970 | 2010 and earlier | Single Family | 2292.4 | 2292.4 | 1 | No Cooling | NULL | NULL | NULL | NULL | NULL | NULL | NULL | NULL | NULL | NULL | None
| SITE_01552 | 1951 | 2010 and earlier | Single Family | 587.74 | 587.74 | 1 | No Cooling | NULL | NULL | NULL | NULL | NULL | NULL | NULL | NULL | NULL | NULL | None
| SITE_01553 | 1943 | 2010 and earlier | Single Family | 587.74 | 587.74 | 1 | No Cooling | NULL | NULL | NULL | NULL | NULL | NULL | NULL | NULL | NULL | NULL | None
| SITE_01554 | 1950 | 2010 and earlier | Single Family | 65.07 | 65.07 | 1 | Mini-Split HP | NULL | Electric | Programmable Thermostat | NULL | NULL | NULL | Condenser | 2013 | 2011 and later | 3 | DHP
| SITE_01555 | 1974 | 2010 and earlier | Single Family | 2292.4 | 2292.4 | 1 | No Cooling | NULL | NULL | NULL | NULL | NULL | NULL | NULL | NULL | NULL | NULL | None
| SITE_01556 | 1974 | 2010 and earlier | Single Family | 2292.4 | 2292.4 | 1 | No Cooling | NULL | NULL | NULL | NULL | NULL | NULL | NULL | NULL | NULL | NULL | None
| SITE_01557 | 1979 | 2010 and earlier | Single Family | 65.07 | 65.07 | 1 | Mini-Split HP | NULL | Unknown | Programmable Thermostat | NULL | NULL | NULL | Condenser | 2014 | 2011 and later | 2 | DHP
| SITE_01558 | 1946 | 2010 and earlier | Single Family | 587.74 | 587.74 | 1 | No Cooling | NULL | NULL | NULL | NULL | NULL | NULL | NULL | NULL | NULL | NULL | None
| SITE_01559 | 1957 | 2010 and earlier | Single Family | 587.74 | 587.74 | 1 | Air Source Heat Pump | NULL | Electric | Manual Thermostat - Analog | 36000 | NULL | NULL | Condenser | NULL | NULL | NULL | ASHP
| SITE_01560 | 1964 | 2010 and earlier | Single Family | 587.74 | 587.74 | 1 | Mini-Split HP | NULL | Electric | Programmable Thermostat | NULL | NULL | NULL | Condenser | 2014 | 2011 and later | 2 | DHP
| SITE_01561 | 1977 | 2010 and earlier | Single Family | 65.07 | 65.07 | 1 | No Cooling | NULL | NULL | NULL | NULL | NULL | NULL | NULL | NULL | NULL | NULL | None
| SITE_01562 | 1952 | 2010 and earlier | Single Family | 587.74 | 587.74 | 1 | Air Source Heat Pump | NULL | Electric | Programmable Thermostat | 36000 | 16 | 4: 14.0-16.9 | Condenser | 2009 | 2010 and earlier | 7 | ASHP
| SITE_01563 | 1942 | 2010 and earlier | Single Family | 587.74 | 587.74 | 1 | Mini-Split HP | NULL | Electric | Programmable Thermostat | NULL | NULL | NULL | Condenser | 2012 | 2011 and later | 4 | DHP
| SITE_01564 | 1980 | 2010 and earlier | Single Family | 2292.4 | 2292.4 | 1 | Central AC | NULL | Electric | Unknown | 36000 | 13 | 3: 13.0-13.9 | Condenser | 2008 | 2010 and earlier | 8 | CAC
| SITE_01565 | 1902 | 2010 and earlier | Single Family | 587.74 | 587.74 | 1 | Mini-Split HP | NULL | Electric | Programmable Thermostat | NULL | NULL | NULL | Condenser | 2013 | 2011 and later | 3 | DHP
| SITE_01566 | 1964 | 2010 and earlier | Single Family | 587.74 | 587.74 | 1 | Air Source Heat Pump | NULL | Electric | Smart/Wi-Fi Thermostat | NULL | NULL | NULL | Condenser | NULL | NULL | NULL | ASHP
| SITE_01567 | 1949 | 2010 and earlier | Single Family | 587.74 | 587.74 | 1 | Air Source Heat Pump | NULL | Electric | Programmable Thermostat | NULL | NULL | NULL | Condenser | NULL | NULL | NULL | ASHP
| SITE_01568 | 1921 | 2010 and earlier | Single Family | 587.74 | 587.74 | 1 | No Cooling | NULL | NULL | NULL | NULL | NULL | NULL | NULL | NULL | NULL | NULL | None
| SITE_01569 | 2010 | 2010 and earlier | Single Family | 587.74 | 587.74 | 1 | No Cooling | NULL | NULL | NULL | NULL | NULL | NULL | NULL | NULL | NULL | NULL | None
| SITE_01570 | 1972 | 2010 and earlier | Single Family | 587.74 | 587.74 | 1 | Air Source Heat Pump | Dual Fuel Primary | Electric | Programmable Thermostat | 47500 | 16.7 | 4: 14.0-16.9 | Condenser | 2011 | 2011 and later | 5 | ASHP
| SITE_01571 | 1953 | 2010 and earlier | Single Family | 587.74 | 587.74 | 1 | No Cooling | NULL | NULL | NULL | NULL | NULL | NULL | NULL | NULL | NULL | NULL | None
| SITE_01572 | 1926 | 2010 and earlier | Single Family | 587.74 | 587.74 | 1 | No Cooling | NULL | NULL | NULL | NULL | NULL | NULL | NULL | NULL | NULL | NULL | None
| SITE_01573 | 1947 | 2010 and earlier | Single Family | 587.74 | 587.74 | 1 | No Cooling | NULL | NULL | NULL | NULL | NULL | NULL | NULL | NULL | NULL | NULL | None
| SITE_01574 | 1982 | 2010 and earlier | Single Family | 587.74 | 587.74 | 1 | Air Source Heat Pump | Dual Fuel Primary | Electric | Programmable Thermostat | 50000 | 14.5 | 4: 14.0-16.9 | Condenser | 2009 | 2010 and earlier | 7 | ASHP
| SITE_01575 | 1986 | 2010 and earlier | Single Family | 587.74 | 587.74 | 1 | Packaged AC | Window Air Conditioner | Unknown | Manual Thermostat - Digital | 12000 | 10.9 | 2: 10.0-12.9 | Packaged AC | 2016 | 2011 and later | 0 | PTAC/RAC
| SITE_01576 | 1955 | 2010 and earlier | Single Family | 587.74 | 587.74 | 1 | Mini-Split HP | NULL | Unknown | Manual Thermostat - Digital | NULL | NULL | NULL | Condenser | NULL | NULL | NULL | DHP
| SITE_01577 | 1951 | 2010 and earlier | Single Family | 2292.4 | 2292.4 | 1 | No Cooling | NULL | NULL | NULL | NULL | NULL | NULL | NULL | NULL | NULL | NULL | None
| SITE_01578 | 1954 | 2010 and earlier | Single Family | 2292.4 | 2292.4 | 1 | No Cooling | NULL | NULL | NULL | NULL | NULL | NULL | NULL | NULL | NULL | NULL | None
| SITE_01579 | 1955 | 2010 and earlier | Single Family | 587.74 | 587.74 | 1 | No Cooling | NULL | NULL | NULL | NULL | NULL | NULL | NULL | NULL | NULL | NULL | None
| SITE_01580 | 1910 | 2010 and earlier | Single Family | 587.74 | 587.74 | 1 | No Cooling | NULL | NULL | NULL | NULL | NULL | NULL | NULL | NULL | NULL | NULL | None
| SITE_01581 | 1956 | 2010 and earlier | Single Family | 2292.4 | 2292.4 | 1 | Packaged AC | Portable Air Conditioner | Unknown | Manual Thermostat - Digital | 10000 | NULL | NULL | Packaged AC | 2016 | 2011 and later | 0 | PTAC/RAC
| SITE_01582 | 1920 | 2010 and earlier | Single Family | 587.74 | 587.74 | 1 | No Cooling | NULL | NULL | NULL | NULL | NULL | NULL | NULL | NULL | NULL | NULL | None
| SITE_01583 | 1952 | 2010 and earlier | Single Family | 587.74 | 587.74 | 1 | No Cooling | NULL | NULL | NULL | NULL | NULL | NULL | NULL | NULL | NULL | NULL | None
| SITE_01584 | 1940 | 2010 and earlier | Single Family | 65.07 | 65.07 | 1 | Air Source Heat Pump | NULL | Electric | Programmable Thermostat | 33600 | 13 | 3: 13.0-13.9 | Condenser | 2012 | 2011 and later | 4 | ASHP
| SITE_01585 | 1949 | 2010 and earlier | Single Family | 587.74 | 587.74 | 1 | Mini-Split HP | NULL | Electric | Programmable Thermostat | NULL | NULL | NULL | Condenser | 2013 | 2011 and later | 3 | DHP
| SITE_01586 | 1978 | 2010 and earlier | Single Family | 587.74 | 587.74 | 1 | No Cooling | NULL | NULL | NULL | NULL | NULL | NULL | NULL | NULL | NULL | NULL | None
| SITE_01587 | 1972 | 2010 and earlier | Multifamily Residence | 2002.39 | 2002.39 | 1 | No Cooling | NULL | NULL | NULL | NULL | NULL | NULL | NULL | NULL | NULL | NULL | None
| SITE_01588 | 1927 | 2010 and earlier | Single Family | 2292.4 | 2292.4 | 1 | No Cooling | NULL | NULL | NULL | NULL | NULL | NULL | NULL | NULL | NULL | NULL | None
| SITE_01589 | 1980 | 2010 and earlier | Single Family | 587.74 | 587.74 | 1 | Air Source Heat Pump | NULL | Electric | Programmable Thermostat | 28800 | 16 | 4: 14.0-16.9 | Condenser | 2013 | 2011 and later | 3 | ASHP
| SITE_01590 | 1900 | 2010 and earlier | Single Family | 587.74 | 587.74 | 1 | No Cooling | NULL | NULL | NULL | NULL | NULL | NULL | NULL | NULL | NULL | NULL | None
| SITE_01591 | 1976 | 2010 and earlier | Single Family | 587.74 | 587.74 | 1 | No Cooling | NULL | NULL | NULL | NULL | NULL | NULL | NULL | NULL | NULL | NULL | None
| SITE_01592 | 1946 | 2010 and earlier | Single Family | 587.74 | 587.74 | 1 | No Cooling | NULL | NULL | NULL | NULL | NULL | NULL | NULL | NULL | NULL | NULL | None
| SITE_01593 | 1978 | 2010 and earlier | Single Family | 587.74 | 587.74 | 1 | Air Source Heat Pump | NULL | Electric | Programmable Thermostat | 35400 | 13.5 | 3: 13.0-13.9 | Condenser | 2012 | 2011 and later | 4 | ASHP
| SITE_01594 | 1901 | 2010 and earlier | Single Family | 2292.4 | 2292.4 | 1 | No Cooling | NULL | NULL | NULL | NULL | NULL | NULL | NULL | NULL | NULL | NULL | None
| SITE_01595 | 1946 | 2010 and earlier | Single Family | 587.74 | 587.74 | 1 | Mini-Split HP | NULL | Electric | Manual Thermostat - Digital | NULL | NULL | NULL | Condenser | NULL | NULL | NULL | DHP
| SITE_01596 | 1926 | 2010 and earlier | Single Family | 2292.4 | 2292.4 | 1 | No Cooling | NULL | NULL | NULL | NULL | NULL | NULL | NULL | NULL | NULL | NULL | None
| SITE_01597 | 2007 | 2010 and earlier | Single Family | 2292.4 | 2292.4 | 1 | No Cooling | NULL | NULL | NULL | NULL | NULL | NULL | NULL | NULL | NULL | NULL | None
| SITE_01598 | 1914 | 2010 and earlier | Single Family | 65.07 | 65.07 | 1 | Mini-Split HP | NULL | Unknown | Programmable Thermostat | NULL | NULL | NULL | Condenser | 2014 | 2011 and later | 2 | DHP
| SITE_01599 | 2001 | 2010 and earlier | Single Family | 2292.4 | 2292.4 | 1 | No Cooling | NULL | NULL | NULL | NULL | NULL | NULL | NULL | NULL | NULL | NULL | None
| SITE_01600 | 1917 | 2010 and earlier | Single Family | 2292.4 | 2292.4 | 1 | Packaged AC | Window Air Conditioner | Unknown | Manual Thermostat - Analog | NULL | NULL | NULL | Packaged AC | NULL | NULL | NULL | PTAC/RAC
| SITE_01601 | 1930 | 2010 and earlier | Single Family | 2292.4 | 2292.4 | 1 | No Cooling | NULL | NULL | NULL | NULL | NULL | NULL | NULL | NULL | NULL | NULL | None
| SITE_01602 | 1950 | 2010 and earlier | Single Family | 587.74 | 587.74 | 1 | No Cooling | NULL | NULL | NULL | NULL | NULL | NULL | NULL | NULL | NULL | NULL | None
| SITE_01603 | NULL | NULL | Single Family | 587.74 | 587.74 | 1 | No Cooling | NULL | NULL | NULL | NULL | NULL | NULL | NULL | NULL | NULL | NULL | None
| SITE_01604 | 1923 | 2010 and earlier | Single Family | 2292.4 | 2292.4 | 1 | Packaged AC | Window Air Conditioner | Unknown | Manual Thermostat - Digital | 6000 | NULL | NULL | Packaged AC | 2016 | 2011 and later | 0 | PTAC/RAC
| SITE_01605 | 1908 | 2010 and earlier | Single Family | 2292.4 | 2292.4 | 1 | No Cooling | NULL | NULL | NULL | NULL | NULL | NULL | NULL | NULL | NULL | NULL | None
| SITE_01606 | 1951 | 2010 and earlier | Single Family | 587.74 | 587.74 | 1 | No Cooling | NULL | NULL | NULL | NULL | NULL | NULL | NULL | NULL | NULL | NULL | None
| SITE_01607 | 1923 | 2010 and earlier | Single Family | 2292.4 | 2292.4 | 1 | No Cooling | NULL | NULL | NULL | NULL | NULL | NULL | NULL | NULL | NULL | NULL | None
| SITE_01608 | 1996 | 2010 and earlier | Single Family | 2292.4 | 2292.4 | 1 | Packaged AC | Window Air Conditioner | Unknown | Manual Thermostat - Digital | 8000 | NULL | NULL | Packaged AC | NULL | NULL | NULL | PTAC/RAC
| SITE_01609 | 1951 | 2010 and earlier | Single Family | 2292.4 | 2292.4 | 1 | Packaged AC | Window Air Conditioner | Unknown | Manual Thermostat - Digital | 8000 | NULL | NULL | Packaged AC | 2013 | 2011 and later | 3 | PTAC/RAC
| SITE_01610 | 2015 | 2011 and later | Single Family | 587.74 | 587.74 | 1 | Mini-Split HP | NULL | Electric | Manual Thermostat - Digital | NULL | NULL | NULL | Condenser | 2013 | 2011 and later | 3 | DHP
| SITE_01611 | 1960 | 2010 and earlier | Single Family | 2292.4 | 2292.4 | 1 | No Cooling | NULL | NULL | NULL | NULL | NULL | NULL | NULL | NULL | NULL | NULL | None
| SITE_01612 | 1957 | 2010 and earlier | Single Family | 65.07 | 65.07 | 1 | Mini-Split HP | NULL | Electric | Remote Control | NULL | NULL | NULL | Condenser | 2013 | 2011 and later | 3 | DHP
| SITE_01613 | 1959 | 2010 and earlier | Single Family | 2292.4 | 2292.4 | 1 | No Cooling | NULL | NULL | NULL | NULL | NULL | NULL | NULL | NULL | NULL | NULL | None
| SITE_01614 | 1910 | 2010 and earlier | Single Family | 2292.4 | 2292.4 | 1 | No Cooling | NULL | NULL | NULL | NULL | NULL | NULL | NULL | NULL | NULL | NULL | None
| SITE_01615 | 1917 | 2010 and earlier | Single Family | 587.74 | 587.74 | 1 | Mini-Split HP | NULL | Electric | Programmable Thermostat | NULL | NULL | NULL | Condenser | 2014 | 2011 and later | 2 | DHP
| SITE_01616 | 1938 | 2010 and earlier | Single Family | 2292.4 | 2292.4 | 1 | No Cooling | NULL | NULL | NULL | NULL | NULL | NULL | NULL | NULL | NULL | NULL | None
| SITE_01617 | 1991 | 2010 and earlier | Single Family | 253.05 | 253.05 | 1 | Packaged AC | Window Air Conditioner | Unknown | Manual Thermostat - Analog | 5000 | NULL | NULL | Packaged AC | 2016 | 2011 and later | 0 | PTAC/RAC
| SITE_01618 | 2002 | 2010 and earlier | Single Family | 587.74 | 587.74 | 1 | Air Source Heat Pump | Dual Fuel Primary | Electric | Programmable Thermostat | 36000 | 14.5 | 4: 14.0-16.9 | Condenser | 2011 | 2011 and later | 5 | ASHP
| SITE_01619 | 1952 | 2010 and earlier | Single Family | 587.74 | 587.74 | 1 | Mini-Split HP | NULL | Electric | Programmable Thermostat | NULL | NULL | NULL | Condenser | 2014 | 2011 and later | 2 | DHP
| SITE_01620 | 1920 | 2010 and earlier | Single Family | 253.05 | 253.05 | 1 | No Cooling | NULL | NULL | NULL | NULL | NULL | NULL | NULL | NULL | NULL | NULL | None
| SITE_01621 | 1951 | 2010 and earlier | Single Family | 253.05 | 253.05 | 1 | No Cooling | NULL | NULL | NULL | NULL | NULL | NULL | NULL | NULL | NULL | NULL | None
| SITE_01622 | 1939 | 2010 and earlier | Single Family | 253.05 | 253.05 | 1 | No Cooling | NULL | NULL | NULL | NULL | NULL | NULL | NULL | NULL | NULL | NULL | None
| SITE_01623 | 1945 | 2010 and earlier | Single Family | 253.05 | 253.05 | 1 | No Cooling | NULL | NULL | NULL | NULL | NULL | NULL | NULL | NULL | NULL | NULL | None
| SITE_01624 | 1952 | 2010 and earlier | Single Family | 253.05 | 253.05 | 1 | Mini-Split HP | NULL | Electric | Programmable Thermostat | NULL | NULL | NULL | Condenser | 2011 | 2011 and later | 5 | DHP
| SITE_01625 | 1986 | 2010 and earlier | Single Family | 65.07 | 65.07 | 1 | No Cooling | NULL | NULL | NULL | NULL | NULL | NULL | NULL | NULL | NULL | NULL | None
| SITE_01626 | 1958 | 2010 and earlier | Single Family | 253.05 | 253.05 | 1 | No Cooling | NULL | NULL | NULL | NULL | NULL | NULL | NULL | NULL | NULL | NULL | None
| SITE_01627 | 1923 | 2010 and earlier | Single Family | 253.05 | 253.05 | 1 | No Cooling | NULL | NULL | NULL | NULL | NULL | NULL | NULL | NULL | NULL | NULL | None
| SITE_01628 | 1929 | 2010 and earlier | Single Family | 253.05 | 253.05 | 1 | No Cooling | NULL | NULL | NULL | NULL | NULL | NULL | NULL | NULL | NULL | NULL | None
| SITE_01629 | 1958 | 2010 and earlier | Single Family | 65.07 | 65.07 | 1 | No Cooling | NULL | NULL | NULL | NULL | NULL | NULL | NULL | NULL | NULL | NULL | None
| SITE_01630 | 1960 | 2010 and earlier | Single Family | 65.07 | 65.07 | 1 | Mini-Split HP | NULL | Unknown | Programmable Thermostat | NULL | NULL | NULL | Condenser | NULL | NULL | NULL | DHP
| SITE_01631 | 1927 | 2010 and earlier | Single Family | 253.05 | 253.05 | 1 | No Cooling | NULL | NULL | NULL | NULL | NULL | NULL | NULL | NULL | NULL | NULL | None
| SITE_01632 | 1944 | 2010 and earlier | Single Family | 253.05 | 253.05 | 1 | No Cooling | NULL | NULL | NULL | NULL | NULL | NULL | NULL | NULL | NULL | NULL | None
| SITE_01633 | 1950 | 2010 and earlier | Single Family | 253.05 | 253.05 | 1 | No Cooling | NULL | NULL | NULL | NULL | NULL | NULL | NULL | NULL | NULL | NULL | None
| SITE_01634 | 1908 | 2010 and earlier | Single Family | 253.05 | 253.05 | 1 | No Cooling | NULL | NULL | NULL | NULL | NULL | NULL | NULL | NULL | NULL | NULL | None
| SITE_01635 | 1947 | 2010 and earlier | Single Family | 65.07 | 65.07 | 1 | No Cooling | NULL | NULL | NULL | NULL | NULL | NULL | NULL | NULL | NULL | NULL | None
| SITE_01636 | 1981 | 2010 and earlier | Single Family | 65.07 | 65.07 | 1 | No Cooling | NULL | NULL | NULL | NULL | NULL | NULL | NULL | NULL | NULL | NULL | None
| SITE_01637 | 1909 | 2010 and earlier | Single Family | 253.05 | 253.05 | 1 | No Cooling | NULL | NULL | NULL | NULL | NULL | NULL | NULL | NULL | NULL | NULL | None
| SITE_01638 | 1960 | 2010 and earlier | Single Family | 65.07 | 65.07 | 1 | No Cooling | NULL | NULL | NULL | NULL | NULL | NULL | NULL | NULL | NULL | NULL | None
| SITE_01639 | 2005 | 2010 and earlier | Single Family | 253.05 | 253.05 | 1 | No Cooling | NULL | NULL | NULL | NULL | NULL | NULL | NULL | NULL | NULL | NULL | None
| SITE_01640 | 1954 | 2010 and earlier | Single Family | 253.05 | 253.05 | 1 | No Cooling | NULL | NULL | NULL | NULL | NULL | NULL | NULL | NULL | NULL | NULL | None
| SITE_01641 | 1943 | 2010 and earlier | Single Family | 253.05 | 253.05 | 1 | No Cooling | NULL | NULL | NULL | NULL | NULL | NULL | NULL | NULL | NULL | NULL | None
| SITE_01642 | 1940 | 2010 and earlier | Single Family | 253.05 | 253.05 | 1 | No Cooling | NULL | NULL | NULL | NULL | NULL | NULL | NULL | NULL | NULL | NULL | None
| SITE_01643 | 1943 | 2010 and earlier | Single Family | 253.05 | 253.05 | 1 | No Cooling | NULL | NULL | NULL | NULL | NULL | NULL | NULL | NULL | NULL | NULL | None
| SITE_01644 | 1978 | 2010 and earlier | Single Family | 65.07 | 65.07 | 1 | No Cooling | NULL | NULL | NULL | NULL | NULL | NULL | NULL | NULL | NULL | NULL | None
| SITE_01645 | 2001 | 2010 and earlier | Single Family | 253.05 | 253.05 | 1 | No Cooling | NULL | NULL | NULL | NULL | NULL | NULL | NULL | NULL | NULL | NULL | None
| SITE_01646 | 1910 | 2010 and earlier | Single Family | 65.07 | 65.07 | 1 | No Cooling | NULL | NULL | NULL | NULL | NULL | NULL | NULL | NULL | NULL | NULL | None
| SITE_01647 | 1970 | 2010 and earlier | Single Family | 65.07 | 65.07 | 1 | No Cooling | NULL | NULL | NULL | NULL | NULL | NULL | NULL | NULL | NULL | NULL | None
| SITE_01648 | 1931 | 2010 and earlier | Single Family | 253.05 | 253.05 | 1 | No Cooling | NULL | NULL | NULL | NULL | NULL | NULL | NULL | NULL | NULL | NULL | None
| SITE_01649 | 1972 | 2010 and earlier | Single Family | 65.07 | 65.07 | 1 | No Cooling | NULL | NULL | NULL | NULL | NULL | NULL | NULL | NULL | NULL | NULL | None
| SITE_01650 | 1890 | 2010 and earlier | Single Family | 65.07 | 65.07 | 1 | No Cooling | NULL | NULL | NULL | NULL | NULL | NULL | NULL | NULL | NULL | NULL | None
| SITE_01651 | 1956 | 2010 and earlier | Single Family | 253.05 | 253.05 | 1 | No Cooling | NULL | NULL | NULL | NULL | NULL | NULL | NULL | NULL | NULL | NULL | None
| SITE_01652 | 1980 | 2010 and earlier | Single Family | 65.07 | 65.07 | 1 | No Cooling | NULL | NULL | NULL | NULL | NULL | NULL | NULL | NULL | NULL | NULL | None
| SITE_01653 | 1948 | 2010 and earlier | Single Family | 253.05 | 253.05 | 1 | No Cooling | NULL | NULL | NULL | NULL | NULL | NULL | NULL | NULL | NULL | NULL | None
| SITE_01654 | 1996 | 2010 and earlier | Single Family | 253.05 | 253.05 | 1 | No Cooling | NULL | NULL | NULL | NULL | NULL | NULL | NULL | NULL | NULL | NULL | None
| SITE_01656 | 1980 | 2010 and earlier | Single Family | 65.07 | 65.07 | 1 | Packaged AC | Portable Air Conditioner | Unknown | Timer | 12000 | NULL | NULL | Packaged AC | NULL | NULL | NULL | PTAC/RAC
| SITE_01657 | 1919 | 2010 and earlier | Single Family | 253.05 | 253.05 | 1 | No Cooling | NULL | NULL | NULL | NULL | NULL | NULL | NULL | NULL | NULL | NULL | None
| SITE_01658 | 1968 | 2010 and earlier | Single Family | 65.07 | 65.07 | 1 | No Cooling | NULL | NULL | NULL | NULL | NULL | NULL | NULL | NULL | NULL | NULL | None
| SITE_01659 | 1959 | 2010 and earlier | Single Family | 253.05 | 253.05 | 1 | No Cooling | NULL | NULL | NULL | NULL | NULL | NULL | NULL | NULL | NULL | NULL | None
| SITE_01660 | 1907 | 2010 and earlier | Single Family | 253.05 | 253.05 | 1 | No Cooling | NULL | NULL | NULL | NULL | NULL | NULL | NULL | NULL | NULL | NULL | None
| SITE_01661 | 1930 | 2010 and earlier | Single Family | 253.05 | 253.05 | 1 | Central AC | NULL | Electric | Programmable Thermostat | 30000 | 19 | 5: 17.0 or higher | Condenser | 2004 | 2010 and earlier | 12 | CAC
| SITE_01662 | 1965 | 2010 and earlier | Single Family | 253.05 | 253.05 | 1 | Central AC | NULL | Electric | Programmable Thermostat | 60000 | NULL | NULL | Condenser | NULL | NULL | NULL | CAC
| SITE_01663 | 1945 | 2010 and earlier | Single Family | 253.05 | 253.05 | 1 | No Cooling | NULL | NULL | NULL | NULL | NULL | NULL | NULL | NULL | NULL | NULL | None
| SITE_01664 | 1906 | 2010 and earlier | Single Family | 65.07 | 65.07 | 1 | No Cooling | NULL | NULL | NULL | NULL | NULL | NULL | NULL | NULL | NULL | NULL | None
| SITE_01665 | 1978 | 2010 and earlier | Single Family | 65.07 | 65.07 | 1 | No Cooling | NULL | NULL | NULL | NULL | NULL | NULL | NULL | NULL | NULL | NULL | None
| SITE_01666 | 1951 | 2010 and earlier | Single Family | 253.05 | 253.05 | 1 | No Cooling | NULL | NULL | NULL | NULL | NULL | NULL | NULL | NULL | NULL | NULL | None
| SITE_01667 | 1924 | 2010 and earlier | Single Family | 253.05 | 253.05 | 1 | No Cooling | NULL | NULL | NULL | NULL | NULL | NULL | NULL | NULL | NULL | NULL | None
| SITE_01668 | 1947 | 2010 and earlier | Single Family | 253.05 | 253.05 | 1 | No Cooling | NULL | NULL | NULL | NULL | NULL | NULL | NULL | NULL | NULL | NULL | None
| SITE_01669 | 1942 | 2010 and earlier | Single Family | 65.07 | 65.07 | 1 | Air Source Heat Pump | NULL | Electric | Programmable Thermostat | 18000 | NULL | NULL | Condenser | 2004 | 2010 and earlier | 12 | ASHP
| SITE_01670 | 2002 | 2010 and earlier | Single Family | 253.05 | 253.05 | 1 | No Cooling | NULL | NULL | NULL | NULL | NULL | NULL | NULL | NULL | NULL | NULL | None
| SITE_01671 | 1942 | 2010 and earlier | Single Family | 253.05 | 253.05 | 1 | No Cooling | NULL | NULL | NULL | NULL | NULL | NULL | NULL | NULL | NULL | NULL | None
| SITE_01672 | 1930 | 2010 and earlier | Multifamily Residence | 2002.39 | 2002.39 | 1 | No Cooling | NULL | NULL | NULL | NULL | NULL | NULL | NULL | NULL | NULL | NULL | None
| SITE_01673 | 2013 | 2011 and later | Single Family | 65.07 | 65.07 | 1 | No Cooling | NULL | NULL | NULL | NULL | NULL | NULL | NULL | NULL | NULL | NULL | None
| SITE_01674 | 1942 | 2010 and earlier | Single Family | 253.05 | 253.05 | 1 | Packaged AC | Portable Air Conditioner | Unknown | Manual Thermostat - Digital | 5000 | NULL | NULL | Packaged AC | NULL | NULL | NULL | PTAC/RAC
| SITE_01675 | NULL | NULL | Single Family | 65.07 | 65.07 | 1 | No Cooling | NULL | NULL | NULL | NULL | NULL | NULL | NULL | NULL | NULL | NULL | None
| SITE_01676 | 1955 | 2010 and earlier | Single Family | 65.07 | 65.07 | 1 | No Cooling | NULL | NULL | NULL | NULL | NULL | NULL | NULL | NULL | NULL | NULL | None
| SITE_01677 | 1956 | 2010 and earlier | Single Family | 253.05 | 253.05 | 1 | No Cooling | NULL | NULL | NULL | NULL | NULL | NULL | NULL | NULL | NULL | NULL | None
| SITE_01678 | 1951 | 2010 and earlier | Single Family | 253.05 | 253.05 | 1 | No Cooling | NULL | NULL | NULL | NULL | NULL | NULL | NULL | NULL | NULL | NULL | None
| SITE_01679 | 1910 | 2010 and earlier | Single Family | 65.07 | 65.07 | 1 | No Cooling | NULL | NULL | NULL | NULL | NULL | NULL | NULL | NULL | NULL | NULL | None
| SITE_01680 | 1939 | 2010 and earlier | Single Family | 253.05 | 253.05 | 1 | No Cooling | NULL | NULL | NULL | NULL | NULL | NULL | NULL | NULL | NULL | NULL | None
| SITE_01681 | 2015 | 2011 and later | Single Family | 3801.52 | 3801.52 | 1 | Air Source Heat Pump | NULL | Electric | Programmable Thermostat | 34800 | 14.5 | 4: 14.0-16.9 | Condenser | 1994 | 2010 and earlier | 22 | ASHP
| SITE_01682 | 1988 | 2010 and earlier | Manufactured | 1982.27 | 1982.27 | 1 | No Cooling | NULL | NULL | NULL | NULL | NULL | NULL | NULL | NULL | NULL | NULL | None
| SITE_01683 | 1990 | 2010 and earlier | Manufactured | 1982.27 | 1982.27 | 1 | Packaged AC | Window Air Conditioner | Unknown | Manual Thermostat - Digital | NULL | NULL | NULL | Packaged AC | NULL | NULL | NULL | PTAC/RAC
| SITE_01684 | 1983 | 2010 and earlier | Manufactured | 921.5 | 921.5 | 1 | No Cooling | NULL | NULL | NULL | NULL | NULL | NULL | NULL | NULL | NULL | NULL | None
| SITE_01685 | 1968 | 2010 and earlier | Manufactured | 1982.27 | 1982.27 | 1 | Air Source Heat Pump | NULL | Electric | Programmable Thermostat | 23400 | 14 | 4: 14.0-16.9 | Condenser | 2015 | 2011 and later | 1 | ASHP
| SITE_01686 | 2003 | 2010 and earlier | Manufactured | 921.5 | 921.5 | 1 | Central AC | NULL | Electric | Programmable Thermostat | 30000 | 12 | 2: 10.0-12.9 | Condenser | 2004 | 2010 and earlier | 12 | CAC
| SITE_01687 | 1978 | 2010 and earlier | Manufactured | 1982.27 | 1982.27 | 1 | No Cooling | NULL | NULL | NULL | NULL | NULL | NULL | NULL | NULL | NULL | NULL | None
| SITE_01688 | 1988 | 2010 and earlier | Manufactured | 921.5 | 921.5 | 1 | No Cooling | NULL | NULL | NULL | NULL | NULL | NULL | NULL | NULL | NULL | NULL | None
| SITE_01689 | 1963 | 2010 and earlier | Manufactured | 1982.27 | 1982.27 | 1 | No Cooling | NULL | NULL | NULL | NULL | NULL | NULL | NULL | NULL | NULL | NULL | None
| SITE_01690 | 2001 | 2010 and earlier | Manufactured | 921.5 | 921.5 | 1 | No Cooling | NULL | NULL | NULL | NULL | NULL | NULL | NULL | NULL | NULL | NULL | None
| SITE_01691 | 1986 | 2010 and earlier | Manufactured | 1982.27 | 1982.27 | 1 | No Cooling | NULL | NULL | NULL | NULL | NULL | NULL | NULL | NULL | NULL | NULL | None
| SITE_01692 | 1979 | 2010 and earlier | Manufactured | 1313.97 | 1313.97 | 1 | No Cooling | NULL | NULL | NULL | NULL | NULL | NULL | NULL | NULL | NULL | NULL | None
| SITE_01693 | 1970 | 2010 and earlier | Manufactured | 1313.97 | 1313.97 | 1 | Air Source Heat Pump | NULL | Electric | Programmable Thermostat | 54000 | NULL | NULL | Condenser | NULL | NULL | NULL | ASHP
| SITE_01694 | 1994 | 2010 and earlier | Manufactured | 1982.27 | 1982.27 | 1 | No Cooling | NULL | NULL | NULL | NULL | NULL | NULL | NULL | NULL | NULL | NULL | None
| SITE_01695 | 1978 | 2010 and earlier | Manufactured | 1313.97 | 1313.97 | 1 | Air Source Heat Pump | NULL | Electric | Programmable Thermostat | 30000 | NULL | NULL | Condenser | NULL | NULL | NULL | ASHP
| SITE_01696 | 2007 | 2010 and earlier | Manufactured | 1313.97 | 1313.97 | 1 | Mini-Split AC | NULL | Electric | Manual Thermostat - Digital | NULL | NULL | NULL | Condenser | 2015 | 2011 and later | 1 | PTAC/RAC
| SITE_01697 | 1976 | 2010 and earlier | Manufactured | 1313.97 | 1313.97 | 1 | Mini-Split HP | NULL | Electric | Manual Thermostat - Digital | NULL | NULL | NULL | Condenser | 2015 | 2011 and later | 1 | DHP
| SITE_01698 | 2006 | 2010 and earlier | Manufactured | 1982.27 | 1982.27 | 1 | No Cooling | NULL | NULL | NULL | NULL | NULL | NULL | NULL | NULL | NULL | NULL | None
| SITE_01699 | 1991 | 2010 and earlier | Manufactured | 1313.97 | 1313.97 | 1 | No Cooling | NULL | NULL | NULL | NULL | NULL | NULL | NULL | NULL | NULL | NULL | None
| SITE_01700 | 1978 | 2010 and earlier | Manufactured | 2658 | 2658 | 1 | No Cooling | NULL | NULL | NULL | NULL | NULL | NULL | NULL | NULL | NULL | NULL | None
| SITE_01701 | 2001 | 2010 and earlier | Manufactured | 2658 | 2658 | 1 | No Cooling | NULL | NULL | NULL | NULL | NULL | NULL | NULL | NULL | NULL | NULL | None
| SITE_01702 | 1972 | 2010 and earlier | Manufactured | 1982.27 | 1982.27 | 1 | No Cooling | NULL | NULL | NULL | NULL | NULL | NULL | NULL | NULL | NULL | NULL | None
| SITE_01703 | 1980 | 2010 and earlier | Manufactured | 1313.97 | 1313.97 | 1 | No Cooling | NULL | NULL | NULL | NULL | NULL | NULL | NULL | NULL | NULL | NULL | None
| SITE_01704 | 1991 | 2010 and earlier | Manufactured | 997.59 | 997.59 | 1 | No Cooling | NULL | NULL | NULL | NULL | NULL | NULL | NULL | NULL | NULL | NULL | None
| SITE_01705 | 1977 | 2010 and earlier | Manufactured | 997.59 | 997.59 | 1 | Air Source Heat Pump | NULL | Electric | Programmable Thermostat | 31100 | 13 | 3: 13.0-13.9 | Condenser | 1991 | 2010 and earlier | 25 | ASHP
| SITE_01706 | 1963 | 2010 and earlier | Manufactured | 1982.27 | 1982.27 | 1 | No Cooling | NULL | NULL | NULL | NULL | NULL | NULL | NULL | NULL | NULL | NULL | None
| SITE_01707 | 1980 | 2010 and earlier | Manufactured | 1982.27 | 1982.27 | 1 | No Cooling | NULL | NULL | NULL | NULL | NULL | NULL | NULL | NULL | NULL | NULL | None
| SITE_01708 | 1976 | 2010 and earlier | Manufactured | 1982.27 | 1982.27 | 1 | No Cooling | NULL | NULL | NULL | NULL | NULL | NULL | NULL | NULL | NULL | NULL | None
| SITE_01709 | 1991 | 2010 and earlier | Manufactured | 1982.27 | 1982.27 | 1 | No Cooling | NULL | NULL | NULL | NULL | NULL | NULL | NULL | NULL | NULL | NULL | None
| SITE_01710 | 1984 | 2010 and earlier | Multifamily Residence | 2002.39 | 2002.39 | 1 | No Cooling | NULL | NULL | NULL | NULL | NULL | NULL | NULL | NULL | NULL | NULL | None
| SITE_01711 | 1984 | 2010 and earlier | Multifamily Residence | 2002.39 | 2002.39 | 1 | Packaged AC | Window Air Conditioner | Unknown | Manual Thermostat - Analog | 5000 | NULL | NULL | Packaged AC | 1997 | 2010 and earlier | 19 | PTAC/RAC
| SITE_01712 | 1920 | 2010 and earlier | Multifamily Residence | 2002.39 | 2002.39 | 1 | No Cooling | NULL | NULL | NULL | NULL | NULL | NULL | NULL | NULL | NULL | NULL | None
| SITE_01713 | 2000 | 2010 and earlier | Multifamily Residence | 2002.11 | 2002.11 | 1 | No Cooling | NULL | NULL | NULL | NULL | NULL | NULL | NULL | NULL | NULL | NULL | None
| SITE_01714 | 1990 | 2010 and earlier | Multifamily Residence | 2000.27 | 2000.27 | 1 | No Cooling | NULL | NULL | NULL | NULL | NULL | NULL | NULL | NULL | NULL | NULL | None
| SITE_01715 | 1985 | 2010 and earlier | Manufactured | 1982.27 | 1982.27 | 1 | No Cooling | NULL | NULL | NULL | NULL | NULL | NULL | NULL | NULL | NULL | NULL | None
| SITE_01716 | 1975 | 2010 and earlier | Multifamily Residence | 2002.39 | 2002.39 | 1 | Packaged AC | Window Air Conditioner | Unknown | Manual Thermostat - Digital | 12000 | NULL | NULL | Packaged AC | NULL | NULL | NULL | PTAC/RAC
| SITE_01717 | 1983 | 2010 and earlier | Multifamily Residence | 2383.66 | 2383.66 | 1 | No Cooling | NULL | NULL | NULL | NULL | NULL | NULL | NULL | NULL | NULL | NULL | None
| SITE_01718 | 1983 | 2010 and earlier | Multifamily Residence | 2383.66 | 2383.66 | 1 | No Cooling | NULL | NULL | NULL | NULL | NULL | NULL | NULL | NULL | NULL | NULL | None
| SITE_01719 | 1981 | 2010 and earlier | Manufactured | 1982.27 | 1982.27 | 1 | Packaged AC | Window Air Conditioner | Unknown | Manual Thermostat - Analog | NULL | NULL | NULL | Packaged AC | NULL | NULL | NULL | PTAC/RAC
| SITE_01720 | 2006 | 2010 and earlier | Multifamily Residence | 2383.66 | 2383.66 | 1 | No Cooling | NULL | NULL | NULL | NULL | NULL | NULL | NULL | NULL | NULL | NULL | None
| SITE_01721 | 1992 | 2010 and earlier | Manufactured | 997.59 | 997.59 | 1 | No Cooling | NULL | NULL | NULL | NULL | NULL | NULL | NULL | NULL | NULL | NULL | None
| SITE_01722 | 1966 | 2010 and earlier | Manufactured | 2052 | 2052 | 1 | Mini-Split HP | NULL | Electric | Programmable Thermostat | NULL | NULL | NULL | Condenser | 2015 | 2011 and later | 1 | DHP
| SITE_01723 | 1920 | 2010 and earlier | Multifamily Residence | 2002.39 | 2002.39 | 1 | No Cooling | NULL | NULL | NULL | NULL | NULL | NULL | NULL | NULL | NULL | NULL | None
| SITE_01724 | 1982 | 2010 and earlier | Manufactured | 1982.27 | 1982.27 | 1 | No Cooling | NULL | NULL | NULL | NULL | NULL | NULL | NULL | NULL | NULL | NULL | None
| SITE_01725 | 1986 | 2010 and earlier | Manufactured | 1982.27 | 1982.27 | 1 | Packaged AC | Window Air Conditioner | Unknown | Manual Thermostat - Digital | 8000 | NULL | NULL | Packaged AC | 2002 | 2010 and earlier | 14 | PTAC/RAC
| SITE_01726 | 2014 | 2011 and later | Multifamily Residence | 2002.39 | 2002.39 | 1 | No Cooling | NULL | NULL | NULL | NULL | NULL | NULL | NULL | NULL | NULL | NULL | None
| SITE_01727 | 1969 | 2010 and earlier | Manufactured | 997.59 | 997.59 | 1 | No Cooling | NULL | NULL | NULL | NULL | NULL | NULL | NULL | NULL | NULL | NULL | None
| SITE_01728 | 1973 | 2010 and earlier | Multifamily Residence | 2000.27 | 2000.27 | 1 | No Cooling | NULL | NULL | NULL | NULL | NULL | NULL | NULL | NULL | NULL | NULL | None
| SITE_01729 | 1998 | 2010 and earlier | Multifamily Residence | 2002.11 | 2002.11 | 1 | No Cooling | NULL | NULL | NULL | NULL | NULL | NULL | NULL | NULL | NULL | NULL | None
| SITE_01730 | NULL | NULL | Multifamily Residence | 2000.27 | 2000.27 | 1 | No Cooling | NULL | NULL | NULL | NULL | NULL | NULL | NULL | NULL | NULL | NULL | None
| SITE_01731 | 1970 | 2010 and earlier | Single Family | 12576.67 | 12576.67 | 1 | No Cooling | NULL | NULL | NULL | NULL | NULL | NULL | NULL | NULL | NULL | NULL | None
| SITE_01732 | 1952 | 2010 and earlier | Multifamily Residence | 2804.94 | 2804.94 | 1 | No Cooling | NULL | NULL | NULL | NULL | NULL | NULL | NULL | NULL | NULL | NULL | None
| SITE_01733 | 1929 | 2010 and earlier | Multifamily Residence | 2804.94 | 2804.94 | 1 | No Cooling | NULL | NULL | NULL | NULL | NULL | NULL | NULL | NULL | NULL | NULL | None
| SITE_01734 | 1968 | 2010 and earlier | Multifamily Residence | 2804.94 | 2804.94 | 1 | No Cooling | NULL | NULL | NULL | NULL | NULL | NULL | NULL | NULL | NULL | NULL | None
| SITE_01735 | 1970 | 2010 and earlier | Multifamily Residence | 2002.11 | 2002.11 | 1 | No Cooling | NULL | NULL | NULL | NULL | NULL | NULL | NULL | NULL | NULL | NULL | None
| SITE_01736 | 1971 | 2010 and earlier | Single Family | 10259.39 | 10259.39 | 1 | Air Source Heat Pump | NULL | Electric | Programmable Thermostat | 23000 | 13 | 3: 13.0-13.9 | Condenser | 2008 | 2010 and earlier | 8 | ASHP
| SITE_01737 | 1959 | 2010 and earlier | Single Family | 12576.67 | 12576.67 | 1 | No Cooling | NULL | NULL | NULL | NULL | NULL | NULL | NULL | NULL | NULL | NULL | None
| SITE_01738 | 2008 | 2010 and earlier | Multifamily Residence | 2002.39 | 2002.39 | 1 | No Cooling | NULL | NULL | NULL | NULL | NULL | NULL | NULL | NULL | NULL | NULL | None
| SITE_01739 | 1975 | 2010 and earlier | Single Family | 12576.67 | 12576.67 | 1 | No Cooling | NULL | NULL | NULL | NULL | NULL | NULL | NULL | NULL | NULL | NULL | None
| SITE_01740 | 1980 | 2010 and earlier | Single Family | 12576.67 | 12576.67 | 1 | No Cooling | NULL | NULL | NULL | NULL | NULL | NULL | NULL | NULL | NULL | NULL | None
| SITE_01741 | 2015 | 2011 and later | Multifamily Residence | 2383.66 | 2383.66 | 1 | No Cooling | NULL | NULL | NULL | NULL | NULL | NULL | NULL | NULL | NULL | NULL | None
| SITE_01742 | 1992 | 2010 and earlier | Multifamily Residence | 2002.39 | 2002.39 | 1 | No Cooling | NULL | NULL | NULL | NULL | NULL | NULL | NULL | NULL | NULL | NULL | None
| SITE_01743 | 1991 | 2010 and earlier | Multifamily Residence | 2383.66 | 2383.66 | 1 | No Cooling | NULL | NULL | NULL | NULL | NULL | NULL | NULL | NULL | NULL | NULL | None
| SITE_01744 | 1970 | 2010 and earlier | Multifamily Residence | 2002.39 | 2002.39 | 1 | No Cooling | NULL | NULL | NULL | NULL | NULL | NULL | NULL | NULL | NULL | NULL | None
| SITE_01745 | NULL | NULL | Multifamily Residence | 2000.27 | 2000.27 | 1 | No Cooling | NULL | NULL | NULL | NULL | NULL | NULL | NULL | NULL | NULL | NULL | None
| SITE_01746 | 1980 | 2010 and earlier | Manufactured | 1982.27 | 1982.27 | 1 | No Cooling | NULL | NULL | NULL | NULL | NULL | NULL | NULL | NULL | NULL | NULL | None
| SITE_01747 | NULL | NULL | Multifamily Residence | 2002.39 | 2002.39 | 1 | No Cooling | NULL | NULL | NULL | NULL | NULL | NULL | NULL | NULL | NULL | NULL | None
| SITE_01748 | 1983 | 2010 and earlier | Multifamily Residence | 2002.39 | 2002.39 | 1 | Mini-Split HP | NULL | Electric | Manual Thermostat - Digital | NULL | NULL | NULL | Condenser | NULL | NULL | NULL | DHP
| SITE_01749 | 1983 | 2010 and earlier | Multifamily Residence | 2002.39 | 2002.39 | 1 | Mini-Split HP | NULL | Electric | Programmable Thermostat | NULL | NULL | NULL | Condenser | 2010 | 2010 and earlier | 6 | DHP
| SITE_01750 | 1983 | 2010 and earlier | Multifamily Residence | 2002.39 | 2002.39 | 1 | Mini-Split HP | NULL | Electric | Manual Thermostat - Digital | NULL | NULL | NULL | Condenser | NULL | NULL | NULL | DHP
| SITE_01751 | 2008 | 2010 and earlier | Multifamily Residence | 2002.39 | 2002.39 | 1 | No Cooling | NULL | NULL | NULL | NULL | NULL | NULL | NULL | NULL | NULL | NULL | None
| SITE_01752 | 1995 | 2010 and earlier | Multifamily Residence | 2002.11 | 2002.11 | 1 | No Cooling | NULL | NULL | NULL | NULL | NULL | NULL | NULL | NULL | NULL | NULL | None
| SITE_01753 | 1978 | 2010 and earlier | Multifamily Residence | 2000.27 | 2000.27 | 1 | No Cooling | NULL | NULL | NULL | NULL | NULL | NULL | NULL | NULL | NULL | NULL | None
| SITE_01754 | 1972 | 2010 and earlier | Multifamily Residence | 2383.66 | 2383.66 | 1 | No Cooling | NULL | NULL | NULL | NULL | NULL | NULL | NULL | NULL | NULL | NULL | None
| SITE_01755 | 2010 | 2010 and earlier | Multifamily Residence | 2002.39 | 2002.39 | 1 | No Cooling | NULL | NULL | NULL | NULL | NULL | NULL | NULL | NULL | NULL | NULL | None
| SITE_01756 | 1999 | 2010 and earlier | Manufactured | 1982.27 | 1982.27 | 1 | Packaged AC | Window Air Conditioner | Unknown | Manual Thermostat - Digital | 12000 | NULL | NULL | Packaged AC | NULL | NULL | NULL | PTAC/RAC
| SITE_01757 | 2000 | 2010 and earlier | Multifamily Residence | 2000.27 | 2000.27 | 1 | No Cooling | NULL | NULL | NULL | NULL | NULL | NULL | NULL | NULL | NULL | NULL | None
| SITE_01758 | 1980 | 2010 and earlier | Multifamily Residence | 2000.27 | 2000.27 | 1 | No Cooling | NULL | NULL | NULL | NULL | NULL | NULL | NULL | NULL | NULL | NULL | None
| SITE_01759 | NULL | NULL | Multifamily Residence | 2000.27 | 2000.27 | 1 | No Cooling | NULL | NULL | NULL | NULL | NULL | NULL | NULL | NULL | NULL | NULL | None
| SITE_01760 | 1993 | 2010 and earlier | Multifamily Residence | 2000.27 | 2000.27 | 1 | No Cooling | NULL | NULL | NULL | NULL | NULL | NULL | NULL | NULL | NULL | NULL | None
| SITE_01761 | 1991 | 2010 and earlier | Manufactured | 1982.27 | 1982.27 | 1 | Air Source Heat Pump | NULL | Electric | Programmable Thermostat | 55500 | 13 | 3: 13.0-13.9 | Condenser | 2004 | 2010 and earlier | 12 | ASHP
| SITE_01762 | 2008 | 2010 and earlier | Multifamily Residence | 2804.94 | 2804.94 | 1 | No Cooling | NULL | NULL | NULL | NULL | NULL | NULL | NULL | NULL | NULL | NULL | None
| SITE_01763 | 1974 | 2010 and earlier | Manufactured | 1982.27 | 991.135 | 1 | Packaged AC | Window Air Conditioner | Unknown | Manual Thermostat - Analog | 5000 | NULL | NULL | Packaged AC | NULL | NULL | NULL | PTAC/RAC
| SITE_01763 | 1974 | 2010 and earlier | Manufactured | 1982.27 | 991.135 | 1 | Packaged AC | Window Air Conditioner | Unknown | Manual Thermostat - Analog | NULL | NULL | NULL | Packaged AC | NULL | NULL | NULL | PTAC/RAC
| SITE_01764 | 1975 | 2010 and earlier | Manufactured | 997.59 | 997.59 | 1 | No Cooling | NULL | NULL | NULL | NULL | NULL | NULL | NULL | NULL | NULL | NULL | None
| SITE_01765 | 1967 | 2010 and earlier | Multifamily Residence | 2002.11 | 2002.11 | 1 | No Cooling | NULL | NULL | NULL | NULL | NULL | NULL | NULL | NULL | NULL | NULL | None
| SITE_01766 | 1980 | 2010 and earlier | Multifamily Residence | 2000.27 | 2000.27 | 1 | No Cooling | NULL | NULL | NULL | NULL | NULL | NULL | NULL | NULL | NULL | NULL | None
| SITE_01767 | 1983 | 2010 and earlier | Multifamily Residence | 2002.39 | 2002.39 | 1 | No Cooling | NULL | NULL | NULL | NULL | NULL | NULL | NULL | NULL | NULL | NULL | None
| SITE_01768 | 2014 | 2011 and later | Multifamily Residence | 2002.39 | 2002.39 | 1 | No Cooling | NULL | NULL | NULL | NULL | NULL | NULL | NULL | NULL | NULL | NULL | None
| SITE_01769 | 2001 | 2010 and earlier | Multifamily Residence | 630.9 | 630.9 | 1 | No Cooling | NULL | NULL | NULL | NULL | NULL | NULL | NULL | NULL | NULL | NULL | None
| SITE_01770 | 1975 | 2010 and earlier | Multifamily Residence | 630.9 | 630.9 | 1 | No Cooling | NULL | NULL | NULL | NULL | NULL | NULL | NULL | NULL | NULL | NULL | None
| SITE_01771 | 1964 | 2010 and earlier | Multifamily Residence | 630.9 | 630.9 | 1 | No Cooling | NULL | NULL | NULL | NULL | NULL | NULL | NULL | NULL | NULL | NULL | None
| SITE_01772 | 1942 | 2010 and earlier | Multifamily Residence | 630.9 | 630.9 | 1 | No Cooling | NULL | NULL | NULL | NULL | NULL | NULL | NULL | NULL | NULL | NULL | None
| SITE_01773 | NULL | NULL | Multifamily Residence | 739.45 | 739.45 | 1 | No Cooling | NULL | NULL | NULL | NULL | NULL | NULL | NULL | NULL | NULL | NULL | None
| SITE_01774 | NULL | NULL | Multifamily Residence | 739.45 | 739.45 | 1 | No Cooling | NULL | NULL | NULL | NULL | NULL | NULL | NULL | NULL | NULL | NULL | None
| SITE_01775 | 1980 | 2010 and earlier | Multifamily Residence | 739.45 | 739.45 | 1 | No Cooling | NULL | NULL | NULL | NULL | NULL | NULL | NULL | NULL | NULL | NULL | None
| SITE_01776 | 1970 | 2010 and earlier | Multifamily Residence | 630.9 | 630.9 | 1 | No Cooling | NULL | NULL | NULL | NULL | NULL | NULL | NULL | NULL | NULL | NULL | None
| SITE_01777 | 2014 | 2011 and later | Multifamily Residence | 2002.39 | 2002.39 | 1 | No Cooling | NULL | NULL | NULL | NULL | NULL | NULL | NULL | NULL | NULL | NULL | None
| SITE_01778 | 1971 | 2010 and earlier | Multifamily Residence | 739.45 | 739.45 | 1 | No Cooling | NULL | NULL | NULL | NULL | NULL | NULL | NULL | NULL | NULL | NULL | None
| SITE_01779 | 1976 | 2010 and earlier | Multifamily Residence | 739.45 | 739.45 | 1 | No Cooling | NULL | NULL | NULL | NULL | NULL | NULL | NULL | NULL | NULL | NULL | None
| SITE_01780 | 1977 | 2010 and earlier | Multifamily Residence | 2804.94 | 2804.94 | 1 | Packaged AC | Window Air Conditioner | Unknown | Manual Thermostat - Analog | 5200 | NULL | NULL | Packaged AC | 2009 | 2010 and earlier | 7 | PTAC/RAC
| SITE_01781 | NULL | NULL | Multifamily Residence | 2000.27 | 2000.27 | 1 | No Cooling | NULL | NULL | NULL | NULL | NULL | NULL | NULL | NULL | NULL | NULL | None
| SITE_01782 | 1969 | 2010 and earlier | Single Family | 2986.36 | 2986.36 | 1 | No Cooling | NULL | NULL | NULL | NULL | NULL | NULL | NULL | NULL | NULL | NULL | None
| SITE_01783 | 1970 | 2010 and earlier | Multifamily Residence | 739.45 | 739.45 | 1 | No Cooling | NULL | NULL | NULL | NULL | NULL | NULL | NULL | NULL | NULL | NULL | None
| SITE_01784 | NULL | NULL | Multifamily Residence | 2000.27 | 2000.27 | 1 | No Cooling | NULL | NULL | NULL | NULL | NULL | NULL | NULL | NULL | NULL | NULL | None
| SITE_01785 | 1970 | 2010 and earlier | Multifamily Residence | 739.45 | 739.45 | 1 | Packaged AC | Window Air Conditioner | Unknown | Manual Thermostat - Digital | 8000 | NULL | NULL | Packaged AC | 2014 | 2011 and later | 2 | PTAC/RAC
| SITE_01786 | 1970 | 2010 and earlier | Multifamily Residence | 739.45 | 739.45 | 1 | No Cooling | NULL | NULL | NULL | NULL | NULL | NULL | NULL | NULL | NULL | NULL | None
| SITE_01787 | 1940 | 2010 and earlier | Single Family | 2986.36 | 2986.36 | 1 | Packaged AC | Window Air Conditioner | Unknown | Manual Thermostat - Digital | 8000 | NULL | NULL | Packaged AC | 2015 | 2011 and later | 1 | PTAC/RAC
| SITE_01788 | 1984 | 2010 and earlier | Single Family | 2986.36 | 2986.36 | 1 | Mini-Split HP | NULL | Electric | Remote Control | NULL | NULL | NULL | Condenser | NULL | NULL | NULL | DHP
| SITE_01789 | 1970 | 2010 and earlier | Multifamily Residence | 739.45 | 739.45 | 1 | Packaged AC | Portable Air Conditioner | Unknown | Manual Thermostat - Digital | 10000 | NULL | NULL | Packaged AC | 2009 | 2010 and earlier | 7 | PTAC/RAC
| SITE_01790 | 2016 | 2011 and later | Single Family | 2986.36 | 2986.36 | 1 | Central AC | NULL | Electric | Programmable Thermostat | 24000 | 13 | 3: 13.0-13.9 | Condenser | 2016 | 2011 and later | 0 | CAC
| SITE_01791 | NULL | NULL | Single Family | 2986.36 | 2986.36 | 1 | No Cooling | NULL | NULL | NULL | NULL | NULL | NULL | NULL | NULL | NULL | NULL | None
| SITE_01792 | 1980 | 2010 and earlier | Multifamily Residence | 739.45 | 739.45 | 1 | No Cooling | NULL | NULL | NULL | NULL | NULL | NULL | NULL | NULL | NULL | NULL | None
| SITE_01793 | 1982 | 2010 and earlier | Single Family | 2986.36 | 2986.36 | 1 | Mini-Split HP | NULL | Electric | Manual Thermostat - Digital | NULL | NULL | NULL | Condenser | 2014 | 2011 and later | 2 | DHP
| SITE_01794 | 1973 | 2010 and earlier | Multifamily Residence | 2000.27 | 2000.27 | 1 | No Cooling | NULL | NULL | NULL | NULL | NULL | NULL | NULL | NULL | NULL | NULL | None
| SITE_01795 | 2012 | 2011 and later | Multifamily Residence | 2002.11 | 2002.11 | 1 | No Cooling | NULL | NULL | NULL | NULL | NULL | NULL | NULL | NULL | NULL | NULL | None
| SITE_01796 | 1980 | 2010 and earlier | Single Family | 3801.52 | 3801.52 | 1 | No Cooling | NULL | NULL | NULL | NULL | NULL | NULL | NULL | NULL | NULL | NULL | None
| SITE_01797 | 1977 | 2010 and earlier | Multifamily Residence | 2000.27 | 2000.27 | 1 | No Cooling | NULL | NULL | NULL | NULL | NULL | NULL | NULL | NULL | NULL | NULL | None
| SITE_01798 | 1987 | 2010 and earlier | Multifamily Residence | 2000.27 | 2000.27 | 1 | No Cooling | NULL | NULL | NULL | NULL | NULL | NULL | NULL | NULL | NULL | NULL | None
| SITE_01799 | 1992 | 2010 and earlier | Multifamily Residence | 2000.27 | 2000.27 | 1 | No Cooling | NULL | NULL | NULL | NULL | NULL | NULL | NULL | NULL | NULL | NULL | None
| SITE_01800 | 1973 | 2010 and earlier | Multifamily Residence | 2000.27 | 2000.27 | 1 | No Cooling | NULL | NULL | NULL | NULL | NULL | NULL | NULL | NULL | NULL | NULL | None
| SITE_01801 | 1998 | 2010 and earlier | Multifamily Residence | 2000.27 | 2000.27 | 1 | Packaged AC | Through-Wall Air Conditioner | Unknown | Manual Thermostat - Digital | NULL | NULL | NULL | Packaged AC | NULL | NULL | NULL | PTAC/RAC
| SITE_01802 | 1986 | 2010 and earlier | Single Family | 3801.52 | 3801.52 | 1 | No Cooling | NULL | NULL | NULL | NULL | NULL | NULL | NULL | NULL | NULL | NULL | None
| SITE_01803 | 1991 | 2010 and earlier | Multifamily Residence | 2002.39 | 2002.39 | 1 | No Cooling | NULL | NULL | NULL | NULL | NULL | NULL | NULL | NULL | NULL | NULL | None
| SITE_01804 | 2014 | 2011 and later | Multifamily Residence | 2002.39 | 2002.39 | 1 | No Cooling | NULL | NULL | NULL | NULL | NULL | NULL | NULL | NULL | NULL | NULL | None
| SITE_01805 | 1900 | 2010 and earlier | Single Family | 587.74 | 587.74 | 1 | No Cooling | NULL | NULL | NULL | NULL | NULL | NULL | NULL | NULL | NULL | NULL | None
| SITE_01806 | 1964 | 2010 and earlier | Multifamily Residence | 2002.39 | 2002.39 | 1 | No Cooling | NULL | NULL | NULL | NULL | NULL | NULL | NULL | NULL | NULL | NULL | None
| SITE_01807 | 1977 | 2010 and earlier | Multifamily Residence | 2002.39 | 2002.39 | 1 | No Cooling | NULL | NULL | NULL | NULL | NULL | NULL | NULL | NULL | NULL | NULL | None
| SITE_01808 | 1906 | 2010 and earlier | Multifamily Residence | 2002.39 | 2002.39 | 1 | No Cooling | NULL | NULL | NULL | NULL | NULL | NULL | NULL | NULL | NULL | NULL | None
| SITE_01809 | 1940 | 2010 and earlier | Single Family | 2292.4 | 2292.4 | 1 | No Cooling | NULL | NULL | NULL | NULL | NULL | NULL | NULL | NULL | NULL | NULL | None
| SITE_01810 | 1985 | 2010 and earlier | Multifamily Residence | 2002.39 | 2002.39 | 1 | No Cooling | NULL | NULL | NULL | NULL | NULL | NULL | NULL | NULL | NULL | NULL | None
| SITE_01811 | 1929 | 2010 and earlier | Multifamily Residence | 2002.39 | 2002.39 | 1 | No Cooling | NULL | NULL | NULL | NULL | NULL | NULL | NULL | NULL | NULL | NULL | None
| SITE_01812 | 1960 | 2010 and earlier | Multifamily Residence | 2002.39 | 2002.39 | 1 | No Cooling | NULL | NULL | NULL | NULL | NULL | NULL | NULL | NULL | NULL | NULL | None
| SITE_01813 | 2014 | 2011 and later | Multifamily Residence | 2002.39 | 2002.39 | 1 | Packaged AC | Portable Air Conditioner | Unknown | Manual Thermostat - Digital | 14000 | NULL | NULL | Packaged AC | 2014 | 2011 and later | 2 | PTAC/RAC
| SITE_01814 | 1968 | 2010 and earlier | Multifamily Residence | 2002.39 | 2002.39 | 1 | Packaged AC | Portable Air Conditioner | Unknown | Manual Thermostat - Digital | NULL | NULL | NULL | Packaged AC | NULL | NULL | NULL | PTAC/RAC
| SITE_01815 | NULL | NULL | Multifamily Residence | 2002.39 | 2002.39 | 1 | No Cooling | NULL | NULL | NULL | NULL | NULL | NULL | NULL | NULL | NULL | NULL | None
| SITE_01816 | 1960 | 2010 and earlier | Multifamily Residence | 2002.39 | 2002.39 | 1 | No Cooling | NULL | NULL | NULL | NULL | NULL | NULL | NULL | NULL | NULL | NULL | None
| SITE_01817 | 1967 | 2010 and earlier | Multifamily Residence | 2002.11 | 2002.11 | 1 | No Cooling | NULL | NULL | NULL | NULL | NULL | NULL | NULL | NULL | NULL | NULL | None
| SITE_01818 | 1910 | 2010 and earlier | Single Family | 12576.67 | 12576.67 | 1 | No Cooling | NULL | NULL | NULL | NULL | NULL | NULL | NULL | NULL | NULL | NULL | None
| SITE_01819 | 2014 | 2011 and later | Multifamily Residence | 2002.11 | 2002.11 | 1 | No Cooling | NULL | NULL | NULL | NULL | NULL | NULL | NULL | NULL | NULL | NULL | None
| SITE_01820 | 1986 | 2010 and earlier | Manufactured | 894.83 | 894.83 | 1 | No Cooling | NULL | NULL | NULL | NULL | NULL | NULL | NULL | NULL | NULL | NULL | None
| SITE_01821 | 1993 | 2010 and earlier | Manufactured | 1745.15 | 1745.15 | 1 | Air Source Heat Pump | NULL | Electric | Programmable Thermostat | 29000 | 15.25 | 4: 14.0-16.9 | Condenser | 2016 | 2011 and later | 0 | ASHP
| SITE_01822 | 1980 | 2010 and earlier | Manufactured | 1745.15 | 1745.15 | 1 | Central AC | NULL | Electric | Programmable Thermostat | 42000 | NULL | NULL | Condenser | NULL | NULL | NULL | CAC
| SITE_01823 | 1973 | 2010 and earlier | Manufactured | 1745.15 | 1745.15 | 1 | Central AC | NULL | Electric | Programmable Thermostat | 24000 | 13 | 3: 13.0-13.9 | Condenser | 2016 | 2011 and later | 0 | CAC
| SITE_01824 | 1986 | 2010 and earlier | Manufactured | 1745.15 | 1745.15 | 1 | No Cooling | NULL | NULL | NULL | NULL | NULL | NULL | NULL | NULL | NULL | NULL | None
| SITE_01825 | 1993 | 2010 and earlier | Manufactured | 1745.15 | 1745.15 | 2 | No Cooling | NULL | NULL | NULL | NULL | NULL | NULL | NULL | NULL | NULL | NULL | None
| SITE_01826 | 1991 | 2010 and earlier | Manufactured | 1745.15 | 1745.15 | 1 | No Cooling | NULL | NULL | NULL | NULL | NULL | NULL | NULL | NULL | NULL | NULL | None
| SITE_01827 | 1990 | 2010 and earlier | Manufactured | 894.83 | 894.83 | 1 | No Cooling | NULL | NULL | NULL | NULL | NULL | NULL | NULL | NULL | NULL | NULL | None
| SITE_01828 | 1995 | 2010 and earlier | Manufactured | 1745.15 | 1745.15 | 1 | Air Source Heat Pump | NULL | Electric | Manual Thermostat - Analog | 24000 | 10 | 2: 10.0-12.9 | Condenser | 1996 | 2010 and earlier | 20 | ASHP
| SITE_01829 | 1995 | 2010 and earlier | Manufactured | 1745.15 | 1745.15 | 1 | No Cooling | NULL | NULL | NULL | NULL | NULL | NULL | NULL | NULL | NULL | NULL | None
| SITE_01830 | 1975 | 2010 and earlier | Manufactured | 1745.15 | 1745.15 | 2 | Air Source Heat Pump | NULL | Electric | Manual Thermostat - Digital | 24000 | 10 | 2: 10.0-12.9 | Condenser | 2005 | 2010 and earlier | 11 | ASHP
| SITE_01831 | 1999 | 2010 and earlier | Manufactured | 894.83 | 894.83 | 1 | Air Source Heat Pump | NULL | Electric | Programmable Thermostat | 47000 | 18 | 5: 17.0 or higher | Condenser | 2016 | 2011 and later | 0 | ASHP
| SITE_01832 | 1982 | 2010 and earlier | Manufactured | 894.83 | 894.83 | 1 | No Cooling | NULL | NULL | NULL | NULL | NULL | NULL | NULL | NULL | NULL | NULL | None
| SITE_01833 | 1974 | 2010 and earlier | Manufactured | 1745.15 | 1745.15 | 1 | Central AC | NULL | Electric | Programmable Thermostat | 36000 | NULL | NULL | Condenser | 2012 | 2011 and later | 4 | CAC
| SITE_01834 | 1974 | 2010 and earlier | Manufactured | 894.83 | 894.83 | 1 | No Cooling | NULL | NULL | NULL | NULL | NULL | NULL | NULL | NULL | NULL | NULL | None
| SITE_01835 | 1975 | 2010 and earlier | Manufactured | 894.83 | 894.83 | 1 | Air Source Heat Pump | NULL | Electric | Manual Thermostat - Analog | 24000 | 13 | 3: 13.0-13.9 | Condenser | 2007 | 2010 and earlier | 9 | ASHP
| SITE_01836 | 1979 | 2010 and earlier | Manufactured | 894.83 | 894.83 | 1 | Air Source Heat Pump | NULL | Electric | Manual Thermostat - Digital | 34400 | 10 | 2: 10.0-12.9 | Condenser | 2002 | 2010 and earlier | 14 | ASHP
| SITE_01837 | 1991 | 2010 and earlier | Manufactured | 1745.15 | 1745.15 | 1 | Air Source Heat Pump | NULL | Electric | Programmable Thermostat | 28400 | 14 | 4: 14.0-16.9 | Condenser | 2007 | 2010 and earlier | 9 | ASHP
| SITE_01838 | 1997 | 2010 and earlier | Manufactured | 894.83 | 894.83 | 1 | Packaged AC | Window Air Conditioner | Unknown | Manual Thermostat - Analog | 8000 | NULL | NULL | Packaged AC | NULL | NULL | NULL | PTAC/RAC
| SITE_01839 | 1970 | 2010 and earlier | Manufactured | 1745.15 | 1745.15 | 1 | No Cooling | NULL | NULL | NULL | NULL | NULL | NULL | NULL | NULL | NULL | NULL | None
| SITE_01840 | 1999 | 2010 and earlier | Manufactured | 894.83 | 894.83 | 1 | No Cooling | NULL | NULL | NULL | NULL | NULL | NULL | NULL | NULL | NULL | NULL | None
| SITE_01841 | 1997 | 2010 and earlier | Manufactured | 894.83 | 894.83 | 2 | Air Source Heat Pump | NULL | Electric | Programmable Thermostat | 30000 | 10 | 2: 10.0-12.9 | Condenser | 1997 | 2010 and earlier | 19 | ASHP
| SITE_01842 | 2004 | 2010 and earlier | Manufactured | 1745.15 | 1745.15 | 1 | No Cooling | NULL | NULL | NULL | NULL | NULL | NULL | NULL | NULL | NULL | NULL | None
| SITE_01843 | 2015 | 2011 and later | Manufactured | 1745.15 | 1745.15 | 1 | Air Source Heat Pump | NULL | Electric | Smart/Wi-Fi Thermostat | 30000 | 14 | 4: 14.0-16.9 | Condenser | 2016 | 2011 and later | 0 | ASHP
| SITE_01844 | 1996 | 2010 and earlier | Manufactured | 894.83 | 894.83 | 1 | Air Source Heat Pump | NULL | Electric | Programmable Thermostat | 30000 | 12 | 2: 10.0-12.9 | Condenser | 2004 | 2010 and earlier | 12 | ASHP
| SITE_01845 | 1986 | 2010 and earlier | Manufactured | 894.83 | 894.83 | 1 | Packaged AC | Through-Wall Air Conditioner | Unknown | Programmable Thermostat | NULL | NULL | NULL | Packaged AC | NULL | NULL | NULL | PTAC/RAC
| SITE_01846 | 1995 | 2010 and earlier | Manufactured | 1745.15 | 1745.15 | 1 | Air Source Heat Pump | NULL | Electric | Smart/Wi-Fi Thermostat | 34000 | 10 | 2: 10.0-12.9 | Condenser | 2005 | 2010 and earlier | 11 | ASHP
| SITE_01847 | 1966 | 2010 and earlier | Manufactured | 1745.15 | 1745.15 | 1 | Air Source Heat Pump | NULL | Electric | Manual Thermostat - Digital | 24000 | 13 | 3: 13.0-13.9 | Condenser | 2007 | 2010 and earlier | 9 | ASHP
| SITE_01848 | 1992 | 2010 and earlier | Manufactured | 894.83 | 894.83 | 1 | Air Source Heat Pump | NULL | Electric | Manual Thermostat - Digital | 25000 | 15 | 4: 14.0-16.9 | Condenser | 2016 | 2011 and later | 0 | ASHP
| SITE_01849 | 2006 | 2010 and earlier | Manufactured | 894.83 | 894.83 | 1 | Air Source Heat Pump | NULL | Electric | Manual Thermostat - Digital | 23200 | 14 | 4: 14.0-16.9 | Condenser | 2015 | 2011 and later | 1 | ASHP
| SITE_01850 | 2008 | 2010 and earlier | Manufactured | 1745.15 | 1745.15 | 1 | Air Source Heat Pump | NULL | Electric | Manual Thermostat - Digital | 24000 | NULL | NULL | Condenser | 2005 | 2010 and earlier | 11 | ASHP
| SITE_01851 | 1974 | 2010 and earlier | Manufactured | 1745.15 | 1745.15 | 1 | Central AC | NULL | Electric | Programmable Thermostat | 30000 | 10 | 2: 10.0-12.9 | Condenser | 1993 | 2010 and earlier | 23 | CAC
| SITE_01852 | 1988 | 2010 and earlier | Manufactured | 1745.15 | 1745.15 | 1 | Air Source Heat Pump | NULL | Electric | Programmable Thermostat | 54000 | NULL | NULL | Condenser | 2011 | 2011 and later | 5 | ASHP
| SITE_01853 | 1997 | 2010 and earlier | Manufactured | 1745.15 | 1745.15 | 1 | Air Source Heat Pump | NULL | Electric | Programmable Thermostat | 28600 | 14 | 4: 14.0-16.9 | Condenser | 2015 | 2011 and later | 1 | ASHP
| SITE_01854 | 1989 | 2010 and earlier | Manufactured | 1745.15 | 1745.15 | 3 | Central AC | NULL | Electric | Programmable Thermostat | 36000 | NULL | NULL | Condenser | 1989 | 2010 and earlier | 27 | CAC
| SITE_01855 | 1997 | 2010 and earlier | Manufactured | 894.83 | 894.83 | 1 | No Cooling | NULL | NULL | NULL | NULL | NULL | NULL | NULL | NULL | NULL | NULL | None
| SITE_01856 | 1988 | 2010 and earlier | Manufactured | 1745.15 | 1745.15 | 3 | Air Source Heat Pump | NULL | Electric | Programmable Thermostat | 33600 | 13 | 3: 13.0-13.9 | Condenser | 2014 | 2011 and later | 2 | ASHP
| SITE_01857 | 1994 | 2010 and earlier | Manufactured | 1745.15 | 1745.15 | 1 | No Cooling | NULL | NULL | NULL | NULL | NULL | NULL | NULL | NULL | NULL | NULL | None
| SITE_01858 | 1992 | 2010 and earlier | Manufactured | 894.83 | 894.83 | 1 | Air Source Heat Pump | NULL | Electric | Programmable Thermostat | 28600 | 12 | 2: 10.0-12.9 | Condenser | 1993 | 2010 and earlier | 23 | ASHP
| SITE_01859 | 1999 | 2010 and earlier | Manufactured | 1745.15 | 1745.15 | 1 | Air Source Heat Pump | NULL | Electric | Programmable Thermostat | 41500 | 14 | 4: 14.0-16.9 | Condenser | 1998 | 2010 and earlier | 18 | ASHP
| SITE_01860 | 2008 | 2010 and earlier | Manufactured | 1745.15 | 1745.15 | 1 | No Cooling | NULL | NULL | NULL | NULL | NULL | NULL | NULL | NULL | NULL | NULL | None
| SITE_01861 | 1971 | 2010 and earlier | Manufactured | 1745.15 | 1745.15 | 2 | Packaged AC | Through-Wall Air Conditioner | Unknown | Manual Thermostat - Digital | 12000 | NULL | NULL | Packaged AC | 2015 | 2011 and later | 1 | PTAC/RAC
| SITE_01862 | 1972 | 2010 and earlier | Manufactured | 1745.15 | 1745.15 | 2 | No Cooling | NULL | NULL | NULL | NULL | NULL | NULL | NULL | NULL | NULL | NULL | None
| SITE_01863 | 1975 | 2010 and earlier | Manufactured | 1745.15 | 1745.15 | 2 | Packaged AC | Through-Wall Air Conditioner | Unknown | Manual Thermostat - Analog | 14500 | NULL | NULL | Packaged AC | NULL | NULL | NULL | PTAC/RAC
| SITE_01864 | 1995 | 2010 and earlier | Manufactured | 894.83 | 894.83 | 1 | No Cooling | NULL | NULL | NULL | NULL | NULL | NULL | NULL | NULL | NULL | NULL | None
| SITE_01865 | 1996 | 2010 and earlier | Manufactured | 1745.15 | 1745.15 | 2 | Air Source Heat Pump | NULL | Electric | Programmable Thermostat | 34000 | 10 | 2: 10.0-12.9 | Condenser | 2001 | 2010 and earlier | 15 | ASHP
| SITE_01866 | 1975 | 2010 and earlier | Manufactured | 894.83 | 894.83 | 2 | No Cooling | NULL | NULL | NULL | NULL | NULL | NULL | NULL | NULL | NULL | NULL | None
| SITE_01867 | 1987 | 2010 and earlier | Manufactured | 1745.15 | 1745.15 | 2 | Air Source Heat Pump | NULL | Electric | Programmable Thermostat | 33400 | 13 | 3: 13.0-13.9 | Condenser | 2005 | 2010 and earlier | 11 | ASHP
| SITE_01868 | 1988 | 2010 and earlier | Manufactured | 1745.15 | 581.7167 | 2 | Packaged AC | Window Air Conditioner | Unknown | Manual Thermostat - Analog | NULL | NULL | NULL | Packaged AC | NULL | NULL | NULL | PTAC/RAC
| SITE_01868 | 1988 | 2010 and earlier | Manufactured | 1745.15 | 581.7167 | 2 | Packaged AC | Window Air Conditioner | Unknown | Manual Thermostat - Digital | NULL | NULL | NULL | Packaged AC | NULL | NULL | NULL | PTAC/RAC
| SITE_01868 | 1988 | 2010 and earlier | Manufactured | 1745.15 | 581.7167 | 2 | Packaged AC | Window Air Conditioner | Unknown | Manual Thermostat - Digital | NULL | NULL | NULL | Packaged AC | NULL | NULL | NULL | PTAC/RAC
| SITE_01869 | 1973 | 2010 and earlier | Manufactured | 894.83 | 894.83 | 1 | No Cooling | NULL | NULL | NULL | NULL | NULL | NULL | NULL | NULL | NULL | NULL | None
| SITE_01870 | 1989 | 2010 and earlier | Manufactured | 894.83 | 894.83 | 1 | Mini-Split HP | NULL | Electric | Remote Control | NULL | NULL | NULL | Condenser | NULL | NULL | NULL | DHP
| SITE_01871 | 1998 | 2010 and earlier | Manufactured | 1745.15 | 1745.15 | 2 | Air Source Heat Pump | NULL | Electric | Programmable Thermostat | 34600 | 13 | 3: 13.0-13.9 | Condenser | 2014 | 2011 and later | 2 | ASHP
| SITE_01873 | 2010 | 2010 and earlier | Multifamily Residence | 4053.65 | 4053.65 | 2 | No Cooling | NULL | NULL | NULL | NULL | NULL | NULL | NULL | NULL | NULL | NULL | None
| SITE_01874 | 1981 | 2010 and earlier | Multifamily Residence | 4053.65 | 4053.65 | 2 | No Cooling | NULL | NULL | NULL | NULL | NULL | NULL | NULL | NULL | NULL | NULL | None
| SITE_01875 | 1964 | 2010 and earlier | Multifamily Residence | 4053.65 | 4053.65 | 1 | No Cooling | NULL | NULL | NULL | NULL | NULL | NULL | NULL | NULL | NULL | NULL | None
| SITE_01876 | NULL | NULL | Multifamily Residence | 4053.65 | 4053.65 | 1 | No Cooling | NULL | NULL | NULL | NULL | NULL | NULL | NULL | NULL | NULL | NULL | None
| SITE_01877 | 1985 | 2010 and earlier | Multifamily Residence | 4053.65 | 4053.65 | 1 | Packaged AC | Through-Wall Air Conditioner | Unknown | Manual Thermostat - Digital | NULL | NULL | NULL | Packaged AC | NULL | NULL | NULL | PTAC/RAC
| SITE_01878 | 1976 | 2010 and earlier | Multifamily Residence | 4053.65 | 4053.65 | 1 | No Cooling | NULL | NULL | NULL | NULL | NULL | NULL | NULL | NULL | NULL | NULL | None
| SITE_01879 | 1889 | 2010 and earlier | Single Family | 8874.09 | 8874.09 | 2 | No Cooling | NULL | NULL | NULL | NULL | NULL | NULL | NULL | NULL | NULL | NULL | None
| SITE_01880 | 1970 | 2010 and earlier | Multifamily Residence | 4053.65 | 4053.65 | 1 | No Cooling | NULL | NULL | NULL | NULL | NULL | NULL | NULL | NULL | NULL | NULL | None
| SITE_01881 | 1972 | 2010 and earlier | Multifamily Residence | 4053.65 | 4053.65 | 1 | No Cooling | NULL | NULL | NULL | NULL | NULL | NULL | NULL | NULL | NULL | NULL | None
| SITE_01882 | NULL | NULL | Multifamily Residence | 4053.65 | 4053.65 | 1 | No Cooling | NULL | NULL | NULL | NULL | NULL | NULL | NULL | NULL | NULL | NULL | None
| SITE_01883 | 1993 | 2010 and earlier | Multifamily Residence | 4053.65 | 4053.65 | 1 | No Cooling | NULL | NULL | NULL | NULL | NULL | NULL | NULL | NULL | NULL | NULL | None
| SITE_01884 | 1980 | 2010 and earlier | Multifamily Residence | 751.56 | 751.56 | 1 | No Cooling | NULL | NULL | NULL | NULL | NULL | NULL | NULL | NULL | NULL | NULL | None
| SITE_01885 | 2012 | 2011 and later | Multifamily Residence | 751.56 | 751.56 | 1 | No Cooling | NULL | NULL | NULL | NULL | NULL | NULL | NULL | NULL | NULL | NULL | None
| SITE_01886 | 1987 | 2010 and earlier | Multifamily Residence | 751.56 | 751.56 | 1 | No Cooling | NULL | NULL | NULL | NULL | NULL | NULL | NULL | NULL | NULL | NULL | None
| SITE_01887 | 1975 | 2010 and earlier | Multifamily Residence | 751.56 | 751.56 | 1 | Mini-Split HP | NULL | Electric | Programmable Thermostat | NULL | NULL | NULL | Condenser | 2009 | 2010 and earlier | 7 | DHP
| SITE_01888 | 1968 | 2010 and earlier | Multifamily Residence | 4053.65 | 4053.65 | 1 | Mini-Split HP | NULL | Electric | Programmable Thermostat | NULL | NULL | NULL | Condenser | 2015 | 2011 and later | 1 | DHP
| SITE_01889 | 1996 | 2010 and earlier | Multifamily Residence | 751.56 | 751.56 | 1 | No Cooling | NULL | NULL | NULL | NULL | NULL | NULL | NULL | NULL | NULL | NULL | None
| SITE_01890 | 1967 | 2010 and earlier | Multifamily Residence | 751.56 | 751.56 | 3 | No Cooling | NULL | NULL | NULL | NULL | NULL | NULL | NULL | NULL | NULL | NULL | None
| SITE_01891 | 1985 | 2010 and earlier | Single Family | 2292.4 | 2292.4 | 1 | No Cooling | NULL | NULL | NULL | NULL | NULL | NULL | NULL | NULL | NULL | NULL | None
| SITE_01892 | 2002 | 2010 and earlier | Single Family | 12576.67 | 12576.67 | 1 | Central AC | NULL | Electric | Programmable Thermostat | 22650 | 13.25 | 3: 13.0-13.9 | Condenser | 2015 | 2011 and later | 1 | CAC
| SITE_01893 | 1953 | 2010 and earlier | Single Family | 2292.4 | 2292.4 | 1 | No Cooling | NULL | NULL | NULL | NULL | NULL | NULL | NULL | NULL | NULL | NULL | None
| SITE_01894 | 1902 | 2010 and earlier | Single Family | 2292.4 | 2292.4 | 1 | No Cooling | NULL | NULL | NULL | NULL | NULL | NULL | NULL | NULL | NULL | NULL | None
| SITE_01895 | 1986 | 2010 and earlier | Manufactured | 1982.27 | 1982.27 | 1 | No Cooling | NULL | NULL | NULL | NULL | NULL | NULL | NULL | NULL | NULL | NULL | None
| SITE_01896 | 1984 | 2010 and earlier | Manufactured | 997.59 | 997.59 | 1 | No Cooling | NULL | NULL | NULL | NULL | NULL | NULL | NULL | NULL | NULL | NULL | None
| SITE_01897 | 1970 | 2010 and earlier | Single Family | 587.74 | 587.74 | 1 | No Cooling | NULL | NULL | NULL | NULL | NULL | NULL | NULL | NULL | NULL | NULL | None
| SITE_01898 | 1930 | 2010 and earlier | Single Family | 12576.67 | 12576.67 | 1 | Packaged AC | Portable Air Conditioner | Unknown | Manual Thermostat - Digital | 10000 | NULL | NULL | Packaged AC | NULL | NULL | NULL | PTAC/RAC
| SITE_01899 | 1986 | 2010 and earlier | Single Family | 12576.67 | 12576.67 | 1 | Packaged AC | Portable Air Conditioner | Unknown | Manual Thermostat - Digital | 13500 | NULL | NULL | Packaged AC | NULL | NULL | NULL | PTAC/RAC
| SITE_01900 | 1952 | 2010 and earlier | Single Family | 2292.4 | 2292.4 | 1 | No Cooling | NULL | NULL | NULL | NULL | NULL | NULL | NULL | NULL | NULL | NULL | None
| SITE_01901 | 1977 | 2010 and earlier | Single Family | 12576.67 | 12576.67 | 1 | Central AC | NULL | Electric | Programmable Thermostat | 29000 | 10.8 | 2: 10.0-12.9 | Condenser | 2002 | 2010 and earlier | 14 | CAC
| SITE_01902 | 1966 | 2010 and earlier | Single Family | 12576.67 | 12576.67 | 1 | No Cooling | NULL | NULL | NULL | NULL | NULL | NULL | NULL | NULL | NULL | NULL | None
| SITE_01903 | 1996 | 2010 and earlier | Single Family | 3801.52 | 3801.52 | 1 | No Cooling | NULL | NULL | NULL | NULL | NULL | NULL | NULL | NULL | NULL | NULL | None
| SITE_01904 | 1985 | 2010 and earlier | Single Family | 12576.67 | 12576.67 | 1 | Central AC | NULL | Electric | Programmable Thermostat | 60000 | 10 | 2: 10.0-12.9 | Condenser | 1993 | 2010 and earlier | 23 | CAC
| SITE_01905 | 1989 | 2010 and earlier | Single Family | 12576.67 | 12576.67 | 1 | Air Source Heat Pump | NULL | Electric | Smart/Wi-Fi Thermostat | 36000 | 15 | 4: 14.0-16.9 | Condenser | 2011 | 2011 and later | 5 | ASHP
| SITE_01906 | 2007 | 2010 and earlier | Single Family | 12576.67 | 12576.67 | 1 | Packaged AC | Portable Air Conditioner | Unknown | Manual Thermostat - Analog | 9000 | NULL | NULL | Packaged AC | 2005 | 2010 and earlier | 11 | PTAC/RAC
| SITE_01907 | 2001 | 2010 and earlier | Single Family | 10259.39 | 10259.39 | 1 | Air Source Heat Pump | NULL | Electric | Programmable Thermostat | 35700 | 13.5 | 3: 13.0-13.9 | Condenser | 2009 | 2010 and earlier | 7 | ASHP
| SITE_01908 | 1921 | 2010 and earlier | Single Family | 2292.4 | 2292.4 | 1 | No Cooling | NULL | NULL | NULL | NULL | NULL | NULL | NULL | NULL | NULL | NULL | None
| SITE_01909 | 1951 | 2010 and earlier | Single Family | 2292.4 | 2292.4 | 1 | Packaged AC | Portable Air Conditioner | Unknown | Manual Thermostat - Analog | 11000 | NULL | NULL | Packaged AC | 2011 | 2011 and later | 5 | PTAC/RAC
| SITE_01910 | 1995 | 2010 and earlier | Single Family | 10259.39 | 10259.39 | 1 | No Cooling | NULL | NULL | NULL | NULL | NULL | NULL | NULL | NULL | NULL | NULL | None
| SITE_01911 | 1960 | 2010 and earlier | Single Family | 2292.4 | 2292.4 | 1 | No Cooling | NULL | NULL | NULL | NULL | NULL | NULL | NULL | NULL | NULL | NULL | None
| SITE_01912 | 1975 | 2010 and earlier | Single Family | 12576.67 | 12576.67 | 1 | No Cooling | NULL | NULL | NULL | NULL | NULL | NULL | NULL | NULL | NULL | NULL | None
| SITE_01913 | 1969 | 2010 and earlier | Single Family | 3801.52 | 3801.52 | 1 | No Cooling | NULL | NULL | NULL | NULL | NULL | NULL | NULL | NULL | NULL | NULL | None
| SITE_01914 | 1983 | 2010 and earlier | Single Family | 12576.67 | 12576.67 | 1 | No Cooling | NULL | NULL | NULL | NULL | NULL | NULL | NULL | NULL | NULL | NULL | None
| SITE_01915 | 2006 | 2010 and earlier | Single Family | 3801.52 | 3801.52 | 1 | No Cooling | NULL | NULL | NULL | NULL | NULL | NULL | NULL | NULL | NULL | NULL | None
| SITE_01916 | 1996 | 2010 and earlier | Single Family | 12576.67 | 12576.67 | 1 | No Cooling | NULL | NULL | NULL | NULL | NULL | NULL | NULL | NULL | NULL | NULL | None
| SITE_01917 | 2006 | 2010 and earlier | Single Family | 3801.52 | 3801.52 | 1 | Air Source Heat Pump | Dual Fuel Primary | Electric | Programmable Thermostat | 46500 | 14 | 4: 14.0-16.9 | Condenser | 2015 | 2011 and later | 1 | ASHP
| SITE_01918 | 1979 | 2010 and earlier | Manufactured | 921.5 | 921.5 | 1 | No Cooling | NULL | NULL | NULL | NULL | NULL | NULL | NULL | NULL | NULL | NULL | None
| SITE_01919 | 1996 | 2010 and earlier | Manufactured | 1982.27 | 1982.27 | 1 | Packaged AC | Window Air Conditioner | Unknown | Manual Thermostat - Digital | 12000 | 12 | 2: 10.0-12.9 | Packaged AC | 2016 | 2011 and later | 0 | PTAC/RAC
| SITE_01920 | 1990 | 2010 and earlier | Single Family | 12576.67 | 12576.67 | 1 | Central AC | NULL | Electric | Programmable Thermostat | 57500 | 10.9 | 2: 10.0-12.9 | Condenser | 2005 | 2010 and earlier | 11 | CAC
| SITE_01921 | 1985 | 2010 and earlier | Single Family | 12576.67 | 12576.67 | 1 | No Cooling | NULL | NULL | NULL | NULL | NULL | NULL | NULL | NULL | NULL | NULL | None
| SITE_01922 | 1947 | 2010 and earlier | Single Family | 2292.4 | 2292.4 | 1 | No Cooling | NULL | NULL | NULL | NULL | NULL | NULL | NULL | NULL | NULL | NULL | None
| SITE_01923 | 2004 | 2010 and earlier | Single Family | 2292.4 | 2292.4 | 1 | No Cooling | NULL | NULL | NULL | NULL | NULL | NULL | NULL | NULL | NULL | NULL | None
| SITE_01924 | 1979 | 2010 and earlier | Single Family | 10259.39 | 10259.39 | 1 | No Cooling | NULL | NULL | NULL | NULL | NULL | NULL | NULL | NULL | NULL | NULL | None
| SITE_01925 | 2008 | 2010 and earlier | Single Family | 3801.52 | 3801.52 | 1 | No Cooling | NULL | NULL | NULL | NULL | NULL | NULL | NULL | NULL | NULL | NULL | None
| SITE_01926 | 1989 | 2010 and earlier | Single Family | 12576.67 | 6288.335 | 1 | Packaged AC | Portable Air Conditioner | Unknown | Manual Thermostat - Digital | 10000 | NULL | NULL | Packaged AC | 2009 | 2010 and earlier | 7 | PTAC/RAC
| SITE_01926 | 1989 | 2010 and earlier | Single Family | 12576.67 | 6288.335 | 1 | Packaged AC | Window Air Conditioner | Unknown | Manual Thermostat - Digital | 8000 | NULL | NULL | Packaged AC | 2011 | 2011 and later | 5 | PTAC/RAC
| SITE_01927 | 1945 | 2010 and earlier | Single Family | 12576.67 | 6288.335 | 1 | Packaged AC | Window Air Conditioner | Unknown | Manual Thermostat - Analog | 10000 | NULL | NULL | Packaged AC | 2003 | 2010 and earlier | 13 | PTAC/RAC
| SITE_01927 | 1945 | 2010 and earlier | Single Family | 12576.67 | 6288.335 | 1 | Packaged AC | Window Air Conditioner | Unknown | Manual Thermostat - Analog | 6000 | 11 | 2: 10.0-12.9 | Packaged AC | 2016 | 2011 and later | 0 | PTAC/RAC
| SITE_01928 | 2007 | 2010 and earlier | Single Family | 5123.47 | 2561.735 | 1 | Central AC | NULL | Electric | Manual Thermostat - Digital | 48000 | 13 | 3: 13.0-13.9 | Condenser | 2007 | 2010 and earlier | 9 | CAC
| SITE_01928 | 2007 | 2010 and earlier | Single Family | 5123.47 | 2561.735 | 1 | Central AC | NULL | Electric | Manual Thermostat - Digital | 24000 | 13 | 3: 13.0-13.9 | Condenser | 2007 | 2010 and earlier | 9 | CAC
| SITE_01929 | 1978 | 2010 and earlier | Single Family | 5123.47 | 2561.735 | 1 | Mini-Split HP | NULL | Electric | Programmable Thermostat | NULL | NULL | NULL | Condenser | 2012 | 2011 and later | 4 | DHP
| SITE_01929 | 1978 | 2010 and earlier | Single Family | 5123.47 | 2561.735 | 1 | Mini-Split HP | NULL | Electric | Programmable Thermostat | NULL | NULL | NULL | Condenser | 2010 | 2010 and earlier | 6 | DHP
| SITE_01930 | 1912 | 2010 and earlier | Single Family | 5123.47 | 5123.47 | 1 | No Cooling | NULL | NULL | NULL | NULL | NULL | NULL | NULL | NULL | NULL | NULL | None
| SITE_01931 | 2012 | 2011 and later | Single Family | 2986.36 | 2986.36 | 1 | Central AC | NULL | Electric | Programmable Thermostat | 30000 | 13 | 3: 13.0-13.9 | Condenser | 2012 | 2011 and later | 4 | CAC
| SITE_01932 | 1978 | 2010 and earlier | Single Family | 2986.36 | 2986.36 | 1 | Air Source Heat Pump | NULL | Electric | Programmable Thermostat | 42000 | 12 | 2: 10.0-12.9 | Condenser | 2001 | 2010 and earlier | 15 | ASHP
| SITE_01933 | 1994 | 2010 and earlier | Single Family | 5123.47 | 5123.47 | 1 | No Cooling | NULL | NULL | NULL | NULL | NULL | NULL | NULL | NULL | NULL | NULL | None
| SITE_01934 | 1965 | 2010 and earlier | Single Family | 2986.36 | 2986.36 | 1 | Air Source Heat Pump | NULL | Electric | Programmable Thermostat | 48000 | 14 | 4: 14.0-16.9 | Condenser | 2006 | 2010 and earlier | 10 | ASHP
| SITE_01935 | 2008 | 2010 and earlier | Single Family | 5123.47 | 5123.47 | 1 | No Cooling | NULL | NULL | NULL | NULL | NULL | NULL | NULL | NULL | NULL | NULL | None
| SITE_01936 | 1996 | 2010 and earlier | Single Family | 5123.47 | 5123.47 | 1 | Central AC | NULL | Electric | Programmable Thermostat | 36000 | 10 | 2: 10.0-12.9 | Condenser | 2003 | 2010 and earlier | 13 | CAC
| SITE_01937 | 1976 | 2010 and earlier | Single Family | 2986.36 | 2986.36 | 1 | Packaged AC | Window Air Conditioner | Unknown | Manual Thermostat - Digital | NULL | NULL | NULL | Packaged AC | NULL | NULL | NULL | PTAC/RAC
| SITE_01938 | 1909 | 2010 and earlier | Single Family | 2986.36 | 2986.36 | 1 | No Cooling | NULL | NULL | NULL | NULL | NULL | NULL | NULL | NULL | NULL | NULL | None
| SITE_01939 | 2013 | 2011 and later | Single Family | 5123.47 | 5123.47 | 1 | No Cooling | NULL | NULL | NULL | NULL | NULL | NULL | NULL | NULL | NULL | NULL | None
| SITE_01940 | 1952 | 2010 and earlier | Single Family | 2986.36 | 2986.36 | 1 | No Cooling | NULL | NULL | NULL | NULL | NULL | NULL | NULL | NULL | NULL | NULL | None
| SITE_01941 | 1998 | 2010 and earlier | Single Family | 2986.36 | 2986.36 | 1 | No Cooling | NULL | NULL | NULL | NULL | NULL | NULL | NULL | NULL | NULL | NULL | None
| SITE_01942 | 2005 | 2010 and earlier | Single Family | 2986.36 | 2986.36 | 1 | Central AC | NULL | Electric | Programmable Thermostat | 35400 | 10.3 | 2: 10.0-12.9 | Condenser | 2003 | 2010 and earlier | 13 | CAC
| SITE_01943 | 1973 | 2010 and earlier | Single Family | 2986.36 | 2986.36 | 1 | Air Source Heat Pump | NULL | Electric | Programmable Thermostat | 45000 | 13 | 3: 13.0-13.9 | Condenser | 2007 | 2010 and earlier | 9 | ASHP
| SITE_01944 | 2010 | 2010 and earlier | Single Family | 2986.36 | 2986.36 | 1 | Mini-Split HP | NULL | Electric | Manual Thermostat - Digital | NULL | NULL | NULL | Condenser | 2014 | 2011 and later | 2 | DHP
| SITE_01945 | 1935 | 2010 and earlier | Single Family | 2986.36 | 2986.36 | 1 | No Cooling | NULL | NULL | NULL | NULL | NULL | NULL | NULL | NULL | NULL | NULL | None
| SITE_01946 | 1920 | 2010 and earlier | Single Family | 5123.47 | 5123.47 | 1 | No Cooling | NULL | NULL | NULL | NULL | NULL | NULL | NULL | NULL | NULL | NULL | None
| SITE_01947 | 2005 | 2010 and earlier | Single Family | 2986.36 | 2986.36 | 1 | Mini-Split HP | NULL | Unknown | Remote Control | NULL | NULL | NULL | Condenser | 2006 | 2010 and earlier | 10 | DHP
| SITE_01948 | 1983 | 2010 and earlier | Single Family | 2986.36 | 2986.36 | 1 | Packaged AC | Through-Wall Air Conditioner | Unknown | Manual Thermostat - Digital | NULL | NULL | NULL | Packaged AC | NULL | NULL | NULL | PTAC/RAC
| SITE_01949 | 1966 | 2010 and earlier | Single Family | 5123.47 | 5123.47 | 1 | No Cooling | NULL | NULL | NULL | NULL | NULL | NULL | NULL | NULL | NULL | NULL | None
| SITE_01950 | 2006 | 2010 and earlier | Single Family | 2986.36 | 2986.36 | 1 | Air Source Heat Pump | NULL | Electric | Programmable Thermostat | 30000 | 11 | 2: 10.0-12.9 | Condenser | 2004 | 2010 and earlier | 12 | ASHP
| SITE_01951 | 1995 | 2010 and earlier | Manufactured | 1313.97 | 1313.97 | 1 | Air Source Heat Pump | NULL | Electric | Manual Thermostat - Analog | 24000 | NULL | NULL | Condenser | 1997 | 2010 and earlier | 19 | ASHP
| SITE_01952 | 1946 | 2010 and earlier | Single Family | 2986.36 | 2986.36 | 1 | Air Source Heat Pump | Dual Fuel Primary | Electric | Programmable Thermostat | 30000 | 14.5 | 4: 14.0-16.9 | Condenser | 2008 | 2010 and earlier | 8 | ASHP
| SITE_01953 | 1985 | 2010 and earlier | Single Family | 2986.36 | 2986.36 | 1 | No Cooling | NULL | NULL | NULL | NULL | NULL | NULL | NULL | NULL | NULL | NULL | None
| SITE_01954 | 1948 | 2010 and earlier | Single Family | 5123.47 | 5123.47 | 1 | Mini-Split HP | NULL | Electric | Programmable Thermostat | NULL | NULL | NULL | Condenser | 2015 | 2011 and later | 1 | DHP
| SITE_01955 | 1990 | 2010 and earlier | Single Family | 2986.36 | 2986.36 | 1 | Air Source Heat Pump | NULL | Electric | Programmable Thermostat | 34000 | 15.9 | 4: 14.0-16.9 | Condenser | 2013 | 2011 and later | 3 | ASHP
| SITE_01956 | 1963 | 2010 and earlier | Single Family | 2986.36 | 2986.36 | 1 | Mini-Split HP | NULL | Electric | Manual Thermostat - Digital | NULL | NULL | NULL | Condenser | 2011 | 2011 and later | 5 | DHP
| SITE_01957 | 1994 | 2010 and earlier | Single Family | 2986.36 | 2986.36 | 1 | No Cooling | NULL | NULL | NULL | NULL | NULL | NULL | NULL | NULL | NULL | NULL | None
| SITE_01958 | 2014 | 2011 and later | Single Family | 2986.36 | 2986.36 | 1 | Mini-Split HP | NULL | Electric | Remote Control | NULL | NULL | NULL | Condenser | 2014 | 2011 and later | 2 | DHP
| SITE_01959 | 2010 | 2010 and earlier | Single Family | 2986.36 | 2986.36 | 1 | Central AC | NULL | Electric | Programmable Thermostat | 36000 | 13.5 | 3: 13.0-13.9 | Condenser | 2016 | 2011 and later | 0 | CAC
| SITE_01960 | 1947 | 2010 and earlier | Single Family | 2986.36 | 2986.36 | 1 | Packaged AC | Window Air Conditioner | Unknown | Manual Thermostat - Digital | 6000 | NULL | NULL | Packaged AC | NULL | NULL | NULL | PTAC/RAC
| SITE_01961 | 2016 | 2011 and later | Single Family | 5123.47 | 5123.47 | 1 | No Cooling | NULL | NULL | NULL | NULL | NULL | NULL | NULL | NULL | NULL | NULL | None
| SITE_01962 | 1988 | 2010 and earlier | Single Family | 2986.36 | 2986.36 | 1 | Air Source Heat Pump | NULL | Electric | Programmable Thermostat | 30000 | 14 | 4: 14.0-16.9 | Condenser | 2004 | 2010 and earlier | 12 | ASHP
| SITE_01963 | 1980 | 2010 and earlier | Single Family | 2986.36 | 2986.36 | 1 | No Cooling | NULL | NULL | NULL | NULL | NULL | NULL | NULL | NULL | NULL | NULL | None
| SITE_01964 | 2015 | 2011 and later | Single Family | 2986.36 | 2986.36 | 1 | Geothermal Heat Pump | Water Loop | Electric | Programmable Thermostat | 36500 | NULL | NULL | Condenser | 2014 | 2011 and later | 2 | GSHP
| SITE_01965 | 1965 | 2010 and earlier | Single Family | 2986.36 | 2986.36 | 1 | No Cooling | NULL | NULL | NULL | NULL | NULL | NULL | NULL | NULL | NULL | NULL | None
| SITE_01966 | 1940 | 2010 and earlier | Single Family | 2986.36 | 2986.36 | 1 | No Cooling | NULL | NULL | NULL | NULL | NULL | NULL | NULL | NULL | NULL | NULL | None
| SITE_01967 | 1989 | 2010 and earlier | Manufactured | 1313.97 | 1313.97 | 1 | Air Source Heat Pump | Dual Fuel Secondary | Electric | Programmable Thermostat | 34000 | 14 | 4: 14.0-16.9 | Condenser | NULL | NULL | NULL | ASHP
| SITE_01968 | 1973 | 2010 and earlier | Single Family | 2986.36 | 2986.36 | 1 | Air Source Heat Pump | NULL | Electric | Programmable Thermostat | 33200 | 14.5 | 4: 14.0-16.9 | Condenser | 2001 | 2010 and earlier | 15 | ASHP
| SITE_01969 | 1994 | 2010 and earlier | Single Family | 2986.36 | 2986.36 | 1 | Central AC | NULL | Electric | Programmable Thermostat | 48000 | 11 | 2: 10.0-12.9 | Condenser | 2002 | 2010 and earlier | 14 | CAC
| SITE_01970 | 2009 | 2010 and earlier | Single Family | 2986.36 | 2986.36 | 1 | No Cooling | NULL | NULL | NULL | NULL | NULL | NULL | NULL | NULL | NULL | NULL | None
| SITE_01971 | 1994 | 2010 and earlier | Single Family | 2986.36 | 2986.36 | 1 | Central AC | NULL | Electric | Programmable Thermostat | 42000 | 14 | 4: 14.0-16.9 | Condenser | 2016 | 2011 and later | 0 | CAC
| SITE_01972 | 1980 | 2010 and earlier | Single Family | 5123.47 | 5123.47 | 1 | No Cooling | NULL | NULL | NULL | NULL | NULL | NULL | NULL | NULL | NULL | NULL | None
| SITE_01973 | 1923 | 2010 and earlier | Single Family | 2986.36 | 2986.36 | 1 | Packaged AC | Through-Wall Air Conditioner | Unknown | Manual Thermostat - Digital | 12000 | 10.5 | 2: 10.0-12.9 | Packaged AC | NULL | NULL | NULL | PTAC/RAC
| SITE_01974 | 2011 | 2011 and later | Single Family | 2986.36 | 2986.36 | 1 | No Cooling | NULL | NULL | NULL | NULL | NULL | NULL | NULL | NULL | NULL | NULL | None
| SITE_01975 | 2006 | 2010 and earlier | Single Family | 2986.36 | 2986.36 | 1 | Mini-Split HP | NULL | Electric | Programmable Thermostat | NULL | NULL | NULL | Condenser | 2016 | 2011 and later | 0 | DHP
| SITE_01976 | 1997 | 2010 and earlier | Single Family | 12576.67 | 12576.67 | 1 | No Cooling | NULL | NULL | NULL | NULL | NULL | NULL | NULL | NULL | NULL | NULL | None
| SITE_01977 | 1916 | 2010 and earlier | Single Family | 12576.67 | 12576.67 | 1 | No Cooling | NULL | NULL | NULL | NULL | NULL | NULL | NULL | NULL | NULL | NULL | None
| SITE_01978 | 2011 | 2011 and later | Single Family | 2986.36 | 2986.36 | 1 | Geothermal Heat Pump | Ground Loop | Electric | Programmable Thermostat | 38200 | NULL | NULL | Condenser | 2014 | 2011 and later | 2 | GSHP
| SITE_01979 | 1963 | 2010 and earlier | Single Family | 5123.47 | 5123.47 | 1 | No Cooling | NULL | NULL | NULL | NULL | NULL | NULL | NULL | NULL | NULL | NULL | None
| SITE_01980 | 1947 | 2010 and earlier | Single Family | 2986.36 | 2986.36 | 1 | Air Source Heat Pump | NULL | Electric | Programmable Thermostat | 39500 | 13 | 3: 13.0-13.9 | Condenser | 2002 | 2010 and earlier | 14 | ASHP
| SITE_01981 | 1971 | 2010 and earlier | Single Family | 2986.36 | 2986.36 | 1 | No Cooling | NULL | NULL | NULL | NULL | NULL | NULL | NULL | NULL | NULL | NULL | None
| SITE_01982 | 1987 | 2010 and earlier | Single Family | 5123.47 | 5123.47 | 1 | No Cooling | NULL | NULL | NULL | NULL | NULL | NULL | NULL | NULL | NULL | NULL | None
| SITE_01983 | 1988 | 2010 and earlier | Single Family | 2986.36 | 2986.36 | 1 | Packaged AC | Window Air Conditioner | Unknown | Manual Thermostat - Analog | 10000 | NULL | NULL | Packaged AC | NULL | NULL | NULL | PTAC/RAC
| SITE_01984 | 2008 | 2010 and earlier | Single Family | 2986.36 | 2986.36 | 1 | Central AC | NULL | Electric | Programmable Thermostat | 42000 | 13 | 3: 13.0-13.9 | Condenser | NULL | NULL | NULL | CAC
| SITE_01985 | 1901 | 2010 and earlier | Single Family | 587.74 | 587.74 | 1 | No Cooling | NULL | NULL | NULL | NULL | NULL | NULL | NULL | NULL | NULL | NULL | None
| SITE_01986 | 1905 | 2010 and earlier | Single Family | 2292.4 | 2292.4 | 1 | No Cooling | NULL | NULL | NULL | NULL | NULL | NULL | NULL | NULL | NULL | NULL | None
| SITE_01987 | 1923 | 2010 and earlier | Single Family | 2986.36 | 2986.36 | 1 | No Cooling | NULL | NULL | NULL | NULL | NULL | NULL | NULL | NULL | NULL | NULL | None
| SITE_01988 | 1922 | 2010 and earlier | Single Family | 2986.36 | 2986.36 | 1 | Air Source Heat Pump | Dual Fuel Primary | Electric | Programmable Thermostat | 36000 | 13 | 3: 13.0-13.9 | Condenser | 2013 | 2011 and later | 3 | ASHP
| SITE_01989 | 1933 | 2010 and earlier | Single Family | 2292.4 | 2292.4 | 1 | No Cooling | NULL | NULL | NULL | NULL | NULL | NULL | NULL | NULL | NULL | NULL | None
| SITE_01990 | 1976 | 2010 and earlier | Single Family | 2986.36 | 2986.36 | 1 | No Cooling | NULL | NULL | NULL | NULL | NULL | NULL | NULL | NULL | NULL | NULL | None
| SITE_01991 | 1940 | 2010 and earlier | Single Family | 2986.36 | 2986.36 | 1 | No Cooling | NULL | NULL | NULL | NULL | NULL | NULL | NULL | NULL | NULL | NULL | None
| SITE_01992 | 1984 | 2010 and earlier | Single Family | 5123.47 | 5123.47 | 1 | No Cooling | NULL | NULL | NULL | NULL | NULL | NULL | NULL | NULL | NULL | NULL | None
| SITE_01993 | 1930 | 2010 and earlier | Single Family | 2986.36 | 2986.36 | 1 | Mini-Split HP | NULL | Electric | Remote Control | NULL | NULL | NULL | Condenser | 2012 | 2011 and later | 4 | DHP
| SITE_01994 | 1998 | 2010 and earlier | Single Family | 2986.36 | 2986.36 | 1 | Air Source Heat Pump | NULL | Electric | Programmable Thermostat | 29709 | 14.75 | 4: 14.0-16.9 | Condenser | 2006 | 2010 and earlier | 10 | ASHP
| SITE_01995 | 2001 | 2010 and earlier | Single Family | 5123.47 | 5123.47 | 1 | No Cooling | NULL | NULL | NULL | NULL | NULL | NULL | NULL | NULL | NULL | NULL | None
| SITE_01996 | 2008 | 2010 and earlier | Single Family | 2986.36 | 2986.36 | 1 | Air Source Heat Pump | NULL | Electric | Smart/Wi-Fi Thermostat | 55500 | 13 | 3: 13.0-13.9 | Condenser | 2008 | 2010 and earlier | 8 | ASHP
| SITE_01997 | 1985 | 2010 and earlier | Single Family | 3801.52 | 3801.52 | 1 | Mini-Split HP | NULL | Electric | Manual Thermostat - Digital | NULL | NULL | NULL | Condenser | 2015 | 2011 and later | 1 | DHP
| SITE_01998 | 2001 | 2010 and earlier | Single Family | 2986.36 | 2986.36 | 1 | No Cooling | NULL | NULL | NULL | NULL | NULL | NULL | NULL | NULL | NULL | NULL | None
| SITE_01999 | 2008 | 2010 and earlier | Single Family | 5123.47 | 5123.47 | 1 | Air Source Heat Pump | NULL | Electric | Programmable Thermostat | 60000 | 17 | 5: 17.0 or higher | Condenser | 2010 | 2010 and earlier | 6 | ASHP
| SITE_02000 | 1974 | 2010 and earlier | Single Family | 2986.36 | 2986.36 | 1 | Air Source Heat Pump | NULL | Electric | Programmable Thermostat | 47000 | 15.5 | 4: 14.0-16.9 | Condenser | 2009 | 2010 and earlier | 7 | ASHP
| SITE_02001 | 2007 | 2010 and earlier | Single Family | 2986.36 | 2986.36 | 1 | Central AC | NULL | Electric | Smart/Wi-Fi Thermostat | 36000 | 16 | 4: 14.0-16.9 | Condenser | 2014 | 2011 and later | 2 | CAC
| SITE_02002 | 1973 | 2010 and earlier | Single Family | 2986.36 | 2986.36 | 1 | Central AC | NULL | Electric | Programmable Thermostat | 36000 | NULL | NULL | Condenser | 1990 | 2010 and earlier | 26 | CAC
| SITE_02003 | 1984 | 2010 and earlier | Single Family | 12576.67 | 12576.67 | 1 | No Cooling | NULL | NULL | NULL | NULL | NULL | NULL | NULL | NULL | NULL | NULL | None
| SITE_02004 | 2007 | 2010 and earlier | Single Family | 2986.36 | 2986.36 | 1 | Mini-Split HP | NULL | Electric | Programmable Thermostat | NULL | NULL | NULL | Condenser | 2009 | 2010 and earlier | 7 | DHP
| SITE_02005 | 1994 | 2010 and earlier | Manufactured | 1313.97 | 1313.97 | 1 | Air Source Heat Pump | NULL | Electric | Manual Thermostat - Analog | NULL | NULL | NULL | Condenser | 2006 | 2010 and earlier | 10 | ASHP
| SITE_02006 | 1972 | 2010 and earlier | Single Family | 2986.36 | 2986.36 | 1 | Air Source Heat Pump | NULL | Electric | Unknown | 36000 | 10 | 2: 10.0-12.9 | Condenser | 2001 | 2010 and earlier | 15 | ASHP
| SITE_02007 | 1923 | 2010 and earlier | Single Family | 2986.36 | 2986.36 | 1 | No Cooling | NULL | NULL | NULL | NULL | NULL | NULL | NULL | NULL | NULL | NULL | None
| SITE_02008 | 1957 | 2010 and earlier | Single Family | 2986.36 | 2986.36 | 1 | Air Source Heat Pump | Dual Fuel Secondary | Electric | Smart/Wi-Fi Thermostat | 35000 | 20.75 | 5: 17.0 or higher | Condenser | 2015 | 2011 and later | 1 | ASHP
| SITE_02009 | 1981 | 2010 and earlier | Single Family | 2986.36 | 2986.36 | 1 | No Cooling | NULL | NULL | NULL | NULL | NULL | NULL | NULL | NULL | NULL | NULL | None
| SITE_02010 | 1938 | 2010 and earlier | Single Family | 2986.36 | 2986.36 | 1 | No Cooling | NULL | NULL | NULL | NULL | NULL | NULL | NULL | NULL | NULL | NULL | None
| SITE_02011 | 1984 | 2010 and earlier | Single Family | 2292.4 | 2292.4 | 1 | No Cooling | NULL | NULL | NULL | NULL | NULL | NULL | NULL | NULL | NULL | NULL | None
| SITE_02012 | 1997 | 2010 and earlier | Manufactured | 1313.97 | 1313.97 | 1 | No Cooling | NULL | NULL | NULL | NULL | NULL | NULL | NULL | NULL | NULL | NULL | None
| SITE_02013 | 2004 | 2010 and earlier | Single Family | 2986.36 | 2986.36 | 1 | Central AC | NULL | Electric | Manual Thermostat - Digital | 35000 | 10 | 2: 10.0-12.9 | Condenser | 2005 | 2010 and earlier | 11 | CAC
| SITE_02014 | 1950 | 2010 and earlier | Single Family | 12576.67 | 12576.67 | 1 | No Cooling | NULL | NULL | NULL | NULL | NULL | NULL | NULL | NULL | NULL | NULL | None
| SITE_02015 | 1986 | 2010 and earlier | Single Family | 2986.36 | 2986.36 | 1 | No Cooling | NULL | NULL | NULL | NULL | NULL | NULL | NULL | NULL | NULL | NULL | None
| SITE_02016 | 2008 | 2010 and earlier | Single Family | 2986.36 | 2986.36 | 1 | Air Source Heat Pump | NULL | Electric | Unknown | 39640 | 14.3 | 4: 14.0-16.9 | Condenser | 2001 | 2010 and earlier | 15 | ASHP
| SITE_02017 | 1953 | 2010 and earlier | Single Family | 2986.36 | 2986.36 | 1 | Air Source Heat Pump | NULL | Electric | Programmable Thermostat | 22800 | 15 | 4: 14.0-16.9 | Condenser | 2016 | 2011 and later | 0 | ASHP
| SITE_02018 | 1977 | 2010 and earlier | Single Family | 2986.36 | 2986.36 | 1 | Air Source Heat Pump | NULL | Electric | Unknown | 48000 | 10 | 2: 10.0-12.9 | Condenser | 1997 | 2010 and earlier | 19 | ASHP
| SITE_02019 | 2016 | 2011 and later | Single Family | 2986.36 | 2986.36 | 1 | Central AC | NULL | Electric | Programmable Thermostat | 36000 | 13 | 3: 13.0-13.9 | Condenser | 2016 | 2011 and later | 0 | CAC
| SITE_02020 | 1960 | 2010 and earlier | Single Family | 2986.36 | 2986.36 | 1 | No Cooling | NULL | NULL | NULL | NULL | NULL | NULL | NULL | NULL | NULL | NULL | None
| SITE_02021 | 1976 | 2010 and earlier | Single Family | 2986.36 | 2986.36 | 1 | No Cooling | NULL | NULL | NULL | NULL | NULL | NULL | NULL | NULL | NULL | NULL | None
| SITE_02022 | 1979 | 2010 and earlier | Single Family | 5123.47 | 5123.47 | 1 | Air Source Heat Pump | NULL | Electric | Programmable Thermostat | 60000 | 15 | 4: 14.0-16.9 | Condenser | 2010 | 2010 and earlier | 6 | ASHP
| SITE_02023 | 1955 | 2010 and earlier | Single Family | 10259.39 | 10259.39 | 1 | Air Source Heat Pump | NULL | Electric | Programmable Thermostat | 29000 | 16.2 | 4: 14.0-16.9 | Condenser | 2011 | 2011 and later | 5 | ASHP
| SITE_02024 | 1923 | 2010 and earlier | Single Family | 2986.36 | 2986.36 | 1 | No Cooling | NULL | NULL | NULL | NULL | NULL | NULL | NULL | NULL | NULL | NULL | None
| SITE_02025 | 1978 | 2010 and earlier | Single Family | 2986.36 | 2986.36 | 1 | Mini-Split HP | NULL | Electric | Remote Control | NULL | NULL | NULL | Condenser | NULL | NULL | NULL | DHP
| SITE_02026 | 1920 | 2010 and earlier | Single Family | 2986.36 | 2986.36 | 1 | Air Source Heat Pump | NULL | Electric | Programmable Thermostat | 48000 | 16 | 4: 14.0-16.9 | Condenser | 2014 | 2011 and later | 2 | ASHP
| SITE_02027 | 1982 | 2010 and earlier | Single Family | 2986.36 | 2986.36 | 1 | No Cooling | NULL | NULL | NULL | NULL | NULL | NULL | NULL | NULL | NULL | NULL | None
| SITE_02028 | 1997 | 2010 and earlier | Single Family | 5123.47 | 5123.47 | 1 | Air Source Heat Pump | NULL | Electric | Unknown | 36000 | 17 | 5: 17.0 or higher | Condenser | 2011 | 2011 and later | 5 | ASHP
| SITE_02029 | 1997 | 2010 and earlier | Single Family | 2986.36 | 2986.36 | 1 | Air Source Heat Pump | NULL | Electric | Programmable Thermostat | 40000 | 13 | 3: 13.0-13.9 | Condenser | 2014 | 2011 and later | 2 | ASHP
| SITE_02030 | 1974 | 2010 and earlier | Single Family | 2986.36 | 2986.36 | 1 | No Cooling | NULL | NULL | NULL | NULL | NULL | NULL | NULL | NULL | NULL | NULL | None
| SITE_02031 | 1994 | 2010 and earlier | Single Family | 2986.36 | 2986.36 | 1 | Central AC | NULL | Electric | Programmable Thermostat | 29400 | 10 | 2: 10.0-12.9 | Condenser | 2003 | 2010 and earlier | 13 | CAC
| SITE_02032 | 1999 | 2010 and earlier | Manufactured | 2658 | 2658 | 1 | Packaged AC | Portable Air Conditioner | Unknown | Unknown | NULL | NULL | NULL | Packaged AC | NULL | NULL | NULL | PTAC/RAC
| SITE_02033 | 1999 | 2010 and earlier | Single Family | 2986.36 | 2986.36 | 1 | No Cooling | NULL | NULL | NULL | NULL | NULL | NULL | NULL | NULL | NULL | NULL | None
| SITE_02034 | 1996 | 2010 and earlier | Single Family | 2986.36 | 2986.36 | 1 | Central AC | NULL | Electric | Programmable Thermostat | 30000 | 10 | 2: 10.0-12.9 | Condenser | 1999 | 2010 and earlier | 17 | CAC
| SITE_02035 | 1996 | 2010 and earlier | Single Family | 2986.36 | 2986.36 | 1 | Air Source Heat Pump | NULL | Electric | Programmable Thermostat | 48000 | 16 | 4: 14.0-16.9 | Condenser | 2010 | 2010 and earlier | 6 | ASHP
| SITE_02036 | 1995 | 2010 and earlier | Single Family | 2986.36 | 2986.36 | 1 | Central AC | NULL | Electric | Programmable Thermostat | 42000 | 10 | 2: 10.0-12.9 | Condenser | 1995 | 2010 and earlier | 21 | CAC
| SITE_02037 | 2005 | 2010 and earlier | Manufactured | 1313.97 | 1313.97 | 1 | Air Source Heat Pump | NULL | Electric | Programmable Thermostat | 36000 | 13 | 3: 13.0-13.9 | Condenser | 2006 | 2010 and earlier | 10 | ASHP
| SITE_02038 | 1989 | 2010 and earlier | Single Family | 2986.36 | 2986.36 | 1 | Central AC | NULL | Electric | Programmable Thermostat | NULL | NULL | NULL | Condenser | NULL | NULL | NULL | CAC
| SITE_02039 | 1975 | 2010 and earlier | Single Family | 2986.36 | 2986.36 | 1 | Air Source Heat Pump | NULL | Electric | Programmable Thermostat | 30000 | 10 | 2: 10.0-12.9 | Condenser | 1995 | 2010 and earlier | 21 | ASHP
| SITE_02040 | 1983 | 2010 and earlier | Manufactured | 2658 | 2658 | 1 | Air Source Heat Pump | NULL | Electric | Smart/Wi-Fi Thermostat | 35800 | 10.19 | 2: 10.0-12.9 | Condenser | 1998 | 2010 and earlier | 18 | ASHP
| SITE_02041 | 1969 | 2010 and earlier | Single Family | 12576.67 | 12576.67 | 1 | No Cooling | NULL | NULL | NULL | NULL | NULL | NULL | NULL | NULL | NULL | NULL | None
| SITE_02042 | 1999 | 2010 and earlier | Single Family | 12576.67 | 12576.67 | 1 | Central AC | NULL | Electric | Smart/Wi-Fi Thermostat | 34000 | 14.7 | 4: 14.0-16.9 | Condenser | 2012 | 2011 and later | 4 | CAC
| SITE_02043 | 1984 | 2010 and earlier | Single Family | 12576.67 | 12576.67 | 1 | No Cooling | NULL | NULL | NULL | NULL | NULL | NULL | NULL | NULL | NULL | NULL | None
| SITE_02044 | 1948 | 2010 and earlier | Single Family | 12576.67 | 12576.67 | 1 | No Cooling | NULL | NULL | NULL | NULL | NULL | NULL | NULL | NULL | NULL | NULL | None
| SITE_02045 | 2000 | 2010 and earlier | Single Family | 10259.39 | 10259.39 | 1 | Central AC | NULL | Electric | Programmable Thermostat | 28700 | 10.5 | 2: 10.0-12.9 | Condenser | 1999 | 2010 and earlier | 17 | CAC
| SITE_02046 | 1946 | 2010 and earlier | Single Family | 10259.39 | 10259.39 | 1 | Central AC | NULL | Electric | Programmable Thermostat | 24000 | 12 | 2: 10.0-12.9 | Condenser | 1999 | 2010 and earlier | 17 | CAC
| SITE_02047 | 1905 | 2010 and earlier | Single Family | 10259.39 | 10259.39 | 1 | No Cooling | NULL | NULL | NULL | NULL | NULL | NULL | NULL | NULL | NULL | NULL | None
| SITE_02048 | 1927 | 2010 and earlier | Single Family | 2292.4 | 2292.4 | 1 | No Cooling | NULL | NULL | NULL | NULL | NULL | NULL | NULL | NULL | NULL | NULL | None
| SITE_02049 | 1986 | 2010 and earlier | Single Family | 12576.67 | 12576.67 | 1 | No Cooling | NULL | NULL | NULL | NULL | NULL | NULL | NULL | NULL | NULL | NULL | None
| SITE_02050 | 1967 | 2010 and earlier | Single Family | 10259.39 | 10259.39 | 1 | Packaged AC | Through-Wall Air Conditioner | Unknown | Programmable Thermostat | 12000 | NULL | NULL | Packaged AC | 2014 | 2011 and later | 2 | PTAC/RAC
| SITE_02051 | NULL | NULL | Manufactured | 1982.27 | 1982.27 | 1 | Air Source Heat Pump | NULL | Electric | Programmable Thermostat | 30000 | 14.5 | 4: 14.0-16.9 | Condenser | 2011 | 2011 and later | 5 | ASHP
| SITE_02052 | 1960 | 2010 and earlier | Single Family | 2292.4 | 2292.4 | 1 | Central AC | NULL | Electric | Programmable Thermostat | 36000 | 16.2 | 4: 14.0-16.9 | Condenser | 2012 | 2011 and later | 4 | CAC
| SITE_02053 | 1953 | 2010 and earlier | Single Family | 12576.67 | 12576.67 | 1 | No Cooling | NULL | NULL | NULL | NULL | NULL | NULL | NULL | NULL | NULL | NULL | None
| SITE_02054 | 1928 | 2010 and earlier | Single Family | 2986.36 | 2986.36 | 1 | No Cooling | NULL | NULL | NULL | NULL | NULL | NULL | NULL | NULL | NULL | NULL | None
| SITE_02055 | 1986 | 2010 and earlier | Single Family | 2986.36 | 2986.36 | 1 | Packaged HP | Portable Heat Pump | NULL | Manual Thermostat - Digital | 4100 | NULL | NULL | Packaged HP | NULL | NULL | NULL | PTHP
| SITE_02056 | 1956 | 2010 and earlier | Single Family | 2986.36 | 2986.36 | 1 | Central AC | NULL | Electric | Programmable Thermostat | 30000 | NULL | NULL | Condenser | NULL | NULL | NULL | CAC
| SITE_02057 | 1973 | 2010 and earlier | Single Family | 2986.36 | 2986.36 | 1 | Mini-Split HP | NULL | Electric | Programmable Thermostat | NULL | NULL | NULL | Condenser | 2010 | 2010 and earlier | 6 | DHP
| SITE_02058 | 1954 | 2010 and earlier | Single Family | 587.74 | 587.74 | 1 | No Cooling | NULL | NULL | NULL | NULL | NULL | NULL | NULL | NULL | NULL | NULL | None
| SITE_02059 | 2013 | 2011 and later | Single Family | 2986.36 | 2986.36 | 1 | No Cooling | NULL | NULL | NULL | NULL | NULL | NULL | NULL | NULL | NULL | NULL | None
| SITE_02060 | 1992 | 2010 and earlier | Single Family | 3801.52 | 3801.52 | 1 | Packaged AC | Window Air Conditioner | Unknown | Manual Thermostat - Digital | 12000 | NULL | NULL | Packaged AC | 2012 | 2011 and later | 4 | PTAC/RAC
| SITE_02061 | 1996 | 2010 and earlier | Single Family | 12576.67 | 12576.67 | 1 | Central AC | NULL | Electric | Programmable Thermostat | 42000 | 11 | 2: 10.0-12.9 | Condenser | 1998 | 2010 and earlier | 18 | CAC
| SITE_02062 | 1985 | 2010 and earlier | Single Family | 12576.67 | 12576.67 | 1 | Central AC | NULL | Electric | Programmable Thermostat | 30000 | 12 | 2: 10.0-12.9 | Condenser | 1991 | 2010 and earlier | 25 | CAC
| SITE_02063 | 1974 | 2010 and earlier | Single Family | 12576.67 | 12576.67 | 1 | No Cooling | NULL | NULL | NULL | NULL | NULL | NULL | NULL | NULL | NULL | NULL | None
| SITE_02064 | 1986 | 2010 and earlier | Single Family | 12576.67 | 6288.335 | 1 | Mini-Split HP | NULL | Electric | Programmable Thermostat | NULL | NULL | NULL | Condenser | 2014 | 2011 and later | 2 | DHP
| SITE_02064 | 1986 | 2010 and earlier | Single Family | 12576.67 | 6288.335 | 1 | Mini-Split HP | NULL | Electric | Programmable Thermostat | NULL | NULL | NULL | Condenser | 2014 | 2011 and later | 2 | DHP
| SITE_02065 | 2005 | 2010 and earlier | Single Family | 12576.67 | 12576.67 | 1 | Central AC | NULL | Electric | Programmable Thermostat | 36000 | NULL | NULL | Condenser | NULL | NULL | NULL | CAC
| SITE_02066 | 1970 | 2010 and earlier | Single Family | 12576.67 | 12576.67 | 1 | No Cooling | NULL | NULL | NULL | NULL | NULL | NULL | NULL | NULL | NULL | NULL | None
| SITE_02067 | 2015 | 2011 and later | Single Family | 3801.52 | 3801.52 | 1 | No Cooling | NULL | NULL | NULL | NULL | NULL | NULL | NULL | NULL | NULL | NULL | None
| SITE_02068 | 1992 | 2010 and earlier | Multifamily Residence | 687.85 | 687.85 | 2 | No Cooling | NULL | NULL | NULL | NULL | NULL | NULL | NULL | NULL | NULL | NULL | None
| SITE_02069 | 1950 | 2010 and earlier | Single Family | 2348.97 | 2348.97 | 1 | Packaged AC | Window Air Conditioner | Unknown | Manual Thermostat - Analog | 5200 | NULL | NULL | Packaged AC | NULL | NULL | NULL | PTAC/RAC

## RBSA Query Result - Population
RBSA Query Result - Population
RBSA Query result for regional population
| Building Type | building_vintage_category | Cooling Zone | Heating Zone | sumwt
| Manufactured | NULL | 1 | 1 | 3296.24
| Manufactured | 2010 and earlier | 1 | 1 | 204329.53
| Manufactured | 2010 and earlier | 1 | 2 | 33897.2
| Manufactured | 2010 and earlier | 1 | 3 | 30677.48
| Manufactured | 2010 and earlier | 2 | 1 | 28476.3
| Manufactured | 2010 and earlier | 2 | 2 | 60394.48
| Manufactured | 2010 and earlier | 2 | 3 | 4311.45
| Manufactured | 2010 and earlier | 3 | 1 | 64391.06
| Manufactured | 2010 and earlier | 3 | 2 | 1252.14
| Manufactured | 2011 and later | 1 | 1 | 3059.12
| Manufactured | 2011 and later | 1 | 2 | 1135.4
| Manufactured | 2011 and later | 2 | 2 | 1878.21
| Manufactured | 2011 and later | 3 | 1 | 3257.84
| Multifamily Residence | NULL | 1 | 1 | 59380.59
| Multifamily Residence | NULL | 1 | 2 | 1521.04
| Multifamily Residence | NULL | 1 | 3 | 6817.59
| Multifamily Residence | NULL | 2 | 1 | 12912.51
| Multifamily Residence | NULL | 2 | 2 | 4412.94
| Multifamily Residence | NULL | 3 | 1 | 11413.45
| Multifamily Residence | NULL | 3 | 2 | 2272.53
| Multifamily Residence | 2010 and earlier | 1 | 1 | 515370.29
| Multifamily Residence | 2010 and earlier | 1 | 2 | 13820.66
| Multifamily Residence | 2010 and earlier | 1 | 3 | 34962.28
| Multifamily Residence | 2010 and earlier | 2 | 1 | 105723.42
| Multifamily Residence | 2010 and earlier | 2 | 2 | 43816.67
| Multifamily Residence | 2010 and earlier | 2 | 3 | 3868
| Multifamily Residence | 2010 and earlier | 3 | 1 | 41965.62
| Multifamily Residence | 2010 and earlier | 3 | 2 | 2272.53
| Multifamily Residence | 2011 and later | 1 | 1 | 29655.8
| Multifamily Residence | 2011 and later | 1 | 3 | 5363.35
| Multifamily Residence | 2011 and later | 2 | 1 | 5873.32
| Multifamily Residence | 2011 and later | 2 | 2 | 5562.46
| Multifamily Residence | 2011 and later | 3 | 1 | 5023.93
| Single Family | NULL | 1 | 1 | 7632.49
| Single Family | NULL | 1 | 3 | 2661.5
| Single Family | NULL | 2 | 1 | 12679.59
| Single Family | NULL | 2 | 2 | 5167.58
| Single Family | NULL | 3 | 1 | 6958.99
| Single Family | 2010 and earlier | 1 | 1 | 2091087.04
| Single Family | 2010 and earlier | 1 | 2 | 188966.86
| Single Family | 2010 and earlier | 1 | 3 | 235270.18
| Single Family | 2010 and earlier | 2 | 1 | 502605.94
| Single Family | 2010 and earlier | 2 | 2 | 425456.52
| Single Family | 2010 and earlier | 2 | 3 | 74797
| Single Family | 2010 and earlier | 3 | 1 | 475319.78
| Single Family | 2010 and earlier | 3 | 2 | 23050.1
| Single Family | 2011 and later | 1 | 1 | 90448.52
| Single Family | 2011 and later | 1 | 2 | 27778.36
| Single Family | 2011 and later | 1 | 3 | 10349.38
| Single Family | 2011 and later | 2 | 1 | 12679.59
| Single Family | 2011 and later | 2 | 2 | 27043.21
| Single Family | 2011 and later | 2 | 3 | 1882.4
| Single Family | 2011 and later | 3 | 1 | 32570.37

## RBSA Query
RBSA Query
Copy of SQL query used to summarize HVAC heating, HVAC cooling, and regional populations
/*---------------------------------------------------------------------------------
Filename: S:\Shared Folders\CADEO\03_Projects\BPA_MSA_2\TO41_Res HVAC Model Update\Task 2. Model Sprints\Working Sprint Files\NC Saturations\HVAC saturation - 2016 RBSA.sql
Project/Task: BPA TO 041
Date: Aug 31, 2021
Created By: Fred Schaefer
Purpose:
Summarize HVAC equipment saturations in 2016 RBSA.
Copy query results to Excel to summarize.
SQL Tables/Views Used
[RBSA2016].[SiteDetail]
[RBSA2016].[Mechanical_Cooling]
[RBSA2016].[Mechanical_Heating]
[RBSA2016].[SiteOneLine]
-----------------------------------------------------------------------------------*/
-- use this query for cooling heating system statistics. Some duplication of ID's if site has more than one primary system.
-- Adj_weight controls for# of primary systems.
select
*
from
(
select
s.[PK_SiteID]
,ol.vintage
,case
when ol.vintage > 2010 then '2011 and later'
when ol.vintage > 0 then '2010 and earlier'
else NULL
end as building_vintage_category
,s.[Building Type]
,w.[Site_Case_Weight]
,w.[Site_Case_Weight] / case when n.nPrim is not null then n.nprim else 1 end as adj_weight
,s.[Cooling Zone] as cz
,case
when e.[System Type] is NULL then 'No Cooling'
else e.[System Type]
end as [System.Type]
,e.[System Sub-Type] as [System.Sub.Type]
,e.[Cooling Fuel] as fuel
,e.[Control Type] as [Control.Type]
,e.[Cooling Capacity] as capacity
,e.[SEER]
,case
when e.[SEER] is NULL then null
when e.[SEER] < 10.0 then '1: 9.9 and below'
when e.[SEER] < 13.0 then '2: 10.0-12.9'
when e.[SEER] < 14.0 then '3: 13.0-13.9'
when e.[SEER] < 17.0 then '4: 14.0-16.9'
else '5: 17.0 or higher'
end as seer_bin
--,e.[EER]
,e.[Component 1]
,e.[Component 1 Year of Manufacture]
,case
when [Component 1 Year of Manufacture] > 2010 then '2011 and later'
when [Component 1 Year of Manufacture] > 0 then '2010 and earlier'
else NULL
end as eqpt_vintage_category
,2016-e.[Component 1 Year of Manufacture] as HVACage
from [RBSA2].[SiteDetail] s
left join (select * from [RBSA2].[Mechanical_Cooling] where upper([Primary Cooling System]) = 'YES') e
on s.[PK_SiteID] = e.[CK_SiteID]
left join (select [CK_SiteID],[Vintage] from [RBSA2].[SiteOneLine]) ol
on s.[PK_SiteID] = ol.[CK_SiteID]
left join [RBSA2].[Alt_weights] w
on s.[PK_SiteID] = w.[SITEID]
left join (select [CK_SiteID], count(*) as nPrim from [RBSA2].[Mechanical_Cooling] where upper([Primary Cooling System]) = 'YES' group by [CK_SiteID]) n
on s.[PK_SiteID] = n.[CK_SiteID]
where s.[Building Type] <> 'Multifamily Building'
) t
order by [PK_SiteID]
-- populations
select
s.[Building Type]
,case
when ol.vintage > 2010 then '2011 and later'
when ol.vintage > 0 then '2010 and earlier'
else NULL
end as building_vintage_category
,s.[Cooling Zone]
,s.[Heating Zone]
,sum(w.[Site_Case_Weight]) as sumwt
from [RBSA2].[SiteDetail] s
left join (select [CK_SiteID],[Vintage] from [RBSA2].[SiteOneLine]) ol
on s.[PK_SiteID] = ol.[CK_SiteID]
left join [RBSA2].[Alt_weights] w
on s.[PK_SiteID] = w.[SITEID]
where s.[Building Type] <> 'Multifamily Building'
group by
s.[Building Type]
,case
when ol.vintage > 2010 then '2011 and later'
when ol.vintage > 0 then '2010 and earlier'
else NULL
end
,s.[Cooling Zone]
,s.[Heating Zone]
-- use this query for primary heating system statistics. Some duplication of ID's if site has more than one primary system. Adj_weight controls for # of primary systems.
select
*
from
(
select
s.[PK_SiteID]
,ol.vintage as building_vintage
,case
when ol.vintage > 2010 then '2011 and later'
when ol.vintage > 0 then '2010 and earlier'
else NULL
end as building_vintage_category
,s.[Building Type]
,w.[Site_Case_Weight]
,w.[Site_Case_Weight] / case when n.nPrim is not null then n.nprim else 1 end as adj_weight
,s.[Heating Zone] as cz
,case
when e.[System Type] = 'Furnace' and [Heating Fuel] = 'Electric' then 'eFAF'
when e.[System Type] = 'Furnace' and [Heating Fuel] <> 'Electric' then 'gFAF'
else e.[System Type]
end as [System.Type]
,e.[System Sub-Type] as [System.Sub.Type]
,e.[Heating Fuel] as fuel
,e.[Control Type]
,e.[High Input Heating Capacity (Btuh)] as capacity
,e.[HSPF]
,case
when e.[HSPF] is NULL then null
when e.[HSPF] < 7.7 then '1: 7.7 and below'
when e.[HSPF] < 8.3 then '2: 7.7-8.2'
when e.[HSPF] < 9 then '3: 8.3-9.0'
when e.[HSPF] < 10.5 then '4: 9.0-10.5'
else '5: 10.5 or higher'
end as hspf_bin
,e.[Component 1]
,[Component 1 Year of Manufacture]
,case
when [Component 1 Year of Manufacture] > 2010 then '2011 and later'
when [Component 1 Year of Manufacture] > 0 then '2010 and earlier'
else NULL
end as eqpt_vintage_category
,2016-e.[Component 1 Year of Manufacture] as HVACage
from [RBSA2].[SiteDetail] s
left join (select * from [RBSA2].[Mechanical_Heating] where upper([Primary Heating System]) = 'YES') e
on s.[PK_SiteID] = e.[CK_SiteID]
left join (select [CK_SiteID],[Vintage] from [RBSA2].[SiteOneLine]) ol
on s.[PK_SiteID] = ol.[CK_SiteID]
left join [RBSA2].[Alt_weights] w
on s.[PK_SiteID] = w.[SITEID]
left join (select [CK_SiteID], count(*) as nPrim from [RBSA2].[Mechanical_Heating] where upper([Primary Heating System]) = 'YES' group by [CK_SiteID]) n
on s.[PK_SiteID] = n.[CK_SiteID]
where s.[Building Type] <> 'Multifamily Building'
) t