## READ ME
BPA Residential HVAC Market Model Update: Program Savings
This workbook contains the methodology and results for calculating the program savings units applied to the Residential HVAC Market Model. Values are final for the Seventh Power Plan Action Plan Period: 2016-2021. Final model inputs are hosted in the "Model Inputs - Cumulative" tab, and the "Methodology" tab describes how other tabs in this workbook were used to derive these inputs.
Tab colors
Model inputs, measure analysis, and quantities mapped to the model
Calculations mapping BPA measure detail to RCP savings
Background data used for calculations
Quality control and Previous Versions of Model Inputs
Workbook Contents
Tab/Section | Description
Methodology | Summarizes the program savings methodology, assumptions made, and sources of information used. Final model inputs are hosted in the "Model Inputs - Cumulative" tab, and the "Methodology" tab describes how other tabs in this workbook were used to derive these inputs.
Model Inputs - Cumulative | This tab contains the final program savings inputs into the Residential HVAC Market Model. This tab combines results from the below green tabs.
Model Inputs - Annual | Contains the annual quantities of units, including program units, ASHP and DHP code units, and envelope savings.
NEEA DHP | Estimates DHP units associated with NEEA's DHP target market.
R + A Code | Calculates envelope savings associated with renovations and alterations and adds to program envelope savings.
Program Units - Annual | Contains the annual quantities of units for each program savings measure and the details of each model cell.
Savings Per Cell Calculations | Extrapolates the quantity and kWh/unit savings from the BPA measure detail to calculated quantities from the RCP savings data. The quantities are applied to the model by the specific technology cell to populate the "Program Units - Annual" tab.
RCP Savings by Funder | Summarizes the TAP savings reported in the RCP and distributes "unknown" and "HVAC System Interaction" TAPs to other TAPs proportionally.
Savings Per Unit (2021) | Summarizes the residential HVAC measures in the BPA IS2.0 raw data from "BOOMReport_May_2021" file, summarized by technology and mapped to the cells in the model.
BPA IS2.0 Raw Data | Contains the raw data from BPA's reported program activity, enriched to match measures with model cells. Redacted for public posting due to confidential data.
RCP Data-Measure Tab | Exact copy of RCP Data-Measures tab from "2020RCPWorkbookFINAL-PUBLIC.xlsx" file.
Lookups | Lookups to match different TAP names from the RCP to more diverse TAP naming scheme in BPA IS 2.0 data.
QC Comparison of Savings Per Unit | Compares savings per unit estimates for each cell from the 2019 model, this analysis, and relevant RTF measure workbooks.
Savings per Unit (2019) | Documents results from the 2019 model program savings reported in 2019.
Study Manager:
Joan Wang
Bonneville Power Administration
jjwang@bpa.gov
Contributors:
Courtney Dale, Bretnie Eschenbach, Sarah Widder
Cadeo Group

## Methodology
Program Savings Methodology
Program Savings General Approach
The Northwest Power and Conservation Council (the Council) reports annual regional savings in their Regional Conservation Progress (RCP) report. Reported program savings come from BPA, IOUs, Mid-C Utilities, and the Northwest Energy Efficiency Alliance. The RCP reports kWh or aMW savings by each Technology, Activity, or Practice (TAP) category. In order to apply program savings accurately in the model, these savings must be translated to quantities of units incented at the greater level of granularity of the model's cells. The data is hosted in the "RCP Data-Measures Tab."
To convert from savings to units and distribute from the TAP level to the granularity of the model's cells, the team uses BPA's detailed measure reporting in the BPA IS2.0 data as a representative proxy of the composition of programs in the Northwest. The team mapped each program measure to the cells in the model (Tight ducts, higher efficiency heat pumps, etc.). This data is hosted in the "BPA IS2.0 Raw Data" tab.
A small percentage of the IS 2.0 savings were reported after the RCP's reporting cutoff. The team calculated these savings separate from the RCP data and included them after calculating the RCP quantities. This analysis is found in the "RCP Savings by Funder" tab.
Once the measure in BPA's IS 2.0data is mapped to the model cell, the team calculated a kWh savings per unit for each specific measure cell, as well as the percentage of total savings each measure application represents. This analysis is found in the "Savings per Unit (2021)" tab.
For each model cell, the team uses separate conversion factors (in kWh per unit) for the periods 2016-2017 and 2018-2020. This strategy helps to account for changes in RTF savings estimates that occurred during the Seventh Plan Action Plan Period. The team did not use a more granular, annual savings per unit conversion factor since they would be more prone to small sample sizes that could skew estimates. This analysis is found in the "Savings per Unit (2021)" tab.
The team distributes the total RCP for each TAP to the more granular model cells by the percentage of BPA's savings (from BPA's IS2.0 data) that is categorized in each model cell. RCP savings are converted to units by applying the savings per unit (kWh/unit) conversion calculated in the "Savings per Unit (2021)" tab. This analysis and the resulting program quantities are found in the "Savings Per Cell" tab.
The resulting program quantities for 2018-2020 are summarized in the "Program Units - Annual" tab, and 2021 quantities are projected to be equal to 2020 quantities. The team updated 2016 and 2017 unit estimates, previously calculated in the first Residential HVAC model, based on the savings from those years reported in the 2020 RCP. This data is added directly into the "Model Inputs - Annual" tab.
Envelope Measures
Program savings for envelope measures are calculated in a separate workbook and the values are copied in this workbook. Review the "TO41_ResHVACModel_WxInputs_09Dec2021" workbook for calculations. This data is added directly into the "Program Units - Annual" tab.
During the building shell market research, installers reported that 41% of non-program weatherization projects are associated with a renovation or addition that requires a permit. The research team chooses to remove those savings from momentum savings by adding code-driven savings to the program savings calculated in this workbook. Refer to the "R+A Code" tab. The "Model Units - Annual" tab is identical to the "Program Units - Annual" tab with the addition code-driven remodel and addition savings from the "R + A Code" tab.
Assumptions and Decisions to Map RCP-Reported Savings to Model Cells
The team mapped RCP-reported program savings to HVAC Model cells based on the Key Characteristics and measure detail described in BPA's detailed program data. This mapping is found in columns AD to AT in the "BPA IS2.0 Raw Data" tab.
Some measures are applicable to both New and Existing homes. If other measures in the same TAP category were specific to new or existing homes, the team split the "New or Existing" measure based on the percent of savings from the specific measures. If no comparable data were available, the team split the measure based on the number of units going to new or existing homes in the model.
BPA's IS 2.0 data includes custom projects, for which there is no corresponding measure and limited data concerning the building conditions and quantity of equipment installed. The team makes general assumptions about custom project measures by broadly defining the measure cell (for example, applying to both new construction and existing homes if vintage is unspecified) and assigns quantities of one for each custom measure. Custom projects are analyzed along with all BPA IS 2.0 data in the "Savings per Cell Calculation" tab.
BPA has two distinct thermostat measures: Line Voltage Thermostats and Smart Thermostats. The team applied both measure types to the model's "Advanced Smart Thermostat" cells since both measure types fit the model's definition of an advanced thermostat, which includes the ability to be programmed. However, savings per unit differ between the two. This analysis occurs in the "Savings per Cell Calculation" tab.
The "Unknown" TAP is made up of measures that did not have enough detail to be applied to RCP's TAP categories. The savings in this category average 0.65 aMW per year from 2016 to 2020. It is important to account for all reported savings for the model to represent the entire Residential HVAC end use. Without additional detail about the source of these savings, the team decided to split the savings across all TAP categories based on each TAP's share of total savings. This analysis is found in the "RCP Savings by Funder" tab.
The "Interactive HVAC Savings" TAP is a custom project savings type that cannot be translated to savings in the model since the team has no details of the measure. The savings average 0.01 aMW per year from 2016 to 2020. It is important to account for all reported savings for the model to represent the entire Residential HVAC end use. Without additional detail about the source of these savings, the team decided to split the savings across all TAP categories based on each TAP's share of total savings, consistent with the "Unknown" savings category. This analysis is found in the "RCP Savings by Funder" tab.
This analysis assumes that BPA's detailed data from IS2.0 is representative of the composition of all programs in the Northwest that report data in the RCP. The team assumes that BPA's data is representative of the region for major TAP categories when it is greater than 50% of the savings reported to the RCP. In two TAPs, ASHPs and envelope (the combined savings from Air Sealing, Insulation, and Windows), BPA's program savings make up less than 50% of the RCP's reported savings and the savings average more than 1 aMW per year. The team's methodology for translating RCP savings to number of households means the BPA kWh/unit estimates may not fully represent other regional utility activity. To validate the kWh/unit savings, the team compared BPA's kWh/unit averages with the RTF's range of savings values and found the averages to be within reasonable ranges of each other. See the "QC Comparison of SavingsPerUnit" tab for more detail. Without additional detail in the RCP savings and the lack of better data sources to convert to units, the team accepts the BPA kWh/unit estimates as representative of the regional programs. See the "Averages" section of "Table 6" in the "RCP Savings by Funder" tab for detail.
The team assumed Commissioning Controls and Sizing (CCS) and Thermostats in heat-pump homes only apply to ASHP (not CAC). Therefore, there is no cell reporting the CCS or thermostat activity associated with CAC units in the "Program Units - Annual" tab. Cells reporting CCS and thermostat activity associated with heat pumps are designated with a Segment identifier that begins with SS.
BPA did not have any reported Air Conditioner savings, therefore no kWh/unit calculated savings. The RCP's reported Air Conditioner units come directly from NEEA's RPP program for RACs and PACs. For reference, the model does not distinguish lower and higher efficiency RACs and PACs, so the team is not calculating Momentum savings associated with air conditioners. Air Conditioner units are entered directly into the "Program Units - Annual" tab.
Validation Checks
The team compared kWh/unit values with RTF kWh/unit values and ranges for comparable measures and found the values to fall within the RTF savings ranges. See QC Comparison of Savings Per Unit for more detail.
The team compared the BPA IS2.0-reported savings (aMW) with the BPA-reported savings in the RCP data and found the data to be consistent. Incongruities can occur when savings are reported to BPA after BPA has reported savings to the RCP. This analysis is performed in the "RCP Savings by Funder" tab.
The team compared the estimated program savings units with units reported in sales data for each year to ensure the program units do not exceed the model's new units. This occurs in a model output spreadsheet.
After the model has been run and produced outputs, the team will compare total RCP-reported program savings (aMW) by measure and with the model's aggregated calculated program savings to ensure the numbers are in a reasonable range.

## Model Inputs - Cumulative
Cumulative HVAC Program and Code Savings Quantities by Cells
This tab represents the Program Units in the format for input into the model. The team uses R (programming language) to expand this into a number of units per UEC cell outside of Excel/Analytica and then the Analytica model references that expanded input. The expansion code in R (programming language) is unique for each segmentation code value in column V of this spreadsheet.
Program Savings Measure Mapping | Program Savings Measure | Vintage | Building Type | Climate Zone | Fuel Type | End Use | HVAC Type | Efficiency Level | Building Characteristics | Installation Practices | Duct Sealing | Thermostat | # of Units 2016 | # of Units 2017 | # of Units 2018 | # of Units 2019 | # of Units 2020 | # of Units 2021 | Segmentation Code | What Is Decreasing | Baseline | Model Measure | Cadeo Notes
Air Sealing, Insulation, & Windows | Envelope Measures | Existing | SF | All | Electric | All | Any | All | Full Upgrade | Any | Any | Any | 11313.6598 | 20404.353 | 29440.0629 | 37778.9203 | 45710.1129 | 53641.3055 | S1 | Upgrade As Is Building Characteristics | As is Building Characteristics | Envelope Measures | Convert from As Is to Fully Upgraded.
Any Building Type, Cooling, RAC/PAC/PTAC | Air Conditioner | New, Existing | SF, MH, MF-HR, MF-MR, MF-LR | All | Any | Cooling | RAC/PAC/PTAC | All | All | Any | Any | Any | 19207 | 55258 | 81190 | 97771 | 124891 | 152011 | S2 | Upgrade as-is air conditioning efficiency | Code Air Conditioner | Air Conditioners | Not used in Analytica, due to no efficiency tiers in the model and therefore no market savings or Momentum Savings.
MH, Existing, ASHP, w/ CCS, HSPF 9/10, SEER 14.5/18, Tight Ducts - Upgrade | Air-Source Heat Pumps w/ Duct Sealing | Existing | MH | All | Electric | All | ASHP | HSPF 9, SEER 14.5 | All | w/o CCS | As is | Any | 0 | 0 | 0 | 0 | 0 | 0 | S3 | Upgrade lower efficiency to second highest | lower efficiency ASHP w/o CCS and As is ducts | ASHP Upgrade | Upgrade to HSPF 9 or 10, and SEER 14.5 or 18
MH or SF, New or Existing, ASHP, HSPF 9/10, SEER 14.5/18, As is Ducts - Upgrade | Air-Source Heat Pumps w/o Duct Sealing | New, Existing | MH, SF | All | Electric | All | ASHP | HSPF 9, SEER 14.5 | All | w/o CCS | As is | Any | 0 | 0 | 0 | 0 | 0 | 0 | S4 | Upgrade lower efficiency to second highest | lower efficiency ASHP w/o CCS | ASHP Upgrade | Upgrade to HSPF 9 or 10, and SEER 14.5 or 18
MH, Existing, ASHP, w/ CCS, HSPF 9/10, SEER 14.5/18, As is Ducts - Upgrade | Air-Source Heat Pumps w/o Duct Sealing | Existing | MH | All | Electric | All | ASHP | HSPF 9, SEER 14.5 | All | w/o CCS | As is | Any | 450.119 | 812.2272 | 1232.1361 | 1789.4258 | 2360.8394 | 2932.2529 | S5 | Upgrade lower efficiency to second highest | lower efficiency ASHP w/o CCS | ASHP Upgrade | Upgrade to HSPF 9 or 10, and SEER 14.5 or 18
MH, New, ASHP, w/ CCS, HSPF 9/10, SEER 14.5/18, As is Ducts - Upgrade | Air-Source Heat Pumps w/o Duct Sealing | New | MH | All | Electric | All | ASHP | HSPF 9, SEER 14.5 | All | w/o CCS | Any | Any | 4.342 | 7.835 | 7.835 | 7.835 | 7.835 | 7.835 | S6 | Upgrade lower efficiency to second highest | lower efficiency ASHP w/o CCS | ASHP Upgrade | Upgrade to HSPF 9 or 10, and SEER 14.5 or 18
SF, Existing, ASHP, w/ CCS, HSPF 9/10, SEER 14.5/18, As is Ducts - Upgrade | Air-Source Heat Pumps w/o Duct Sealing | Existing | SF | All | Electric | All | ASHP | HSPF 9, SEER 14.5 | All | w/o CCS | As is | Any | 3764.5004 | 6792.9356 | 10457.9093 | 15321.9463 | 20309.2565 | 25296.5667 | S7 | Upgrade lower efficiency to second highest | lower efficiency ASHP w/o CCS | ASHP Upgrade | Upgrade to HSPF 9 or 10, and SEER 14.5 or 18
SF, New, ASHP, w/ CCS, HSPF 9/10, SEER 14.5/18, As is Ducts - Upgrade | Air-Source Heat Pumps w/o Duct Sealing | New | SF | All | Electric | All | ASHP | HSPF 9, SEER 14.5 | All | w/o CCS | Any | Any | 534.0641 | 963.7037 | 1501.2793 | 2214.7326 | 2946.2676 | 3677.8025 | S8 | Upgrade lower efficiency to second highest | lower efficiency ASHP w/o CCS | ASHP Upgrade | Upgrade to HSPF 9 or 10, and SEER 14.5 or 18
SF, Existing, ASHP, w/ CCS, HSPF 9/10, SEER 14.5/18, As is Ducts - Upgrade | Air-Source Heat Pumps w/o Duct Sealing | Existing | SF | All | Electric | All | ASHP | HSPF 9, SEER 14.5 | All | w/ CCS | As is | Any | 0 | 0 | 0 | 0 | 0 | 0 | S9 | Upgrade lower efficiency to second highest | lower efficiency ASHP w/o CCS | ASHP Upgrade | Upgrade to HSPF 9 or 10, and SEER 14.5 or 18
MH, Existing, ASHP, w/ CCS, HSPF 9/10, SEER 14.5/18, As is Ducts - Upgrade | Air-Source Heat Pumps w/o Duct Sealing | Existing | MH | All | Electric | All | ASHP | HSPF 9, SEER 14.5 | All | w/ CCS | As is | Any | 0 | 0 | 0 | 0 | 0 | 0 | S10 | Upgrade lower efficiency to second highest | lower efficiency ASHP w/o CCS | ASHP Upgrade | Upgrade to HSPF 9 or 10, and SEER 14.5 or 18
SF, New, ASHP, w/ CCS, HSPF 9/10, SEER 14.5/18, As is Ducts - Upgrade | Air-Source Heat Pumps w/o Duct Sealing | New | SF | All | Electric | All | ASHP | HSPF 9, SEER 14.5 | All | w/ CCS | Any | Any | 0 | 0 | 0 | 0 | 0 | 0 | S11 | Upgrade lower efficiency to second highest | lower efficiency ASHP w/o CCS | ASHP Upgrade | Upgrade to HSPF 9 or 10, and SEER 14.5 or 18
MH, Existing, ASHP, Any Efficiency Level, w/ CCS | Commissioning Controls Sizing | Existing | MH | All | Electric | All | ASHP | Any | All | w/ CCS | Any | Any | 168.0861 | 326.8581 | 616.1892 | 715.0282 | 2134.8511 | 3554.6741 | S12 | w/ out CCS to CCS | No CCS | Commissioning Controls Sizing
MH, New or Existing, ASHP, "HSPF 7/7.2/8.2/8.5, SEER 10/13, All", w/ CCS | Commissioning Controls Sizing | New, Existing | MH | All | Electric | All | ASHP | HSPF 7, HSPF 7.2, HSPF 8.2, HSPF 8.5, SEER 10, SEER 13 | All | w/ CCS | Any | Any | 214.3098 | 416.7441 | 416.7441 | 416.7441 | 416.7441 | 416.7441 | S13 | w/ out CCS to CCS | No CCS | Commissioning Controls Sizing
SF, Existing, ASHP, Any Efficiency Level, w/ CCS | Commissioning Controls Sizing | Existing | SF | All | Electric | All | ASHP | Any | All | w/ CCS | Any | Any | 243.7249 | 473.9443 | 473.9443 | 473.9443 | 473.9443 | 473.9443 | S14 | w/ out CCS to CCS | No CCS | Commissioning Controls Sizing
SF, New or Existing, ASHP, "HSPF 7/7.2/8.2/8.5, SEER 10/13, All", w/ CCS | Commissioning Controls Sizing | New, Existing | SF | All | Electric | All | ASHP | HSPF 7, HSPF 7.2, HSPF 8.2, HSPF 8.5, SEER 10, SEER 13 | All | w/ CCS | Any | Any | 630.323 | 1225.7179 | 1225.7179 | 1225.7179 | 1225.7179 | 1225.7179 | S15 | w/ out CCS to CCS | No CCS | Commissioning Controls Sizing
SF, New or Existing, ASHP, Any Efficiency Level, w/ CCS | Commissioning Controls Sizing | New, Existing | SF | All | Electric | All | ASHP | Any | All | w/ CCS | Any | Any | 373.9917 | 727.2593 | 1471.7179 | 1726.034 | 5379.2863 | 9032.5385 | S16 | w/ out CCS to CCS | No CCS | Commissioning Controls Sizing
MH, Existing, Electric Fuel Type, w/o CCS, Tight Ducts | Duct Sealing | Existing | MH | All | Electric | Heating | ASHP, eFAF, GSHP | Any | All | w/o CCS | Tight | Any | 2755.5993 | 4932.2793 | 6421.357 | 7068.4926 | 7326.1636 | 7583.8346 | S17 | Upgrade As Is Duct Sealings | As is ducts w/o CCS | Duct Sealing | Convert from As Is to Tight Ducts
SF, Existing, Electric Fuel Type, w/o CCS, Tight Ducts | Duct Sealing | Existing | SF | All | Electric | Heating | ASHP, eFAF, GSHP | Any | All | w/o CCS | Tight | Any | 1522.1954 | 2724.5952 | 5253.0107 | 6351.8304 | 6789.3491 | 7226.8678 | S18 | Upgrade As Is Duct Sealings | As is ducts w/o CCS | Duct Sealing | Convert from As Is to Tight Ducts
SF, Existing, Electric Fuel Type, w CCS, Tight Ducts | Duct Sealing | Existing | SF | All | Electric | All | ASHP | Any | All | w/o CCS | Tight | Any | 394.6432 | 706.3765 | 706.3765 | 706.3765 | 706.3765 | 706.3765 | S19 | Upgrade As Is Duct Sealings | As is ducts w/o CCS | Duct Sealing | Convert from As Is to Tight Ducts
MH, Existing, Electric Fuel Type, w CCS, Tight Ducts | Duct Sealing | Existing | MH | All | Electric | All | ASHP | Any | All | w/o CCS | Tight | Any | 120.8092 | 216.2377 | 216.2377 | 216.2377 | 216.2377 | 216.2377 | S20 | Upgrade As Is Duct Sealings | As is ducts w/o CCS | Duct Sealing | Convert from As Is to Tight Ducts
Manufactured Home - New or Existing, DHP - Zonal | Ductless Heat Pumps | Existing | MH | All | Electric | All | DHP | Any | All | w/o CCS | As is | Any | 116.3984 | 218.949 | 531.0623 | 804.552 | 1064.3545 | 1324.157 | S21 | Convert Zonal to DHP | Zonal Electric | Ductless Heat Pumps
Single Family - Existing, DHP - Zonal | Ductless Heat Pumps | Existing | SF | All | Electric | All | DHP | Any | All | w/o CCS | As is | Any | 11118.5377 | 26468.2952 | 44797.9997 | 62925.0638 | 85435.8236 | 107946.5834 | S22 | Convert Zonal to DHP | Zonal Electric | Ductless Heat Pumps
Single Family - New, DHP - Zonal | Ductless Heat Pumps | New | SF | All | Electric | All | DHP | Any | All | w/o CCS | As is | Any | 24.9425 | 46.9176 | 333.4843 | 584.5888 | 823.1263 | 1061.6638 | S23 | Convert Zonal to DHP | Zonal Electric | Ductless Heat Pumps
Manufactured Home - Existing, DHP - Zonal | Ductless Heat Pumps | Existing | MH | All | Electric | All | DHP | Any | All | w/o CCS | As is | Any | 706.014 | 1727.9795 | 2753.1559 | 3802.487 | 5180.1226 | 6557.7583 | S24 | Convert Zonal to DHP | Zonal Electric | Ductless Heat Pumps
SF, New or Existing, Electric Fuel Type, GSHP | Ground-Source Heat Pumps | New, Existing | SF | All | Electric | All | GSHP | Any | All | w/o CCS | Any | Any | 11.2026 | 17.0029 | 245.6224 | 261.6289 | 266.7004 | 271.7718 | S25 | Convert Electric FAF to GSHP | Electric FAF | Ground-Source Heat Pumps
SF, Existing, Electric Fuel Type, GSHP, As Is Duct Sealing | Ground-Source Heat Pumps w/o Duct Sealing | Existing | SF | All | Electric | All | GSHP | Any | All | w/o CCS | As is | Any | 25.9198 | 39.9343 | 56.2481 | 75.7089 | 95.2674 | 114.826 | S26 | Convert Electric FAF to GSHP | Electric FAF | Ground-Source Heat Pumps
SF, New, Electric Fuel Type, GSHP, As Is Duct Sealing | Ground-Source Heat Pumps w/o Duct Sealing | New | SF | All | Electric | All | GSHP | Any | All | w/o CCS | Tight | Any | 70.9383 | 109.2939 | 126.1339 | 146.2225 | 166.412 | 186.6015 | S27 | Convert Electric FAF to GSHP | Electric FAF | Ground-Source Heat Pumps
MF HR/MR/LR, New or Existing, Electric Fuel Type, Baseline Thermostat | Thermostats | Existing | SF, MF-HR, MF-MR, MF-LR | All | Electric | All | ASHP, eFAF, gFAF, CAC, GSHP, No Cooling | Any | All | Any | Any | Advanced Smart | 0 | 0 | 5287.6429 | 12957.7033 | 23028.8827 | 33100.0621 | S28 | Upgrade As Is Thermostats | As is Thermostats | Thermostats | This row is not applied to Analytica since they are not Advanced Smart Thermostats (do not meet the defintion the model uses as efficient thermostats that save energy).
SF, Existing, Electric Fuel Type, Smart Thermostat | Thermostats | Existing | SF | All | Electric | All | ASHP, eFAF, gFAF, CAC, GSHP, No Cooling | Any | All | Any | Any | Advanced Smart | 97.3124 | 605.3115 | 1480.6365 | 2750.3508 | 4417.5502 | 6084.7497 | S29 | Upgrade As Is Thermostats | As is Thermostats | Thermostats
SF, New or Existing, Electric Fuel Type, Smart Thermostat | Thermostats | Existing | SF | All | Electric | All | ASHP, eFAF, gFAF, CAC, GSHP, No Cooling | Any | All | Any | Any | Advanced Smart | 79.0663 | 491.8156 | 491.8156 | 491.8156 | 491.8156 | 491.8156 | S30 | Upgrade As Is Thermostats | As is Thermostats | Thermostats
SF/MF/MH, New or Existing, Electric Fuel Type, ASHP, Smart Thermostat | Thermostats | Existing | SF, MH, MF-HR, MF-MR, MF-LR | All | Electric | All | ASHP | Any | All | Any | Any | Advanced Smart | 24.3281 | 151.3279 | 151.3279 | 151.3279 | 151.3279 | 151.3279 | S31 | Upgrade As Is Thermostats | As is Thermostats | Thermostats
SF/MF/MH, New or Existing, Electric Fuel Type, ASHP/VSHP, Smart Thermostat | Thermostats | Existing | SF, MH, MF-HR, MF-MR, MF-LR | All | Electric | All | ASHP | Any | All | Any | Any | Advanced Smart | 307.1422 | 1910.5146 | 4856.0257 | 9128.6759 | 14738.8828 | 20349.0898 | S32 | Upgrade As Is Thermostats | As is Thermostats | Thermostats
SF/MF/MH, New or Existing, Electric Fuel Type, FAF Electric, Smart Thermostat | Thermostats | Existing | SF, MH, MF-HR, MF-MR, MF-LR | All | Electric | All | FAF Electric (heating) ¦ CAC and No cooling (Cooling) | Any | All | w/o CCS | Any | Advanced Smart | 215.9118 | 1343.035 | 6644.2751 | 14334.0593 | 24431.1369 | 34528.2146 | S33 | Upgrade As Is Thermostats | As is Thermostats | Thermostats
SF/MF/MH, New, ASHP - Upgrade | Variable Speed Heat Pumps | New | SF, MH, MF-HR, MF-MR, MF-LR | All | Electric | All | ASHP | VCHP, VCHP | All | w/o CCS | Any | Any | 0.50892 | 1.2855 | 1.2855 | 1.2855 | 1.2855 | 1.2855 | S34 | Upgrade lower efficiency to VCHP | lower efficiency ASHP w/o CCS | ASHP Upgrade | These rows should match other ASHP upgrades, except it should go to VCHP instead of "HSPF 9/10." Column K is correct. Column A reflects the incorrect TO9 mapping, but is not updated to keep the formulas working.
SF, Existing, ASHP, "All/HSPF 9/10, SEER 14.5/18", w/ CCS, As-is Ducts - Upgrade | Variable Speed Heat Pumps | Existing | SF | All | Electric | All | ASHP | VCHP, VCHP | All | w/o CCS | As is | Any | 567.9579 | 1434.6516 | 2439.3543 | 3560.1147 | 4455.9777 | 5351.8406 | S35 | Upgrade lower efficiency to VCHP | lower efficiency ASHP w/o CCS | ASHP Upgrade | These rows should match other ASHP upgrades, except it should go to VCHP instead of "HSPF 9/10." Column K is correct. Column A reflects the incorrect TO9 mapping, but is not updated to keep the formulas working.
SF, New, ASHP, "All/HSPF 9/10, SEER 14.5/18", w/ CCS, As-is Ducts - Upgrade | Variable Speed Heat Pumps | New | SF | All | Electric | All | ASHP | VCHP, VCHP | All | w/o CCS | Any | Any | 32.0621 | 80.9884 | 144.0639 | 214.4255 | 270.6681 | 326.9106 | S36 | Upgrade lower efficiency to VCHP | lower efficiency ASHP w/o CCS | ASHP Upgrade | These rows should match other ASHP upgrades, except it should go to VCHP instead of "HSPF 9/10." Column K is correct. Column A reflects the incorrect TO9 mapping, but is not updated to keep the formulas working.
MH, Existing, ASHP, "All/HSPF 9/10, SEER 14.5/18", w/ CCS, As-is Ducts - Upgrade | Variable Speed Heat Pumps | Existing | MH | All | Electric | All | ASHP | VCHP, VCHP | All | w/o CCS | As is | Any | 20.3569 | 51.4212 | 97.2943 | 148.4664 | 189.3701 | 230.2737 | S37 | Upgrade lower efficiency to VCHP | lower efficiency ASHP w/o CCS | ASHP Upgrade | These rows should match other ASHP upgrades, except it should go to VCHP instead of "HSPF 9/10." Column K is correct. Column A reflects the incorrect TO9 mapping, but is not updated to keep the formulas working.
SF, Existing, ASHP, "All/HSPF 9/10, SEER 14.5/18", w/ CCS, As-is Ducts - Upgrade | Variable Speed Heat Pumps | Existing | SF | All | Electric | All | ASHP | VCHP, VCHP | All | w/o CCS | As is | Any | 0 | 0 | 0 | 0 | 0 | 0 | S38 | Upgrade lower efficiency to VCHP | lower efficiency ASHP w/o CCS | ASHP Upgrade | These rows should match other ASHP upgrades, except it should go to VCHP instead of "HSPF 9/10." Column K is correct. Column A reflects the incorrect TO9 mapping, but is not updated to keep the formulas working.
MH, Existing, ASHP, "All/HSPF 9/10, SEER 14.5/18", w/ CCS, As-is Ducts - Upgrade | Variable Speed Heat Pumps | Existing | MH | All | Electric | All | ASHP | VCHP, VCHP | All | w/o CCS | As is | Any | 0 | 0 | 0 | 0 | 0 | 0 | S39 | Upgrade lower efficiency to VCHP | lower efficiency ASHP w/o CCS | ASHP Upgrade | These rows should match other ASHP upgrades, except it should go to VCHP instead of "HSPF 9/10." Column K is correct. Column A reflects the incorrect TO9 mapping, but is not updated to keep the formulas working.
SF, New, ASHP, "All/HSPF 9/10, SEER 14.5/18", w/ CCS, As-is Ducts - Upgrade | Variable Speed Heat Pumps | New | SF | All | Electric | All | ASHP | VCHP, VCHP | All | w/o CCS | Any | Any | 0 | 0 | 0 | 0 | 0 | 0 | S40 | Upgrade lower efficiency to VCHP | lower efficiency ASHP w/o CCS | ASHP Upgrade | These rows should match other ASHP upgrades, except it should go to VCHP instead of "HSPF 9/10." Column K is correct. Column A reflects the incorrect TO9 mapping, but is not updated to keep the formulas working.
Air Sealing, Insulation, & Windows | Envelope Measures | Existing | MF-LR | All | Electric | All | Any | All | Full Upgrade | Any | Any | Any | 7763.3226 | 12889.341 | 17969.9472 | 22082.8645 | 25572.717 | 29062.5695 | S41 | Upgrade As Is Building Characteristics | As is Building Characteristics | Envelope Measures
Air Sealing, Insulation, & Windows | Envelope Measures | Existing | MH | All | Electric | All | Any | All | Full Upgrade | Any | Any | Any | 1354.0294 | 2252.8784 | 4587.6892 | 6820.7068 | 8963.5637 | 11106.4206 | S42 | Upgrade As Is Building Characteristics | As is Building Characteristics | Envelope Measures
MH, Existing, ASHP, w/ CCS, HSPF 9/10, SEER 14.5/18, Tight Ducts - eFAF | Air-Source Heat Pumps w/ Duct Sealing - Conversion | Existing | MH | All | Electric | All | ASHP | HSPF 9, HSPF 10, SEER 14.5, SEER 18 | All | w/o CCS | As Is | Any | 43.8656 | 43.8656 | 43.8656 | 43.8656 | 43.8656 | 43.8656 | S43 | Convert eFAF to high efficiency ASHP | Electric FAF w/o CCS | ASHP Conversions | High Efficiency = HSPF 9 or 10, and SEER 14.5 or 18
MH or SF, New or Existing, ASHP, HSPF 9/10, SEER 14.5/18, As is Ducts - eFAF | Air-Source Heat Pumps w/o Duct Sealing - Conversion | Existing | MH, SF | All | Electric | All | ASHP | HSPF 9, HSPF 10, SEER 14.5, SEER 18 | All | w/o CCS | As is | Any | 20.2626 | 36.5633 | 36.5633 | 36.5633 | 36.5633 | 36.5633 | S44 | Convert eFAF to high efficiency ASHP | Electric FAF w/o CCS | ASHP Conversions | High Efficiency = HSPF 9 or 10, and SEER 14.5 or 18
MH, Existing, ASHP, w/ CCS, HSPF 9/10, SEER 14.5/18, As is Ducts - eFAF | Air-Source Heat Pumps w/o Duct Sealing - Conversion | Existing | MH | All | Electric | All | ASHP | HSPF 9, HSPF 10, SEER 14.5, SEER 18 | All | w/o CCS | As is | Any | 492.0916 | 887.9654 | 1471.6849 | 2246.3789 | 3040.7065 | 3835.0342 | S45 | Convert eFAF to high efficiency ASHP | Electric FAF w/o CCS | ASHP Conversions | High Efficiency = HSPF 9 or 10, and SEER 14.5 or 18
SF, Existing, ASHP, w/ CCS, HSPF 9/10, SEER 14.5/18, As is Ducts - eFAF | Air-Source Heat Pumps w/o Duct Sealing - Conversion | Existing | SF | All | Electric | All | ASHP | HSPF 9, HSPF 10, SEER 14.5, SEER 18 | All | w/o CCS | As is | Any | 1479.1693 | 2669.1196 | 4059.2025 | 5904.0765 | 7795.7066 | 9687.3367 | S46 | Convert eFAF to high efficiency ASHP | Electric FAF w/o CCS | ASHP Conversions | High Efficiency = HSPF 9 or 10, and SEER 14.5 or 18
SF, Existing, ASHP, w/ CCS, HSPF 9/10, SEER 14.5/18, As is Ducts - eFAF | Air-Source Heat Pumps w/o Duct Sealing - Conversion | Existing | SF | All | Electric | All | ASHP | HSPF 9, HSPF 10, SEER 14.5, SEER 18 | All | w/ CCS | As is | Any | 0 | 0 | 0 | 0 | 0 | 0 | S47 | Convert eFAF to high efficiency ASHP | Electric FAF w/o CCS | ASHP Conversions | High Efficiency = HSPF 9 or 10, and SEER 14.5 or 18
MH, Existing, ASHP, w/ CCS, HSPF 9/10, SEER 14.5/18, As is Ducts - eFAF | Air-Source Heat Pumps w/o Duct Sealing - Conversion | Existing | MH | All | Electric | All | ASHP | HSPF 9, HSPF 10, SEER 14.5, SEER 18 | All | w/ CCS | As is | Any | 0 | 0 | 0 | 0 | 0 | 0 | S48 | Convert eFAF to high efficiency ASHP | Electric FAF w/o CCS | ASHP Conversions | High Efficiency = HSPF 9 or 10, and SEER 14.5 or 18
Manufactured Home - New or Existing, DHP - eFAF | Ductless Heat Pumps | Existing | MH | All | Electric | All | DHP | Any | All | w/o CCS | Any | Any | 951.9725 | 1790.69 | 1790.69 | 1790.69 | 1790.69 | 1790.69 | S49 | Convert eFAF to DHP | Electric FAF w/o CCS | Ductless Heat Pumps
Single Family - Existing, DHP - eFAF | Ductless Heat Pumps | Existing | SF | All | Electric | All | DHP | Any | All | w/o CCS | Any | Any | 1502.7863 | 2826.7879 | 4928.2767 | 6769.7094 | 8518.9845 | 10268.2596 | S50 | Convert eFAF to DHP | Electric FAF w/o CCS | Ductless Heat Pumps
Manufactured Home - Existing, DHP - eFAF | Ductless Heat Pumps | Existing | MH | All | Electric | All | DHP | Any | All | w/o CCS | Any | Any | 470.7899 | 885.5705 | 1588.6584 | 2204.7403 | 2789.9893 | 3375.2383 | S51 | Convert eFAF to DHP | Electric FAF w/o CCS | Ductless Heat Pumps
SF, Existing, ASHP, "All/HSPF 9/10, SEER 14.5/18", w/ CCS, As-is Ducts - eFAF | Variable Speed Heat Pumps - Conversion | Existing | SF | All | Electric | All | ASHP | VCHP, VCHP | All | w/o CCS | As is | Any | 126.7218 | 320.097 | 620.7296 | 956.0896 | 1224.1546 | 1492.2196 | S52 | Convert eFAF to high efficiency ASHP | Electric FAF w/o CCS | ASHP Conversions | These rows should match other ASHP upgrades, except it should go to VCHP instead of "HSPF 9/10." Column K is correct. Column A reflects the incorrect TO9 mapping, but is not updated to keep the formulas working.
MH, Existing, ASHP, "All/HSPF 9/10, SEER 14.5/18", w/ CCS, As-is Ducts - eFAF | Variable Speed Heat Pumps - Conversion | Existing | MH | All | Electric | All | ASHP | VCHP, VCHP | All | w/o CCS | As is | Any | 0 | 0 | 58.5701 | 123.9059 | 176.1311 | 228.3563 | S53 | Convert eFAF to high efficiency ASHP | Electric FAF w/o CCS | ASHP Conversions | These rows should match other ASHP upgrades, except it should go to VCHP instead of "HSPF 9/10." Column K is correct. Column A reflects the incorrect TO9 mapping, but is not updated to keep the formulas working.
SF, Existing, ASHP, "All/HSPF 9/10, SEER 14.5/18", w/ CCS, As-is Ducts - eFAF | Variable Speed Heat Pumps - Conversion | Existing | SF | All | Electric | All | ASHP | VCHP, VCHP | All | w/ CCS | As is | Any | 0 | 0 | 0 | 0 | 0 | 0 | S54 | Convert eFAF to high efficiency ASHP | Electric FAF w/o CCS | ASHP Conversions | These rows should match other ASHP upgrades, except it should go to VCHP instead of "HSPF 9/10." Column K is correct. Column A reflects the incorrect TO9 mapping, but is not updated to keep the formulas working.
MH, Existing, ASHP, "All/HSPF 9/10, SEER 14.5/18", w/ CCS, As-is Ducts - eFAF | Variable Speed Heat Pumps - Conversion | Existing | MH | All | Electric | All | ASHP | VCHP, VCHP | All | w/o CCS | As is | Any | 0 | 0 | 0 | 0 | 0 | 0 | S55 | Convert eFAF to high efficiency ASHP | Electric FAF w/o CCS | ASHP Conversions | These rows should match other ASHP upgrades, except it should go to VCHP instead of "HSPF 9/10." Column K is correct. Column A reflects the incorrect TO9 mapping, but is not updated to keep the formulas working.
MH, Existing, ASHP, w/ CCS, HSPF 9/10, SEER 14.5/18, Tight Ducts - Upgrade | Air-Source Heat Pumps w/ Duct Sealing | Existing | MH | All | Electric | All | ASHP | HSPF 9, SEER 14.5 | All | w/o CCS | Tight | Any | 0 | 0 | 0 | 0 | 0 | 0 | SS3 | Upgrade as-is ducts to tight ducts (for higher efficiency ASHP) | higher efficiency ASHP w/o CCS and As is ducts | ASHP Upgrade | All of the "SS" rows are duplicates that were only used in developing the R code for Analytica. For TO41, the code doesn't require duplicates, so these rows are no longer needed or used moving forward.
MH, Existing, ASHP, w/ CCS, HSPF 9/10, SEER 14.5/18, Tight Ducts - Upgrade | Air-Source Heat Pumps w/ Duct Sealing | Existing | MH | All | Electric | All | ASHP | HSPF 9, SEER 14.5 | All | w/ CCS | Tight | Any | 0 | 0 | 0 | 0 | 0 | 0 | SS3 | w/ out CCS to CCS (for higher efficiency ASHP with tight ducts) | higher efficiency ASHP w/o CCS and Tight ducts | ASHP Upgrade | All of the "SS" rows are duplicates that were only used in developing the R code for Analytica. For TO41, the code doesn't require duplicates, so these rows are no longer needed or used moving forward.
MH or SF, New or Existing, ASHP, HSPF 9/10, SEER 14.5/18, As is Ducts - Upgrade | Air-Source Heat Pumps w/o Duct Sealing | New, Existing | MH, SF | All | Electric | All | ASHP | HSPF 9, SEER 14.5 | All | w/ CCS | As is | Any | 0 | 0 | 0 | 0 | 0 | 0 | SS4 | w/ out CCS to CCS (for higher efficiency ASHP) | higher efficiency ASHP w/o CCS and As is ducts | ASHP Upgrade | All of the "SS" rows are duplicates that were only used in developing the R code for Analytica. For TO41, the code doesn't require duplicates, so these rows are no longer needed or used moving forward.
MH, Existing, ASHP, w/ CCS, HSPF 9/10, SEER 14.5/18, As is Ducts - Upgrade | Air-Source Heat Pumps w/o Duct Sealing | Existing | MH | All | Electric | All | ASHP | HSPF 9, SEER 14.5 | All | w/ CCS | As is | Any | 450.119 | 812.2272 | 1232.1361 | 1789.4258 | 2360.8394 | 2932.2529 | SS5 | w/ out CCS to CCS (for higher efficiency ASHP) | higher efficiency ASHP w/o CCS and As is ducts | ASHP Upgrade | All of the "SS" rows are duplicates that were only used in developing the R code for Analytica. For TO41, the code doesn't require duplicates, so these rows are no longer needed or used moving forward.
MH, New, ASHP, w/ CCS, HSPF 9/10, SEER 14.5/18, As is Ducts - Upgrade | Air-Source Heat Pumps w/o Duct Sealing | New | MH | All | Electric | All | ASHP | HSPF 9, SEER 14.5 | All | w/ CCS | As is | Any | 4.342 | 7.835 | 7.835 | 7.835 | 7.835 | 7.835 | SS6 | w/ out CCS to CCS (for higher efficiency ASHP) | higher efficiency ASHP w/o CCS and As is ducts | ASHP Upgrade | All of the "SS" rows are duplicates that were only used in developing the R code for Analytica. For TO41, the code doesn't require duplicates, so these rows are no longer needed or used moving forward.
SF, Existing, ASHP, w/ CCS, HSPF 9/10, SEER 14.5/18, As is Ducts - Upgrade | Air-Source Heat Pumps w/o Duct Sealing | Existing | SF | All | Electric | All | ASHP | HSPF 9, SEER 14.5 | All | w/ CCS | As is | Any | 3764.5004 | 6792.9356 | 10457.9093 | 15321.9463 | 20309.2565 | 25296.5667 | SS7 | w/ out CCS to CCS (for higher efficiency ASHP) | higher efficiency ASHP w/o CCS and As is ducts | ASHP Upgrade | All of the "SS" rows are duplicates that were only used in developing the R code for Analytica. For TO41, the code doesn't require duplicates, so these rows are no longer needed or used moving forward.
SF, New, ASHP, w/ CCS, HSPF 9/10, SEER 14.5/18, As is Ducts - Upgrade | Air-Source Heat Pumps w/o Duct Sealing | New | SF | All | Electric | All | ASHP | HSPF 9, SEER 14.5 | All | w/ CCS | As is | Any | 534.0641 | 963.7037 | 1501.2793 | 2214.7326 | 2946.2676 | 3677.8025 | SS8 | w/ out CCS to CCS (for higher efficiency ASHP) | higher efficiency ASHP w/o CCS and As is ducts | ASHP Upgrade | All of the "SS" rows are duplicates that were only used in developing the R code for Analytica. For TO41, the code doesn't require duplicates, so these rows are no longer needed or used moving forward.
SF, Existing, Electric Fuel Type, w CCS, Tight Ducts | Duct Sealing | Existing | SF | All | Electric | All | ASHP | Any | All | w/ CCS | Tight | Any | 394.6432 | 706.3765 | 706.3765 | 706.3765 | 706.3765 | 706.3765 | SS19 | w/ out CCS to CCS (tight ducts) | w/o CCS and Tight ducts | Duct Sealing | All of the "SS" rows are duplicates that were only used in developing the R code for Analytica. For TO41, the code doesn't require duplicates, so these rows are no longer needed or used moving forward.
MH, Existing, Electric Fuel Type, w CCS, Tight Ducts | Duct Sealing | Existing | MH | All | Electric | All | ASHP | Any | All | w/ CCS | Tight | Any | 120.8092 | 216.2377 | 216.2377 | 216.2377 | 216.2377 | 216.2377 | SS20 | w/ out CCS to CCS (tight ducts) | w/o CCS and Tight ducts | Duct Sealing | All of the "SS" rows are duplicates that were only used in developing the R code for Analytica. For TO41, the code doesn't require duplicates, so these rows are no longer needed or used moving forward.
SF/MF/MH, New, ASHP - Upgrade | Variable Speed Heat Pumps | New | SF, MH, MF-HR, MF-MR, MF-LR | All | Electric | All | ASHP | HSPF 10, SEER 18 | All | w/ CCS | As is | Any | 0.50892 | 1.2855 | 1.2855 | 1.2855 | 1.2855 | 1.2855 | SS34 | w/ out CCS to CCS | highest efficiency ASHP w/o CCS and As is ducts | ASHP Upgrade | All of the "SS" rows are duplicates that were only used in developing the R code for Analytica. For TO41, the code doesn't require duplicates, so these rows are no longer needed or used moving forward.
SF, Existing, ASHP, "All/HSPF 9/10, SEER 14.5/18", w/ CCS, As-is Ducts - Upgrade | Variable Speed Heat Pumps | Existing | SF | All | Electric | All | ASHP | HSPF 10, SEER 18 | All | w/ CCS | As is | Any | 567.9579 | 1434.6516 | 2439.3543 | 3560.1147 | 4455.9777 | 5351.8406 | SS35 | w/ out CCS to CCS | highest efficiency ASHP w/o CCS and As is ducts | ASHP Upgrade | All of the "SS" rows are duplicates that were only used in developing the R code for Analytica. For TO41, the code doesn't require duplicates, so these rows are no longer needed or used moving forward.
SF, New, ASHP, "All/HSPF 9/10, SEER 14.5/18", w/ CCS, As-is Ducts - Upgrade | Variable Speed Heat Pumps | New | SF | All | Electric | All | ASHP | HSPF 10, SEER 18 | All | w/ CCS | As is | Any | 32.0621 | 80.9884 | 144.0639 | 214.4255 | 270.6681 | 326.9106 | SS36 | w/ out CCS to CCS | highest efficiency ASHP w/o CCS and As is ducts | ASHP Upgrade | All of the "SS" rows are duplicates that were only used in developing the R code for Analytica. For TO41, the code doesn't require duplicates, so these rows are no longer needed or used moving forward.
MH, Existing, ASHP, "All/HSPF 9/10, SEER 14.5/18", w/ CCS, As-is Ducts - Upgrade | Variable Speed Heat Pumps | Existing | MH | All | Electric | All | ASHP | HSPF 10, SEER 18 | All | w/ CCS | As is | Any | 20.3569 | 51.4212 | 97.2943 | 148.4664 | 189.3701 | 230.2737 | SS37 | w/ out CCS to CCS | highest efficiency ASHP w/o CCS and As is ducts | ASHP Upgrade | All of the "SS" rows are duplicates that were only used in developing the R code for Analytica. For TO41, the code doesn't require duplicates, so these rows are no longer needed or used moving forward.
MH, Existing, ASHP, w/ CCS, HSPF 9/10, SEER 14.5/18, Tight Ducts - eFAF | Air-Source Heat Pumps w/ Duct Sealing - Conversion | Existing | MH | All | Electric | All | ASHP | HSPF 9, HSPF 10, SEER 14.5, SEER 18 | All | w/o CCS | Tight | Any | 43.8656 | 43.8656 | 43.8656 | 43.8656 | 43.8656 | 43.8656 | SS43 | Upgrade as-is ducts to tight ducts (for higher efficiency ASHP) | higher efficiency ASHP w/o CCS and As is ducts | ASHP Conversions | All of the "SS" rows are duplicates that were only used in developing the R code for Analytica. For TO41, the code doesn't require duplicates, so these rows are no longer needed or used moving forward.
MH, Existing, ASHP, w/ CCS, HSPF 9/10, SEER 14.5/18, Tight Ducts - eFAF | Air-Source Heat Pumps w/ Duct Sealing - Conversion | Existing | MH | All | Electric | All | ASHP | HSPF 9, HSPF 10, SEER 14.5, SEER 18 | All | w/ CCS | Tight | Any | 43.8656 | 43.8656 | 43.8656 | 43.8656 | 43.8656 | 43.8656 | SS43 | w/ out CCS to CCS (for higher efficiency ASHP and tight ducts) | higher efficiency ASHP w/o CCS and Tight ducts | ASHP Conversions | All of the "SS" rows are duplicates that were only used in developing the R code for Analytica. For TO41, the code doesn't require duplicates, so these rows are no longer needed or used moving forward.
MH or SF, New or Existing, ASHP, HSPF 9/10, SEER 14.5/18, As is Ducts - eFAF | Air-Source Heat Pumps w/o Duct Sealing - Conversion | Existing | MH, SF | All | Electric | All | ASHP | HSPF 9, HSPF 10, SEER 14.5, SEER 18 | All | w/ CCS | As is | Any | 20.2626 | 36.5633 | 36.5633 | 36.5633 | 36.5633 | 36.5633 | SS44 | w/ out CCS to CCS (for higher efficiency ASHP and tight ducts) | higher efficiency ASHP w/o CCS and As is ducts | ASHP Conversions | All of the "SS" rows are duplicates that were only used in developing the R code for Analytica. For TO41, the code doesn't require duplicates, so these rows are no longer needed or used moving forward.
MH, Existing, ASHP, w/ CCS, HSPF 9/10, SEER 14.5/18, As is Ducts - eFAF | Air-Source Heat Pumps w/o Duct Sealing - Conversion | Existing | MH | All | Electric | All | ASHP | HSPF 9, HSPF 10, SEER 14.5, SEER 18 | All | w/ CCS | As is | Any | 492.0916 | 887.9654 | 1471.6849 | 2246.3789 | 3040.7065 | 3835.0342 | SS45 | w/ out CCS to CCS (for higher efficiency ASHP and tight ducts) | higher efficiency ASHP w/o CCS and As is ducts | ASHP Conversions | All of the "SS" rows are duplicates that were only used in developing the R code for Analytica. For TO41, the code doesn't require duplicates, so these rows are no longer needed or used moving forward.
SF, Existing, ASHP, w/ CCS, HSPF 9/10, SEER 14.5/18, As is Ducts - eFAF | Air-Source Heat Pumps w/o Duct Sealing - Conversion | Existing | SF | All | Electric | All | ASHP | HSPF 9, HSPF 10, SEER 14.5, SEER 18 | All | w/ CCS | As is | Any | 1479.1693 | 2669.1196 | 4059.2025 | 5904.0765 | 7795.7066 | 9687.3367 | SS46 | w/ out CCS to CCS (for higher efficiency ASHP and tight ducts) | higher efficiency ASHP w/o CCS and As is ducts | ASHP Conversions | All of the "SS" rows are duplicates that were only used in developing the R code for Analytica. For TO41, the code doesn't require duplicates, so these rows are no longer needed or used moving forward.
SF, Existing, ASHP, "All/HSPF 9/10, SEER 14.5/18", w/ CCS, As-is Ducts - eFAF | Variable Speed Heat Pumps - Conversion | Existing | SF | All | Electric | All | ASHP | HSPF 10, SEER 18 | All | w/ CCS | As is | Any | 126.7218 | 320.097 | 620.7296 | 956.0896 | 1224.1546 | 1492.2196 | SS52 | w/ out CCS to CCS (for highest efficiency ASHP and tight ducts) | highest efficiency ASHP w/o CCS and As is ducts | ASHP Conversions | All of the "SS" rows are duplicates that were only used in developing the R code for Analytica. For TO41, the code doesn't require duplicates, so these rows are no longer needed or used moving forward.
MH, Existing, ASHP, "All/HSPF 9/10, SEER 14.5/18", w/ CCS, As-is Ducts - eFAF | Variable Speed Heat Pumps - Conversion | Existing | MH | All | Electric | All | ASHP | HSPF 10, SEER 18 | All | w/ CCS | As is | Any | 0 | 0 | 58.5701 | 123.9059 | 176.1311 | 228.3563 | SS53 | w/ out CCS to CCS (for highest efficiency ASHP and tight ducts) | highest efficiency ASHP w/o CCS and As is ducts | ASHP Conversions | All of the "SS" rows are duplicates that were only used in developing the R code for Analytica. For TO41, the code doesn't require duplicates, so these rows are no longer needed or used moving forward.
MH, Existing, ASHP, "All/HSPF 9/10, SEER 14.5/18", w/ CCS, As-is Ducts - eFAF | Variable Speed Heat Pumps - Conversion | Existing | MH | All | Electric | All | ASHP | HSPF 10, SEER 18 | All | w/ CCS | As is | Any | 0 | 0 | 0 | 0 | 0 | 0 | SS55 | w/ out CCS to CCS (for highest efficiency ASHP and tight ducts) | highest efficiency ASHP w/o CCS and As is ducts | ASHP Conversions | All of the "SS" rows are duplicates that were only used in developing the R code for Analytica. For TO41, the code doesn't require duplicates, so these rows are no longer needed or used moving forward.
SF, Existing, ASHP, w/ CCS, HSPF 9/10, SEER 14.5/18, Tight Ducts - Upgrade | Air-Source Heat Pumps w/ Duct Sealing | Existing | SF | All | Electric | All | ASHP | HSPF 9, SEER 14.5 | All | w/o CCS | As is | Any | 0 | 0 | 0 | 0 | 638.7438 | 1277.4877 | S58 | Upgrade lower efficiency to HSPF 9 or 10, SEER 14.5 or 18 (HSPF >=9, SEER >=14.5) | lower efficiency ASHP w/o CCS and As is ducts | ASHP Upgrade | This row is new to TO41. The code should match the code in S43, except use SF in place of MH
SF, Existing, ASHP, w/ CCS, HSPF 9/10, SEER 14.5/18, Tight Ducts - Upgrade | Air-Source Heat Pumps w/ Duct Sealing | Existing | SF | All | Electric | All | ASHP | HSPF 9, SEER 14.6 | All | w/o CCS | Tight | Any | 0 | 0 | 0 | 0 | 638.7438 | 1277.4877 | SS58 | Upgrade as-is ducts to tight ducts (for higher efficiency ASHP) | higher efficiency ASHP w/o CCS and As is ducts | Duct Sealing | All of the "SS" rows are duplicates that were only used in developing the R code for Analytica. For TO41, the code doesn't require duplicates, so these rows are no longer needed or used moving forward.
SF, Existing, ASHP, w/ CCS, HSPF 9/10, SEER 14.5/18, Tight Ducts - Upgrade | Air-Source Heat Pumps w/ Duct Sealing | Existing | SF | All | Electric | All | ASHP | HSPF 9, SEER 14.7 | All | w/ CCS | As is | Any | 0 | 0 | 0 | 0 | 638.7438 | 1277.4877 | SS58 | w/ out CCS to CCS (for higher efficiency ASHP with tight ducts) | higher efficiency ASHP w/o CCS and Tight ducts | Commissioning Controls Sizing | All of the "SS" rows are duplicates that were only used in developing the R code for Analytica. For TO41, the code doesn't require duplicates, so these rows are no longer needed or used moving forward.
Note on P4: [Threaded comment] Your version of Excel allows you to read this threaded comment; however, any edits to it will get removed if the file is opened in a newer version of Excel. Learn more: https://go.microsoft.com/fwlink/?linkid=870924 Comment: 2016 and 2017 Program Units are recalculated using updated RCP values but unchanged kWh/Unit ratios from the 2019 program savings analysis. These values are hard-coded from the workbook To09_HVAC_Program_Savings_Updated-2021
Note on Q4: [Threaded comment] Your version of Excel allows you to read this threaded comment; however, any edits to it will get removed if the file is opened in a newer version of Excel. Learn more: https://go.microsoft.com/fwlink/?linkid=870924 Comment: 2016 and 2017 Program Units are recalculated using updated RCP values but unchanged kWh/Unit ratios from the 2019 program savings analysis. These values are hard-coded from the workbook To09_HVAC_Program_Savings_Updated-2021

## Model Inputs - Final (hidden)
Annual HVAC Program and Code Savings Quantities by Cells
This tab contains the annual quantities of units, including ASHP and DHP units associated with Washington and Oregon code, applied to the model for each program savings measure and the details of each model cell.
Rows 14 and 29 include the formula adding units from the Program Units - Annual tab and the ASHPDHPCode tab.
Rows 7, 47, and 48 include program units and code-driven envelope savings from the R+A Code tab.
Projected by duplicating 2020
Program Savings Measure Mapping | Program Savings Measure | Vintage | Building Type | # of Units 2016 | # of Units 2017 | # of Units 2018 | # of Units 2019 | # of Units 2020 | # of Units 2021 | Segmentation Code | Model Measure
Air Sealing, Insulation, & Windows | Envelope Measures | Existing | SF | 11313.6598 | 20404.353 | 29440.0629 | 37778.9203 | 45710.1129 | 53641.3055 | S1 | Envelope Measures | This line includes a program and code-driven envelope savings
Any Building Type, Cooling, RAC/PAC/PTAC | Air Conditioner | New, Existing | SF, MH, MF-HR, MF-MR, MF-LR | 19207 | 55258 | 81190 | 97771 | 124891 | 152011 | S2 | Air Conditioners | This line is reported directly to BPA by NEEA in the RPP Report
MH, Existing, ASHP, w/ CCS, HSPF 9/10, SEER 14.5/18, Tight Ducts - Upgrade | Air-Source Heat Pumps w/ Duct Sealing | Existing | MH | 0 | 0 | 0 | 0 | 0 | 0 | S3 | ASHP Upgrade
MH or SF, New or Existing, ASHP, HSPF 9/10, SEER 14.5/18, As is Ducts - Upgrade | Air-Source Heat Pumps w/o Duct Sealing | New, Existing | MH, SF | 0 | 0 | 0 | 0 | 0 | 0 | S4 | ASHP Upgrade
MH, Existing, ASHP, w/ CCS, HSPF 9/10, SEER 14.5/18, As is Ducts - Upgrade | Air-Source Heat Pumps w/o Duct Sealing | Existing | MH | 450.119 | 812.2272 | 1232.1361 | 1789.4258 | 2360.8394 | 2932.2529 | S5 | ASHP Upgrade
MH, New, ASHP, w/ CCS, HSPF 9/10, SEER 14.5/18, As is Ducts - Upgrade | Air-Source Heat Pumps w/o Duct Sealing | New | MH | 4.342 | 7.835 | 7.835 | 7.835 | 7.835 | 7.835 | S6 | ASHP Upgrade
SF, Existing, ASHP, w/ CCS, HSPF 9/10, SEER 14.5/18, As is Ducts - Upgrade | Air-Source Heat Pumps w/o Duct Sealing | Existing | SF | 3764.5004 | 6792.9356 | 10457.9093 | 15321.9463 | 20309.2565 | 25296.5667 | S7 | ASHP Upgrade
SF, New, ASHP, w/ CCS, HSPF 9/10, SEER 14.5/18, As is Ducts - Upgrade | Air-Source Heat Pumps w/o Duct Sealing | New | SF | 534.0641 | 963.7037 | 1501.2793 | 2214.7326 | 2946.2676 | 3677.8025 | S8 | ASHP Upgrade | This line includes a manual addition of ASHPs associated with WA & OR Code
SF, Existing, ASHP, w/ CCS, HSPF 9/10, SEER 14.5/18, As is Ducts - Upgrade | Air-Source Heat Pumps w/o Duct Sealing | Existing | SF | 0 | 0 | 0 | 0 | 0 | 0 | S9 | ASHP Upgrade
MH, Existing, ASHP, w/ CCS, HSPF 9/10, SEER 14.5/18, As is Ducts - Upgrade | Air-Source Heat Pumps w/o Duct Sealing | Existing | MH | 0 | 0 | 0 | 0 | 0 | 0 | S10 | ASHP Upgrade
SF, New, ASHP, w/ CCS, HSPF 9/10, SEER 14.5/18, As is Ducts - Upgrade | Air-Source Heat Pumps w/o Duct Sealing | New | SF | 0 | 0 | 0 | 0 | 0 | 0 | S11 | ASHP Upgrade
MH, Existing, ASHP, Any Efficiency Level, w/ CCS | Commissioning Controls Sizing | Existing | MH | 168.0861 | 326.8581 | 616.1892 | 715.0282 | 2134.8511 | 3554.6741 | S12 | Commissioning Controls Sizing
MH, New or Existing, ASHP, "HSPF 7/7.2/8.2/8.5, SEER 10/13, All", w/ CCS | Commissioning Controls Sizing | New, Existing | MH | 214.3098 | 416.7441 | 416.7441 | 416.7441 | 416.7441 | 416.7441 | S13 | Commissioning Controls Sizing
SF, Existing, ASHP, Any Efficiency Level, w/ CCS | Commissioning Controls Sizing | Existing | SF | 243.7249 | 473.9443 | 473.9443 | 473.9443 | 473.9443 | 473.9443 | S14 | Commissioning Controls Sizing
SF, New or Existing, ASHP, "HSPF 7/7.2/8.2/8.5, SEER 10/13, All", w/ CCS | Commissioning Controls Sizing | New, Existing | SF | 630.323 | 1225.7179 | 1225.7179 | 1225.7179 | 1225.7179 | 1225.7179 | S15 | Commissioning Controls Sizing
SF, New or Existing, ASHP, Any Efficiency Level, w/ CCS | Commissioning Controls Sizing | New, Existing | SF | 373.9917 | 727.2593 | 1471.7179 | 1726.034 | 5379.2863 | 9032.5385 | S16 | Commissioning Controls Sizing
MH, Existing, Electric Fuel Type, w/o CCS, Tight Ducts | Duct Sealing | Existing | MH | 2755.5993 | 4932.2793 | 6421.357 | 7068.4926 | 7326.1636 | 7583.8346 | S17 | Duct Sealing
SF, Existing, Electric Fuel Type, w/o CCS, Tight Ducts | Duct Sealing | Existing | SF | 1522.1954 | 2724.5952 | 5253.0107 | 6351.8304 | 6789.3491 | 7226.8678 | S18 | Duct Sealing
SF, Existing, Electric Fuel Type, w CCS, Tight Ducts | Duct Sealing | Existing | SF | 394.6432 | 706.3765 | 706.3765 | 706.3765 | 706.3765 | 706.3765 | S19 | Duct Sealing
MH, Existing, Electric Fuel Type, w CCS, Tight Ducts | Duct Sealing | Existing | MH | 120.8092 | 216.2377 | 216.2377 | 216.2377 | 216.2377 | 216.2377 | S20 | Duct Sealing
Manufactured Home - New or Existing, DHP - Zonal | Ductless Heat Pumps | Existing | MH | 116.3984 | 218.949 | 531.0623 | 804.552 | 1064.3545 | 1324.157 | S21 | Ductless Heat Pumps
Single Family - Existing, DHP - Zonal | Ductless Heat Pumps | Existing | SF | 11118.5377 | 26468.2952 | 44797.9997 | 62925.0638 | 85435.8236 | 107946.5834 | S22 | Ductless Heat Pumps
Single Family - New, DHP - Zonal | Ductless Heat Pumps | New | SF | 24.9425 | 46.9176 | 333.4843 | 584.5888 | 823.1263 | 1061.6638 | S23 | Ductless Heat Pumps | This line includes a manual addition of DHPs associated with WA & OR Code
Manufactured Home - Existing, DHP - Zonal | Ductless Heat Pumps | Existing | MH | 706.014 | 1727.9795 | 2753.1559 | 3802.487 | 5180.1226 | 6557.7583 | S24 | Ductless Heat Pumps
SF, New or Existing, Electric Fuel Type, GSHP | Ground-Source Heat Pumps | New, Existing | SF | 11.2026 | 17.0029 | 245.6224 | 261.6289 | 266.7004 | 271.7718 | S25 | Ground-Source Heat Pumps
SF, Existing, Electric Fuel Type, GSHP, As Is Duct Sealing | Ground-Source Heat Pumps w/o Duct Sealing | Existing | SF | 25.9198 | 39.9343 | 56.2481 | 75.7089 | 95.2674 | 114.826 | S26 | Ground-Source Heat Pumps
SF, New, Electric Fuel Type, GSHP, As Is Duct Sealing | Ground-Source Heat Pumps w/o Duct Sealing | New | SF | 70.9383 | 109.2939 | 126.1339 | 146.2225 | 166.412 | 186.6015 | S27 | Ground-Source Heat Pumps
MF HR/MR/LR, New or Existing, Electric Fuel Type, Baseline Thermostat | Thermostats | Existing | SF, MF-HR, MF-MR, MF-LR | 0 | 0 | 5287.6429 | 12957.7033 | 23028.8827 | 33100.0621 | S28 | Thermostats
SF, Existing, Electric Fuel Type, Smart Thermostat | Thermostats | Existing | SF | 97.3124 | 605.3115 | 1480.6365 | 2750.3508 | 4417.5502 | 6084.7497 | S29 | Thermostats
SF, New or Existing, Electric Fuel Type, Smart Thermostat | Thermostats | Existing | SF | 79.0663 | 491.8156 | 491.8156 | 491.8156 | 491.8156 | 491.8156 | S30 | Thermostats
SF/MF/MH, New or Existing, Electric Fuel Type, ASHP, Smart Thermostat | Thermostats | Existing | SF, MH, MF-HR, MF-MR, MF-LR | 24.3281 | 151.3279 | 151.3279 | 151.3279 | 151.3279 | 151.3279 | S31 | Thermostats
SF/MF/MH, New or Existing, Electric Fuel Type, ASHP/VSHP, Smart Thermostat | Thermostats | Existing | SF, MH, MF-HR, MF-MR, MF-LR | 307.1422 | 1910.5146 | 4856.0257 | 9128.6759 | 14738.8828 | 20349.0898 | S32 | Thermostats
SF/MF/MH, New or Existing, Electric Fuel Type, FAF Electric, Smart Thermostat | Thermostats | Existing | SF, MH, MF-HR, MF-MR, MF-LR | 215.9118 | 1343.035 | 6644.2751 | 14334.0593 | 24431.1369 | 34528.2146 | S33 | Thermostats
SF/MF/MH, New, ASHP - Upgrade | Variable Speed Heat Pumps | New | SF, MH, MF-HR, MF-MR, MF-LR | 0.50892 | 1.2855 | 1.2855 | 1.2855 | 1.2855 | 1.2855 | S34 | ASHP Upgrade
SF, Existing, ASHP, "All/HSPF 9/10, SEER 14.5/18", w/ CCS, As-is Ducts - Upgrade | Variable Speed Heat Pumps | Existing | SF | 567.9579 | 1434.6516 | 2439.3543 | 3560.1147 | 4455.9777 | 5351.8406 | S35 | ASHP Upgrade
SF, New, ASHP, "All/HSPF 9/10, SEER 14.5/18", w/ CCS, As-is Ducts - Upgrade | Variable Speed Heat Pumps | New | SF | 32.0621 | 80.9884 | 144.0639 | 214.4255 | 270.6681 | 326.9106 | S36 | ASHP Upgrade
MH, Existing, ASHP, "All/HSPF 9/10, SEER 14.5/18", w/ CCS, As-is Ducts - Upgrade | Variable Speed Heat Pumps | Existing | MH | 20.3569 | 51.4212 | 97.2943 | 148.4664 | 189.3701 | 230.2737 | S37 | ASHP Upgrade
SF, Existing, ASHP, "All/HSPF 9/10, SEER 14.5/18", w/ CCS, As-is Ducts - Upgrade | Variable Speed Heat Pumps | Existing | SF | 0 | 0 | 0 | 0 | 0 | 0 | S38 | ASHP Upgrade
MH, Existing, ASHP, "All/HSPF 9/10, SEER 14.5/18", w/ CCS, As-is Ducts - Upgrade | Variable Speed Heat Pumps | Existing | MH | 0 | 0 | 0 | 0 | 0 | 0 | S39 | ASHP Upgrade
SF, New, ASHP, "All/HSPF 9/10, SEER 14.5/18", w/ CCS, As-is Ducts - Upgrade | Variable Speed Heat Pumps | New | SF | 0 | 0 | 0 | 0 | 0 | 0 | S40 | ASHP Upgrade
Air Sealing, Insulation, & Windows | Envelope Measures | Existing | MF-LR | 7763.3226 | 12889.341 | 17969.9472 | 22082.8645 | 25572.717 | 29062.5695 | S41 | Envelope Measures | This line includes a program and code-driven envelope savings
Air Sealing, Insulation, & Windows | Envelope Measures | Existing | MH | 1354.0294 | 2252.8784 | 4587.6892 | 6820.7068 | 8963.5637 | 11106.4206 | S42 | Envelope Measures | This line includes a program and code-driven envelope savings
MH, Existing, ASHP, w/ CCS, HSPF 9/10, SEER 14.5/18, Tight Ducts - eFAF | Air-Source Heat Pumps w/ Duct Sealing - Conversion | Existing | MH | 43.8656 | 43.8656 | 43.8656 | 43.8656 | 43.8656 | 43.8656 | S43 | ASHP Conversions
MH or SF, New or Existing, ASHP, HSPF 9/10, SEER 14.5/18, As is Ducts - eFAF | Air-Source Heat Pumps w/o Duct Sealing - Conversion | Existing | MH, SF | 20.2626 | 36.5633 | 36.5633 | 36.5633 | 36.5633 | 36.5633 | S44 | ASHP Conversions
MH, Existing, ASHP, w/ CCS, HSPF 9/10, SEER 14.5/18, As is Ducts - eFAF | Air-Source Heat Pumps w/o Duct Sealing - Conversion | Existing | MH | 492.0916 | 887.9654 | 1471.6849 | 2246.3789 | 3040.7065 | 3835.0342 | S45 | ASHP Conversions
SF, Existing, ASHP, w/ CCS, HSPF 9/10, SEER 14.5/18, As is Ducts - eFAF | Air-Source Heat Pumps w/o Duct Sealing - Conversion | Existing | SF | 1479.1693 | 2669.1196 | 4059.2025 | 5904.0765 | 7795.7066 | 9687.3367 | S46 | ASHP Conversions
SF, Existing, ASHP, w/ CCS, HSPF 9/10, SEER 14.5/18, As is Ducts - eFAF | Air-Source Heat Pumps w/o Duct Sealing - Conversion | Existing | SF | 0 | 0 | 0 | 0 | 0 | 0 | S47 | ASHP Conversions
MH, Existing, ASHP, w/ CCS, HSPF 9/10, SEER 14.5/18, As is Ducts - eFAF | Air-Source Heat Pumps w/o Duct Sealing - Conversion | Existing | MH | 0 | 0 | 0 | 0 | 0 | 0 | S48 | ASHP Conversions
Manufactured Home - New or Existing, DHP - eFAF | Ductless Heat Pumps | Existing | MH | 951.9725 | 1790.69 | 1790.69 | 1790.69 | 1790.69 | 1790.69 | S49 | Ductless Heat Pumps
Single Family - Existing, DHP - eFAF | Ductless Heat Pumps | Existing | SF | 1502.7863 | 2826.7879 | 4928.2767 | 6769.7094 | 8518.9845 | 10268.2596 | S50 | Ductless Heat Pumps
Manufactured Home - Existing, DHP - eFAF | Ductless Heat Pumps | Existing | MH | 470.7899 | 885.5705 | 1588.6584 | 2204.7403 | 2789.9893 | 3375.2383 | S51 | Ductless Heat Pumps
SF, Existing, ASHP, "All/HSPF 9/10, SEER 14.5/18", w/ CCS, As-is Ducts - eFAF | Variable Speed Heat Pumps - Conversion | Existing | SF | 126.7218 | 320.097 | 620.7296 | 956.0896 | 1224.1546 | 1492.2196 | S52 | ASHP Conversions
MH, Existing, ASHP, "All/HSPF 9/10, SEER 14.5/18", w/ CCS, As-is Ducts - eFAF | Variable Speed Heat Pumps - Conversion | Existing | MH | 0 | 0 | 58.5701 | 123.9059 | 176.1311 | 228.3563 | S53 | ASHP Conversions
SF, Existing, ASHP, "All/HSPF 9/10, SEER 14.5/18", w/ CCS, As-is Ducts - eFAF | Variable Speed Heat Pumps - Conversion | Existing | SF | 0 | 0 | 0 | 0 | 0 | 0 | S54 | ASHP Conversions
MH, Existing, ASHP, "All/HSPF 9/10, SEER 14.5/18", w/ CCS, As-is Ducts - eFAF | Variable Speed Heat Pumps - Conversion | Existing | MH | 0 | 0 | 0 | 0 | 0 | 0 | S55 | ASHP Conversions
MH, Existing, ASHP, w/ CCS, HSPF 9/10, SEER 14.5/18, Tight Ducts - Upgrade | Air-Source Heat Pumps w/ Duct Sealing | Existing | MH | 0 | 0 | 0 | 0 | 0 | 0 | SS3
MH, Existing, ASHP, w/ CCS, HSPF 9/10, SEER 14.5/18, Tight Ducts - Upgrade | Air-Source Heat Pumps w/ Duct Sealing | Existing | MH | 0 | 0 | 0 | 0 | 0 | 0 | SS3 | ASHP Upgrade
MH or SF, New or Existing, ASHP, HSPF 9/10, SEER 14.5/18, As is Ducts - Upgrade | Air-Source Heat Pumps w/o Duct Sealing | New, Existing | MH, SF | 0 | 0 | 0 | 0 | 0 | 0 | SS4 | ASHP Upgrade
MH, Existing, ASHP, w/ CCS, HSPF 9/10, SEER 14.5/18, As is Ducts - Upgrade | Air-Source Heat Pumps w/o Duct Sealing | Existing | MH | 450.119 | 812.2272 | 1232.1361 | 1789.4258 | 2360.8394 | 2932.2529 | SS5 | ASHP Upgrade
MH, New, ASHP, w/ CCS, HSPF 9/10, SEER 14.5/18, As is Ducts - Upgrade | Air-Source Heat Pumps w/o Duct Sealing | New | MH | 4.342 | 7.835 | 7.835 | 7.835 | 7.835 | 7.835 | SS6 | ASHP Upgrade
SF, Existing, ASHP, w/ CCS, HSPF 9/10, SEER 14.5/18, As is Ducts - Upgrade | Air-Source Heat Pumps w/o Duct Sealing | Existing | SF | 3764.5004 | 6792.9356 | 10457.9093 | 15321.9463 | 20309.2565 | 25296.5667 | SS7 | ASHP Upgrade
SF, New, ASHP, w/ CCS, HSPF 9/10, SEER 14.5/18, As is Ducts - Upgrade | Air-Source Heat Pumps w/o Duct Sealing | New | SF | 534.0641 | 963.7037 | 1501.2793 | 2214.7326 | 2946.2676 | 3677.8025 | SS8 | ASHP Upgrade
SF, Existing, Electric Fuel Type, w CCS, Tight Ducts | Duct Sealing | Existing | SF | 394.6432 | 706.3765 | 706.3765 | 706.3765 | 706.3765 | 706.3765 | SS19 | Duct Sealing
MH, Existing, Electric Fuel Type, w CCS, Tight Ducts | Duct Sealing | Existing | MH | 120.8092 | 216.2377 | 216.2377 | 216.2377 | 216.2377 | 216.2377 | SS20 | Duct Sealing
SF/MF/MH, New, ASHP - Upgrade | Variable Speed Heat Pumps | New | SF, MH, MF-HR, MF-MR, MF-LR | 0.50892 | 1.2855 | 1.2855 | 1.2855 | 1.2855 | 1.2855 | SS34 | ASHP Upgrade
SF, Existing, ASHP, "All/HSPF 9/10, SEER 14.5/18", w/ CCS, As-is Ducts - Upgrade | Variable Speed Heat Pumps | Existing | SF | 567.9579 | 1434.6516 | 2439.3543 | 3560.1147 | 4455.9777 | 5351.8406 | SS35 | ASHP Upgrade
SF, New, ASHP, "All/HSPF 9/10, SEER 14.5/18", w/ CCS, As-is Ducts - Upgrade | Variable Speed Heat Pumps | New | SF | 32.0621 | 80.9884 | 144.0639 | 214.4255 | 270.6681 | 326.9106 | SS36 | ASHP Upgrade
MH, Existing, ASHP, "All/HSPF 9/10, SEER 14.5/18", w/ CCS, As-is Ducts - Upgrade | Variable Speed Heat Pumps | Existing | MH | 20.3569 | 51.4212 | 97.2943 | 148.4664 | 189.3701 | 230.2737 | SS37 | ASHP Upgrade
MH, Existing, ASHP, w/ CCS, HSPF 9/10, SEER 14.5/18, Tight Ducts - eFAF | Air-Source Heat Pumps w/ Duct Sealing - Conversion | Existing | MH | 43.8656 | 43.8656 | 43.8656 | 43.8656 | 43.8656 | 43.8656 | SS43 | ASHP Conversions
MH, Existing, ASHP, w/ CCS, HSPF 9/10, SEER 14.5/18, Tight Ducts - eFAF | Air-Source Heat Pumps w/ Duct Sealing - Conversion | Existing | MH | 43.8656 | 43.8656 | 43.8656 | 43.8656 | 43.8656 | 43.8656 | SS43 | ASHP Conversions
MH or SF, New or Existing, ASHP, HSPF 9/10, SEER 14.5/18, As is Ducts - eFAF | Air-Source Heat Pumps w/o Duct Sealing - Conversion | Existing | MH, SF | 20.2626 | 36.5633 | 36.5633 | 36.5633 | 36.5633 | 36.5633 | SS44 | ASHP Conversions
MH, Existing, ASHP, w/ CCS, HSPF 9/10, SEER 14.5/18, As is Ducts - eFAF | Air-Source Heat Pumps w/o Duct Sealing - Conversion | Existing | MH | 492.0916 | 887.9654 | 1471.6849 | 2246.3789 | 3040.7065 | 3835.0342 | SS45 | ASHP Conversions
SF, Existing, ASHP, w/ CCS, HSPF 9/10, SEER 14.5/18, As is Ducts - eFAF | Air-Source Heat Pumps w/o Duct Sealing - Conversion | Existing | SF | 1479.1693 | 2669.1196 | 4059.2025 | 5904.0765 | 7795.7066 | 9687.3367 | SS46 | ASHP Conversions
SF, Existing, ASHP, "All/HSPF 9/10, SEER 14.5/18", w/ CCS, As-is Ducts - eFAF | Variable Speed Heat Pumps - Conversion | Existing | SF | 126.7218 | 320.097 | 620.7296 | 956.0896 | 1224.1546 | 1492.2196 | SS52 | ASHP Conversions
MH, Existing, ASHP, "All/HSPF 9/10, SEER 14.5/18", w/ CCS, As-is Ducts - eFAF | Variable Speed Heat Pumps - Conversion | Existing | MH | 0 | 0 | 58.5701 | 123.9059 | 176.1311 | 228.3563 | SS53 | ASHP Conversions
MH, Existing, ASHP, "All/HSPF 9/10, SEER 14.5/18", w/ CCS, As-is Ducts - eFAF | Variable Speed Heat Pumps - Conversion | Existing | MH | 0 | 0 | 0 | 0 | 0 | 0 | SS55 | ASHP Conversions
SF, Existing, ASHP, w/ CCS, HSPF 9/10, SEER 14.5/18, Tight Ducts - Upgrade | Air-Source Heat Pumps w/ Duct Sealing | Existing | SF | 0 | 0 | 0 | 0 | 638.7438 | 1277.4877 | S58 | ASHP Upgrade
SF, Existing, ASHP, w/ CCS, HSPF 9/10, SEER 14.5/18, Tight Ducts - Upgrade | Air-Source Heat Pumps w/ Duct Sealing | Existing | SF | 0 | 0 | 0 | 0 | 638.7438 | 1277.4877 | SS58 | Duct Sealing
SF, Existing, ASHP, w/ CCS, HSPF 9/10, SEER 14.5/18, Tight Ducts - Upgrade | Air-Source Heat Pumps w/ Duct Sealing | Existing | SF | 0 | 0 | 0 | 0 | 638.7438 | 1277.4877 | SS58 | Commissioning Controls Sizing
Note on G6: [Threaded comment] Your version of Excel allows you to read this threaded comment; however, any edits to it will get removed if the file is opened in a newer version of Excel. Learn more: https://go.microsoft.com/fwlink/?linkid=870924 Comment: 2016 and 2017 Program Units are recalculated using updated RCP values but unchanged kWh/Unit ratios from the 2019 program savings analysis. These values are hard-coded from the workbook To09_HVAC_Program_Savings_Updated-2021
Note on H6: [Threaded comment] Your version of Excel allows you to read this threaded comment; however, any edits to it will get removed if the file is opened in a newer version of Excel. Learn more: https://go.microsoft.com/fwlink/?linkid=870924 Comment: 2016 and 2017 Program Units are recalculated using updated RCP values but unchanged kWh/Unit ratios from the 2019 program savings analysis. These values are hard-coded from the workbook To09_HVAC_Program_Savings_Updated-2021

## Model Inputs - Annual
Annual HVAC Program and Code Savings Quantities by Cells
This tab contains the annual quantities of units, including ASHP and DHP units associated with Washington and Oregon code, applied to the model for each program savings measure and the details of each model cell.
Row 29 includes the formula adding units from the Program Units - Annual tab and the NEEA DHP tab.
Rows 7, 47, and 48 include program units and code-driven envelope savings from the R+A Code tab.
Projected by duplicating 2020
Program Savings Measure Mapping | Program Savings Measure | Vintage | Building Type | # of Units 2016 | # of Units 2017 | # of Units 2018 | # of Units 2019 | # of Units 2020 | # of Units 2021 | Segmentation Code | Model Measure
Air Sealing, Insulation, & Windows | Envelope Measures | Existing | SF | 11313.6598 | 9090.6933 | 9035.7099 | 8338.8574 | 7931.1926 | 7931.1926 | S1 | Envelope Measures | This line includes a program and code-driven envelope savings
Any Building Type, Cooling, RAC/PAC/PTAC | Air Conditioner | New, Existing | SF, MH, MF-HR, MF-MR, MF-LR | 19207 | 36051 | 25932 | 16581 | 27120 | 27120 | S2 | Air Conditioners | This line is reported directly to BPA by NEEA in the RPP Report
MH, Existing, ASHP, w/ CCS, HSPF 9/10, SEER 14.5/18, Tight Ducts - Upgrade | Air-Source Heat Pumps w/ Duct Sealing | Existing | MH | 0 | [5 empty] | S3 | ASHP Upgrade
MH or SF, New or Existing, ASHP, HSPF 9/10, SEER 14.5/18, As is Ducts - Upgrade | Air-Source Heat Pumps w/o Duct Sealing | New, Existing | MH, SF | 0 | 0 |  |  |  |  | S4 | ASHP Upgrade
MH, Existing, ASHP, w/ CCS, HSPF 9/10, SEER 14.5/18, As is Ducts - Upgrade | Air-Source Heat Pumps w/o Duct Sealing | Existing | MH | 450.119 | 362.1082 | 419.9089 | 557.2897 | 571.4136 | 571.4136 | S5 | ASHP Upgrade
MH, New, ASHP, w/ CCS, HSPF 9/10, SEER 14.5/18, As is Ducts - Upgrade | Air-Source Heat Pumps w/o Duct Sealing | New | MH | 4.342 | 3.493 |  |  |  |  | S6 | ASHP Upgrade
SF, Existing, ASHP, w/ CCS, HSPF 9/10, SEER 14.5/18, As is Ducts - Upgrade | Air-Source Heat Pumps w/o Duct Sealing | Existing | SF | 3764.5004 | 3028.4352 | 3664.9737 | 4864.037 | 4987.3102 | 4987.3102 | S7 | ASHP Upgrade
SF, New, ASHP, w/ CCS, HSPF 9/10, SEER 14.5/18, As is Ducts - Upgrade | Air-Source Heat Pumps w/o Duct Sealing | New | SF | 534.0641 | 429.6396 | 537.5756 | 713.4533 | 731.535 | 731.535 | S8 | ASHP Upgrade
SF, Existing, ASHP, w/ CCS, HSPF 9/10, SEER 14.5/18, As is Ducts - Upgrade | Air-Source Heat Pumps w/o Duct Sealing | Existing | SF | 0 | [5 empty] | S9 | ASHP Upgrade
MH, Existing, ASHP, w/ CCS, HSPF 9/10, SEER 14.5/18, As is Ducts - Upgrade | Air-Source Heat Pumps w/o Duct Sealing | Existing | MH | 0 | [5 empty] | S10 | ASHP Upgrade
SF, New, ASHP, w/ CCS, HSPF 9/10, SEER 14.5/18, As is Ducts - Upgrade | Air-Source Heat Pumps w/o Duct Sealing | New | SF | 0 | [5 empty] | S11 | ASHP Upgrade
MH, Existing, ASHP, Any Efficiency Level, w/ CCS | Commissioning Controls Sizing | Existing | MH | 168.0861 | 158.772 | 289.3311 | 98.839 | 1419.8229 | 1419.8229 | S12 | Commissioning Controls Sizing
MH, New or Existing, ASHP, "HSPF 7/7.2/8.2/8.5, SEER 10/13, All", w/ CCS | Commissioning Controls Sizing | New, Existing | MH | 214.3098 | 202.4343 |  |  |  |  | S13 | Commissioning Controls Sizing
SF, Existing, ASHP, Any Efficiency Level, w/ CCS | Commissioning Controls Sizing | Existing | SF | 243.7249 | 230.2194 |  |  |  |  | S14 | Commissioning Controls Sizing
SF, New or Existing, ASHP, "HSPF 7/7.2/8.2/8.5, SEER 10/13, All", w/ CCS | Commissioning Controls Sizing | New, Existing | SF | 630.323 | 595.3949 |  |  |  |  | S15 | Commissioning Controls Sizing
SF, New or Existing, ASHP, Any Efficiency Level, w/ CCS | Commissioning Controls Sizing | New, Existing | SF | 373.9917 | 353.2677 | 744.4586 | 254.3161 | 3653.2523 | 3653.2523 | S16 | Commissioning Controls Sizing
MH, Existing, Electric Fuel Type, w/o CCS, Tight Ducts | Duct Sealing | Existing | MH | 2755.5993 | 2176.68 | 1489.0777 | 647.1357 | 257.671 | 257.671 | S17 | Duct Sealing
SF, Existing, Electric Fuel Type, w/o CCS, Tight Ducts | Duct Sealing | Existing | SF | 1522.1954 | 1202.3998 | 2528.4155 | 1098.8197 | 437.5187 | 437.5187 | S18 | Duct Sealing
SF, Existing, Electric Fuel Type, w CCS, Tight Ducts | Duct Sealing | Existing | SF | 394.6432 | 311.7333 |  |  |  |  | S19 | Duct Sealing
MH, Existing, Electric Fuel Type, w CCS, Tight Ducts | Duct Sealing | Existing | MH | 120.8092 | 95.4286 |  |  |  |  | S20 | Duct Sealing
Manufactured Home - New or Existing, DHP - Zonal | Ductless Heat Pumps | Existing | MH | 116.3984 | 102.5506 | 312.1133 | 273.4897 | 259.8025 | 259.8025 | S21 | Ductless Heat Pumps
Single Family - Existing, DHP - Zonal | Ductless Heat Pumps | Existing | SF | 11118.5377 | 15349.7575 | 18329.7045 | 18127.064 | 22510.7598 | 22510.7598 | S22 | Ductless Heat Pumps
Single Family - New, DHP - Zonal | Ductless Heat Pumps | New | SF | 24.9425 | 21.9751 | 286.5667 | 251.1045 | 238.5375 | 238.5375 | S23 | Ductless Heat Pumps
Manufactured Home - Existing, DHP - Zonal | Ductless Heat Pumps | Existing | MH | 706.014 | 1021.9655 | 1025.1764 | 1049.3311 | 1377.6357 | 1377.6357 | S24 | Ductless Heat Pumps
SF, New or Existing, Electric Fuel Type, GSHP | Ground-Source Heat Pumps | New, Existing | SF | 11.2026 | 5.8003 | 228.6195 | 16.0065 | 5.0715 | 5.0715 | S25 | Ground-Source Heat Pumps
SF, Existing, Electric Fuel Type, GSHP, As Is Duct Sealing | Ground-Source Heat Pumps w/o Duct Sealing | Existing | SF | 25.9198 | 14.0146 | 16.3137 | 19.4608 | 19.5586 | 19.5586 | S26 | Ground-Source Heat Pumps
SF, New, Electric Fuel Type, GSHP, As Is Duct Sealing | Ground-Source Heat Pumps w/o Duct Sealing | New | SF | 70.9383 | 38.3556 | 16.84 | 20.0886 | 20.1895 | 20.1895 | S27 | Ground-Source Heat Pumps
MF HR/MR/LR, New or Existing, Electric Fuel Type, Baseline Thermostat | Thermostats | Existing | SF, MF-HR, MF-MR, MF-LR | 0 | 0 | 5287.6429 | 7670.0604 | 10071.1794 | 10071.1794 | S28 | Thermostats
SF, Existing, Electric Fuel Type, Smart Thermostat | Thermostats | Existing | SF | 97.3124 | 507.9992 | 875.325 | 1269.7143 | 1667.1994 | 1667.1994 | S29 | Thermostats
SF, New or Existing, Electric Fuel Type, Smart Thermostat | Thermostats | Existing | SF | 79.0663 | 412.7493 |  |  |  |  | S30 | Thermostats
SF/MF/MH, New or Existing, Electric Fuel Type, ASHP, Smart Thermostat | Thermostats | Existing | SF, MH, MF-HR, MF-MR, MF-LR | 24.3281 | 126.9998 |  |  |  |  | S31 | Thermostats
SF/MF/MH, New or Existing, Electric Fuel Type, ASHP/VSHP, Smart Thermostat | Thermostats | Existing | SF, MH, MF-HR, MF-MR, MF-LR | 307.1422 | 1603.3724 | 2945.5111 | 4272.6502 | 5610.207 | 5610.207 | S32 | Thermostats
SF/MF/MH, New or Existing, Electric Fuel Type, FAF Electric, Smart Thermostat | Thermostats | Existing | SF, MH, MF-HR, MF-MR, MF-LR | 215.9118 | 1127.1232 | 5301.2401 | 7689.7842 | 10097.0776 | 10097.0776 | S33 | Thermostats
SF/MF/MH, New, ASHP - Upgrade | Variable Speed Heat Pumps | New | SF, MH, MF-HR, MF-MR, MF-LR | 0.50892 | 0.77661 |  |  |  |  | S34 | ASHP Upgrade
SF, Existing, ASHP, "All/HSPF 9/10, SEER 14.5/18", w/ CCS, As-is Ducts - Upgrade | Variable Speed Heat Pumps | Existing | SF | 567.9579 | 866.6937 | 1004.7027 | 1120.7604 | 895.863 | 895.863 | S35 | ASHP Upgrade
SF, New, ASHP, "All/HSPF 9/10, SEER 14.5/18", w/ CCS, As-is Ducts - Upgrade | Variable Speed Heat Pumps | New | SF | 32.0621 | 48.9263 | 63.0755 | 70.3616 | 56.2425 | 56.2425 | S36 | ASHP Upgrade
MH, Existing, ASHP, "All/HSPF 9/10, SEER 14.5/18", w/ CCS, As-is Ducts - Upgrade | Variable Speed Heat Pumps | Existing | MH | 20.3569 | 31.0643 | 45.8731 | 51.1721 | 40.9036 | 40.9036 | S37 | ASHP Upgrade
SF, Existing, ASHP, "All/HSPF 9/10, SEER 14.5/18", w/ CCS, As-is Ducts - Upgrade | Variable Speed Heat Pumps | Existing | SF | 0 | [5 empty] | S38 | ASHP Upgrade
MH, Existing, ASHP, "All/HSPF 9/10, SEER 14.5/18", w/ CCS, As-is Ducts - Upgrade | Variable Speed Heat Pumps | Existing | MH | 0 | 0 |  |  |  |  | S39 | ASHP Upgrade
SF, New, ASHP, "All/HSPF 9/10, SEER 14.5/18", w/ CCS, As-is Ducts - Upgrade | Variable Speed Heat Pumps | New | SF | 0 | 0 |  |  |  |  | S40 | ASHP Upgrade
Air Sealing, Insulation, & Windows | Envelope Measures | Existing | MF-LR | 7763.3226 | 5126.0185 | 5080.6062 | 4112.9173 | 3489.8525 | 3489.8525 | S41 | Envelope Measures | This line includes a program and code-driven envelope savings
Air Sealing, Insulation, & Windows | Envelope Measures | Existing | MH | 1354.0294 | 898.849 | 2334.8108 | 2233.0176 | 2142.8569 | 2142.8569 | S42 | Envelope Measures | This line includes a program and code-driven envelope savings
MH, Existing, ASHP, w/ CCS, HSPF 9/10, SEER 14.5/18, Tight Ducts - eFAF | Air-Source Heat Pumps w/ Duct Sealing - Conversion | Existing | MH | 43.8656 | 0 |  |  |  |  | S43 | ASHP Conversions
MH or SF, New or Existing, ASHP, HSPF 9/10, SEER 14.5/18, As is Ducts - eFAF | Air-Source Heat Pumps w/o Duct Sealing - Conversion | Existing | MH, SF | 20.2626 | 16.3007 |  |  |  |  | S44 | ASHP Conversions
MH, Existing, ASHP, w/ CCS, HSPF 9/10, SEER 14.5/18, As is Ducts - eFAF | Air-Source Heat Pumps w/o Duct Sealing - Conversion | Existing | MH | 492.0916 | 395.8739 | 583.7195 | 774.694 | 794.3277 | 794.3277 | S45 | ASHP Conversions
SF, Existing, ASHP, w/ CCS, HSPF 9/10, SEER 14.5/18, As is Ducts - eFAF | Air-Source Heat Pumps w/o Duct Sealing - Conversion | Existing | SF | 1479.1693 | 1189.9503 | 1390.0829 | 1844.874 | 1891.6301 | 1891.6301 | S46 | ASHP Conversions
SF, Existing, ASHP, w/ CCS, HSPF 9/10, SEER 14.5/18, As is Ducts - eFAF | Air-Source Heat Pumps w/o Duct Sealing - Conversion | Existing | SF | 0 | [5 empty] | S47 | ASHP Conversions
MH, Existing, ASHP, w/ CCS, HSPF 9/10, SEER 14.5/18, As is Ducts - eFAF | Air-Source Heat Pumps w/o Duct Sealing - Conversion | Existing | MH | 0 | [5 empty] | S48 | ASHP Conversions
Manufactured Home - New or Existing, DHP - eFAF | Ductless Heat Pumps | Existing | MH | 951.9725 | 838.7175 |  |  |  |  | S49 | Ductless Heat Pumps
Single Family - Existing, DHP - eFAF | Ductless Heat Pumps | Existing | SF | 1502.7863 | 1324.0016 | 2101.4888 | 1841.4327 | 1749.2751 | 1749.2751 | S50 | Ductless Heat Pumps
Manufactured Home - Existing, DHP - eFAF | Ductless Heat Pumps | Existing | MH | 470.7899 | 414.7806 | 703.088 | 616.0819 | 585.249 | 585.249 | S51 | Ductless Heat Pumps
SF, Existing, ASHP, "All/HSPF 9/10, SEER 14.5/18", w/ CCS, As-is Ducts - eFAF | Variable Speed Heat Pumps - Conversion | Existing | SF | 126.7218 | 193.3752 | 300.6326 | 335.36 | 268.065 | 268.065 | S52 | ASHP Conversions
MH, Existing, ASHP, "All/HSPF 9/10, SEER 14.5/18", w/ CCS, As-is Ducts - eFAF | Variable Speed Heat Pumps - Conversion | Existing | MH | 0 | 0 | 58.5701 | 65.3358 | 52.2252 | 52.2252 | S53 | ASHP Conversions
SF, Existing, ASHP, "All/HSPF 9/10, SEER 14.5/18", w/ CCS, As-is Ducts - eFAF | Variable Speed Heat Pumps - Conversion | Existing | SF | 0 | [5 empty] | S54 | ASHP Conversions
MH, Existing, ASHP, "All/HSPF 9/10, SEER 14.5/18", w/ CCS, As-is Ducts - eFAF | Variable Speed Heat Pumps - Conversion | Existing | MH | 0 | 0 |  |  |  |  | S55 | ASHP Conversions
MH, Existing, ASHP, w/ CCS, HSPF 9/10, SEER 14.5/18, Tight Ducts - Upgrade | Air-Source Heat Pumps w/ Duct Sealing | Existing | MH | 0 | [5 empty] | SS3
MH, Existing, ASHP, w/ CCS, HSPF 9/10, SEER 14.5/18, Tight Ducts - Upgrade | Air-Source Heat Pumps w/ Duct Sealing | Existing | MH | 0 | [5 empty] | SS3 | ASHP Upgrade
MH or SF, New or Existing, ASHP, HSPF 9/10, SEER 14.5/18, As is Ducts - Upgrade | Air-Source Heat Pumps w/o Duct Sealing | New, Existing | MH, SF | 0 | 0 |  |  |  |  | SS4 | ASHP Upgrade
MH, Existing, ASHP, w/ CCS, HSPF 9/10, SEER 14.5/18, As is Ducts - Upgrade | Air-Source Heat Pumps w/o Duct Sealing | Existing | MH | 450.119 | 362.1082 | 419.9089 | 557.2897 | 571.4136 | 571.4136 | SS5 | ASHP Upgrade
MH, New, ASHP, w/ CCS, HSPF 9/10, SEER 14.5/18, As is Ducts - Upgrade | Air-Source Heat Pumps w/o Duct Sealing | New | MH | 4.342 | 3.493 |  |  |  |  | SS6 | ASHP Upgrade
SF, Existing, ASHP, w/ CCS, HSPF 9/10, SEER 14.5/18, As is Ducts - Upgrade | Air-Source Heat Pumps w/o Duct Sealing | Existing | SF | 3764.5004 | 3028.4352 | 3664.9737 | 4864.037 | 4987.3102 | 4987.3102 | SS7 | ASHP Upgrade
SF, New, ASHP, w/ CCS, HSPF 9/10, SEER 14.5/18, As is Ducts - Upgrade | Air-Source Heat Pumps w/o Duct Sealing | New | SF | 534.0641 | 429.6396 | 537.5756 | 713.4533 | 731.535 | 731.535 | SS8 | ASHP Upgrade
SF, Existing, Electric Fuel Type, w CCS, Tight Ducts | Duct Sealing | Existing | SF | 394.6432 | 311.7333 |  |  |  |  | SS19 | Duct Sealing
MH, Existing, Electric Fuel Type, w CCS, Tight Ducts | Duct Sealing | Existing | MH | 120.8092 | 95.4286 |  |  |  |  | SS20 | Duct Sealing
SF/MF/MH, New, ASHP - Upgrade | Variable Speed Heat Pumps | New | SF, MH, MF-HR, MF-MR, MF-LR | 0.50892 | 0.77661 |  |  |  |  | SS34 | ASHP Upgrade
SF, Existing, ASHP, "All/HSPF 9/10, SEER 14.5/18", w/ CCS, As-is Ducts - Upgrade | Variable Speed Heat Pumps | Existing | SF | 567.9579 | 866.6937 | 1004.7027 | 1120.7604 | 895.863 | 895.863 | SS35 | ASHP Upgrade
SF, New, ASHP, "All/HSPF 9/10, SEER 14.5/18", w/ CCS, As-is Ducts - Upgrade | Variable Speed Heat Pumps | New | SF | 32.0621 | 48.9263 | 63.0755 | 70.3616 | 56.2425 | 56.2425 | SS36 | ASHP Upgrade
MH, Existing, ASHP, "All/HSPF 9/10, SEER 14.5/18", w/ CCS, As-is Ducts - Upgrade | Variable Speed Heat Pumps | Existing | MH | 20.3569 | 31.0643 | 45.8731 | 51.1721 | 40.9036 | 40.9036 | SS37 | ASHP Upgrade
MH, Existing, ASHP, w/ CCS, HSPF 9/10, SEER 14.5/18, Tight Ducts - eFAF | Air-Source Heat Pumps w/ Duct Sealing - Conversion | Existing | MH | 43.8656 | 0 |  |  |  |  | SS43 | ASHP Conversions
MH, Existing, ASHP, w/ CCS, HSPF 9/10, SEER 14.5/18, Tight Ducts - eFAF | Air-Source Heat Pumps w/ Duct Sealing - Conversion | Existing | MH | 43.8656 | 0 |  |  |  |  | SS43 | ASHP Conversions
MH or SF, New or Existing, ASHP, HSPF 9/10, SEER 14.5/18, As is Ducts - eFAF | Air-Source Heat Pumps w/o Duct Sealing - Conversion | Existing | MH, SF | 20.2626 | 16.3007 |  |  |  |  | SS44 | ASHP Conversions
MH, Existing, ASHP, w/ CCS, HSPF 9/10, SEER 14.5/18, As is Ducts - eFAF | Air-Source Heat Pumps w/o Duct Sealing - Conversion | Existing | MH | 492.0916 | 395.8739 | 583.7195 | 774.694 | 794.3277 | 794.3277 | SS45 | ASHP Conversions
SF, Existing, ASHP, w/ CCS, HSPF 9/10, SEER 14.5/18, As is Ducts - eFAF | Air-Source Heat Pumps w/o Duct Sealing - Conversion | Existing | SF | 1479.1693 | 1189.9503 | 1390.0829 | 1844.874 | 1891.6301 | 1891.6301 | SS46 | ASHP Conversions
SF, Existing, ASHP, "All/HSPF 9/10, SEER 14.5/18", w/ CCS, As-is Ducts - eFAF | Variable Speed Heat Pumps - Conversion | Existing | SF | 126.7218 | 193.3752 | 300.6326 | 335.36 | 268.065 | 268.065 | SS52 | ASHP Conversions
MH, Existing, ASHP, "All/HSPF 9/10, SEER 14.5/18", w/ CCS, As-is Ducts - eFAF | Variable Speed Heat Pumps - Conversion | Existing | MH | 0 | 0 | 58.5701 | 65.3358 | 52.2252 | 52.2252 | SS53 | ASHP Conversions
MH, Existing, ASHP, "All/HSPF 9/10, SEER 14.5/18", w/ CCS, As-is Ducts - eFAF | Variable Speed Heat Pumps - Conversion | Existing | MH | 0 | 0 |  |  |  |  | SS55 | ASHP Conversions
SF, Existing, ASHP, w/ CCS, HSPF 9/10, SEER 14.5/18, Tight Ducts - Upgrade | Air-Source Heat Pumps w/ Duct Sealing | Existing | SF | 0 | 0 | 0 | 0 | 638.7438 | 638.7438 | S58 | ASHP Upgrade
SF, Existing, ASHP, w/ CCS, HSPF 9/10, SEER 14.5/18, Tight Ducts - Upgrade | Air-Source Heat Pumps w/ Duct Sealing | Existing | SF | 0 | 0 | 0 | 0 | 638.7438 | 638.7438 | SS58 | Duct Sealing
SF, Existing, ASHP, w/ CCS, HSPF 9/10, SEER 14.5/18, Tight Ducts - Upgrade | Air-Source Heat Pumps w/ Duct Sealing | Existing | SF | 0 | 0 | 0 | 0 | 638.7438 | 638.7438 | SS58 | Commissioning Controls Sizing
Note on G6: [Threaded comment] Your version of Excel allows you to read this threaded comment; however, any edits to it will get removed if the file is opened in a newer version of Excel. Learn more: https://go.microsoft.com/fwlink/?linkid=870924 Comment: 2016 and 2017 Program Units are recalculated using updated RCP values but unchanged kWh/Unit ratios from the 2019 program savings analysis. These values are hard-coded from the workbook To09_HVAC_Program_Savings_Updated-2021
Note on H6: [Threaded comment] Your version of Excel allows you to read this threaded comment; however, any edits to it will get removed if the file is opened in a newer version of Excel. Learn more: https://go.microsoft.com/fwlink/?linkid=870924 Comment: 2016 and 2017 Program Units are recalculated using updated RCP values but unchanged kWh/Unit ratios from the 2019 program savings analysis. These values are hard-coded from the workbook To09_HVAC_Program_Savings_Updated-2021

## NEEADHP
DHP Associated with NEEA
This tab summarizes the annual quantities of DHPs that fall under NEEA's market transformation initiative not already accounted for by the RCP.
NEEA DHPs
NEEA's Residential DHP initiative reports savings associated with Single Family and Manufactured Home DHPs installed in existing homes replacing eFAF and zonal electric systems.
NEEA reports these savings to the RCP, but to fully align with the market model's outputs, the team uses the market model to calculate the quantity of units that fall under NEEA's target market, in addition to the units from the RCP-reported aMW savings.
The team calculated the model-estimate NEEA market units in a model export: "Export 26May".
The units are calculated first as the total market units above the baseline scenario, then total program units above the baseline scenario in Single Family and Manufactured Homes in eFAF and zonal applications.
The final units are calculated as DHPs within NEEA's target market above the baseline not already accounted by programs.
Remaining DHPs in the model that BPA can report as Momentum Savings are DHPs in "Full DHP" configuration, Multifamily DHPs, and DHPs in new construction in Idaho and Montana.
NEEA DHPs above baseline and not already accounted by programs
MH | 2016 | 2017 | 2018 | 2019 | 2020
DHP eFAF | 0 | 0 | 0 | 0 | 0 | Note: For MH eFAF, Programs above baseline captured 100% of DHP units (above baseline)
DHP Zonal | 642.6185 | 966.112 | 713.0631 | 775.8413 | 1117.8332
SF
DHP eFAF | [5 empty] | Note: For SF eFAF, Programs above baseline captured 100% of DHP units (above baseline)
DHP Zonal | 704 | 6174.2251 | 2708.4895 | 4438.9513 | 9507.6916
Source: S:\Shared Folders\CADEO\03_Projects\BPA_MSA_2\TO41_Res HVAC Model Update\Task 2. Model Sprints\Working Sprint Files\Res HVAC Analytica Model (working copy)\Data Exports\BretnieQC\Export 26May2022.xlsx

## R + A Code
Renovation and Alterations Code Savings
This tab summarized the annual quantities of code-driven envelope savings resulting from permitted renovation and alteration projects.
Installers surveyed as part of BPA's building shell market research reported that 41% of non-program savings were associated with a permit. BPA has chosen to exclude these savings from momentum savings.
Program and Code-Driven Savings (Units of Fully Weatherized Homes)
Copied from below
Building_Type | 2016 | 2017 | 2018 | 2019 | 2020 | 2021
SF | 11313.6598 | 9090.6933 | 9035.7099 | 8338.8574 | 7931.1926 | 7931.1926
MH | 2775.2195 | 2317.5217 | 2334.8108 | 2233.0176 | 2142.8569 | 2142.8569
MF | 7763.3226 | 5126.0185 | 5080.6062 | 4112.9173 | 3489.8525 | 3489.8525
Total Market Envelope Savings by Building Type (Units of Fully Weatherized Homes)
Source: Weatherization Market Model Workbook "TO41_ResHVACModel_WxInputs_09Dec2021"
Building_Type | 2016 | 2017 | 2018 | 2019 | 2020 | 2021
SF | 12525.5807 | 12744.7492 | 12333.9098 | 12301.347 | 12566.3515 | 12566.3515
MH | 4820.3468 | 4359.0264 | 4424.2728 | 4341.2564 | 4249.1094 | 4249.1094
MF | 7763.3226 | 5126.0185 | 5080.6062 | 4112.9173 | 3489.8525 | 3489.8525
Program Envelope Savings by Building Type (Units of Fully Weatherized Homes)
Building_Type | 2016 | 2017 | 2018 | 2019 | 2020 | 2021
SF | 10471.4774 | 6551.434 | 6743.7405 | 5585.2629 | 4710.15 | 4710.15
MH | 1354.0294 | 898.849 | 882.8118 | 767.9703 | 679.1899 | 679.1899
MF | 7763.3226 | 5126.0185 | 5080.6062 | 4112.9173 | 3489.8525 | 3489.8525
Non-Program Envelope Savings by Building Type (Units of Fully Weatherized Homes)
This table subtracts program savings from the total market
Building_Type | 2016 | 2017 | 2018 | 2019 | 2020 | 2021
SF | 2054.1033 | 6193.3152 | 5590.1693 | 6716.0841 | 7856.2016 | 7856.2016
MH | 3466.3174 | 3460.1773 | 3541.4611 | 3573.2861 | 3569.9196 | 3569.9196
MF | 0 | 0 | 0 | 0 | 0 | 0
Code-Driven Share of Non-Program Savings
Code-Driven Share
41%
Code-Driven Share of the Total Weatherization Market (Units of Fully Weatherized Homes)
This table multiplies the non-program savings by the share that are code-driven
Building_Type | 2016 | 2017 | 2018 | 2019 | 2020 | 2021
SF | 842.1823 | 2539.2592 | 2291.9694 | 2753.5945 | 3221.0426 | 3221.0426
MH | 1421.1901 | 1418.6727 | 1451.999 | 1465.0473 | 1463.667 | 1463.667
MF | 0 | 0 | 0 | 0 | 0 | 0
Program and Code-Driven Savings (Units of Fully Weatherized Homes)
This table adds program savings to code-driven savings.
Building_Type | 2016 | 2017 | 2018 | 2019 | 2020 | 2021
SF | 11313.6598 | 9090.6933 | 9035.7099 | 8338.8574 | 7931.1926 | 7931.1926
MH | 2775.2195 | 2317.5217 | 2334.8108 | 2233.0176 | 2142.8569 | 2142.8569
MF | 7763.3226 | 5126.0185 | 5080.6062 | 4112.9173 | 3489.8525 | 3489.8525
Treating Renovation and Alteration Code Savings in the Model
Some envelope upgrades are associated with a home renovation or alteration that has a building permit. The conditions of the permit for a renovation or alteration may require that insulation is installed to code in attics, floors, or accessible walls. In BPA's analysis of the weatherization market (found in the (TO41_ResHVACModel_WxInputs_09Dec2021" workbook), market data from Principia - a data analytics firm covering the home renovations market - and analysis of the RBSA surveys include envelope upgrades attributable to permitted retrofits. The model removes code-driven savings from Momentum Savings since these installations are required and implicitly considered part of the baseline.
The research team explored available options to estimate the portion of the market attributable to permits. Unfortunately, renovation and alteration permit data are not consolidated into a single, publicly available database in the same way that housing starts are reported monthly by the Census Bureau. Additionally, renovation and alteration permit filings include a number of activities that may or may not trigger an upgrade to the building envelope components, ranging from patio regrading to gut remodeling. There is not a consistent definition for major renovations and there are several types of residential permits that can be triggered when a homeowner decides to add square footage, remove existing walls, convert unfinished space to livable space, or expand a home’s footprint.
The research team surveyed a statistically representative sample of insulation installers as part of the weatherization research (see reference at bottom for installer survey report). The survey asked installers "Approximately what portion of the work you do outside of efficiency or weatherization programs is associated with these types of major renovations or additions that are likely to be permitted?" The installers reported that 41% of non-program insulation projects are associated with a permitted renovation or addition.
Having reviewed the available data sources, the research team considers installers to be the best source of data on the share of envelope upgrades associated with a permit. Therefore, the team attributes 41% of non-program upgrades to code-driven projects. This is a conservative estimate since renovation permits frequently cover only a portion of a home’s area, but the team assumes in this analysis that the full square footage is code-driven. To be conservative and not potentially overestimate Momentum Savings, the team subtracts out 41% of non-program savings from reported Wx Momentum Savings. Even though the survey targeted insulation installers, the program team allocates the same percentage of non-program savings to code-driven projects for air sealing and windows measures for consistency and because the program team believes this is a reasonable estimate. This tab calculates code-driven savings and adds the estimated number of projects to the program units in the "Model Inputs - Annual" tab.
2021 BPA Insulation Installer Survey and Supply Chain Interviews
https://www.bpa.gov/EE/Utility/Momentum-Savings/Documents/2021-Insulation-Installer-Survey-and-Supply-Chain-Interviews.pdf

## Program Units - Annual
Annual HVAC Program Savings Quantities by Cells
This tab contains the annual quantities of units applied to the model for each program savings measure and the details of each model cell.
Note: Some Program Savings Measures actually contain multiple measures, such as ASHPs with CCS and Duct Sealing. In the model, each of those measures has a cell. The cells that depend on another measure are designated by "SS" in the Segment column, and are assigned the same quantity as the Program Savings Measure.
Projected by duplicating 2020
Program Savings Measure Mapping | Program Savings Measure | Vintage | Building Type | # of Units 2016 | # of Units 2017 | # of Units 2018 | # of Units 2019 | # of Units 2020 | # of Units 2021 | Segmentation Code | Model Measure
Air Sealing, Insulation, & Windows | Envelope Measures | Existing | SF | 10471.4774 | 6551.434 | 6743.7405 | 5585.2629 | 4710.15 | 4710.15 | S1 | Envelope Measures | Note: Envelope Measures are copied from the Weatherization workbook. "TO41_ResHVACModel_WxInputs_09Dec2021"
Any Building Type, Cooling, RAC/PAC/PTAC | Air Conditioner | New, Existing | SF, MH, MF-HR, MF-MR, MF-LR | 19207 | 36051 | 25932 | 16581 | 27120 | 27120 | S2 | Air Conditioners | Note: These figures are reported directly from NEEA to BPA in the workbook "2020 Annual Savings Report Bonneville Plus Publics_20210506_6th PP correction"
MH, Existing, ASHP, w/ CCS, HSPF 9/10, SEER 14.5/18, Tight Ducts - Upgrade | Air-Source Heat Pumps w/ Duct Sealing | Existing | MH | 0 | [5 empty] | S3 | ASHP Upgrade
MH or SF, New or Existing, ASHP, HSPF 9/10, SEER 14.5/18, As is Ducts - Upgrade | Air-Source Heat Pumps w/o Duct Sealing | New, Existing | MH, SF | 0 | 0 |  |  |  |  | S4 | ASHP Upgrade
MH, Existing, ASHP, w/ CCS, HSPF 9/10, SEER 14.5/18, As is Ducts - Upgrade | Air-Source Heat Pumps w/o Duct Sealing | Existing | MH | 450.119 | 362.1082 | 419.9089 | 557.2897 | 571.4136 | 571.4136 | S5 | ASHP Upgrade
MH, New, ASHP, w/ CCS, HSPF 9/10, SEER 14.5/18, As is Ducts - Upgrade | Air-Source Heat Pumps w/o Duct Sealing | New | MH | 4.342 | 3.493 |  |  |  |  | S6 | ASHP Upgrade
SF, Existing, ASHP, w/ CCS, HSPF 9/10, SEER 14.5/18, As is Ducts - Upgrade | Air-Source Heat Pumps w/o Duct Sealing | Existing | SF | 3764.5004 | 3028.4352 | 3664.9737 | 4864.037 | 4987.3102 | 4987.3102 | S7 | ASHP Upgrade
SF, New, ASHP, w/ CCS, HSPF 9/10, SEER 14.5/18, As is Ducts - Upgrade | Air-Source Heat Pumps w/o Duct Sealing | New | SF | 534.0641 | 429.6396 | 537.5756 | 713.4533 | 731.535 | 731.535 | S8 | ASHP Upgrade
SF, Existing, ASHP, w/ CCS, HSPF 9/10, SEER 14.5/18, As is Ducts - Upgrade | Air-Source Heat Pumps w/o Duct Sealing | Existing | SF | [6 empty] | S9 | ASHP Upgrade
MH, Existing, ASHP, w/ CCS, HSPF 9/10, SEER 14.5/18, As is Ducts - Upgrade | Air-Source Heat Pumps w/o Duct Sealing | Existing | MH | [6 empty] | S10 | ASHP Upgrade
SF, New, ASHP, w/ CCS, HSPF 9/10, SEER 14.5/18, As is Ducts - Upgrade | Air-Source Heat Pumps w/o Duct Sealing | New | SF | [6 empty] | S11 | ASHP Upgrade
MH, Existing, ASHP, Any Efficiency Level, w/ CCS | Commissioning Controls Sizing | Existing | MH | 168.0861 | 158.772 | 289.3311 | 98.839 | 1419.8229 | 1419.8229 | S12 | Commissioning Controls Sizing
MH, New or Existing, ASHP, "HSPF 7/7.2/8.2/8.5, SEER 10/13, All", w/ CCS | Commissioning Controls Sizing | New, Existing | MH | 214.3098 | 202.4343 |  |  |  |  | S13 | Commissioning Controls Sizing
SF, Existing, ASHP, Any Efficiency Level, w/ CCS | Commissioning Controls Sizing | Existing | SF | 243.7249 | 230.2194 |  |  |  |  | S14 | Commissioning Controls Sizing
SF, New or Existing, ASHP, "HSPF 7/7.2/8.2/8.5, SEER 10/13, All", w/ CCS | Commissioning Controls Sizing | New, Existing | SF | 630.323 | 595.3949 |  |  |  |  | S15 | Commissioning Controls Sizing
SF, New or Existing, ASHP, Any Efficiency Level, w/ CCS | Commissioning Controls Sizing | New, Existing | SF | 373.9917 | 353.2677 | 744.4586 | 254.3161 | 3653.2523 | 3653.2523 | S16 | Commissioning Controls Sizing
MH, Existing, Electric Fuel Type, w/o CCS, Tight Ducts | Duct Sealing | Existing | MH | 2755.5993 | 2176.68 | 1489.0777 | 647.1357 | 257.671 | 257.671 | S17 | Duct Sealing
SF, Existing, Electric Fuel Type, w/o CCS, Tight Ducts | Duct Sealing | Existing | SF | 1522.1954 | 1202.3998 | 2528.4155 | 1098.8197 | 437.5187 | 437.5187 | S18 | Duct Sealing
SF, Existing, Electric Fuel Type, w CCS, Tight Ducts | Duct Sealing | Existing | SF | 394.6432 | 311.7333 |  |  |  |  | S19 | Duct Sealing
MH, Existing, Electric Fuel Type, w CCS, Tight Ducts | Duct Sealing | Existing | MH | 120.8092 | 95.4286 |  |  |  |  | S20 | Duct Sealing
Manufactured Home - New or Existing, DHP - Zonal | Ductless Heat Pumps | Existing | MH | 116.3984 | 102.5506 | 312.1133 | 273.4897 | 259.8025 | 259.8025 | S21 | Ductless Heat Pumps
Single Family - Existing, DHP - Zonal | Ductless Heat Pumps | Existing | SF | 10414.5377 | 9175.5324 | 15621.215 | 13688.1128 | 13003.0682 | 13003.0682 | S22 | Ductless Heat Pumps
Single Family - New, DHP - Zonal | Ductless Heat Pumps | New | SF | 24.9425 | 21.9751 | 286.5667 | 251.1045 | 238.5375 | 238.5375 | S23 | Ductless Heat Pumps
Manufactured Home - Existing, DHP - Zonal | Ductless Heat Pumps | Existing | MH | 63.3955 | 55.8535 | 312.1133 | 273.4897 | 259.8025 | 259.8025 | S24 | Ductless Heat Pumps
SF, New or Existing, Electric Fuel Type, GSHP | Ground-Source Heat Pumps | New, Existing | SF | 11.2026 | 5.8003 | 228.6195 | 16.0065 | 5.0715 | 5.0715 | S25 | Ground-Source Heat Pumps
SF, Existing, Electric Fuel Type, GSHP, As Is Duct Sealing | Ground-Source Heat Pumps w/o Duct Sealing | Existing | SF | 25.9198 | 14.0146 | 16.3137 | 19.4608 | 19.5586 | 19.5586 | S26 | Ground-Source Heat Pumps
SF, New, Electric Fuel Type, GSHP, As Is Duct Sealing | Ground-Source Heat Pumps w/o Duct Sealing | New | SF | 70.9383 | 38.3556 | 16.84 | 20.0886 | 20.1895 | 20.1895 | S27 | Ground-Source Heat Pumps
MF HR/MR/LR, New or Existing, Electric Fuel Type, Baseline Thermostat | Thermostats | Existing | SF, MF-HR, MF-MR, MF-LR | 0 | 0 | 5287.6429 | 7670.0604 | 10071.1794 | 10071.1794 | S28 | Thermostats
SF, Existing, Electric Fuel Type, Smart Thermostat | Thermostats | Existing | SF | 97.3124 | 507.9992 | 875.325 | 1269.7143 | 1667.1994 | 1667.1994 | S29 | Thermostats
SF, New or Existing, Electric Fuel Type, Smart Thermostat | Thermostats | Existing | SF | 79.0663 | 412.7493 |  |  |  |  | S30 | Thermostats
SF/MF/MH, New or Existing, Electric Fuel Type, ASHP, Smart Thermostat | Thermostats | Existing | SF, MH, MF-HR, MF-MR, MF-LR | 24.3281 | 126.9998 |  |  |  |  | S31 | Thermostats
SF/MF/MH, New or Existing, Electric Fuel Type, ASHP/VSHP, Smart Thermostat | Thermostats | Existing | SF, MH, MF-HR, MF-MR, MF-LR | 307.1422 | 1603.3724 | 2945.5111 | 4272.6502 | 5610.207 | 5610.207 | S32 | Thermostats
SF/MF/MH, New or Existing, Electric Fuel Type, FAF Electric, Smart Thermostat | Thermostats | Existing | SF, MH, MF-HR, MF-MR, MF-LR | 215.9118 | 1127.1232 | 5301.2401 | 7689.7842 | 10097.0776 | 10097.0776 | S33 | Thermostats
SF/MF/MH, New, ASHP - Upgrade | Variable Speed Heat Pumps | New | SF, MH, MF-HR, MF-MR, MF-LR | 0.50892 | 0.77661 |  |  |  |  | S34 | ASHP Upgrade
SF, Existing, ASHP, "All/HSPF 9/10, SEER 14.5/18", w/ CCS, As-is Ducts - Upgrade | Variable Speed Heat Pumps | Existing | SF | 567.9579 | 866.6937 | 1004.7027 | 1120.7604 | 895.863 | 895.863 | S35 | ASHP Upgrade
SF, New, ASHP, "All/HSPF 9/10, SEER 14.5/18", w/ CCS, As-is Ducts - Upgrade | Variable Speed Heat Pumps | New | SF | 32.0621 | 48.9263 | 63.0755 | 70.3616 | 56.2425 | 56.2425 | S36 | ASHP Upgrade
MH, Existing, ASHP, "All/HSPF 9/10, SEER 14.5/18", w/ CCS, As-is Ducts - Upgrade | Variable Speed Heat Pumps | Existing | MH | 20.3569 | 31.0643 | 45.8731 | 51.1721 | 40.9036 | 40.9036 | S37 | ASHP Upgrade
SF, Existing, ASHP, "All/HSPF 9/10, SEER 14.5/18", w/ CCS, As-is Ducts - Upgrade | Variable Speed Heat Pumps | Existing | SF | [6 empty] | S38 | ASHP Upgrade
MH, Existing, ASHP, "All/HSPF 9/10, SEER 14.5/18", w/ CCS, As-is Ducts - Upgrade | Variable Speed Heat Pumps | Existing | MH | [6 empty] | S39 | ASHP Upgrade
SF, New, ASHP, "All/HSPF 9/10, SEER 14.5/18", w/ CCS, As-is Ducts - Upgrade | Variable Speed Heat Pumps | New | SF | [6 empty] | S40 | ASHP Upgrade
Air Sealing, Insulation, & Windows | Envelope Measures | Existing | MF-LR | 7763.3226 | 5126.0185 | 5080.6062 | 4112.9173 | 3489.8525 | 3489.8525 | S41 | Envelope Measures | Note: Envelope Measures are copied from the Weatherization workbook. "TO41_ResHVACModel_WxInputs_09Dec2021"
Air Sealing, Insulation, & Windows | Envelope Measures | Existing | MH | 1354.0294 | 898.849 | 882.8118 | 767.9703 | 679.1899 | 679.1899 | S42 | Envelope Measures | Note: Envelope Measures are copied from the Weatherization workbook. "TO41_ResHVACModel_WxInputs_09Dec2021"
MH, Existing, ASHP, w/ CCS, HSPF 9/10, SEER 14.5/18, Tight Ducts - eFAF | Air-Source Heat Pumps w/ Duct Sealing - Conversion | Existing | MH | 43.8656 | 0 |  |  |  |  | S43 | ASHP Conversions
MH or SF, New or Existing, ASHP, HSPF 9/10, SEER 14.5/18, As is Ducts - eFAF | Air-Source Heat Pumps w/o Duct Sealing - Conversion | Existing | MH, SF | 20.2626 | 16.3007 |  |  |  |  | S44 | ASHP Conversions
MH, Existing, ASHP, w/ CCS, HSPF 9/10, SEER 14.5/18, As is Ducts - eFAF | Air-Source Heat Pumps w/o Duct Sealing - Conversion | Existing | MH | 492.0916 | 395.8739 | 583.7195 | 774.694 | 794.3277 | 794.3277 | S45 | ASHP Conversions
SF, Existing, ASHP, w/ CCS, HSPF 9/10, SEER 14.5/18, As is Ducts - eFAF | Air-Source Heat Pumps w/o Duct Sealing - Conversion | Existing | SF | 1479.1693 | 1189.9503 | 1390.0829 | 1844.874 | 1891.6301 | 1891.6301 | S46 | ASHP Conversions
SF, Existing, ASHP, w/ CCS, HSPF 9/10, SEER 14.5/18, As is Ducts - eFAF | Air-Source Heat Pumps w/o Duct Sealing - Conversion | Existing | SF | [6 empty] | S47 | ASHP Conversions
MH, Existing, ASHP, w/ CCS, HSPF 9/10, SEER 14.5/18, As is Ducts - eFAF | Air-Source Heat Pumps w/o Duct Sealing - Conversion | Existing | MH | [6 empty] | S48 | ASHP Conversions
Manufactured Home - New or Existing, DHP - eFAF | Ductless Heat Pumps | Existing | MH | 951.9725 | 838.7175 |  |  |  |  | S49 | Ductless Heat Pumps
Single Family - Existing, DHP - eFAF | Ductless Heat Pumps | Existing | SF | 1502.7863 | 1324.0016 | 2101.4888 | 1841.4327 | 1749.2751 | 1749.2751 | S50 | Ductless Heat Pumps
Manufactured Home - Existing, DHP - eFAF | Ductless Heat Pumps | Existing | MH | 470.7899 | 414.7806 | 703.088 | 616.0819 | 585.249 | 585.249 | S51 | Ductless Heat Pumps
SF, Existing, ASHP, "All/HSPF 9/10, SEER 14.5/18", w/ CCS, As-is Ducts - eFAF | Variable Speed Heat Pumps - Conversion | Existing | SF | 126.7218 | 193.3752 | 300.6326 | 335.36 | 268.065 | 268.065 | S52 | ASHP Conversions
MH, Existing, ASHP, "All/HSPF 9/10, SEER 14.5/18", w/ CCS, As-is Ducts - eFAF | Variable Speed Heat Pumps - Conversion | Existing | MH | 0 | 0 | 58.5701 | 65.3358 | 52.2252 | 52.2252 | S53 | ASHP Conversions
SF, Existing, ASHP, "All/HSPF 9/10, SEER 14.5/18", w/ CCS, As-is Ducts - eFAF | Variable Speed Heat Pumps - Conversion | Existing | SF | [6 empty] | S54 | ASHP Conversions
MH, Existing, ASHP, "All/HSPF 9/10, SEER 14.5/18", w/ CCS, As-is Ducts - eFAF | Variable Speed Heat Pumps - Conversion | Existing | MH | 0 | 0 |  |  |  |  | S55 | ASHP Conversions
MH, Existing, ASHP, w/ CCS, HSPF 9/10, SEER 14.5/18, Tight Ducts - Upgrade | Air-Source Heat Pumps w/ Duct Sealing | Existing | MH | 0 | [5 empty] | SS3 | ASHP Conversions
MH, Existing, ASHP, w/ CCS, HSPF 9/10, SEER 14.5/18, Tight Ducts - Upgrade | Air-Source Heat Pumps w/ Duct Sealing | Existing | MH | 0 | [5 empty] | SS3 | ASHP Upgrade
MH or SF, New or Existing, ASHP, HSPF 9/10, SEER 14.5/18, As is Ducts - Upgrade | Air-Source Heat Pumps w/o Duct Sealing | New, Existing | MH, SF | 0 | 0 |  |  |  |  | SS4 | ASHP Upgrade
MH, Existing, ASHP, w/ CCS, HSPF 9/10, SEER 14.5/18, As is Ducts - Upgrade | Air-Source Heat Pumps w/o Duct Sealing | Existing | MH | 450.119 | 362.1082 | 419.9089 | 557.2897 | 571.4136 | 571.4136 | SS5 | ASHP Upgrade
MH, New, ASHP, w/ CCS, HSPF 9/10, SEER 14.5/18, As is Ducts - Upgrade | Air-Source Heat Pumps w/o Duct Sealing | New | MH | 4.342 | 3.493 |  |  |  |  | SS6 | ASHP Upgrade
SF, Existing, ASHP, w/ CCS, HSPF 9/10, SEER 14.5/18, As is Ducts - Upgrade | Air-Source Heat Pumps w/o Duct Sealing | Existing | SF | 3764.5004 | 3028.4352 | 3664.9737 | 4864.037 | 4987.3102 | 4987.3102 | SS7 | ASHP Upgrade
SF, New, ASHP, w/ CCS, HSPF 9/10, SEER 14.5/18, As is Ducts - Upgrade | Air-Source Heat Pumps w/o Duct Sealing | New | SF | 534.0641 | 429.6396 | 537.5756 | 713.4533 | 731.535 | 731.535 | SS8 | ASHP Upgrade
SF, Existing, Electric Fuel Type, w CCS, Tight Ducts | Duct Sealing | Existing | SF | 394.6432 | 311.7333 |  |  |  |  | SS19 | Duct Sealing
MH, Existing, Electric Fuel Type, w CCS, Tight Ducts | Duct Sealing | Existing | MH | 120.8092 | 95.4286 |  |  |  |  | SS20 | Duct Sealing
SF/MF/MH, New, ASHP - Upgrade | Variable Speed Heat Pumps | New | SF, MH, MF-HR, MF-MR, MF-LR | 0.50892 | 0.77661 |  |  |  |  | SS34 | ASHP Upgrade
SF, Existing, ASHP, "All/HSPF 9/10, SEER 14.5/18", w/ CCS, As-is Ducts - Upgrade | Variable Speed Heat Pumps | Existing | SF | 567.9579 | 866.6937 | 1004.7027 | 1120.7604 | 895.863 | 895.863 | SS35 | ASHP Upgrade
SF, New, ASHP, "All/HSPF 9/10, SEER 14.5/18", w/ CCS, As-is Ducts - Upgrade | Variable Speed Heat Pumps | New | SF | 32.0621 | 48.9263 | 63.0755 | 70.3616 | 56.2425 | 56.2425 | SS36 | ASHP Upgrade
MH, Existing, ASHP, "All/HSPF 9/10, SEER 14.5/18", w/ CCS, As-is Ducts - Upgrade | Variable Speed Heat Pumps | Existing | MH | 20.3569 | 31.0643 | 45.8731 | 51.1721 | 40.9036 | 40.9036 | SS37 | ASHP Upgrade
MH, Existing, ASHP, w/ CCS, HSPF 9/10, SEER 14.5/18, Tight Ducts - eFAF | Air-Source Heat Pumps w/ Duct Sealing - Conversion | Existing | MH | 43.8656 | 0 |  |  |  |  | SS43 | ASHP Conversions
MH, Existing, ASHP, w/ CCS, HSPF 9/10, SEER 14.5/18, Tight Ducts - eFAF | Air-Source Heat Pumps w/ Duct Sealing - Conversion | Existing | MH | 43.8656 | 0 |  |  |  |  | SS43 | ASHP Conversions
MH or SF, New or Existing, ASHP, HSPF 9/10, SEER 14.5/18, As is Ducts - eFAF | Air-Source Heat Pumps w/o Duct Sealing - Conversion | Existing | MH, SF | 20.2626 | 16.3007 |  |  |  |  | SS44 | ASHP Conversions
MH, Existing, ASHP, w/ CCS, HSPF 9/10, SEER 14.5/18, As is Ducts - eFAF | Air-Source Heat Pumps w/o Duct Sealing - Conversion | Existing | MH | 492.0916 | 395.8739 | 583.7195 | 774.694 | 794.3277 | 794.3277 | SS45 | ASHP Conversions
SF, Existing, ASHP, w/ CCS, HSPF 9/10, SEER 14.5/18, As is Ducts - eFAF | Air-Source Heat Pumps w/o Duct Sealing - Conversion | Existing | SF | 1479.1693 | 1189.9503 | 1390.0829 | 1844.874 | 1891.6301 | 1891.6301 | SS46 | ASHP Conversions
SF, Existing, ASHP, "All/HSPF 9/10, SEER 14.5/18", w/ CCS, As-is Ducts - eFAF | Variable Speed Heat Pumps - Conversion | Existing | SF | 126.7218 | 193.3752 | 300.6326 | 335.36 | 268.065 | 268.065 | SS52 | ASHP Conversions
MH, Existing, ASHP, "All/HSPF 9/10, SEER 14.5/18", w/ CCS, As-is Ducts - eFAF | Variable Speed Heat Pumps - Conversion | Existing | MH | 0 | 0 | 58.5701 | 65.3358 | 52.2252 | 52.2252 | SS53 | ASHP Conversions
MH, Existing, ASHP, "All/HSPF 9/10, SEER 14.5/18", w/ CCS, As-is Ducts - eFAF | Variable Speed Heat Pumps - Conversion | Existing | MH | 0 | 0 |  |  |  |  | SS55 | ASHP Conversions
SF, Existing, ASHP, w/ CCS, HSPF 9/10, SEER 14.5/18, Tight Ducts - Upgrade | Air-Source Heat Pumps w/ Duct Sealing | Existing | SF | 0 | 0 | 0 | 0 | 638.7438 | 638.7438 | S58 | ASHP Upgrade
SF, Existing, ASHP, w/ CCS, HSPF 9/10, SEER 14.5/18, Tight Ducts - Upgrade | Air-Source Heat Pumps w/ Duct Sealing | Existing | SF | 0 | 0 | 0 | 0 | 638.7438 | 638.7438 | SS58 | Duct Sealing
SF, Existing, ASHP, w/ CCS, HSPF 9/10, SEER 14.5/18, Tight Ducts - Upgrade | Air-Source Heat Pumps w/ Duct Sealing | Existing | SF | 0 | 0 | 0 | 0 | 638.7438 | 638.7438 | SS58 | Commissioning Controls Sizing
Note on G6: [Threaded comment] Your version of Excel allows you to read this threaded comment; however, any edits to it will get removed if the file is opened in a newer version of Excel. Learn more: https://go.microsoft.com/fwlink/?linkid=870924 Comment: 2016 and 2017 Program Units are recalculated using updated RCP values but unchanged kWh/Unit ratios from the 2019 program savings analysis. These values are hard-coded from the workbook To09_HVAC_Program_Savings_Updated-2021
Note on H6: [Threaded comment] Your version of Excel allows you to read this threaded comment; however, any edits to it will get removed if the file is opened in a newer version of Excel. Learn more: https://go.microsoft.com/fwlink/?linkid=870924 Comment: 2016 and 2017 Program Units are recalculated using updated RCP values but unchanged kWh/Unit ratios from the 2019 program savings analysis. These values are hard-coded from the workbook To09_HVAC_Program_Savings_Updated-2021

## Savings Per Cell Calculation
Savings Per Cell Calculation
This tab contains the annual quantities of units applied to the model for each program savings measure and the details of each model cell.
Note: Some Program Savings Measures actually contain multiple measures, such as ASHPs with CCS and Duct Sealing This tab only analyzes the Program Savings Measure.
| Table 1. RCP Savings @Busbar By TAP | [7 empty] | QC Table 1. Savings QC Check
| From Table 5 in RCP Savings by Funder Tab. Values from 2018 to 2020 are used in the calculations below. | [7 empty] | This table adds all savings from the tables below and validates all are being applied to a measure.
| TAP | 2016 | 2017 | 2018 | 2019 | 2020 |  |  | 2018 | 2019 | 2020 | 2018 | 2019 | 2020
| Air Conditioners | 0.036752 | 0.046127 | 0.042568 | 0.016047 | 0.064504 |  |  | 0.042568 | 0.016047 | 0.064504 | TRUE | TRUE | TRUE
| Air-Source Heat Pumps w/ Duct Sealing | 0.030272 | 0 | 0 | 0 | 0.55023 |  |  | 0 | 0 | 0.55023 | TRUE | TRUE | TRUE
| Air-Source Heat Pumps w/o Duct Sealing | 2.2278 | 1.8027 | 2.0052 | 2.6613 | 2.7287 |  |  | 2.0052 | 2.6613 | 2.7287 | TRUE | TRUE | TRUE
| Commissioning Controls Sizing | 0.18977 | 0.17922 | 0.088537 | 0.030245 | 0.43448 |  |  | 0.088537 | 0.030245 | 0.43448 | TRUE | TRUE | TRUE
| Duct Sealing | 0.75874 | 0.60031 | 0.43448 | 0.18882 | 0.075182 |  |  | 0.43448 | 0.18882 | 0.075182 | TRUE | TRUE | TRUE
| Ductless Heat Pumps | 5.5175 | 4.8822 | 5.6285 | 4.932 | 4.6851 |  |  | 5.6285 | 4.932 | 4.6851 | TRUE | TRUE | TRUE
| Ground-source Heat Pump | 0.028228 | 0.011955 | 0.15033 | 0.010525 | 0.0033349 |  |  | 0.15033 | 0.010525 | 0.0033349 | TRUE | TRUE | TRUE
| Ground-Source Heat Pumps w/o Duct Sealing | 0.12904 | 0.069757 | 0.028304 | 0.033764 | 0.033933 |  |  | 0.028304 | 0.033764 | 0.033933 | TRUE | TRUE | TRUE
| Thermostats | 0.050386 | 0.26297 | 0.548 | 0.79491 | 1.0438 |  |  | 0.548 | 0.79491 | 1.0438 | TRUE | TRUE | TRUE
| Variable Speed Heat Pumps w/o Duct Sealing | 0.2694 | 0.41606 | 0.50466 | 0.56295 | 0.44999 |  |  | 0.50466 | 0.56295 | 0.44999 | TRUE | TRUE | TRUE
| Grand Total | 12.4174 | 10.5428 | 11.3382 | 10.9884 | 11.7541
Table 2. Annual RCP Units by Cell
This table uses measure-level data from IS 2.0 to distribute RCP Savings from the TAP into each cell. | [20 empty] | These columns distribute RCP savings @ Busbar by TAP across all cells in each TAP |  |  | These Columns divide RCP savings by savings per unit to calculate units
[21 empty] | 2018 | 2019 | 2020 | 2018 | 2019 | 2020
Air Conditioners | TAP | Program Savings Measure | Vintage | Building Type | Climate Zone | Fuel Type | End Use | HVAC Type | Efficiency Level | Building Characteristics | Installation Practices | Duct Sealing | Thermostat | Segmentation Code | What Is Decreasing | Baseline | Model Measure | 2018-2020 IS 2.0 Quantity | 2018-2020 IS 2.0 Savings kWh @ Busbar | IS 2.0 Cell Share of TAP | RCP Savings | RCP Savings | RCP Savings | RCP Units | RCP Units | RCP Units
Any Building Type, Cooling, RAC/PAC/PTAC | Air Conditioners | Air Conditioner | New, Existing | SF, MH, MF-HR, MF-MR, MF-LR | All | Any | Cooling | RAC/PAC/PTAC | All | All | Any | Any | Any | S2 |  |  | Air Conditioners | 0 | 0 | 0 | 0.042568 | 0.016047 | 0.064504
[21 empty] | 2018 | 2019 | 2020 | 2018 | 2019 | 2020
Air-Source Heat Pumps w/ Duct Sealing | TAP | Program Savings Measure | Vintage | Building Type | Climate Zone | Fuel Type | End Use | HVAC Type | Efficiency Level | Building Characteristics | Installation Practices | Duct Sealing | Thermostat | Segmentation Code | What Is Decreasing | Baseline | Model Measure | 2018-2020 IS 2.0 Quantity | 2018-2020 IS 2.0 Savings kWh @ Busbar | IS 2.0 Cell Share of TAP | RCP Savings | RCP Savings | RCP Savings | RCP Units | RCP Units | RCP Units
MH, Existing, ASHP, w/ CCS, HSPF 9/10, SEER 14.5/18, Tight Ducts - Upgrade | Air-Source Heat Pumps w/ Duct Sealing | Air-Source Heat Pumps w/ Duct Sealing | Existing | MH | All | Electric | All | ASHP | HSPF 9, SEER 14.5 | All | w/o CCS | As is | Any | S3 | Upgrade lower efficiency to second highest | lower efficiency ASHP w/o CCS and As is ducts | ASHP Upgrade | 0 | 0 | 0% | 0 | 0 | 0
SF, Existing, ASHP, w/ CCS, HSPF 9/10, SEER 14.5/18, Tight Ducts - Upgrade | Air-Source Heat Pumps w/ Duct Sealing | Air-Source Heat Pumps w/ Duct Sealing | Existing | SF | All | Electric | All | ASHP | HSPF 9, SEER 14.5 | All | w/o CCS | As is | Any | S58 |  |  |  | 2 | 15092.259 | 100% | 0 | 0 | 0.55023 | 0 | 0 | 638.7438
MH, Existing, ASHP, w/ CCS, HSPF 9/10, SEER 14.5/18, Tight Ducts - eFAF | Air-Source Heat Pumps w/Duct Sealing | Air-Source Heat Pumps w/ Duct Sealing - Conversion | Existing | MH | All | Electric | All | ASHP | HSPF 9, HSPF 10, SEER 14.5, SEER 18 | All | w/o CCS | As Is | Any | S43 | Convert eFAF to high efficiency ASHP | Electric FAF w/o CCS | ASHP Conversions | 0 | 0 | 0%
[21 empty] | 2018 | 2019 | 2020 | 2018 | 2019 | 2020
Air-Source Heat Pumps w/o Duct Sealing | TAP | Program Savings Measure | Vintage | Building Type | Climate Zone | Fuel Type | End Use | HVAC Type | Efficiency Level | Building Characteristics | Installation Practices | Duct Sealing | Thermostat | Segmentation Code | What Is Decreasing | Baseline | Model Measure | 2018-2020 IS 2.0 Quantity | 2018-2020 IS 2.0 Savings kWh @ Busbar | IS 2.0 Cell Share of TAP | RCP Savings | RCP Savings | RCP Savings | RCP Units | RCP Units | RCP Units
MH or SF, New or Existing, ASHP, HSPF 9/10, SEER 14.5/18, As is Ducts - Upgrade | Air-Source Heat Pumps w/o Duct Sealing | Air-Source Heat Pumps w/o Duct Sealing | New, Existing | MH, SF | All | Electric | All | ASHP | HSPF 9, SEER 14.5 | All | w/o CCS | As is | Any | S4 | Upgrade lower efficiency to second highest | lower efficiency ASHP w/o CCS | ASHP Upgrade | 0 | 0 | 0% | 0 | 0 | 0
MH, Existing, ASHP, w/ CCS, HSPF 9/10, SEER 14.5/18, As is Ducts - Upgrade | Air-Source Heat Pumps w/o Duct Sealing | Air-Source Heat Pumps w/o Duct Sealing | Existing | MH | All | Electric | All | ASHP | HSPF 9, SEER 14.5 | All | w/o CCS | As is | Any | S5 | Upgrade lower efficiency to second highest | lower efficiency ASHP w/o CCS | ASHP Upgrade | 364 | 324138.36 | 2.129% | 0.042685 | 0.056651 | 0.058087 | 419.9089 | 557.2897 | 571.4136
MH, New, ASHP, w/ CCS, HSPF 9/10, SEER 14.5/18, As is Ducts - Upgrade | Air-Source Heat Pumps w/o Duct Sealing | Air-Source Heat Pumps w/o Duct Sealing | New | MH | All | Electric | All | ASHP | HSPF 9, SEER 14.5 | All | w/o CCS | As is | Any | S6 | Upgrade lower efficiency to second highest | lower efficiency ASHP w/o CCS | ASHP Upgrade | 0 | 0 | 0% | 0 | 0 | 0
SF, Existing, ASHP, w/ CCS, HSPF 9/10, SEER 14.5/18, As is Ducts - Upgrade | Air-Source Heat Pumps w/o Duct Sealing | Air-Source Heat Pumps w/o Duct Sealing | Existing | SF | All | Electric | All | ASHP | HSPF 9, SEER 14.5 | All | w/o CCS | As is | Any | S7 | Upgrade lower efficiency to second highest | lower efficiency ASHP w/o CCS | ASHP Upgrade | 3177 | 2597213.83 | 17.06% | 0.34202 | 0.45392 | 0.46543 | 3664.9737 | 4864.037 | 4987.3102
SF, New, ASHP, w/ CCS, HSPF 9/10, SEER 14.5/18, As is Ducts - Upgrade | Air-Source Heat Pumps w/o Duct Sealing | Air-Source Heat Pumps w/o Duct Sealing | New | SF | All | Electric | All | ASHP | HSPF 9, SEER 14.5 | All | w/o CCS | As is | Any | S8 | Upgrade lower efficiency to second highest | lower efficiency ASHP w/o CCS | ASHP Upgrade | 466 | 453548.05 | 2.979% | 0.059727 | 0.079268 | 0.081277 | 537.5756 | 713.4533 | 731.535
SF, Existing, ASHP, w/ CCS, HSPF 9/10, SEER 14.5/18, As is Ducts - Upgrade | Air-Source Heat Pumps w/o Duct Sealing | Air-Source Heat Pumps w/o Duct Sealing | Existing | SF | All | Electric | All | ASHP | HSPF 9, SEER 14.5 | All | w/ CCS | As is | Any | S9 | Upgrade lower efficiency to second highest |  | ASHP Upgrade | 0 | 0 | 0% | 0 | 0 | 0
MH, Existing, ASHP, w/ CCS, HSPF 9/10, SEER 14.5/18, As is Ducts - Upgrade | Air-Source Heat Pumps w/o Duct Sealing | Air-Source Heat Pumps w/o Duct Sealing | Existing | MH | All | Electric | All | ASHP | HSPF 9, SEER 14.5 | All | w/ CCS | As is | Any | S10 | Upgrade lower efficiency to second highest |  | ASHP Upgrade | 0 | 0 | 0% | 0 | 0 | 0
SF, New, ASHP, w/ CCS, HSPF 9/10, SEER 14.5/18, As is Ducts - Upgrade | Air-Source Heat Pumps w/o Duct Sealing | Air-Source Heat Pumps w/o Duct Sealing | New | SF | All | Electric | All | ASHP | HSPF 9, SEER 14.5 | All | w/ CCS | As is | Any | S11 | Upgrade lower efficiency to second highest |  | ASHP Upgrade | 0 | 0 | 0% | 0 | 0 | 0
MH or SF, New or Existing, ASHP, HSPF 9/10, SEER 14.5/18, As is Ducts - eFAF | Air-Source Heat Pumps w/o Duct Sealing | Air-Source Heat Pumps w/o Duct Sealing - Conversion | Existing | MH, SF | All | Electric | All | ASHP | HSPF 9, HSPF 10, SEER 14.5, SEER 18 | All | w/o CCS | As is | Any | S44 | Convert eFAF to high efficiency ASHP | Electric FAF w/o CCS | ASHP Conversions | 0 | 0 | 0% | 0 | 0 | 0
MH, Existing, ASHP, w/ CCS, HSPF 9/10, SEER 14.5/18, As is Ducts - eFAF | Air-Source Heat Pumps w/o Duct Sealing | Air-Source Heat Pumps w/o Duct Sealing - Conversion | Existing | MH | All | Electric | All | ASHP | HSPF 9, HSPF 10, SEER 14.5, SEER 18 | All | w/o CCS | As is | Any | S45 | Convert eFAF to high efficiency ASHP | Electric FAF w/o CCS | ASHP Conversions | 506 | 3143516.6 | 20.64% | 0.41397 | 0.5494 | 0.56333 | 583.7195 | 774.694 | 794.3277
SF, Existing, ASHP, w/ CCS, HSPF 9/10, SEER 14.5/18, As is Ducts - eFAF | Air-Source Heat Pumps w/o Duct Sealing | Air-Source Heat Pumps w/o Duct Sealing - Conversion | Existing | SF | All | Electric | All | ASHP | HSPF 9, HSPF 10, SEER 14.5, SEER 18 | All | w/o CCS | As is | Any | S46 | Convert eFAF to high efficiency ASHP | Electric FAF w/o CCS | ASHP Conversions | 1205 | 8708538.76 | 57.19% | 1.1468 | 1.522 | 1.5606 | 1390.0829 | 1844.874 | 1891.6301
SF, Existing, ASHP, w/ CCS, HSPF 9/10, SEER 14.5/18, As is Ducts - eFAF | Air-Source Heat Pumps w/o Duct Sealing | Air-Source Heat Pumps w/o Duct Sealing - Conversion | Existing | SF | All | Electric | All | ASHP | HSPF 9, HSPF 10, SEER 14.5, SEER 18 | All | w/ CCS | As is | Any | S47 | Convert eFAF to high efficiency ASHP |  | ASHP Conversions | 0 | 0 | 0% | 0 | 0 | 0
MH, Existing, ASHP, w/ CCS, HSPF 9/10, SEER 14.5/18, As is Ducts - eFAF | Air-Source Heat Pumps w/o Duct Sealing | Air-Source Heat Pumps w/o Duct Sealing - Conversion | Existing | MH | All | Electric | All | ASHP | HSPF 9, HSPF 10, SEER 14.5, SEER 18 | All | w/ CCS | As is | Any | S48 | Convert eFAF to high efficiency ASHP | Electric FAF w/o CCS | ASHP Conversions | 0 | 0 | 0% | 0 | 0 | 0
[21 empty] | 2018 | 2019 | 2020 | 2018 | 2019 | 2020
Commissioning Controls Sizing | TAP | Program Savings Measure | Vintage | Building Type | Climate Zone | Fuel Type | End Use | HVAC Type | Efficiency Level | Building Characteristics | Installation Practices | Duct Sealing | Thermostat | Segmentation Code | What Is Decreasing | Baseline | Model Measure | 2018-2020 IS 2.0 Quantity | 2018-2020 IS 2.0 Savings kWh @ Busbar | IS 2.0 Cell Share of TAP | RCP Savings | RCP Savings | RCP Savings | RCP Units | RCP Units | RCP Units
MH, Existing, ASHP, Any Efficiency Level, w/ CCS | Commissioning Controls Sizing | Commissioning Controls Sizing | Existing | MH | All | Electric | All | ASHP | Any | All | w/ CCS | Any | Any | S12 | w/ out CCS to CCS | No CCS | Commissioning Controls Sizing | 178 | 144834.36 | 30.35% | 0.026875 | 0.0091807 | 0.13188 | 289.3311 | 98.839 | 1419.8229
MH, New or Existing, ASHP, "HSPF 7/7.2/8.2/8.5, SEER 10/13, All", w/ CCS | Commissioning Controls Sizing | Commissioning Controls Sizing | New, Existing | MH | All | Electric | All | ASHP | HSPF 7, HSPF 7.2, HSPF 8.2, HSPF 8.5, SEER 10, SEER 13 | All | w/ CCS | Any | Any | S13 | w/ out CCS to CCS | No CCS | Commissioning Controls Sizing | 0 | 0 | 0% | 0 | 0 | 0
SF, Existing, ASHP, Any Efficiency Level, w/ CCS | Commissioning Controls Sizing | Commissioning Controls Sizing | Existing | SF | All | Electric | All | ASHP | Any | All | w/ CCS | Any | Any | S14 | w/ out CCS to CCS | No CCS | Commissioning Controls Sizing | 0 | 0 | 0% | 0 | 0 | 0
SF, New or Existing, ASHP, "HSPF 7/7.2/8.2/8.5, SEER 10/13, All", w/ CCS | Commissioning Controls Sizing | Commissioning Controls Sizing | New, Existing | SF | All | Electric | All | ASHP | HSPF 7, HSPF 7.2, HSPF 8.2, HSPF 8.5, SEER 10, SEER 13 | All | w/ CCS | Any | Any | S15 | w/ out CCS to CCS | No CCS | Commissioning Controls Sizing | 0 | 0 | 0% | 0 | 0 | 0
SF, New or Existing, ASHP, Any Efficiency Level, w/ CCS | Commissioning Controls Sizing | Commissioning Controls Sizing | New, Existing | SF | All | Electric | All | ASHP | Any | All | w/ CCS | Any | Any | S16 | w/ out CCS to CCS | No CCS | Commissioning Controls Sizing | 458 | 332315.86 | 69.65% | 0.061663 | 0.021065 | 0.30259 | 744.4586 | 254.3161 | 3653.2523
[21 empty] | 2018 | 2019 | 2020 | 2018 | 2019 | 2020
Duct Sealing | TAP | Program Savings Measure | Vintage | Building Type | Climate Zone | Fuel Type | End Use | HVAC Type | Efficiency Level | Building Characteristics | Installation Practices | Duct Sealing | Thermostat | Segmentation Code | What Is Decreasing | Baseline | Model Measure | 2018-2020 IS 2.0 Quantity | 2018-2020 IS 2.0 Savings kWh @ Busbar | IS 2.0 Cell Share of TAP | RCP Savings | RCP Savings | RCP Savings | RCP Units | RCP Units | RCP Units
MH, Existing, Electric Fuel Type, w/o CCS, Tight Ducts | Duct Sealing | Duct Sealing | Existing | MH | All | Electric | Heating | ASHP, eFAF, GSHP | Any | All | w/o CCS | Tight | Any | S17 | Upgrade As Is Duct Sealings | As is ducts w/o CCS | Duct Sealing | 543 | 297040.57 | 21.4% | 0.092988 | 0.040412 | 0.016091 | 1489.0777 | 647.1357 | 257.671
SF, Existing, Electric Fuel Type, w/o CCS, Tight Ducts | Duct Sealing | Duct Sealing | Existing | SF | All | Electric | Heating | ASHP, eFAF, GSHP | Any | All | w/o CCS | Tight | Any | S18 | Upgrade As Is Duct Sealings | As is ducts w/o CCS | Duct Sealing | 922 | 1090840.08 | 78.6% | 0.34149 | 0.14841 | 0.059091 | 2528.4155 | 1098.8197 | 437.5187
SF, Existing, Electric Fuel Type, w CCS, Tight Ducts | Duct Sealing | Duct Sealing | Existing | SF | All | Electric | All | ASHP | Any | All | w/o CCS | Tight | Any | S19 | Upgrade As Is Duct Sealings | As is ducts w/o CCS | Duct Sealing | 0 | 0 | 0% | 0 | 0 | 0
MH, Existing, Electric Fuel Type, w CCS, Tight Ducts | Duct Sealing | Duct Sealing | Existing | MH | All | Electric | All | ASHP | Any | All | w/o CCS | Tight | Any | S20 | Upgrade As Is Duct Sealings | As is ducts w/o CCS | Duct Sealing | 0 | 0 | 0% | 0 | 0 | 0
[21 empty] | 2018 | 2019 | 2020 | 2018 | 2019 | 2020
Ductless Heat Pumps | TAP | Program Savings Measure | Vintage | Building Type | Climate Zone | Fuel Type | End Use | HVAC Type | Efficiency Level | Building Characteristics | Installation Practices | Duct Sealing | Thermostat | Segmentation Code | What Is Decreasing | Baseline | Model Measure | 2018-2020 IS 2.0 Quantity | 2018-2020 IS 2.0 Savings kWh @ Busbar | IS 2.0 Cell Share of TAP | RCP Savings | RCP Savings | RCP Savings | RCP Units | RCP Units | RCP Units
Manufactured Home - New or Existing, DHP - Zonal | Ductless Heat Pumps | Ductless Heat Pumps | Existing | MH | All | Electric | All | DHP | Any | All | w/o CCS | As is | Any | S21 | Convert Zonal to DHP | Zonal Electric | Ductless Heat Pumps | 281 | 679036.82 | 1.53% | 0.086098 | 0.075444 | 0.071668 | 312.1133 | 273.4897 | 259.8025
Single Family - Existing, DHP - Zonal | Ductless Heat Pumps | Ductless Heat Pumps | Existing | SF | All | Electric | All | DHP | Any | All | w/o CCS | As is | Any | S22 | Convert Zonal to DHP | Zonal Electric | Ductless Heat Pumps | 14064 | 32729690.93 | 73.73% | 4.15 | 3.6364 | 3.4544 | 15621.215 | 13688.1128 | 13003.0682
Single Family - New, DHP - Zonal | Ductless Heat Pumps | Ductless Heat Pumps | New | SF | All | Electric | All | DHP | Any | All | w/o CCS | As is | Any | S23 | Convert Zonal to DHP | Zonal Electric | Ductless Heat Pumps | 258 | 542576.42 | 1.222% | 0.068796 | 0.060283 | 0.057266 | 286.5667 | 251.1045 | 238.5375
Manufactured Home - Existing, DHP - Zonal | Ductless Heat Pumps | Ductless Heat Pumps | Existing | MH | All | Electric | All | DHP | Any | All | w/o CCS | As is | Any | S24 | Convert Zonal to DHP | Zonal Electric | Ductless Heat Pumps | 281 | 679036.82 | 1.53% | 0.086098 | 0.075444 | 0.071668 | 312.1133 | 273.4897 | 259.8025
Manufactured Home - New or Existing, DHP - eFAF | Ductless Heat Pumps | Ductless Heat Pumps | Existing | MH | All | Electric | All | DHP | Any | All | w/o CCS | Any | Any | S49 | Convert eFAF to DHP | Electric FAF w/o CCS | Ductless Heat Pumps | 0 | 0 | 0% | 0 | 0 | 0
Single Family - Existing, DHP - eFAF | Ductless Heat Pumps | Ductless Heat Pumps | Existing | SF | All | Electric | All | DHP | Any | All | w/o CCS | Any | Any | S50 | Convert eFAF to DHP | Electric FAF w/o CCS | Ductless Heat Pumps | 1892 | 6449733.48 | 14.53% | 0.81779 | 0.71659 | 0.68073 | 2101.4888 | 1841.4327 | 1749.2751
Manufactured Home - Existing, DHP - eFAF | Ductless Heat Pumps | Ductless Heat Pumps | Existing | MH | All | Electric | All | DHP | Any | All | w/o CCS | Any | Any | S51 | Convert eFAF to DHP | Electric FAF w/o CCS | Ductless Heat Pumps | 633 | 3310349.24 | 7.457% | 0.41974 | 0.36779 | 0.34939 | 703.088 | 616.0819 | 585.249
[21 empty] | 2018 | 2019 | 2020 | 2018 | 2019 | 2020
Ground-Source Heat Pump | TAP | Program Savings Measure | Vintage | Building Type | Climate Zone | Fuel Type | End Use | HVAC Type | Efficiency Level | Building Characteristics | Installation Practices | Duct Sealing | Thermostat | Segmentation Code | What Is Decreasing | Baseline | Model Measure | 2018-2020 IS 2.0 Quantity | 2018-2020 IS 2.0 Savings kWh @ Busbar | IS 2.0 Cell Share of TAP | RCP Savings | RCP Savings | RCP Savings | RCP Units | RCP Units | RCP Units
SF, New or Existing, Electric Fuel Type, GSHP | Ground-Source Heat Pump | Ground-Source Heat Pumps | New, Existing | SF | All | Electric | All | GSHP | Any | All | w/o CCS | Any | Any | S25 | Convert Electric FAF to GSHP | Electric FAF | Ground-Source Heat Pumps | 1 | 5760.34 | 100% | 0.15033 | 0.010525 | 0.0033349 | 228.6195 | 16.0065 | 5.0715
SF, Existing, Electric Fuel Type, GSHP, As Is Duct Sealing | Ground-Source Heat Pumps w/o Duct Sealing | Ground-Source Heat Pumps w/o Duct Sealing | Existing | SF | All | Electric | All | GSHP | Any | All | w/o CCS | As is | Any | S26 | Convert Electric FAF to GSHP | Electric FAF | Ground-Source Heat Pumps | 31 | 222493.23 | 47.22% | 0.013366 | 0.015945 | 0.016025 | 16.3137 | 19.4608 | 19.5586
SF, New, Electric Fuel Type, GSHP, As Is Duct Sealing | Ground-Source Heat Pumps w/o Duct Sealing | Ground-Source Heat Pumps w/o Duct Sealing | New | SF | All | Electric | All | GSHP | Any | All | w/o CCS | As is | Any | S27 | Convert Electric FAF to GSHP | Electric FAF | Ground-Source Heat Pumps | 32 | 248654.92 | 52.78% | 0.014938 | 0.017819 | 0.017909 | 16.84 | 20.0886 | 20.1895
[21 empty] | 2018 | 2019 | 2020 | 2018 | 2019 | 2020
Thermostats | TAP | Program Savings Measure | Vintage | Building Type | Climate Zone | Fuel Type | End Use | HVAC Type | Efficiency Level | Building Characteristics | Installation Practices | Duct Sealing | Thermostat | Segmentation Code | What Is Decreasing | Baseline | Model Measure | 2018-2020 IS 2.0 Quantity | 2018-2020 IS 2.0 Savings kWh @ Busbar | IS 2.0 Cell Share of TAP | RCP Savings | RCP Savings | RCP Savings | RCP Units | RCP Units | RCP Units
MF HR/MR/LR, New or Existing, Electric Fuel Type, Baseline Thermostat | Thermostats | Thermostats | Existing | SF, MF-HR, MF-MR, MF-LR | All | Electric | All | ASHP, eFAF, gFAF, CAC, GSHP, No Cooling | Any | All | Any | Any | Advanced Smart | S28 | Upgrade As Is Thermostats | As is Thermostats | Thermostats | 3111 | 110534.47 | 3.914% | 0.021446 | 0.031109 | 0.040848 | 5287.6429 | 7670.0604 | 10071.1794
SF, Existing, Electric Fuel Type, Smart Thermostat | Thermostats | Thermostats | Existing | SF | All | Electric | All | ASHP, eFAF, gFAF, CAC, GSHP, No Cooling | Any | All | Any | Any | Advanced Smart | S29 | Upgrade As Is Thermostats | As is Thermostats | Thermostats | 515 | 39452.89 | 1.397% | 0.0076549 | 0.011104 | 0.01458 | 875.325 | 1269.7143 | 1667.1994
SF, New or Existing, Electric Fuel Type, Smart Thermostat | Thermostats | Thermostats | Existing | SF | All | Electric | All | ASHP, eFAF, gFAF, CAC, GSHP, No Cooling | Any | All | Any | Any | Advanced Smart | S30 | Upgrade As Is Thermostats | As is Thermostats | Thermostats | 0 | 0 | 0% | 0 | 0 | 0
SF/MF/MH, New or Existing, Electric Fuel Type, ASHP, Smart Thermostat | Thermostats | Thermostats | Existing | SF, MH, MF-HR, MF-MR, MF-LR | All | Electric | All | ASHP | Any | All | Any | Any | Advanced Smart | S31 | Upgrade As Is Thermostats | As is Thermostats | Thermostats | 0 | 0 | 0% | 0 | 0 | 0
SF/MF/MH, New or Existing, Electric Fuel Type, ASHP/VSHP, Smart Thermostat | Thermostats | Thermostats | Existing | SF, MH, MF-HR, MF-MR, MF-LR | All | Electric | All | ASHP | Any | All | Any | Any | Advanced Smart | S32 | Upgrade As Is Thermostats | As is Thermostats | Thermostats | 1733 | 1204918.61 | 42.66% | 0.23378 | 0.33912 | 0.44528 | 2945.5111 | 4272.6502 | 5610.207
SF/MF/MH, New or Existing, Electric Fuel Type, FAF Electric, Smart Thermostat | Thermostats | Thermostats | Existing | SF, MH, MF-HR, MF-MR, MF-LR | All | Electric | All | FAF Electric (heating) ¦ CAC and No cooling (Cooling) | Any | All | w/o CCS | Any | Advanced Smart | S33 | Upgrade As Is Thermostats | As is Thermostats | Thermostats | 3119 | 1469469.4 | 52.03% | 0.28511 | 0.41358 | 0.54305 | 5301.2401 | 7689.7842 | 10097.0776
[21 empty] | 2018 | 2019 | 2020 | 2018 | 2019 | 2020
Variable Speed Heat Pumps | TAP | Program Savings Measure | Vintage | Building Type | Climate Zone | Fuel Type | End Use | HVAC Type | Efficiency Level | Building Characteristics | Installation Practices | Duct Sealing | Thermostat | Segmentation Code | What Is Decreasing | Baseline | Model Measure | 2018-2020 IS 2.0 Quantity | 2018-2020 IS 2.0 Savings kWh @ Busbar | IS 2.0 Cell Share of TAP | RCP Savings | RCP Savings | RCP Savings | RCP Units | RCP Units | RCP Units
SF/MF/MH, New, ASHP - Upgrade | Variable Speed Heat Pumps w/o Duct Sealing | Variable Speed Heat Pumps | New | SF, MH, MF-HR, MF-MR, MF-LR | All | Electric | All | ASHP | HSPF 10, SEER 18 | All | w/o CCS | As is | Any | S34 | Upgrade lower efficiency to highest | lower efficiency ASHP w/o CCS | ASHP Upgrade | 0 | 0 | 0% | 0 | 0 | 0
SF, Existing, ASHP, "All/HSPF 9/10, SEER 14.5/18", w/ CCS, As-is Ducts - Upgrade | Variable Speed Heat Pumps w/o Duct Sealing | Variable Speed Heat Pumps | Existing | SF | All | Electric | All | ASHP | HSPF 10, SEER 18 | All | w/o CCS | As is | Any | S35 | Upgrade lower efficiency to highest | lower efficiency ASHP w/o CCS | ASHP Upgrade | 2453 | 3451087.87 | 31.97% | 0.16136 | 0.18 | 0.14388 | 1004.7027 | 1120.7604 | 895.863
SF, New, ASHP, "All/HSPF 9/10, SEER 14.5/18", w/ CCS, As-is Ducts - Upgrade | Variable Speed Heat Pumps w/o Duct Sealing | Variable Speed Heat Pumps | New | SF | All | Electric | All | ASHP | HSPF 10, SEER 18 | All | w/o CCS | As is | Any | S36 | Upgrade lower efficiency to highest | lower efficiency ASHP w/o CCS | ASHP Upgrade | 154 | 237850.03 | 2.204% | 0.011121 | 0.012406 | 0.0099162 | 63.0755 | 70.3616 | 56.2425
MH, Existing, ASHP, "All/HSPF 9/10, SEER 14.5/18", w/ CCS, As-is Ducts - Upgrade | Variable Speed Heat Pumps w/o Duct Sealing | Variable Speed Heat Pumps | Existing | MH | All | Electric | All | ASHP | HSPF 10, SEER 18 | All | w/o CCS | As is | Any | S37 | Upgrade lower efficiency to highest | lower efficiency ASHP w/o CCS | ASHP Upgrade | 112 | 154714.96 | 1.433% | 0.0072338 | 0.0080694 | 0.0064502 | 45.8731 | 51.1721 | 40.9036
SF, Existing, ASHP, "All/HSPF 9/10, SEER 14.5/18", w/ CCS, As-is Ducts - Upgrade | Variable Speed Heat Pumps w/o Duct Sealing | Variable Speed Heat Pumps | Existing | SF | All | Electric | All | ASHP | HSPF 10, SEER 18 | All | w/o CCS | As is | Any | S38 | Upgrade lower efficiency to highest |  | ASHP Upgrade | 0 | 0 | 0% | 0 | 0 | 0
MH, Existing, ASHP, "All/HSPF 9/10, SEER 14.5/18", w/ CCS, As-is Ducts - Upgrade | Variable Speed Heat Pumps w/o Duct Sealing | Variable Speed Heat Pumps | Existing | MH | All | Electric | All | ASHP | HSPF 10, SEER 18 | All | w/o CCS | As is | Any | S39 | Upgrade lower efficiency to highest |  | ASHP Upgrade | 0 | 0 | 0% | 0 | 0 | 0
SF, New, ASHP, "All/HSPF 9/10, SEER 14.5/18", w/ CCS, As-is Ducts - Upgrade | Variable Speed Heat Pumps w/o Duct Sealing | Variable Speed Heat Pumps | New | SF | All | Electric | All | ASHP | HSPF 10, SEER 18 | All | w/o CCS | As is | Any | S40 | Upgrade lower efficiency to highest |  | ASHP Upgrade | 0 | 0 | 0% | 0 | 0 | 0
SF, Existing, ASHP, "All/HSPF 9/10, SEER 14.5/18", w/ CCS, As-is Ducts - eFAF | Variable Speed Heat Pumps w/o Duct Sealing | Variable Speed Heat Pumps - Conversion | Existing | SF | All | Electric | All | ASHP | HSPF 10, SEER 18 | All | w/o CCS | As is | Any | S52 | Convert eFAF to high efficiency ASHP | Electric FAF w/o CCS | ASHP Conversions | 734 | 5717596.51 | 52.97% | 0.26733 | 0.29821 | 0.23837 | 300.6326 | 335.36 | 268.065
MH, Existing, ASHP, "All/HSPF 9/10, SEER 14.5/18", w/ CCS, As-is Ducts - eFAF | Variable Speed Heat Pumps w/o Duct Sealing | Variable Speed Heat Pumps - Conversion | Existing | MH | All | Electric | All | ASHP | HSPF 10, SEER 18 | All | w/o CCS | As is | Any | S53 | Convert eFAF to high efficiency ASHP | Electric FAF w/o CCS | ASHP Conversions | 143 | 965209.33 | 8.943% | 0.045129 | 0.050342 | 0.04024 | 58.5701 | 65.3358 | 52.2252
SF, Existing, ASHP, "All/HSPF 9/10, SEER 14.5/18", w/ CCS, As-is Ducts - eFAF | Variable Speed Heat Pumps w/o Duct Sealing | Variable Speed Heat Pumps - Conversion | Existing | SF | All | Electric | All | ASHP | HSPF 10, SEER 18 | All | w/ CCS | As is | Any | S54 | Convert eFAF to high efficiency ASHP |  | ASHP Conversions | 0 | 0 | 0% | 0 | 0 | 0
MH, Existing, ASHP, "All/HSPF 9/10, SEER 14.5/18", w/ CCS, As-is Ducts - eFAF | Variable Speed Heat Pumps w/o Duct Sealing | Variable Speed Heat Pumps - Conversion | Existing | MH | All | Electric | All | ASHP | HSPF 10, SEER 18 | All | w/o CCS | As is | Any | S55 | Convert eFAF to high efficiency ASHP | Electric FAF w/o CCS | ASHP Conversions | 0 | 0 | 0% | 0 | 0 | 0
MH, Existing, ASHP, "All/HSPF 9/10, SEER 14.5/18", w/o CCS, As-is Ducts - eFAF | Variable Speed Heat Pumps w/o Duct Sealing | Variable Speed Heat Pumps - Conversion | Existing | MH | All | Electric | All | ASHP | HSPF 10, SEER 19 | All | w/o CCS | As is | Any | S56 | Convert eFAF to high efficiency ASHP | Electric FAF w/o CCS | ASHP Conversions | 7 | 42727.05 | 0.3959% | 0.0019977 | 0.0022285 | 0.0017813 | 2.8671 | 3.1983 | 2.5565
SF, Existing, ASHP, "All/HSPF 9/10, SEER 14.5/18", w/o CCS, As-is Ducts - eFAF | Variable Speed Heat Pumps w/o Duct Sealing | Variable Speed Heat Pumps - Conversion | Existing | SF | All | Electric | All | ASHP | HSPF 10, SEER 20 | All | w/o CCS | As is | Any | S57 | Convert eFAF to high efficiency ASHP | Electric FAF w/o CCS | ASHP Conversions | 32 | 224263.95 | 2.078% | 0.010486 | 0.011697 | 0.0093497 | 13.1066 | 14.6206 | 11.6868
[20 empty] | 1 | 0.50466
TRUE
Note on D12: [Threaded comment] Your version of Excel allows you to read this threaded comment; however, any edits to it will get removed if the file is opened in a newer version of Excel. Learn more: https://go.microsoft.com/fwlink/?linkid=870924 Comment: This line includes both the "Air-Source Heat Pumps" TAP.

## RCP Savings by Funder
RCP Savings by TAP
This tab assembles relevant data from the RCP and organizes it for use in the model cells.
https://rtf.nwcouncil.org/about-rtf/conservation-achievements/2020
Table 1. RCP Savings by TAP and Funder
This table collects data from RCP Data-Measures Tab
| 2016 | 2016 | 2016 | 2016 | 2016 | 2017 | 2017 | 2017 | 2017 | 2017 | 2018 | 2018 | 2018 | 2018 | 2018 | 2019 | 2019 | 2019 | 2019 | 2019 | 2020 | 2020 | 2020 | 2020 | 2020
TAP | EEI Funded kWh@Busbar | Self-Funded kWh@Busbar | IOU Funded kWh@Busbar | Mid-C Funded kWh@Busbar | NEEA Reported kWh@busbar | EEI Funded kWh@Busbar | Self-Funded kWh@Busbar | IOU Funded kWh@Busbar | Mid-C Funded kWh@Busbar | NEEA Reported kWh@busbar | EEI Funded kWh@Busbar | Self-Funded kWh@Busbar | IOU Funded kWh@Busbar | Mid-C Funded kWh@Busbar | NEEA Reported kWh@busbar | EEI Funded kWh@Busbar | Self-Funded kWh@Busbar | IOU Funded kWh@Busbar | Mid-C Funded kWh@Busbar | NEEA Reported kWh@busbar | EEI Funded kWh@Busbar | Self-Funded kWh@Busbar | IOU Funded kWh@Busbar | Mid-C Funded kWh@Busbar | NEEA Reported kWh@busbar
Air Conditioners | 0 | 0 | 29142.0719 | 0 | 282046.033 | 0 | 0 | 16766.4368 | 0 | 366439.7826 | 0 | 0 | 23605.0314 | 0 | 336449.4217 | 0 | 0 | 43261.9873 | 0 | 91374.7025 | 0 | 0 | 232080.9945 | 0 | 260232.0437
Air Sealing | 76049.9984 | 4547.7 | 800050.4229 | 0 | 0 | 50701.54 | 47242.2648 | 1359280.047 | 3670.23 | 0 | 96115.6496 | 5122.92 | 637451.1537 | 2304.54 | 0 | 42073.6068 | 19575.85 | 1529816.5892 | 13962.01 | 0 | 22948.84 | 2850.33 | 1490051.14 | 2656 | 0
Air-Source Heat Pumps | 0 | 0 | 0 | 0 | 0 | 0 | 0 | 0 | 0 | 0 | 0 | 0 | 0 | 0 | 0 | 43462.76 | 2108017.5821 | 0 | 0 | 0 | 0 | 0 | 0 | 0 | 0
Air-Source Heat Pumps w/Duct Sealing | 0 | 0 | 256317.9377 | 0 | 0 | 0 | 0 | 0 | 0 | 0 | 0 | 0 | 0 | 0 | 0 | 0 | 0 | 0 | 0 | 0 | 4050312.979 | 149222.31 | 0 | 0 | 0
Air-Source Heat Pumps w/o Duct Sealing | 6640733.47 | 1126304 | 9699863.4249 | 947104.56 | 0 | 3891669.91 | 1353836.0789 | 8959224.1166 | 657356.7044 | 0 | 4222561.14 | 1562926.8301 | 10581212.7513 | 594016.375 | 0 | 3642791.54 | 1628224.29 | 14234678.6225 | 671773.641 | 0 | 395571.89 | 3434227.5983 | 15790159.8773 | 778638.86 | 0
Commissioning Controls Sizing | 137593.44 | 124192 | 1342306.2394 | 0 | 0 | 39833.87 | 83805.2998 | 1357820.3222 | 0 | 0 | 123522.32 | 65082.5969 | 560267.246 | 0 | 0 | 62774.23 | 102075.8 | 88239.902 | 0 | 0 | 115898.43 | 10912.38 | 3189227.7176 | 0 | 0
Duct Sealing | 3015225.75 | 400586 | 2583450.7578 | 416064.37 | 0 | 969435.7594 | 1381094.0738 | 2588711.1557 | 37377.65 | 0 | 823207.3935 | 156828.9316 | 2688502.4792 | 6374.69 | 0 | 319401.19 | 38312.64 | 1224661.7351 | 1872.46 | 0 | 339366.45 | 20711.17 | 212796.1264 | 936.23 | 0
Ductless Heat Pumps | 22355591.73 | 5749406.45 | 10238783.7025 | 266100 | 7133755.6144 | 11595404.4748 | 5491461.3611 | 13769169.2635 | 161140.65 | 9016105.1041 | 19442052.2293 | 2829456.5958 | 13573259.2414 | 270363.01 | 9457159.7637 | 12187125.47 | 6091536.299 | 11776238.3667 | 264821.83 | 11061140.4498 | 11018927.7653 | 632602.0975 | 7888692.0298 | 190058.84 | 15678996.183
Ground-source Heat Pump | 0 | 0 | 239008.191 | 0 | 0 | 0 | 0 | 99319.977 | 0 | 0 | 0 | 0 | 1249492.736 | 0 | 0 | 0 | 0 | 88312.16 | 0 | 0 | 25452.58 | 0 | 0 | 0 | 0
Ground-Source Heat Pumps w/ Duct Sealing | 0 | 0 | 0 | 0 | 0 | 0 | 0 | 0 | 0 | 0 | 0 | 0 | 0 | 0 | 0 | 0 | 0 | 0 | 0 | 0 | 250872.94 | 0 | 0 | 0 | 0
Ground-Source Heat Pumps w/o Duct Sealing | 972227 | 120389 | 0 | 0 | 0 | 454067.5 | 125452.02 | 0 | 0 | 0 | 209844.48 | 10194.2 | 0 | 0 | 0 | 214476.67 | 48016.25 | 0 | 0 | 0 | 8117.04 | 0 | 0 | 0 | 0
Insulation | 2175327.335 | 559852.99 | 10052538.4138 | 349186.72 | 0 | 1174405.8457 | 687478.1337 | 4092029.826 | 124970.8965 | 0 | 2246979.3088 | 199509.1635 | 3383702.8807 | 86985.41 | 0 | 959192.7289 | 1420492.5122 | 2470537.2759 | 108006.7414 | 0 | 1818324.2088 | 81532.705 | 2048839.7892 | 142246.33 | 0
Interactive HVAC System Improvements | 0 | 0 | 47128.1499 | 0 | 0 | 0 | 0 | 2354.1619 | 0 | 0 | 0 | 0 | 0 | 0 | 0 | 0 | 0 | 0 | 0 | 0 | 0 | 0 | 74051.29 | 0 | 0
Thermostats | 19913.53 | 0 | 406710.8557 | 0 | 0 | 53826.44 | 35233.98 | 1970027.8876 | 89446.91 | 0 | 640290.95 | 130725.0758 | 3559878.9625 | 161729.23 | 0 | 232995.52 | 1110179.2455 | 5226636.8083 | 99741.32 | 0 | 754324.54 | 203613.36 | 6929556.9016 | 78737.98 | 0
Unknown | 1994407.9714 | 0 | 1564253.0085 | 0 | 21368.6447 | 0 | 2968408.6114 | 1664707.7271 | 0 | 133093.7777 | 22072.93 | 1086305.7254 | 2155402.1634 | 37109.1 | 120162.5499 | 383105.01 | 1311487.3122 | 1847844.1377 | 12876 | 168813.3847 | 1070181.3032 | 109.691 | 958020.8674 | 0 | 11152912.3913
Variable Speed Heat Pumps w/o Duct Sealing | 1532258.75 | 159333 | 476401.4909 | 19272.29 | 0 | 2238933.1701 | 610894.7327 | 563476.6603 | 0 | 0 | 2962434.4145 | 555200.93 | 516710.67 | 0 | 0 | 2251216.07 | 980357.28 | 1327541.9728 | 46874.56 | 0 | 3209592.792 | 150352.969 | 7038 | 53452.4 | 0
Windows | 4862450.4953 | 1078708.8875 | 6446806.1792 | 341242.74 | 0 | 2632319.5797 | 1398342.6758 | 6792333.759 | 324342.9036 | 0 | 3758524.1937 | 433035.2664 | 4660040.2092 | 262977.0987 | 0 | 2035207.6837 | 2049418.457 | 3878012.3381 | 222792.7366 | 0 | 3224303.3009 | 407069.9324 | 3218964.2393 | 219845.26 | 0
Table 2. RCP Savings @ Busbar (aMW)
This table converts savings from Table 1 to aMW
| 2016 | 2016 | 2016 | 2016 | 2016 | 2017 | 2017 | 2017 | 2017 | 2017 | 2018 | 2018 | 2018 | 2018 | 2018 | 2019 | 2019 | 2019 | 2019 | 2019 | 2020 | 2020 | 2020 | 2020 | 2020
Convert Table 1 to aMW | EEI Funded kWh@Busbar | Self-Funded kWh@Busbar | IOU Funded kWh@Busbar | Mid-C Funded kWh@Busbar | NEEA Reported kWh@busbar | EEI Funded kWh@Busbar | Self-Funded kWh@Busbar | IOU Funded kWh@Busbar | Mid-C Funded kWh@Busbar | NEEA Reported kWh@busbar | EEI Funded kWh@Busbar | Self-Funded kWh@Busbar | IOU Funded kWh@Busbar | Mid-C Funded kWh@Busbar | NEEA Reported kWh@busbar | EEI Funded kWh@Busbar | Self-Funded kWh@Busbar | IOU Funded kWh@Busbar | Mid-C Funded kWh@Busbar | NEEA Reported kWh@busbar | EEI Funded kWh@Busbar | Self-Funded kWh@Busbar | IOU Funded kWh@Busbar | Mid-C Funded kWh@Busbar | NEEA Reported kWh@busbar
Air Conditioners | 0 | 0 | 0.0033267 | 0 | 0.032197 | 0 | 0 | 0.001914 | 0 | 0.041831 | 0 | 0 | 0.0026946 | 0 | 0.038407 | 0 | 0 | 0.0049386 | 0 | 0.010431 | 0 | 0 | 0.026493 | 0 | 0.029707
Air Sealing | 0.0086815 | 0.00051914 | 0.09133 | 0 | 0 | 0.0057878 | 0.005393 | 0.15517 | 0.00041898 | 0 | 0.010972 | 0.00058481 | 0.072768 | 0.00026308 | 0 | 0.0048029 | 0.0022347 | 0.17464 | 0.0015938 | 0 | 0.0026197 | 0.00032538 | 0.1701 | 0.0003032 | 0
Air-Source Heat Pumps | 0 | 0 | 0 | 0 | 0 | 0 | 0 | 0 | 0 | 0 | 0 | 0 | 0 | 0 | 0 | 0.0049615 | 0.24064 | 0 | 0 | 0 | 0 | 0 | 0 | 0 | 0
Air-Source Heat Pumps w/Duct Sealing | 0 | 0 | 0.02926 | 0 | 0 | 0 | 0 | 0 | 0 | 0 | 0 | 0 | 0 | 0 | 0 | 0 | 0 | 0 | 0 | 0 | 0.46236 | 0.017035 | 0 | 0 | 0
Air-Source Heat Pumps w/o Duct Sealing | 0.75807 | 0.12857 | 1.1073 | 0.10812 | 0 | 0.44425 | 0.15455 | 1.0227 | 0.075041 | 0 | 0.48203 | 0.17842 | 1.2079 | 0.06781 | 0 | 0.41584 | 0.18587 | 1.625 | 0.076686 | 0 | 0.045157 | 0.39204 | 1.8025 | 0.088886 | 0
Commissioning Controls Sizing | 0.015707 | 0.014177 | 0.15323 | 0 | 0 | 0.0045472 | 0.0095668 | 0.155 | 0 | 0 | 0.014101 | 0.0074295 | 0.063957 | 0 | 0 | 0.007166 | 0.011652 | 0.010073 | 0 | 0 | 0.01323 | 0.0012457 | 0.36407 | 0 | 0
Duct Sealing | 0.3442 | 0.045729 | 0.29491 | 0.047496 | 0 | 0.11067 | 0.15766 | 0.29551 | 0.0042669 | 0 | 0.093973 | 0.017903 | 0.30691 | 0.0007277 | 0 | 0.036461 | 0.0043736 | 0.1398 | 0.00021375 | 0 | 0.03874 | 0.0023643 | 0.024292 | 0.00010688 | 0
Ductless Heat Pumps | 2.552 | 0.65632 | 1.1688 | 0.030377 | 0.81436 | 1.3237 | 0.62688 | 1.5718 | 0.018395 | 1.0292 | 2.2194 | 0.323 | 1.5495 | 0.030863 | 1.0796 | 1.3912 | 0.69538 | 1.3443 | 0.030231 | 1.2627 | 1.2579 | 0.072215 | 0.90054 | 0.021696 | 1.7898
Ground-source Heat Pump | 0 | 0 | 0.027284 | 0 | 0 | 0 | 0 | 0.011338 | 0 | 0 | 0 | 0 | 0.14264 | 0 | 0 | 0 | 0 | 0.010081 | 0 | 0 | 0.0029055 | 0 | 0 | 0 | 0
Ground-Source Heat Pumps w/ Duct Sealing | 0 | 0 | 0 | 0 | 0 | 0 | 0 | 0 | 0 | 0 | 0 | 0 | 0 | 0 | 0 | 0 | 0 | 0 | 0 | 0 | 0.028638 | 0 | 0 | 0 | 0
Ground-Source Heat Pumps w/o Duct Sealing | 0.11098 | 0.013743 | 0 | 0 | 0 | 0.051834 | 0.014321 | 0 | 0 | 0 | 0.023955 | 0.0011637 | 0 | 0 | 0 | 0.024484 | 0.0054813 | 0 | 0 | 0 | 0.0009266 | 0 | 0 | 0 | 0
Insulation | 0.24833 | 0.06391 | 1.1476 | 0.039861 | 0 | 0.13406 | 0.078479 | 0.46713 | 0.014266 | 0 | 0.2565 | 0.022775 | 0.38627 | 0.0099298 | 0 | 0.1095 | 0.16216 | 0.28202 | 0.01233 | 0 | 0.20757 | 0.0093074 | 0.23389 | 0.016238 | 0
Interactive HVAC System Improvements | 0 | 0 | 0.0053799 | 0 | 0 | 0 | 0 | 0.00026874 | 0 | 0 | 0 | 0 | 0 | 0 | 0 | 0 | 0 | 0 | 0 | 0 | 0 | 0 | 0.0084533 | 0 | 0
Thermostats | 0.0022732 | 0 | 0.046428 | 0 | 0 | 0.0061446 | 0.0040221 | 0.22489 | 0.010211 | 0 | 0.073093 | 0.014923 | 0.40638 | 0.018462 | 0 | 0.026598 | 0.12673 | 0.59665 | 0.011386 | 0 | 0.08611 | 0.023244 | 0.79105 | 0.0089884 | 0
Unknown | 0.22767 | 0 | 0.17857 | 0 | 0.0024393 | 0 | 0.33886 | 0.19004 | 0 | 0.015193 | 0.0025197 | 0.12401 | 0.24605 | 0.0042362 | 0.013717 | 0.043733 | 0.14971 | 0.21094 | 0.0014699 | 0.019271 | 0.12217 | 1.2522e-05 | 0.10936 | 0 | 1.2732
Variable Speed Heat Pumps w/o Duct Sealing | 0.17492 | 0.018189 | 0.054384 | 0.0022 | 0 | 0.25559 | 0.069737 | 0.064324 | 0 | 0 | 0.33818 | 0.063379 | 0.058985 | 0 | 0 | 0.25699 | 0.11191 | 0.15155 | 0.005351 | 0 | 0.36639 | 0.017164 | 0.00080342 | 0.0061019 | 0
Windows | 0.55507 | 0.12314 | 0.73594 | 0.038955 | 0 | 0.30049 | 0.15963 | 0.77538 | 0.037025 | 0 | 0.42906 | 0.049433 | 0.53197 | 0.03002 | 0 | 0.23233 | 0.23395 | 0.4427 | 0.025433 | 0 | 0.36807 | 0.046469 | 0.36746 | 0.025096 | 0
Table 3. Comparison of IS 2.0 and RCP Savings @ Busbar
This table compares BPA savings in the RCP to savings contained in the BPA IS 2.0 database. Inconsistencies between the RCP and IS 2.0 occur when utilities report savings to BPA after BPA has reported the cumulative savings to the RCP or when utilities report savings to the RCP that were not reported to BPA.
Calculate late reported IS 2.0 Savings (Busbar) | 2016 | 2016 | 2016 | 2017 | 2017 | 2017 | 2018 | 2018 | 2018 | 2019 | 2019 | 2019 | 2020 | 2020 | 2020
| IS 2.0 Reported Savings | RCP Reported BPA Savings | Difference | IS 2.0 Reported Savings | RCP Reported BPA Savings | Difference | IS 2.0 Reported Savings | RCP Reported BPA Savings | Difference | IS 2.0 Reported Savings | RCP Reported BPA Savings | Difference | IS 2.0 Reported Savings | RCP Reported BPA Savings | Difference
Air Conditioners | 0 | 0 | 0 | 0 | 0 | 0 | 0 | 0 | 0 | 0 | 0 | 0 | 0 | 0 | 0
Air Sealing | 0.0095304 | 0.0092007 | 0.00032979 | 0.01133 | 0.011181 | 0.00014874 | 0.012007 | 0.011557 | 0.00045002 | 0.0070376 | 0.0070376 | -1.0524e-08 | 0.0029451 | 0.0029451 | -3.9306e-09
Air-Source Heat Pumps | 0 | 0 | 0 | 0 | 0 | 0 | 0 | 0 | 0 | 0.021394 | 0.2456 | -0.22421 | 0.048826 | 0 | 0.048826
Air-Source Heat Pumps w/Duct Sealing | 0 | 0 | 0 | 0 | 0 | 0 | 0 | 0 | 0 | 0 | 0 | 0 | 0.4794 | 0.4794 | -5.4094e-08
Air-Source Heat Pumps w/o Duct Sealing | 0.9379 | 0.88665 | 0.051247 | 0.61181 | 0.5988 | 0.013004 | 0.60112 | 0.66044 | -0.059326 | 0.59401 | 0.60171 | -0.0077006 | 0.0044714 | 0.43719 | -0.43272
Commissioning Controls Sizing | 0.030197 | 0.029884 | 0.00031329 | 0.014963 | 0.014114 | 0.00084937 | 0.021338 | 0.02153 | -0.00019249 | 0.018896 | 0.018818 | 7.755e-05 | 0.014476 | 0.014476 | -8.463e-09
Duct Sealing | 0.39096 | 0.38993 | 0.0010272 | 0.26953 | 0.26833 | 0.0012047 | 0.11046 | 0.11188 | -0.0014167 | 0.040835 | 0.040835 | -2.86e-08 | 0.041105 | 0.041105 | -2.9142e-08
Ductless Heat Pumps | 3.3195 | 3.2083 | 0.11114 | 2.0106 | 1.9506 | 0.060064 | 2.7747 | 2.5424 | 0.2323 | 2.0124 | 2.0866 | -0.074212 | 1.3699 | 1.3301 | 0.03984
Ground-source Heat Pump | 0 | 0 | 0 | 0 | 0 | 0 | 0.0025197 | 0 | 0.0025197 | 0 | 0 | 0 | 0.0029055 | 0.0029055 | -6.21e-11
Ground-Source Heat Pumps w/ Duct Sealing | 0 | 0 | 0 | 0 | 0 | 0 | 0 | 0 | 0 | 0 | 0 | 0 | 0.028638 | 0.028638 | -2.0703e-09
Ground-Source Heat Pumps w/o Duct Sealing | 0.12473 | 0.12473 | -5.9813e-09 | 0.064456 | 0.066155 | -0.0016995 | 0.027329 | 0.025119 | 0.0022103 | 0.032339 | 0.029965 | 0.0023742 | 0.0009266 | 0.0009266 | -3.9726e-11
Insulation | 0.31922 | 0.31224 | 0.0069858 | 0.2212 | 0.21254 | 0.0086565 | 0.29102 | 0.27928 | 0.011744 | 0.21413 | 0.27165 | -0.057526 | 0.23734 | 0.21688 | 0.020465
Interactive HVAC System Improvements | 0.0010669 | 0 | 0.0010669 | 0 | 0 | 0 | 0 | 0 | 0 | 0.038563 | 0 | 0.038563 | 0 | 0 | 0
Thermostats | 0.0022732 | 0.0022732 | -1.8183e-09 | 0.014296 | 0.010167 | 0.0041288 | 0.10428 | 0.088016 | 0.016268 | 0.12123 | 0.15333 | -0.032101 | 0.10935 | 0.10935 | -4.7853e-08
Unknown | 0 | 0.22767 |  | 0 | 0.33886 |  | 0 | 0.12653 |  | 0 | 0.19345 |  | 0 | 0.12218
Variable Speed Heat Pumps w/o Duct Sealing | 0.20381 | 0.1931 | 0.010709 | 0.33025 | 0.32532 | 0.0049268 | 0.42829 | 0.40156 | 0.026733 | 0.3823 | 0.3689 | 0.013398 | 0.38515 | 0.38356 | 0.0015974
Windows | 0.69092 | 0.67821 | 0.012701 | 0.47235 | 0.46012 | 0.012226 | 0.50762 | 0.47849 | 0.029135 | 0.43766 | 0.46628 | -0.028619 | 0.39028 | 0.41454 | -0.024265
Grand Total | 6.0301 | 6.0622 | 0.19552 | 4.0208 | 4.2561 | 0.10351 | 4.8807 | 4.7468 | 0.26042 | 3.9208 | 4.4842 | -0.36995 | 3.1157 | 3.5842 | -0.34626
These cells have hard-coded values as they reference confidential BPA Program Data.
Table 4. Total Program Savings (aMW)
This table calculates total savings excluding Unknown and Interactive TAPs and the TAP share of total, and also adds additional savings for each TAP when savings reported in IS 2.0 exceed those reported to RCP.
| 2016 | 2016 | 2017 | 2017 | 2018 | 2018 | 2019 | 2019 | 2020 | 2020
| Savings (aMW) | TAP share of total (%) | Savings (aMW) | TAP share of total (%) | Savings (aMW) | TAP share of total (%) | Savings (aMW) | TAP share of total (%) | Savings (aMW) | TAP share of total (%)
Air Conditioners | 0.035524 | 0.296% | 0.043745 | 0.4375% | 0.041102 | 0.3754% | 0.015369 | 0.146% | 0.0562 | 0.5488%
Air Sealing | 0.10086 | 0.8403% | 0.16692 | 1.669% | 0.085038 | 0.7768% | 0.18327 | 1.741% | 0.17335 | 1.693%
Air-Source Heat Pumps | 0 | 0% | 0 | 0% | 0 | 0% | 0.2456 | 2.334% | 0.048826 | 0.4768%
Air-Source Heat Pumps w/Duct Sealing | 0.02926 | 0.2438% | 0 | 0% | 0 | 0% | 0 | 0% | 0.4794 | 4.681%
Air-Source Heat Pumps w/o Duct Sealing | 2.1533 | 17.94% | 1.7096 | 17.1% | 1.9362 | 17.69% | 2.3034 | 21.89% | 2.3286 | 22.74%
Commissioning Controls Sizing | 0.18343 | 1.528% | 0.16997 | 1.7% | 0.085488 | 0.7809% | 0.028969 | 0.2752% | 0.37854 | 3.696%
Duct Sealing | 0.73337 | 6.11% | 0.56931 | 5.694% | 0.41951 | 3.832% | 0.18085 | 1.718% | 0.065503 | 0.6396%
Ductless Heat Pumps | 5.333 | 44.43% | 4.6301 | 46.31% | 5.4346 | 49.64% | 4.7238 | 44.88% | 4.082 | 39.86%
Ground-source Heat Pump | 0.027284 | 0.2273% | 0.011338 | 0.1134% | 0.14516 | 1.326% | 0.010081 | 0.09579% | 0.0029055 | 0.02837%
Ground-Source Heat Pumps w/ Duct Sealing | 0 | 0% | 0 | 0% | 0 | 0% | 0 | 0% | 0.028638 | 0.2796%
Ground-Source Heat Pumps w/o Duct Sealing | 0.12473 | 1.039% | 0.066155 | 0.6617% | 0.027329 | 0.2496% | 0.032339 | 0.3073% | 0.0009266 | 0.009048%
Insulation | 1.5066 | 12.55% | 0.70259 | 7.027% | 0.68722 | 6.277% | 0.56601 | 5.378% | 0.48747 | 4.76%
Interactive HVAC System Improvements | 0.0064468 |  | 0.00026874 |  | 0 |  | 0.038563 |  | 0.0084533
Thermostats | 0.048701 | 0.4058% | 0.2494 | 2.494% | 0.52912 | 4.833% | 0.76136 | 7.234% | 0.90939 | 8.88%
Unknown | 0.40868 |  | 0.54409 |  | 0.39053 |  | 0.42513 |  | 1.5047
Variable Speed Heat Pumps w/o Duct Sealing | 0.2604 | 2.17% | 0.39457 | 3.946% | 0.48727 | 4.451% | 0.5392 | 5.123% | 0.39206 | 3.828%
Windows | 1.4658 | 12.21% | 1.2848 | 12.85% | 1.0696 | 9.77% | 0.93441 | 8.878% | 0.8071 | 7.881%
Grand Total | 12.4174 | 100% | 10.5428 | 100% | 11.3382 | 100% | 10.9884 | 100% | 11.7541 | 100%
Total - Unknown and Interactive Excluded | 12.0023 |  | 9.9984 |  | 10.9476 |  | 10.5247 |  | 10.2409
Table 5. Total TAP savings
This Table distributes "Unknown" and "Interactive" savings to other TAPs by share of total
| 2016 | 2017 | 2018 | 2019 | 2020
Air Conditioners | 0.036752 | 0.046127 | 0.042568 | 0.016047 | 0.064504
Air Sealing | 0.10435 | 0.17601 | 0.088072 | 0.19134 | 0.19896
Air-Source Heat Pumps | 0 | 0 | 0 | 0.25642 | 0.056041
Air-Source Heat Pumps w/Duct Sealing | 0.030272 | 0 | 0 | 0 | 0.55023
Air-Source Heat Pumps w/o Duct Sealing | 2.2278 | 1.8027 | 2.0052 | 2.4048 | 2.6727
Commissioning Controls Sizing | 0.18977 | 0.17922 | 0.088537 | 0.030245 | 0.43448
Duct Sealing | 0.75874 | 0.60031 | 0.43448 | 0.18882 | 0.075182
Ductless Heat Pumps | 5.5175 | 4.8822 | 5.6285 | 4.932 | 4.6851
Ground-source Heat Pump | 0.028228 | 0.011955 | 0.15033 | 0.010525 | 0.0033349
Ground-Source Heat Pumps w/ Duct Sealing | 0 | 0 | 0 | 0 | 0.03287
Ground-Source Heat Pumps w/o Duct Sealing | 0.12904 | 0.069757 | 0.028304 | 0.033764 | 0.0010635
Insulation | 1.5587 | 0.74085 | 0.71174 | 0.59094 | 0.55949
Interactive HVAC System Improvements
Thermostats | 0.050386 | 0.26297 | 0.548 | 0.79491 | 1.0438
Unknown
Variable Speed Heat Pumps w/o Duct Sealing | 0.2694 | 0.41606 | 0.50466 | 0.56295 | 0.44999
Windows | 1.5165 | 1.3547 | 1.1078 | 0.97558 | 0.92635
Grand Total | 12.4174 | 10.5428 | 11.3382 | 10.9884 | 11.7541
Table 6. QC for BPA Representation
This Table checks BPA's "Representativeness" of Region by looking for "Large Saver" TAPs where the TAP is greater than 1 aMW
| 2016 | 2016 | 2016 | 2016 | 2016 | 2017 | 2017 | 2017 | 2017 | 2017 | 2018 | 2018 | 2018 | 2018 | 2018 | 2019 | 2019 | 2019 | 2019 | 2019 | 2020 | 2020 | 2020 | 2020 | 2020 |  |  | Average
Convert Table 1 to aMW | EEI Funded kWh@Busbar | Self-Funded kWh@Busbar | Total Regional kWh@Busbar | BPA Share of Total | Share of Total | EEI Funded kWh@Busbar | Self-Funded kWh@Busbar | Total Regional kWh@Busbar | BPA Share of Total | Share of Total | EEI Funded kWh@Busbar | Self-Funded kWh@Busbar | Total Regional kWh@Busbar | BPA Share of Total | Share of Total | EEI Funded kWh@Busbar | Self-Funded kWh@Busbar | Total Regional kWh@Busbar | BPA Share of Total | Share of Total | EEI Funded kWh@Busbar | Self-Funded kWh@Busbar | Total Regional kWh@Busbar | BPA Share of Total | Share of Total | EEI Funded kWh@Busbar | Self-Funded kWh@Busbar | Total Regional kWh@Busbar | BPA Share of Total | Share of Total
Air Conditioners | 0 | 0 | 311188.1049 | 0% | 0.2907% | 0 | 0 | 383206.2195 | 0% | 0.3579% | 0 | 0 | 360054.4531 | 0% | 0.3363% | 0 | 0 | 134636.6898 | 0% | 0.1258% | 0 | 0 | 492313.0382 | 0% | 0.4598% | 0 | 0 | 336279.7011 | 0% | 0.3141%
Air Sealing | 76049.9984 | 4547.7 | 880648.1213 | 9.152% | 0.8225% | 50701.54 | 47242.2648 | 1460894.0819 | 6.704% | 1.365% | 96115.6496 | 5122.92 | 740994.2633 | 13.66% | 0.6921% | 42073.6068 | 19575.85 | 1605428.056 | 3.84% | 1.5% | 22948.84 | 2850.33 | 1518506.31 | 1.699% | 1.418% | 57577.927 | 15867.813 | 1241294.1665 | 5.917% | 1.159%
Air-Source Heat Pumps | 0 | 0 | 0 |  | 0% | 0 | 0 | 0 |  | 0% | 0 | 0 | 0 |  | 0% | 43462.76 | 2108017.5821 | 2151480.3421 | 100% | 2.01% | 0 | 0 | 0 |  | 0% | 8692.552 | 421603.5164 | 430296.0684 | 100% | 0.4019%
Air-Source Heat Pumps w/Duct Sealing | 0 | 0 | 256317.9377 | 0% | 0.2394% | 0 | 0 | 0 |  | 0% | 0 | 0 | 0 |  | 0% | 0 | 0 | 0 |  | 0% | 4050312.979 | 149222.31 | 4199535.289 | 100% | 3.922% | 810062.5958 | 29844.462 | 891170.6453 | 94.25% | 0.8324%
Air-Source Heat Pumps w/o Duct Sealing | 6640733.47 | 1126304 | 18414005.4549 | 42.18% | 17.2% | 3891669.91 | 1353836.0789 | 14862086.8099 | 35.29% | 13.88% | 4222561.14 | 1562926.8301 | 16960717.0964 | 34.11% | 15.84% | 3642791.54 | 1628224.29 | 20177468.0935 | 26.12% | 18.85% | 395571.89 | 3434227.5983 | 20398598.2256 | 18.77% | 19.05% | 3758665.59 | 1821103.7595 | 18162575.136 | 30.72% | 16.96%
Commissioning Controls Sizing | 137593.44 | 124192 | 1604091.6794 | 16.32% | 1.498% | 39833.87 | 83805.2998 | 1481459.4921 | 8.346% | 1.384% | 123522.32 | 65082.5969 | 748872.1629 | 25.19% | 0.6995% | 62774.23 | 102075.8 | 253089.932 | 65.13% | 0.2364% | 115898.43 | 10912.38 | 3316038.5276 | 3.824% | 3.097% | 95924.458 | 77213.6153 | 1480710.3588 | 11.69% | 1.383%
Duct Sealing | 3015225.75 | 400586 | 6415326.8778 | 53.24% | 5.992% | 969435.7594 | 1381094.0738 | 4976618.639 | 47.23% | 4.648% | 823207.3935 | 156828.9316 | 3674913.4943 | 26.67% | 3.432% | 319401.19 | 38312.64 | 1584248.0251 | 22.58% | 1.48% | 339366.45 | 20711.17 | 573809.9764 | 62.75% | 0.536% | 1093327.3086 | 399506.5631 | 3444983.4025 | 43.33% | 3.218%
Ductless Heat Pumps | 22355591.73 | 5749406.45 | 45743637.4969 | 61.44% | 42.73% | 11595404.4748 | 5491461.3611 | 40033280.8536 | 42.68% | 37.39% | 19442052.2293 | 2829456.5958 | 31612825.5327 | 70.45% | 29.53% | 12187125.47 | 6091536.299 | 30294856.4791 | 60.34% | 28.3% | 11018927.7653 | 632602.0975 | 32837105.8779 | 35.48% | 30.67% | 15319820.3339 | 4158892.5607 | 36104341.248 | 53.95% | 33.72%
Ground-source Heat Pump | 0 | 0 | 239008.191 | 0% | 0.2232% | 0 | 0 | 99319.977 | 0% | 0.09277% | 0 | 0 | 1249492.736 | 0% | 1.167% | 0 | 0 | 88312.16 | 0% | 0.08249% | 25452.58 | 0 | 25452.58 | 100% | 0.02377% | 5090.516 | 0 | 340317.1288 | 1.496% | 0.3179%
Ground-Source Heat Pumps w/ Duct Sealing | 0 | 0 | 0 |  | 0% | 0 | 0 | 0 |  | 0% | 0 | 0 | 0 |  | 0% | 0 | 0 | 0 |  | 0% | 250872.94 | 0 | 250872.94 | 100% | 0.2343% | 50174.588 | 0 | 50174.588 | 100% | 0.04686%
Ground-Source Heat Pumps w/o Duct Sealing | 972227 | 120389 | 1092616 | 100% | 1.021% | 454067.5 | 125452.02 | 579519.52 | 100% | 0.5413% | 209844.48 | 10194.2 | 220038.68 | 100% | 0.2055% | 214476.67 | 48016.25 | 262492.92 | 100% | 0.2452% | 8117.04 | 0 | 8117.04 | 100% | 0.007581% | 371746.538 | 60810.294 | 432556.832 | 100% | 0.404%
Insulation | 2175327.335 | 559852.99 | 13136905.4588 | 20.82% | 12.27% | 1174405.8457 | 687478.1337 | 6078884.7019 | 30.63% | 5.678% | 2246979.3088 | 199509.1635 | 5917176.763 | 41.35% | 5.527% | 959192.7289 | 1420492.5122 | 4958229.2583 | 47.99% | 4.631% | 1818324.2088 | 81532.705 | 4090943.0329 | 46.44% | 3.821% | 1674845.8854 | 589773.1009 | 6836427.843 | 33.13% | 6.385%
Interactive HVAC System Improvements | 0 | 0 | 47128.1499 | 0% | 0.04402% | 0 | 0 | 2354.1619 | 0% | 0.002199% | 0 | 0 | 0 |  | 0% | 0 | 0 | 0 |  | 0% | 0 | 0 | 74051.29 | 0% | 0.06917% | 0 | 0 | 24706.7204 | 0% | 0.02308%
Thermostats | 19913.53 | 0 | 426624.3857 | 4.668% | 0.3985% | 53826.44 | 35233.98 | 2148535.2176 | 4.145% | 2.007% | 640290.95 | 130725.0758 | 4492624.2183 | 17.16% | 4.196% | 232995.52 | 1110179.2455 | 6669552.8938 | 20.14% | 6.23% | 754324.54 | 203613.36 | 7966232.7816 | 12.02% | 7.441% | 340270.196 | 295950.3323 | 4340713.8994 | 14.66% | 4.054%
Unknown | 1994407.9714 | 0 | 3580029.6246 | 55.71% | 3.344% | 0 | 2968408.6114 | 4766210.1162 | 62.28% | 4.452% | 22072.93 | 1086305.7254 | 3421052.4687 | 32.4% | 3.195% | 383105.01 | 1311487.3122 | 3724125.8446 | 45.5% | 3.478% | 1070181.3032 | 109.691 | 13181224.2529 | 8.12% | 12.31% | 693953.4429 | 1073262.268 | 5734528.4614 | 30.82% | 5.356%
Variable Speed Heat Pumps w/o Duct Sealing | 1532258.75 | 159333 | 2187265.5309 | 77.34% | 2.043% | 2238933.1701 | 610894.7327 | 3413304.5632 | 83.49% | 3.188% | 2962434.4145 | 555200.93 | 4034346.0145 | 87.19% | 3.768% | 2251216.07 | 980357.28 | 4605989.8828 | 70.16% | 4.302% | 3209592.792 | 150352.969 | 3420436.161 | 98.23% | 3.195% | 2438887.0393 | 491227.7823 | 3532268.4305 | 82.95% | 3.299%
Windows | 4862450.4953 | 1078708.8875 | 12729208.3019 | 46.67% | 11.89% | 2632319.5797 | 1398342.6758 | 11147338.918 | 36.16% | 10.41% | 3758524.1937 | 433035.2664 | 9114576.768 | 45.99% | 8.513% | 2035207.6837 | 2049418.457 | 8185431.2153 | 49.9% | 7.645% | 3224303.3009 | 407069.9324 | 7070182.7325 | 51.36% | 6.604% | 3302561.0506 | 1073315.0438 | 9649347.5872 | 45.35% | 9.013%
Total | 43781779.4701 | 9323320.0275 | 107064001.3158 |  |  | 23100598.0897 | 14183249.2322 | 91433013.2717 |  |  | 34547605.0094 | 7034388.2355 | 82547684.6512 |  |  | 22373822.4794 | 16907693.5179 | 84695341.7924 |  |  | 26304195.0591 | 5093204.5432 | 99423420.0558 |  |  | 30021600.0215 | 10508371.1112 | 93032692.2174
Envelope Summary | 7113827.8287 | 1643109.5775 | 26746761.882 | 32.74% | 24.98% | 3857426.9653 | 2133063.0743 | 18687117.7018 | 32.06% | 20.44% | 6101619.1521 | 637667.3498 | 15772747.7943 | 42.73% | 19.11% | 3036474.0194 | 3489486.8191 | 14749088.5296 | 44.25% | 13.78% | 5065576.3496 | 491452.9674 | 12679632.0755 | 43.83% | 11.84%
| BPA kWh @Busbar | Total Regional kWh@Busbar | BPA Share of Total
Envelope - All Years | 33569704.1031 | 88635347.9833 | 37.87%

## Savings per Unit (2021)
Savings Per Unit
This tab assembles cell savings and quantity values from BPA IS2.0 and calculates savings per unit | [24 empty] | These cells have hard-coded values as they reference confidential BPA Program Data.
[25 empty] | 2018 | 2018 |  | 2019 | 2019 |  | 2020 | 2020
| Duct Sealing Measure | CCS Measure? | TAP | Program Savings Measure Mapping | Program Savings Measure | Vintage | Building Type | Climate Zone | Fuel Type | End Use | HVAC Type | Efficiency Level | Building Characteristics | Installation Practices | Duct Sealing | Thermostat | Segmentation Code | What Is Decreasing | Baseline | Model Measure | Notes | 2016/2017 Quantity | 2016/2017 kWh | 2016/2017 kWh/Unit | 2018 Quantity | 2018 kWh | 2018 kWh/Unit | 2019 Quantity | 2019 kWh | 2019 kWh/Unit | 2020 Quantity | 2020 kWh | 2020 kWh/Unit | 2018-2020 Quantity | 2018-2020 kWh | 2016-2017 kWh/Unit | 2018-2020 kWh/Unit
| No | w/o CCS | Envelope Measures | Air Sealing, Insulation, & Windows | Envelope Measures | Existing | SF | All | Electric | All | Any | All | Full Upgrade | Any | Any | Any | S1 | Upgrade As Is Building Characteristics | As is Building Characteristics | Envelope Measures | Copied from "Envelope Measures" workbook
| No | w/o CCS | Air Conditioner | Any Building Type, Cooling, RAC/PAC/PTAC | Air Conditioner | New, Existing | SF, MH, MF-HR, MF-MR, MF-LR | All | Any | Cooling | RAC/PAC/PTAC | All | All | Any | Any | Any | S2 |  |  | Air Conditioners | Will be excluded from the model
| Yes | w/ CCS | Air-Source Heat Pumps w/ Duct Sealing | MH, Existing, ASHP, w/ CCS, HSPF 9/10, SEER 14.5/18, Tight Ducts - Upgrade | Air-Source Heat Pumps w/ Duct Sealing | Existing | MH | All | Electric | All | ASHP | HSPF 9, SEER 14.5 | All | w/o CCS | As is | Any | S3 | Upgrade lower efficiency to second highest | lower efficiency ASHP w/o CCS and As is ducts | ASHP Upgrade | No quantities after updating baselines, moved to S43 | #N/A | #N/A |  | 0 | 0 | 0 | 0 | 0 | 0 | 0 | 0 | 0 | 0 | 0
| No | w/o CCS | Air-Source Heat Pumps w/o Duct Sealing | MH or SF, New or Existing, ASHP, HSPF 9/10, SEER 14.5/18, As is Ducts - Upgrade | Air-Source Heat Pumps w/o Duct Sealing | New, Existing | MH, SF | All | Electric | All | ASHP | HSPF 9, SEER 14.5 | All | w/o CCS | As is | Any | S4 | Upgrade lower efficiency to second highest | lower efficiency ASHP w/o CCS | ASHP Upgrade | No quantities after updating baselines, moved to S44 | 0 | 0 |  | 0 | 0 |  | 0 | 0 |  | 0 | 0 |  | 0 | 0
| No | w/ CCS | Air-Source Heat Pumps w/o Duct Sealing | MH, Existing, ASHP, w/ CCS, HSPF 9/10, SEER 14.5/18, As is Ducts - Upgrade | Air-Source Heat Pumps w/o Duct Sealing | Existing | MH | All | Electric | All | ASHP | HSPF 9, SEER 14.5 | All | w/o CCS | As is | Any | S5 | Upgrade lower efficiency to second highest | lower efficiency ASHP w/o CCS | ASHP Upgrade |  | 311 | 377193.7 | 1212.8415 | 115 | 102373.31 | 890.2027 | 141 | 123741.79 | 877.6013 | 108 | 98023.26 | 907.6228 | 364 | 324138.36 | 1212.8415 | 890.49
| No | w/ CCS | Air-Source Heat Pumps w/o Duct Sealing | MH, New, ASHP, w/ CCS, HSPF 9/10, SEER 14.5/18, As is Ducts - Upgrade | Air-Source Heat Pumps w/o Duct Sealing | New | MH | All | Electric | All | ASHP | HSPF 9, SEER 14.5 | All | w/o CCS | As is | Any | S6 | Upgrade lower efficiency to second highest | lower efficiency ASHP w/o CCS | ASHP Upgrade |  | 3 | 4285 | 1428.3333 | 0 | 0 | 0 | 0 | 0 | 0 | 0 | 0 | 0 | 0 | 0 | 1428.3333 | 0
| No | w/ CCS | Air-Source Heat Pumps w/o Duct Sealing | SF, Existing, ASHP, w/ CCS, HSPF 9/10, SEER 14.5/18, As is Ducts - Upgrade | Air-Source Heat Pumps w/o Duct Sealing | Existing | SF | All | Electric | All | ASHP | HSPF 9, SEER 14.5 | All | w/o CCS | As is | Any | S7 | Upgrade lower efficiency to second highest | lower efficiency ASHP w/o CCS | ASHP Upgrade |  | 2601 | 3217931.43 | 1237.1901 | 1111 | 907618.57 | 816.9384 | 1059 | 866308.13 | 818.0436 | 1007 | 823287.13 | 817.5642 | 3177 | 2597213.83 | 1237.1901 | 817.5051
| No | w/ CCS | Air-Source Heat Pumps w/o Duct Sealing | SF, New, ASHP, w/ CCS, HSPF 9/10, SEER 14.5/18, As is Ducts - Upgrade | Air-Source Heat Pumps w/o Duct Sealing | New | SF | All | Electric | All | ASHP | HSPF 9, SEER 14.5 | All | w/o CCS | As is | Any | S8 | Upgrade lower efficiency to second highest | lower efficiency ASHP w/o CCS | ASHP Upgrade |  | 369 | 705107.62 | 1910.8608 | 162 | 161761.87 | 998.5301 | 191 | 185583.67 | 971.6423 | 113 | 106202.51 | 939.8452 | 466 | 453548.05 | 1910.8608 | 973.2791
| No | w/ CCS | Air-Source Heat Pumps w/o Duct Sealing | SF, Existing, ASHP, w/ CCS, HSPF 9/10, SEER 14.5/18, As is Ducts - Upgrade | Air-Source Heat Pumps w/o Duct Sealing | Existing | SF | All | Electric | All | ASHP | HSPF 9, SEER 14.5 | All | w/ CCS | As is | Any | S9 | Upgrade lower efficiency to second highest |  | ASHP Upgrade |  |  |  |  | 0 | 0 | 0 | 0 | 0 | 0 | 0 | 0 | 0 | 0 | 0 | 0 | 0
| No | w/ CCS | Air-Source Heat Pumps w/o Duct Sealing | MH, Existing, ASHP, w/ CCS, HSPF 9/10, SEER 14.5/18, As is Ducts - Upgrade | Air-Source Heat Pumps w/o Duct Sealing | Existing | MH | All | Electric | All | ASHP | HSPF 9, SEER 14.5 | All | w/ CCS | As is | Any | S10 | Upgrade lower efficiency to second highest |  | ASHP Upgrade |  |  |  |  | 0 | 0 | 0 | 0 | 0 | 0 | 0 | 0 | 0 | 0 | 0 | 0 | 0
| No | w/ CCS | Air-Source Heat Pumps w/o Duct Sealing | SF, New, ASHP, w/ CCS, HSPF 9/10, SEER 14.5/18, As is Ducts - Upgrade | Air-Source Heat Pumps w/o Duct Sealing | New | SF | All | Electric | All | ASHP | HSPF 9, SEER 14.5 | All | w/ CCS | As is | Any | S11 | Upgrade lower efficiency to second highest |  | ASHP Upgrade |  |  |  |  | 0 | 0 | 0 | 0 | 0 | 0 | 0 | 0 | 0 | 0 | 0 | 0 | 0
| No | w/ CCS | Commissioning Controls Sizing | MH, Existing, ASHP, Any Efficiency Level, w/ CCS | Commissioning Controls Sizing | Existing | MH | All | Electric | All | ASHP | Any | All | w/ CCS | Any | Any | S12 | w/ out CCS to CCS | No CCS | Commissioning Controls Sizing |  | 40 | 31257.42 | 781.4355 | 59 | 47804.85 | 810.2517 | 62 | 51827.04 | 835.92 | 57 | 45202.47 | 793.0258 | 178 | 144834.36 | 781.4355 | 813.6762
| No | w/ CCS | Commissioning Controls Sizing | MH, New or Existing, ASHP, "HSPF 7/7.2/8.2/8.5, SEER 10/13, All", w/ CCS | Commissioning Controls Sizing | New, Existing | MH | All | Electric | All | ASHP | HSPF 7, HSPF 7.2, HSPF 8.2, HSPF 8.5, SEER 10, SEER 13 | All | w/ CCS | Any | Any | S13 | w/ out CCS to CCS | No CCS | Commissioning Controls Sizing |  | 51 | 50102 | 982.3922 | 0 | 0 | 0 | 0 | 0 | 0 | 0 | 0 | 0 | 0 | 0 | 982.3922 | 0
| No | w/ CCS | Commissioning Controls Sizing | SF, Existing, ASHP, Any Efficiency Level, w/ CCS | Commissioning Controls Sizing | Existing | SF | All | Electric | All | ASHP | Any | All | w/ CCS | Any | Any | S14 | w/ out CCS to CCS | No CCS | Commissioning Controls Sizing |  | 58 | 41822.21 | 721.0726 | 0 | 0 | 0 | 0 | 0 | 0 | 0 | 0 | 0 | 0 | 0 | 721.0726 | 0
| No | w/ CCS | Commissioning Controls Sizing | SF, New or Existing, ASHP, "HSPF 7/7.2/8.2/8.5, SEER 10/13, All", w/ CCS | Commissioning Controls Sizing | New, Existing | SF | All | Electric | All | ASHP | HSPF 7, HSPF 7.2, HSPF 8.2, HSPF 8.5, SEER 10, SEER 13 | All | w/ CCS | Any | Any | S15 | w/ out CCS to CCS | No CCS | Commissioning Controls Sizing |  | 150 | 214428 | 1429.52 | 0 | 0 | 0 | 0 | 0 | 0 | 0 | 0 | 0 | 0 | 0 | 1429.52 | 0
| No | w/ CCS | Commissioning Controls Sizing | SF, New or Existing, ASHP, Any Efficiency Level, w/ CCS | Commissioning Controls Sizing | New, Existing | SF | All | Electric | All | ASHP | Any | All | w/ CCS | Any | Any | S16 | w/ out CCS to CCS | No CCS | Commissioning Controls Sizing |  | 89 | 58000.08 | 651.6863 | 176 | 125396.76 | 712.4816 | 135 | 98554.03 | 730.0299 | 147 | 108365.07 | 737.1773 | 458 | 332315.86 | 651.6863 | 725.5805
| Yes | w/o CCS | Duct Sealing | MH, Existing, Electric Fuel Type, w/o CCS, Tight Ducts | Duct Sealing | Existing | MH | All | Electric | Heating | ASHP, eFAF, GSHP | Any | All | w/o CCS | Tight | Any | S17 | Upgrade As Is Duct Sealings | As is ducts w/o CCS | Duct Sealing |  | 2395 | 3396376.6 | 1418.1113 | 327 | 175211.71 | 535.8156 | 94 | 53421.44 | 568.3132 | 122 | 68407.42 | 560.7166 | 543 | 297040.57 | 1418.1113 | 547.036
| Yes | w/o CCS | Duct Sealing | SF, Existing, Electric Fuel Type, w/o CCS, Tight Ducts | Duct Sealing | Existing | SF | All | Electric | Heating | ASHP, eFAF, GSHP | Any | All | w/o CCS | Tight | Any | S18 | Upgrade As Is Duct Sealings | As is ducts w/o CCS | Duct Sealing |  | 1323 | 1650928.38 | 1247.8673 | 411 | 487947.89 | 1187.2211 | 240 | 289458.42 | 1206.0768 | 271 | 313433.77 | 1156.5822 | 922 | 1090840.08 | 1247.8673 | 1183.1237
| Yes | w/o CCS | Duct Sealing | SF, Existing, Electric Fuel Type, w CCS, Tight Ducts | Duct Sealing | Existing | SF | All | Electric | All | ASHP | Any | All | w/o CCS | Tight | Any | S19 | Upgrade As Is Duct Sealings | As is ducts w/o CCS | Duct Sealing |  | 343 | 516124 | 1504.7347 | 0 | 0 | 0 | 0 | 0 | 0 | 0 | 0 | 0 | 0 | 0 | 1504.7347 | 0
| Yes | w/o CCS | Duct Sealing | MH, Existing, Electric Fuel Type, w CCS, Tight Ducts | Duct Sealing | Existing | MH | All | Electric | All | ASHP | Any | All | w/o CCS | Tight | Any | S20 | Upgrade As Is Duct Sealings | As is ducts w/o CCS | Duct Sealing |  | 105 | 213330 | 2031.7143 | 0 | 0 | 0 | 0 | 0 | 0 | 0 | 0 | 0 | 0 | 0 | 2031.7143 | 0
| No | w/o CCS | Ductless Heat Pumps | Manufactured Home - New or Existing, DHP - Zonal | Ductless Heat Pumps | Existing | MH | All | Electric | All | DHP | Any | All | w/o CCS | As is | Any | S21 | Convert Zonal to DHP | Zonal Electric | Ductless Heat Pumps |  | 112 | 380774.37 | 3399.7712 | 123 | 291960.49 | 2373.6625 | 75 | 185418.24 | 2472.2432 | 83 | 201658.09 | 2429.6155 | 281 | 679036.82 | 3399.7712 | 2416.5011
| No | w/o CCS | Ductless Heat Pumps | Single Family - Existing, DHP - Zonal | Ductless Heat Pumps | Existing | SF | All | Electric | All | DHP | Any | All | w/o CCS | As is | Any | S22 | Convert Zonal to DHP | Zonal Electric | Ductless Heat Pumps |  | 10021 | 30721254.34 | 3065.6875 | 5477 | 13099604.87 | 2391.7482 | 4624 | 10900734 | 2357.4252 | 3963 | 8729352.06 | 2202.7131 | 14064 | 32729690.93 | 3065.6875 | 2327.1965
| No | w/o CCS | Ductless Heat Pumps | Single Family - New, DHP - Zonal | Ductless Heat Pumps | New | SF | All | Electric | All | DHP | Any | All | w/o CCS | As is | Any | S23 | Convert Zonal to DHP | Zonal Electric | Ductless Heat Pumps |  | 24 | 63808.3 | 2658.6792 | 70 | 158128.89 | 2258.9841 | 78 | 161907.74 | 2075.7403 | 110 | 222539.79 | 2023.089 | 258 | 542576.42 | 2658.6792 | 2103.0094
| No | w/o CCS | Ductless Heat Pumps | Manufactured Home - Existing, DHP - Zonal | Ductless Heat Pumps | Existing | MH | All | Electric | All | DHP | Any | All | w/o CCS | As is | Any | S24 | Convert Zonal to DHP | Zonal Electric | Ductless Heat Pumps |  | 61 | 154394.59 | 2531.0589 | 123 | 291960.49 | 2373.6625 | 75 | 185418.24 | 2472.2432 | 83 | 201658.09 | 2429.6155 | 281 | 679036.82 | 2531.0589 | 2416.5011
| No | w/o CCS | Ground-Source Heat Pumps | SF, New or Existing, Electric Fuel Type, GSHP | Ground-Source Heat Pumps | New, Existing | SF | All | Electric | All | GSHP | Any | All | w/o CCS | Any | Any | S25 | Convert Electric FAF to GSHP | Electric FAF | Ground-Source Heat Pumps |  | 1 | 22072.93 | 22072.93 | 0 | 0 | 0 | 0 | 0 | 0 | 1 | 5760.34 | 5760.34 | 1 | 5760.34 | 22072.93 | 5760.34
| No | w/o CCS | Ground-Source Heat Pumps w/o Duct Sealing | SF, Existing, Electric Fuel Type, GSHP, As Is Duct Sealing | Ground-Source Heat Pumps w/o Duct Sealing | Existing | SF | All | Electric | All | GSHP | Any | All | w/o CCS | As is | Any | S26 | Convert Electric FAF to GSHP | Electric FAF | Ground-Source Heat Pumps |  | 38 | 458334.9 | 12061.4447 | 17 | 118677.04 | 6981.0024 | 13 | 95699.15 | 7361.4731 | 1 | 8117.04 | 8117.04 | 31 | 222493.23 | 12061.4447 | 7177.201
| No | w/o CCS | Ground-Source Heat Pumps w/o Duct Sealing | SF, New, Electric Fuel Type, GSHP, As Is Duct Sealing | Ground-Source Heat Pumps w/o Duct Sealing | New | SF | All | Electric | All | GSHP | Any | All | w/o CCS | As is | Any | S27 | Convert Electric FAF to GSHP | Electric FAF | Ground-Source Heat Pumps |  | 104 | 1198912.74 | 11528.0071 | 19 | 144597.77 | 7610.4089 | 13 | 104057.15 | 8004.3962 | 0 | 0 | 0 | 32 | 248654.92 | 11528.0071 | 7770.4663
| No | w/o CCS | Thermostats | MF HR/MR/LR, New or Existing, Electric Fuel Type, Baseline Thermostat | Thermostats | New, Existing | MF-HR, MF-MR, MF-LR | All | Electric | All | ASHP, eFAF, gFAF, CAC, GSHP, No Cooling | Any | All | Any | Any | Advanced Smart | S28 | Upgrade As Is Thermostats | As is Thermostats | Thermostats | No quantities after updating reporting data | 0 | 0 | #DIV/0! | 0 | 0 | 0 | 2387 | 84762.37 | 35.51 | 724 | 25772.1 | 35.5968 | 3111 | 110534.47 | 0 | 35.5302 | Line Voltage
| No | w/o CCS | Thermostats | SF, Existing, Electric Fuel Type, Smart Thermostat | Thermostats | Existing | SF | All | Electric | All | ASHP, eFAF, gFAF, CAC, GSHP, No Cooling | Any | All | Any | Any | Advanced Smart | S29 | Upgrade As Is Thermostats | As is Thermostats | Thermostats |  | 32 | 20521.2 | 641.2875 | 170 | 13537.5 | 79.6324 | 232 | 16866.56 | 72.7007 | 113 | 9048.83 | 80.0781 | 515 | 39452.89 | 641.2875 | 76.6076 | Line Voltage
| No | w/o CCS | Thermostats | SF, New or Existing, Electric Fuel Type, Smart Thermostat | Thermostats | New, Existing | SF | All | Electric | All | ASHP, eFAF, gFAF, CAC, GSHP, No Cooling | Any | All | Any | Any | Advanced Smart | S30 | Upgrade As Is Thermostats | As is Thermostats | Thermostats |  | 26 | 19913.53 | 765.905 | 0 | 0 | 0 | 0 | 0 | 0 | 0 | 0 | 0 | 0 | 0 | 765.905 | 0 | Line Voltage
| No | w/o CCS | Thermostats | SF/MF/MH, New or Existing, Electric Fuel Type, ASHP, Smart Thermostat | Thermostats | New, Existing | SF, MH, MF-HR, MF-MR, MF-LR | All | Electric | All | ASHP | Any | All | Any | Any | Advanced Smart | S31 | Upgrade As Is Thermostats | As is Thermostats | Thermostats |  | 8 | 2710.8 | 338.85 | 0 | 0 | 0 | 0 | 0 | 0 | 0 | 0 | 0 | 0 | 0 | 338.85 | 0 | Smart | ASHP
| No | w/o CCS | Thermostats | SF/MF/MH, New or Existing, Electric Fuel Type, ASHP/VSHP, Smart Thermostat | Thermostats | Existing | SF, MH, MF-HR, MF-MR, MF-LR | All | Electric | All | ASHP | Any | All | Any | Any | Advanced Smart | S32 | Upgrade As Is Thermostats | As is Thermostats | Thermostats |  | 101 | 68433.46 | 677.559 | 589 | 384900.81 | 653.4819 | 678 | 483682.24 | 713.3956 | 466 | 336335.56 | 721.7501 | 1733 | 1204918.61 | 677.559 | 695.2791 | Smart | ASHP/VSHP
| No | w/o CCS | Thermostats | SF/MF/MH, New or Existing, Electric Fuel Type, FAF Electric, Smart Thermostat | Thermostats | Existing | SF, MH, MF-HR, MF-MR, MF-LR | All | Electric | All | FAF Electric (heating) ¦ CAC and No cooling (Cooling) | Any | All | w/o CCS | Any | Advanced Smart | S33 | Upgrade As Is Thermostats | As is Thermostats | Thermostats |  | 71 | 33563.59 | 472.7266 | 1377 | 633368.52 | 459.9626 | 985 | 468961.55 | 476.1031 | 757 | 367139.33 | 484.9925 | 3119 | 1469469.4 | 472.7266 | 471.1348 | Smart | FAF
| No | w/o CCS | Variable Speed Heat Pumps | SF/MF/MH, New, ASHP - Upgrade | Variable Speed Heat Pumps | New | SF, MH, MF-HR, MF-MR, MF-LR | All | Electric | All | ASHP | HSPF 10, SEER 18 | All | w/o CCS | As is | Any | S34 | Upgrade lower efficiency to highest | lower efficiency ASHP w/o CCS | ASHP Upgrade |  | 1 | 1412.275 | 1412.275 | 0 | 0 | 0 | 0 | 0 | 0 | 0 | 0 | 0 | 0 | 0 | 1412.275 | 0
| No | w/ CCS | Variable Speed Heat Pumps | SF, Existing, ASHP, "All/HSPF 9/10, SEER 14.5/18", w/ CCS, As-is Ducts - Upgrade | Variable Speed Heat Pumps | Existing | SF | All | Electric | All | ASHP | HSPF 10, SEER 18 | All | w/o CCS | As is | Any | S35 | Upgrade lower efficiency to highest | lower efficiency ASHP w/o CCS | ASHP Upgrade |  | 1116 | 1992063.48 | 1785.0031 | 876 | 1232987.24 | 1407.5197 | 704 | 993808.75 | 1411.6602 | 873 | 1224291.88 | 1402.3962 | 2453 | 3451087.87 | 1785.0031 | 1406.8846
| No | w/ CCS | Variable Speed Heat Pumps | SF, New, ASHP, "All/HSPF 9/10, SEER 14.5/18", w/ CCS, As-is Ducts - Upgrade | Variable Speed Heat Pumps | New | SF | All | Electric | All | ASHP | HSPF 10, SEER 18 | All | w/o CCS | As is | Any | S36 | Upgrade lower efficiency to highest | lower efficiency ASHP w/o CCS | ASHP Upgrade |  | 63 | 116997.47 | 1857.1027 | 49 | 80041.66 | 1633.5033 | 62 | 93021.49 | 1500.3466 | 43 | 64786.88 | 1506.6716 | 154 | 237850.03 | 1857.1027 | 1544.4807
| No | w/ CCS | Variable Speed Heat Pumps | MH, Existing, ASHP, "All/HSPF 9/10, SEER 14.5/18", w/ CCS, As-is Ducts - Upgrade | Variable Speed Heat Pumps | Existing | MH | All | Electric | All | ASHP | HSPF 10, SEER 18 | All | w/o CCS | As is | Any | S37 | Upgrade lower efficiency to highest | lower efficiency ASHP w/o CCS | ASHP Upgrade |  | 40 | 54968.26 | 1374.2065 | 37 | 51420.59 | 1389.7457 | 24 | 32369.92 | 1348.7467 | 51 | 70924.45 | 1390.6755 | 112 | 154714.96 | 1374.2065 | 1381.3836
| No | w/ CCS | Variable Speed Heat Pumps | SF, Existing, ASHP, "All/HSPF 9/10, SEER 14.5/18", w/ CCS, As-is Ducts - Upgrade | Variable Speed Heat Pumps | Existing | SF | All | Electric | All | ASHP | HSPF 10, SEER 18 | All | w/o CCS | As is | Any | S38 | Upgrade lower efficiency to highest |  | ASHP Upgrade |  |  |  |  | 0 | 0 | 0 | 0 | 0 | 0 | 0 | 0 | 0 | 0 | 0 | 0 | 0
| No | w/ CCS | Variable Speed Heat Pumps | MH, Existing, ASHP, "All/HSPF 9/10, SEER 14.5/18", w/ CCS, As-is Ducts - Upgrade | Variable Speed Heat Pumps | Existing | MH | All | Electric | All | ASHP | HSPF 10, SEER 18 | All | w/o CCS | As is | Any | S39 | Upgrade lower efficiency to highest |  | ASHP Upgrade |  |  |  |  | 0 | 0 | 0 | 0 | 0 | 0 | 0 | 0 | 0 | 0 | 0 | 0 | 0
| No | w/ CCS | Variable Speed Heat Pumps | SF, New, ASHP, "All/HSPF 9/10, SEER 14.5/18", w/ CCS, As-is Ducts - Upgrade | Variable Speed Heat Pumps | New | SF | All | Electric | All | ASHP | HSPF 10, SEER 18 | All | w/o CCS | As is | Any | S40 | Upgrade lower efficiency to highest |  | ASHP Upgrade |  |  |  |  | 0 | 0 | 0 | 0 | 0 | 0 | 0 | 0 | 0 | 0 | 0 | 0 | 0
| No | w/o CCS | Envelope Measures | Air Sealing, Insulation, & Windows | Envelope Measures | Existing | MF-LR | All | Electric | All | Any | All | Full Upgrade | Any | Any | Any | S41 | Upgrade As Is Building Characteristics | As is Building Characteristics | Envelope Measures | Copied from "Envelope Measures" workbook |  |  |  | 0 | 0 | 0 | 0 | 0 | 0 | 0 | 0 | 0 | 0 | 0 | 0 | 0
| No | w/o CCS | Envelope Measures | Air Sealing, Insulation, & Windows | Envelope Measures | Existing | MH | All | Electric | All | Any | All | Full Upgrade | Any | Any | Any | S42 | Upgrade As Is Building Characteristics | As is Building Characteristics | Envelope Measures | Copied from "Envelope Measures" workbook |  |  |  | 0 | 0 | 0 | 0 | 0 | 0 | 0 | 0 | 0 | 0 | 0 | 0 | 0
| Yes | w/ CCS | Air-Source Heat Pumps w/ Duct Sealing - Conversion | MH, Existing, ASHP, w/ CCS, HSPF 9/10, SEER 14.5/18, Tight Ducts - eFAF | Air-Source Heat Pumps w/ Duct Sealing - Conversion | Existing | MH | All | Electric | All | ASHP | HSPF 9, HSPF 10, SEER 14.5, SEER 18 | All | w/o CCS | As Is | Any | S43 | Convert eFAF to high efficiency ASHP | Electric FAF w/o CCS | ASHP Conversions |  | 2 | 0 | 0 | 0 | 0 | 0 | 0 | 0 | 0 | 0 | 0 | 0 | 0 | 0 | 0 | 0
| No | w/o CCS | Air-Source Heat Pumps w/o Duct Sealing - Conversion | MH or SF, New or Existing, ASHP, HSPF 9/10, SEER 14.5/18, As is Ducts - eFAF | Air-Source Heat Pumps w/o Duct Sealing - Conversion | Existing | MH, SF | All | Electric | All | ASHP | HSPF 9, HSPF 10, SEER 14.5, SEER 18 | All | w/o CCS | As is | Any | S44 | Convert eFAF to high efficiency ASHP | Electric FAF w/o CCS | ASHP Conversions |  | 14 | 331800.7 | 23700.05 | 0 | 0 | 0 | 0 | 0 | 0 | 0 | 0 | 0 | 0 | 0 | 23700.05 | 0
| No | w/ CCS | Air-Source Heat Pumps w/o Duct Sealing - Conversion | MH, Existing, ASHP, w/ CCS, HSPF 9/10, SEER 14.5/18, As is Ducts - eFAF | Air-Source Heat Pumps w/o Duct Sealing - Conversion | Existing | MH | All | Electric | All | ASHP | HSPF 9, HSPF 10, SEER 14.5, SEER 18 | All | w/o CCS | As is | Any | S45 | Convert eFAF to high efficiency ASHP | Electric FAF w/o CCS | ASHP Conversions |  | 340 | 1932096.15 | 5682.6357 | 182 | 1135210.41 | 6237.4198 | 163 | 1011339.09 | 6204.5343 | 161 | 996967.1 | 6192.3422 | 506 | 3143516.6 | 5682.6357 | 6212.4834
| No | w/ CCS | Air-Source Heat Pumps w/o Duct Sealing - Conversion | SF, Existing, ASHP, w/ CCS, HSPF 9/10, SEER 14.5/18, As is Ducts - eFAF | Air-Source Heat Pumps w/o Duct Sealing - Conversion | Existing | SF | All | Electric | All | ASHP | HSPF 9, HSPF 10, SEER 14.5, SEER 18 | All | w/o CCS | As is | Any | S46 | Convert eFAF to high efficiency ASHP | Electric FAF w/o CCS | ASHP Conversions |  | 1022 | 6914319.43 | 6765.4789 | 423 | 3078386.1 | 7277.5085 | 402 | 2889677.97 | 7188.2537 | 380 | 2740474.69 | 7211.7755 | 1205 | 8708538.76 | 6765.4789 | 7227.0031
| No | w/ CCS | Air-Source Heat Pumps w/o Duct Sealing - Conversion | SF, Existing, ASHP, w/ CCS, HSPF 9/10, SEER 14.5/18, As is Ducts - eFAF | Air-Source Heat Pumps w/o Duct Sealing - Conversion | Existing | SF | All | Electric | All | ASHP | HSPF 9, HSPF 10, SEER 14.5, SEER 18 | All | w/ CCS | As is | Any | S47 | Convert eFAF to high efficiency ASHP |  | ASHP Conversions |  |  |  |  | 0 | 0 | 0 | 0 | 0 | 0 | 0 | 0 | 0 | 0 | 0 | 0 | 0
| No | w/ CCS | Air-Source Heat Pumps w/o Duct Sealing - Conversion | MH, Existing, ASHP, w/ CCS, HSPF 9/10, SEER 14.5/18, As is Ducts - eFAF | Air-Source Heat Pumps w/o Duct Sealing - Conversion | Existing | MH | All | Electric | All | ASHP | HSPF 9, HSPF 10, SEER 14.5, SEER 18 | All | w/ CCS | As is | Any | S48 | Convert eFAF to high efficiency ASHP | Electric FAF w/o CCS | ASHP Conversions
| No | w/o CCS | Ductless Heat Pumps | Manufactured Home - New or Existing, DHP - eFAF | Ductless Heat Pumps | New, Existing | MH | All | Electric | All | DHP | Any | All | w/o CCS | Any | Any | S49 | Convert eFAF to DHP | Electric FAF w/o CCS | Ductless Heat Pumps |  | 916 | 5825749.89 | 6359.989 | 0 | 0 | 0 | 0 | 0 | 0 | 0 | 0 | 0 | 0 | 0 | 6359.989 | 0
| No | w/o CCS | Ductless Heat Pumps | Single Family - Existing, DHP - eFAF | Ductless Heat Pumps | Existing | SF | All | Electric | All | DHP | Any | All | w/o CCS | Any | Any | S50 | Convert eFAF to DHP | Electric FAF w/o CCS | Ductless Heat Pumps |  | 1446 | 6594916.72 | 4560.7999 | 791 | 3110578 | 3932.4627 | 617 | 2151559.21 | 3487.13 | 484 | 1187596.27 | 2453.7113 | 1892 | 6449733.48 | 4560.7999 | 3408.95
| No | w/o CCS | Ductless Heat Pumps | Manufactured Home - Existing, DHP - eFAF | Ductless Heat Pumps | Existing | MH | All | Electric | All | DHP | Any | All | w/o CCS | Any | Any | S51 | Convert eFAF to DHP | Electric FAF w/o CCS | Ductless Heat Pumps |  | 453 | 2764397.56 | 6102.4229 | 284 | 1741403.99 | 6131.7042 | 207 | 1116046 | 5391.5266 | 142 | 452899.25 | 3189.4313 | 633 | 3310349.24 | 6102.4229 | 5229.6197
| No | w/ CCS | Variable Speed Heat Pumps - Conversion | SF, Existing, ASHP, "All/HSPF 9/10, SEER 14.5/18", w/ CCS, As-is Ducts - eFAF | Variable Speed Heat Pumps - Conversion | Existing | SF | All | Electric | All | ASHP | HSPF 10, SEER 18 | All | w/o CCS | As is | Any | S52 | Convert eFAF to high efficiency ASHP | Electric FAF w/o CCS | ASHP Conversions |  | 249 | 2248140.53 | 9028.6768 | 257 | 2007623.21 | 7811.7635 | 220 | 1713586 | 7789.0273 | 257 | 1996387.3 | 7768.044 | 734 | 5717596.51 | 9028.6768 | 7789.641
| No | w/ CCS | Variable Speed Heat Pumps - Conversion | MH, Existing, ASHP, "All/HSPF 9/10, SEER 14.5/18", w/ CCS, As-is Ducts - eFAF | Variable Speed Heat Pumps - Conversion | Existing | MH | All | Electric | All | ASHP | HSPF 10, SEER 18 | All | w/o CCS | As is | Any | S53 | Convert eFAF to high efficiency ASHP | Electric FAF w/o CCS | ASHP Conversions | No quantities after updating baselines | 0 | 0 | #DIV/0! | 50 | 337577.21 | 6751.5442 | 38 | 257498.56 | 6776.2779 | 55 | 370133.56 | 6729.7011 | 143 | 965209.33 | 0 | 6749.7156
| No | w/ CCS | Variable Speed Heat Pumps - Conversion | SF, Existing, ASHP, "All/HSPF 9/10, SEER 14.5/18", w/ CCS, As-is Ducts - eFAF | Variable Speed Heat Pumps - Conversion | Existing | SF | All | Electric | All | ASHP | HSPF 10, SEER 18 | All | w/ CCS | As is | Any | S54 | Convert eFAF to high efficiency ASHP |  | ASHP Conversions |  | 249 | 2248140.53 | 9028.6768 | 0 | 0 | 0 | 0 | 0 | 0 | 0 | 0 | 0 | 0 | 0 | 9028.6768 | 0
| No | w/ CCS | Variable Speed Heat Pumps - Conversion | MH, Existing, ASHP, "All/HSPF 9/10, SEER 14.5/18", w/ CCS, As-is Ducts - eFAF | Variable Speed Heat Pumps - Conversion | Existing | MH | All | Electric | All | ASHP | HSPF 10, SEER 18 | All | w/o CCS | As is | Any | S55 | Convert eFAF to high efficiency ASHP | Electric FAF w/o CCS | ASHP Conversions | No quantities after updating baselines | [12 empty] | 0 | 0 | 0 | 0
| No | w/o CCS | Variable Speed Heat Pumps | MH, Existing, ASHP, "All/HSPF 9/10, SEER 14.5/18", w/o CCS, As-is Ducts - eFAF | Variable Speed Heat Pumps - Conversion | Existing | MH | All | Electric | All | ASHP | HSPF 10, SEER 18 | All | w/o CCS | As is | Any | S56 | Convert eFAF to high efficiency ASHP | Electric FAF w/o CCS | ASHP Conversions | New Measure in Update | N/A | N/A | N/A | 1 | 6403.97 | 6403.97 | 4 | 24270.06 | 6067.515 | 2 | 12053.02 | 6026.51 | 7 | 42727.05 | 0 | 6103.8643
| No | w/o CCS | Variable Speed Heat Pumps | SF, Existing, ASHP, "All/HSPF 9/10, SEER 14.5/18", w/o CCS, As-is Ducts - eFAF | Variable Speed Heat Pumps - Conversion | Existing | SF | All | Electric | All | ASHP | HSPF 10, SEER 18 | All | w/o CCS | As is | Any | S57 | Convert eFAF to high efficiency ASHP | Electric FAF w/o CCS | ASHP Conversions | New Measure in Update | N/A | N/A | N/A | 0 | 0 | 0 | 20 | 140728.82 | 7036.441 | 12 | 83535.13 | 6961.2608 | 32 | 224263.95 | 0 | 7008.2484
| Yes | w/ CCS | Air-Source Heat Pumps w/ Duct Sealing | SF, Existing, ASHP, w/ CCS, HSPF 9/10, SEER 14.5/18, Tight Ducts - Upgrade | Air-Source Heat Pumps w/ Duct Sealing | Existing | SF | All | Electric | All | ASHP | HSPF 9, SEER 14.5 | All | w/o CCS | As is | Any | S58 | Upgrade lower efficiency to second highest | lower efficiency ASHP w/o CCS and As is ducts | ASHP Upgrade | New Measure in Update | N/A | N/A | N/A | 0 | 0 | 0 | 0 | 0 | 0 | 2 | 15092.259 | 7546.1295 | 2 | 15092.259 | 0 | 7546.1295

## RCP Data-Measures Tab
RCP Data-Measures Tab
This tab is a direct copy of the RCP Data Measures Tab from the 2020 Regional Conservation Progress Report called 2020RCPWorkbookFINAL-PUBLIC.xlsx found on the Council's website.
https://rtf.nwcouncil.org/about-rtf/conservation-achievements/2020
Savings by Measure & End Use
| Year | BPA Taxonomy ID | Sector | End Use | Category | TAP | EEI Funded kWh@Busbar | Self-Funded kWh@Busbar | IOU Funded kWh@Busbar | Mid-C Funded kWh@Busbar | NEEA Reported kWh@busbar | Momentum kWh@Busbar | Market Adjustment kWh@Busbar | Total Regional kWh@Busbar | Total Regional aMW@Busbar | BPA EEI-Funded Incentives | Self-Funded Incentives | IOU Funded Incentives | Mid-C Funded Incentives | Winter kW/kWh | Winter MW Savings | Summer kW/kWh | Summer MW Savings | 7P Sector | 7P Category | 7P Cost-Effective EE at Sector (aMW) | 7P Cost-Effective EE at End Use (aMW) | Lookup | End
| 2010 | 1 | Commercial | HVAC | HVAC System Improvements | Reciprocating Chiller Improvements | [6 empty] | 0 | 0 | 0 |  |  |  |  | 0.00076228 | 0 | 1.3799e-05 | 0 |  |  |  |  | 2010CommercialHVACHVAC System ImprovementsReciprocating Chiller Improvements | .
| 2010 | 2 | Commercial | HVAC | HVAC System Improvements | Rooftop Units | [6 empty] | 0 | 9446522.748 | 1.0784 |  |  |  |  | 0.00076228 | 7.2009 | 1.3799e-05 | 0.13036 |  |  |  |  | 2010CommercialHVACHVAC System ImprovementsRooftop Units | .
| 2010 | 3 | Commercial | HVAC | HVAC System Improvements | Rotary Screw Chiller Improvements | [6 empty] | 0 | 0 | 0 |  |  |  |  | 0.00076228 | 0 | 1.3799e-05 | 0 |  |  |  |  | 2010CommercialHVACHVAC System ImprovementsRotary Screw Chiller Improvements | .
| 2010 | 4 | Commercial | HVAC | HVAC System Improvements | Scroll Chiller Improvements | [6 empty] | 0 | 0 | 0 |  |  |  |  | 0.00076228 | 0 | 1.3799e-05 | 0 |  |  |  |  | 2010CommercialHVACHVAC System ImprovementsScroll Chiller Improvements | .
| 2010 | 5 | Commercial | HVAC | HVAC System Improvements | Storage Tank Insulation Improvements | [6 empty] | 0 | 0 | 0 |  |  |  |  | 0.00076228 | 0 | 1.3799e-05 | 0 |  |  |  |  | 2010CommercialHVACHVAC System ImprovementsStorage Tank Insulation Improvements | .
| 2010 | 6 | Commercial | HVAC | HVAC System Improvements | Variable Refrigerant Flow System Improvements | [6 empty] | 0 | 0 | 0 |  |  |  |  | 0.00076228 | 0 | 1.3799e-05 | 0 |  |  |  |  | 2010CommercialHVACHVAC System ImprovementsVariable Refrigerant Flow System Improvements | .
| 2010 | 7 | Commercial | HVAC | HVAC System Improvements | Ventilation System Improvements | [6 empty] | 0 | 298892.308 | 0.03412 |  |  |  |  | 0.00018839 | 0.056307 | 0.00016046 | 0.047959 |  |  |  |  | 2010CommercialHVACHVAC System ImprovementsVentilation System Improvements | .
| 2010 | 8 | Commercial | HVAC | HVAC System Improvements | Water-Source Heat Pumps | [6 empty] | 0 | 0 | 0 |  |  |  |  | 0.00076228 | 0 | 1.3799e-05 | 0 |  |  |  |  | 2010CommercialHVACHVAC System ImprovementsWater-Source Heat Pumps | .
| 2010 | 9 | Commercial | Lighting | Delamping | Delamping | [6 empty] | 0 | 23847.34 | 0.0027223 |  |  |  |  | 0.00017719 | 0.0042254 | 0.00015191 | 0.0036225 |  |  |  |  | 2010CommercialLightingDelampingDelamping | .
| 2010 | 10 | Commercial | Lighting | Lamps/Ballasts/Fixtures | Lamps/Ballasts | [6 empty] | 0 | 27592345.879 | 3.1498 |  |  |  |  | 0.00017719 | 4.889 | 0.00015191 | 4.1914 |  |  |  |  | 2010CommercialLightingLamps/Ballasts/FixturesLamps/Ballasts | .
| 2010 | 11 | Commercial | Lighting | Lamps/Ballasts/Fixtures | Lamps/Ballasts w/Controls | [6 empty] | 0 | 0 | 0 |  |  |  |  | 0.00017719 | 0 | 0.00015191 | 0 |  |  |  |  | 2010CommercialLightingLamps/Ballasts/FixturesLamps/Ballasts w/Controls | .
| 2010 | 12 | Commercial | Lighting | Lamps/Ballasts/Fixtures | Lamps/Ballasts w/Delamping | [6 empty] | 0 | 0 | 0 |  |  |  |  | 0.00017719 | 0 | 0.00015191 | 0 |  |  |  |  | 2010CommercialLightingLamps/Ballasts/FixturesLamps/Ballasts w/Delamping | .
| 2010 | 13 | Commercial | Lighting | Lamps/Ballasts/Fixtures | Lamps/Ballasts w/Delamping and Controls | [6 empty] | 0 | 0 | 0 |  |  |  |  | 0.00017719 | 0 | 0.00015191 | 0 |  |  |  |  | 2010CommercialLightingLamps/Ballasts/FixturesLamps/Ballasts w/Delamping and Controls | .
| 2010 | 14 | Commercial | Lighting | Lamps/Ballasts/Fixtures | Lamps/Ballasts/Fixtures | [6 empty] | 0 | 207525035.4707 | 23.6901 |  |  |  |  | 0.00017719 | 36.7705 | 0.00015191 | 31.5242 |  |  |  |  | 2010CommercialLightingLamps/Ballasts/FixturesLamps/Ballasts/Fixtures | .
| 2010 | 15 | Commercial | Lighting | Lamps/Ballasts/Fixtures | Lamps/Ballasts/Fixtures w/Controls | [6 empty] | 0 | 12877074.562 | 1.47 |  |  |  |  | 0.00017719 | 2.2816 | 0.00015191 | 1.9561 |  |  |  |  | 2010CommercialLightingLamps/Ballasts/FixturesLamps/Ballasts/Fixtures w/Controls | .
| 2010 | 16 | Commercial | Lighting | Lamps/Ballasts/Fixtures | Lamps/Ballasts/Fixtures w/Delamping | [6 empty] | 0 | 0 | 0 |  |  |  |  | 0.00017719 | 0 | 0.00015191 | 0 |  |  |  |  | 2010CommercialLightingLamps/Ballasts/FixturesLamps/Ballasts/Fixtures w/Delamping | .
| 2010 | 17 | Commercial | Lighting | Lamps/Ballasts/Fixtures | Lamps/Ballasts/Fixtures w/Delamping and Controls | [6 empty] | 0 | 0 | 0 |  |  |  |  | 0.00017719 | 0 | 0.00015191 | 0 |  |  |  |  | 2010CommercialLightingLamps/Ballasts/FixturesLamps/Ballasts/Fixtures w/Delamping and Controls | .
| 2010 | 18 | Commercial | Lighting | Lighting Controls | Control Panels | [6 empty] | 0 | 1958401.52 | 0.22356 |  |  |  |  | 0.00017719 | 0.347 | 0.00015191 | 0.29749 |  |  |  |  | 2010CommercialLightingLighting ControlsControl Panels | .
| 2010 | 19 | Commercial | Lighting | Lighting Controls | Daylighting | [6 empty] | 0 | 41760 | 0.0047671 |  |  |  |  | 0.00017719 | 0.0073993 | 0.00015191 | 0.0063436 |  |  |  |  | 2010CommercialLightingLighting ControlsDaylighting | .
| 2010 | 20 | Commercial | Lighting | Lighting Controls | Occupancy Sensors | [6 empty] | 0 | 4733380.193 | 0.54034 |  |  |  |  | 0.00017719 | 0.83869 | 0.00015191 | 0.71903 |  |  |  |  | 2010CommercialLightingLighting ControlsOccupancy Sensors | .
| 2010 | 21 | Commercial | Lighting | Lighting Controls | Photocells | [6 empty] | 0 | 0 | 0 |  |  |  |  | 0.00017719 | 0 | 0.00015191 | 0 |  |  |  |  | 2010CommercialLightingLighting ControlsPhotocells | .
| 2010 | 22 | Commercial | Lighting | Lighting Controls | Timers | [6 empty] | 0 | 0 | 0 |  |  |  |  | 0.00017719 | 0 | 0.00015191 | 0 |  |  |  |  | 2010CommercialLightingLighting ControlsTimers | .
| 2010 | 23 | Commercial | Lighting | Signs and Signals | LED Exit Signs | [6 empty] | 0 | 1259870.167 | 0.14382 |  |  |  |  | 0.00017719 | 0.22323 | 0.00015191 | 0.19138 |  |  |  |  | 2010CommercialLightingSigns and SignalsLED Exit Signs | .
| 2010 | 24 | Agricultural | Compressed Air | Compressed Air System Controls | Compressed Air Control Improvements (non-VFD) | [6 empty] | 0 | 0 | 0 |  |  |  |  | 2.6494e-06 | 0 | 0.0003126 | 0 |  |  |  |  | 2010AgriculturalCompressed AirCompressed Air System ControlsCompressed Air Control Improvements (non-VFD) | .
| 2010 | 25 | Agricultural | Compressed Air | Compressed Air System Controls | Compressed Air Control Improvements (VFD) | [6 empty] | 0 | 0 | 0 |  |  |  |  | 2.6494e-06 | 0 | 0.0003126 | 0 |  |  |  |  | 2010AgriculturalCompressed AirCompressed Air System ControlsCompressed Air Control Improvements (VFD) | .
| 2010 | 26 | Agricultural | Compressed Air | Compressed Air System Improvements | Compressed Air System Compressor Improvements (non-VFD) | [6 empty] | 0 | 0 | 0 |  |  |  |  | 2.6494e-06 | 0 | 0.0003126 | 0 |  |  |  |  | 2010AgriculturalCompressed AirCompressed Air System ImprovementsCompressed Air System Compressor Improvements (non-VFD) | .
| 2010 | 27 | Agricultural | Compressed Air | Compressed Air System Improvements | Compressed Air System Compressor Improvements (VFD) | [6 empty] | 0 | 0 | 0 |  |  |  |  | 2.6494e-06 | 0 | 0.0003126 | 0 |  |  |  |  | 2010AgriculturalCompressed AirCompressed Air System ImprovementsCompressed Air System Compressor Improvements (VFD) | .
| 2010 | 28 | Agricultural | Compressed Air | Compressed Air System Improvements | Compressed Air System Demand Side Improvements | [6 empty] | 0 | 0 | 0 |  |  |  |  | 2.6494e-06 | 0 | 0.0003126 | 0 |  |  |  |  | 2010AgriculturalCompressed AirCompressed Air System ImprovementsCompressed Air System Demand Side Improvements | .
| 2010 | 29 | Agricultural | Compressed Air | Compressed Air System Improvements | Compressed Air System Dryer Improvements | [6 empty] | 0 | 0 | 0 |  |  |  |  | 2.6494e-06 | 0 | 0.0003126 | 0 |  |  |  |  | 2010AgriculturalCompressed AirCompressed Air System ImprovementsCompressed Air System Dryer Improvements | .
| 2010 | 30 | Agricultural | Compressed Air | Compressed Air System Improvements | Compressed Air System Regulation Improvements | [6 empty] | 0 | 0 | 0 |  |  |  |  | 2.6494e-06 | 0 | 0.0003126 | 0 |  |  |  |  | 2010AgriculturalCompressed AirCompressed Air System ImprovementsCompressed Air System Regulation Improvements | .
| 2010 | 31 | Agricultural | Compressed Air | Compressed Air System Improvements | Compressed Air System Storage Improvements | [6 empty] | 0 | 0 | 0 |  |  |  |  | 2.6494e-06 | 0 | 0.0003126 | 0 |  |  |  |  | 2010AgriculturalCompressed AirCompressed Air System ImprovementsCompressed Air System Storage Improvements | .
| 2010 | 32 | Agricultural | Compressed Air | Compressed Air System Improvements | Compressed Air System Supply Side Improvements | [6 empty] | 0 | 0 | 0 |  |  |  |  | 2.6494e-06 | 0 | 0.0003126 | 0 |  |  |  |  | 2010AgriculturalCompressed AirCompressed Air System ImprovementsCompressed Air System Supply Side Improvements | .
| 2010 | 33 | Agricultural | Compressed Air | Compressed Air System Improvements | Compressors | [6 empty] | 0 | 0 | 0 |  |  |  |  | 2.6494e-06 | 0 | 0.0003126 | 0 |  |  |  |  | 2010AgriculturalCompressed AirCompressed Air System ImprovementsCompressors | .
| 2010 | 34 | Agricultural | Compressed Air | Heat Recovery | Heat Recovery Improvements | [6 empty] | 0 | 0 | 0 |  |  |  |  | 2.6494e-06 | 0 | 0.0003126 | 0 |  |  |  |  | 2010AgriculturalCompressed AirHeat RecoveryHeat Recovery Improvements | .
| 2010 | 35 | Agricultural | Irrigation | Center Pivot System and Equipment | Center Pivot Conversions | [6 empty] | 0 | 0 | 0 |  |  |  |  | 2.6494e-06 | 0 | 0.0003126 | 0 |  |  |  |  | 2010AgriculturalIrrigationCenter Pivot System and EquipmentCenter Pivot Conversions | .
| 2010 | 36 | Agricultural | Irrigation | Center Pivot System and Equipment | Reduce System Friction Head | [6 empty] | 0 | 0 | 0 |  |  |  |  | 2.6494e-06 | 0 | 0.0003126 | 0 |  |  |  |  | 2010AgriculturalIrrigationCenter Pivot System and EquipmentReduce System Friction Head | .
| 2010 | 37 | Agricultural | Irrigation | Center Pivot System and Equipment | Reduce System Leakage | [6 empty] | 0 | 0 | 0 |  |  |  |  | 2.6494e-06 | 0 | 0.0003126 | 0 |  |  |  |  | 2010AgriculturalIrrigationCenter Pivot System and EquipmentReduce System Leakage | .
| 2010 | 38 | Agricultural | Irrigation | Center Pivot System and Equipment | Reduce System Lift | [6 empty] | 0 | 0 | 0 |  |  |  |  | 2.6494e-06 | 0 | 0.0003126 | 0 |  |  |  |  | 2010AgriculturalIrrigationCenter Pivot System and EquipmentReduce System Lift | .
| 2010 | 39 | Agricultural | Irrigation | Center Pivot System and Equipment | System Water Delivery Improvements | [6 empty] | 0 | 0 | 0 |  |  |  |  | 2.6494e-06 | 0 | 0.0003126 | 0 |  |  |  |  | 2010AgriculturalIrrigationCenter Pivot System and EquipmentSystem Water Delivery Improvements | .
| 2010 | 40 | Agricultural | Irrigation | Discharge Fitting Equipment | Drop Installation for Spray Heads and Pressure Regulators | [6 empty] | 0 | 0 | 0 |  |  |  |  | 2.6494e-06 | 0 | 0.0003126 | 0 |  |  |  |  | 2010AgriculturalIrrigationDischarge Fitting EquipmentDrop Installation for Spray Heads and Pressure Regulators | .
| 2010 | 41 | Agricultural | Irrigation | Discharge Fitting Equipment | Flow Control Nozzles and Diffuser | [6 empty] | 0 | 0 | 0 |  |  |  |  | 2.6494e-06 | 0 | 0.0003126 | 0 |  |  |  |  | 2010AgriculturalIrrigationDischarge Fitting EquipmentFlow Control Nozzles and Diffuser | .
| 2010 | 42 | Agricultural | Irrigation | Discharge Fitting Equipment | Impact Sprinkler Heads | [6 empty] | 0 | 0 | 0 |  |  |  |  | 2.6494e-06 | 0 | 0.0003126 | 0 |  |  |  |  | 2010AgriculturalIrrigationDischarge Fitting EquipmentImpact Sprinkler Heads | .
| 2010 | 43 | Agricultural | Irrigation | Discharge Fitting Equipment | Low Angle Heads | [6 empty] | 0 | 0 | 0 |  |  |  |  | 2.6494e-06 | 0 | 0.0003126 | 0 |  |  |  |  | 2010AgriculturalIrrigationDischarge Fitting EquipmentLow Angle Heads | .
| 2010 | 44 | Agricultural | Irrigation | Discharge Fitting Equipment | Low Pressure End guns/Big guns | [6 empty] | 0 | 0 | 0 |  |  |  |  | 2.6494e-06 | 0 | 0.0003126 | 0 |  |  |  |  | 2010AgriculturalIrrigationDischarge Fitting EquipmentLow Pressure End guns/Big guns | .
| 2010 | 45 | Agricultural | Irrigation | Discharge Fitting Equipment | Nozzle Replacement | [6 empty] | 0 | 494391.04 | 0.056437 |  |  |  |  | 2.6494e-06 | 0.0013098 | 0.0003126 | 0.15455 |  |  |  |  | 2010AgriculturalIrrigationDischarge Fitting EquipmentNozzle Replacement | .
| 2010 | 46 | Agricultural | Irrigation | Discharge Fitting Equipment | Spray Heads | [6 empty] | 0 | 0 | 0 |  |  |  |  | 2.6494e-06 | 0 | 0.0003126 | 0 |  |  |  |  | 2010AgriculturalIrrigationDischarge Fitting EquipmentSpray Heads | .
| 2010 | 47 | Agricultural | Irrigation | Handmove and Sideroll System and Equipment | Reduce System Friction Head | [6 empty] | 0 | 0 | 0 |  |  |  |  | 2.6494e-06 | 0 | 0.0003126 | 0 |  |  |  |  | 2010AgriculturalIrrigationHandmove and Sideroll System and EquipmentReduce System Friction Head | .
| 2010 | 48 | Agricultural | Irrigation | Handmove and Sideroll System and Equipment | Reduce System Leakage | [6 empty] | 0 | 0 | 0 |  |  |  |  | 2.6494e-06 | 0 | 0.0003126 | 0 |  |  |  |  | 2010AgriculturalIrrigationHandmove and Sideroll System and EquipmentReduce System Leakage | .
| 2010 | 49 | Agricultural | Irrigation | Handmove and Sideroll System and Equipment | Reduce System Lift | [6 empty] | 0 | 0 | 0 |  |  |  |  | 2.6494e-06 | 0 | 0.0003126 | 0 |  |  |  |  | 2010AgriculturalIrrigationHandmove and Sideroll System and EquipmentReduce System Lift | .
| 2010 | 50 | Agricultural | Irrigation | Handmove and Sideroll System and Equipment | System Water Delivery Improvements | [6 empty] | 0 | 0 | 0 |  |  |  |  | 2.6494e-06 | 0 | 0.0003126 | 0 |  |  |  |  | 2010AgriculturalIrrigationHandmove and Sideroll System and EquipmentSystem Water Delivery Improvements | .
| 2010 | 51 | Agricultural | Irrigation | Hardware | Drain Replacement | [6 empty] | 0 | 24646.24 | 0.0028135 |  |  |  |  | 2.6494e-06 | 6.5297e-05 | 0.0003126 | 0.0077045 |  |  |  |  | 2010AgriculturalIrrigationHardwareDrain Replacement | .
| 2010 | 52 | Agricultural | Irrigation | Hardware | Drop Tube/Hose Extension | [6 empty] | 0 | 469322.04 | 0.053576 |  |  |  |  | 2.6494e-06 | 0.0012434 | 0.0003126 | 0.14671 |  |  |  |  | 2010AgriculturalIrrigationHardwareDrop Tube/Hose Extension | .
| 2010 | 53 | Agricultural | Irrigation | Hardware | Gasket Replacement | [6 empty] | 0 | 404415.72 | 0.046166 |  |  |  |  | 2.6494e-06 | 0.0010714 | 0.0003126 | 0.12642 |  |  |  |  | 2010AgriculturalIrrigationHardwareGasket Replacement | .
| 2010 | 54 | Agricultural | Irrigation | Hardware | Goose Necks | [6 empty] | 0 | 517886.84 | 0.05912 |  |  |  |  | 2.6494e-06 | 0.0013721 | 0.0003126 | 0.16189 |  |  |  |  | 2010AgriculturalIrrigationHardwareGoose Necks | .
| 2010 | 55 | Agricultural | Irrigation | Hardware | Hub Replacement | [6 empty] | 0 | 13226 | 0.0015098 |  |  |  |  | 2.6494e-06 | 3.5041e-05 | 0.0003126 | 0.0041345 |  |  |  |  | 2010AgriculturalIrrigationHardwareHub Replacement | .
| 2010 | 56 | Agricultural | Irrigation | Hardware | Leveler Rebuild | [6 empty] | 0 | 9612.48 | 0.0010973 |  |  |  |  | 2.6494e-06 | 2.5467e-05 | 0.0003126 | 0.0030049 |  |  |  |  | 2010AgriculturalIrrigationHardwareLeveler Rebuild | .
| 2010 | 57 | Agricultural | Irrigation | Hardware | Line Repairs | [6 empty] | 0 | 0 | 0 |  |  |  |  | 2.6494e-06 | 0 | 0.0003126 | 0 |  |  |  |  | 2010AgriculturalIrrigationHardwareLine Repairs | .
| 2010 | 58 | Agricultural | Irrigation | Hardware | Multi-Trajectory Sprays | [6 empty] | 0 | 87441.56 | 0.0099819 |  |  |  |  | 2.6494e-06 | 0.00023167 | 0.0003126 | 0.027334 |  |  |  |  | 2010AgriculturalIrrigationHardwareMulti-Trajectory Sprays | .
| 2010 | 59 | Agricultural | Irrigation | Hardware | Nozzle Replacement | [6 empty] | 0 | 341837 | 0.039022 |  |  |  |  | 2.6494e-06 | 0.00090565 | 0.0003126 | 0.10686 |  |  |  |  | 2010AgriculturalIrrigationHardwareNozzle Replacement | .
| 2010 | 60 | Agricultural | Irrigation | Hardware | Pipe Repair | [6 empty] | 0 | 202896.16 | 0.023162 |  |  |  |  | 2.6494e-06 | 0.00053755 | 0.0003126 | 0.063426 |  |  |  |  | 2010AgriculturalIrrigationHardwarePipe Repair | .
| 2010 | 61 | Agricultural | Irrigation | Hardware | Regulator Replacement | [6 empty] | 0 | 1378958 | 0.15742 |  |  |  |  | 2.6494e-06 | 0.0036534 | 0.0003126 | 0.43107 |  |  |  |  | 2010AgriculturalIrrigationHardwareRegulator Replacement | .
| 2010 | 62 | Agricultural | Irrigation | Hardware | Sprinkler Replacements | [6 empty] | 0 | 1686323.16 | 0.1925 |  |  |  |  | 2.6494e-06 | 0.0044677 | 0.0003126 | 0.52715 |  |  |  |  | 2010AgriculturalIrrigationHardwareSprinkler Replacements | .
| 2010 | 63 | Agricultural | Irrigation | Irrigation System Improvements | Change in Water Source | [6 empty] | 0 | 0 | 0 |  |  |  |  | 2.6494e-06 | 0 | 0.0003126 | 0 |  |  |  |  | 2010AgriculturalIrrigationIrrigation System ImprovementsChange in Water Source | .
| 2010 | 64 | Agricultural | Irrigation | Irrigation System Improvements | Irrigation System Improvements | [6 empty] | 0 | 10372574.32 | 1.1841 |  |  |  |  | 2.6494e-06 | 0.027481 | 0.0003126 | 3.2425 |  |  |  |  | 2010AgriculturalIrrigationIrrigation System ImprovementsIrrigation System Improvements | .
| 2010 | 65 | Agricultural | Irrigation | Irrigation System Improvements | Reduce Delivery System Leakage | [6 empty] | 0 | 0 | 0 |  |  |  |  | 2.6494e-06 | 0 | 0.0003126 | 0 |  |  |  |  | 2010AgriculturalIrrigationIrrigation System ImprovementsReduce Delivery System Leakage | .
| 2010 | 66 | Agricultural | Irrigation | Mainline System and Equipment | Interactive Mainline System and Equipment Improvements | [6 empty] | 0 | 0 | 0 |  |  |  |  | 2.6494e-06 | 0 | 0.0003126 | 0 |  |  |  |  | 2010AgriculturalIrrigationMainline System and EquipmentInteractive Mainline System and Equipment Improvements | .
| 2010 | 67 | Agricultural | Irrigation | Mainline System and Equipment | Mainline System Pump Improvements | [6 empty] | 0 | 51846 | 0.0059185 |  |  |  |  | 2.6494e-06 | 0.00013736 | 0.0003126 | 0.016207 |  |  |  |  | 2010AgriculturalIrrigationMainline System and EquipmentMainline System Pump Improvements | .
| 2010 | 68 | Agricultural | Irrigation | Mainline System and Equipment | Reduce Friction Loss | [6 empty] | 0 | 0 | 0 |  |  |  |  | 2.6494e-06 | 0 | 0.0003126 | 0 |  |  |  |  | 2010AgriculturalIrrigationMainline System and EquipmentReduce Friction Loss | .
| 2010 | 69 | Agricultural | Irrigation | Mainline System and Equipment | Reduce System Friction Head | [6 empty] | 0 | 0 | 0 |  |  |  |  | 2.6494e-06 | 0 | 0.0003126 | 0 |  |  |  |  | 2010AgriculturalIrrigationMainline System and EquipmentReduce System Friction Head | .
| 2010 | 70 | Agricultural | Irrigation | Mainline System and Equipment | Reduce System Leakage | [6 empty] | 0 | 0 | 0 |  |  |  |  | 2.6494e-06 | 0 | 0.0003126 | 0 |  |  |  |  | 2010AgriculturalIrrigationMainline System and EquipmentReduce System Leakage | .
| 2010 | 71 | Agricultural | Irrigation | Mainline System and Equipment | Reduce System Lift | [6 empty] | 0 | 0 | 0 |  |  |  |  | 2.6494e-06 | 0 | 0.0003126 | 0 |  |  |  |  | 2010AgriculturalIrrigationMainline System and EquipmentReduce System Lift | .
| 2010 | 72 | Agricultural | Irrigation | Mainline System and Equipment | System Water Delivery Improvements | [6 empty] | 0 | 0 | 0 |  |  |  |  | 2.6494e-06 | 0 | 0.0003126 | 0 |  |  |  |  | 2010AgriculturalIrrigationMainline System and EquipmentSystem Water Delivery Improvements | .
| 2010 | 73 | Agricultural | Irrigation | Pumps and Fans | Centrifugal Pump System Improvements | [6 empty] | 0 | 0 | 0 |  |  |  |  | 2.6494e-06 | 0 | 0.0003126 | 0 |  |  |  |  | 2010AgriculturalIrrigationPumps and FansCentrifugal Pump System Improvements | .
| 2010 | 74 | Agricultural | Irrigation | Pumps and Fans | Pump Testing Service | [6 empty] | 0 | 0 | 0 |  |  |  |  | 2.6494e-06 | 0 | 0.0003126 | 0 |  |  |  |  | 2010AgriculturalIrrigationPumps and FansPump Testing Service | .
| 2010 | 75 | Agricultural | Irrigation | Pumps and Fans | Turbine Pump System Improvements | [6 empty] | 0 | 0 | 0 |  |  |  |  | 2.6494e-06 | 0 | 0.0003126 | 0 |  |  |  |  | 2010AgriculturalIrrigationPumps and FansTurbine Pump System Improvements | .
| 2010 | 76 | Agricultural | Irrigation | Pumps and Fans | Vacuum Pump System Improvements | [6 empty] | 0 | 931493 | 0.10633 |  |  |  |  | 2.6494e-06 | 0.0024679 | 0.0003126 | 0.29119 |  |  |  |  | 2010AgriculturalIrrigationPumps and FansVacuum Pump System Improvements | .
| 2010 | 77 | Agricultural | Irrigation | Suction Fittings Equipment | Reduce Cavitation | [6 empty] | 0 | 0 | 0 |  |  |  |  | 2.6494e-06 | 0 | 0.0003126 | 0 |  |  |  |  | 2010AgriculturalIrrigationSuction Fittings EquipmentReduce Cavitation | .
| 2010 | 78 | Agricultural | Irrigation | Suction Fittings Equipment | Reduce System Friction Head | [6 empty] | 0 | 0 | 0 |  |  |  |  | 2.6494e-06 | 0 | 0.0003126 | 0 |  |  |  |  | 2010AgriculturalIrrigationSuction Fittings EquipmentReduce System Friction Head | .
| 2010 | 79 | Agricultural | Irrigation | Suction Fittings Equipment | Reduce System Leakage | [6 empty] | 0 | 0 | 0 |  |  |  |  | 2.6494e-06 | 0 | 0.0003126 | 0 |  |  |  |  | 2010AgriculturalIrrigationSuction Fittings EquipmentReduce System Leakage | .
| 2010 | 80 | Agricultural | Irrigation | Suction Fittings Equipment | Reduce System Lift | [6 empty] | 0 | 0 | 0 |  |  |  |  | 2.6494e-06 | 0 | 0.0003126 | 0 |  |  |  |  | 2010AgriculturalIrrigationSuction Fittings EquipmentReduce System Lift | .
| 2010 | 81 | Agricultural | Irrigation | Water Management | Scientific Irrigation Scheduling | [6 empty] | 0 | 39106018.0946 | 4.4642 |  |  |  |  | 2.6494e-06 | 0.10361 | 0.0003126 | 12.2247 |  |  |  |  | 2010AgriculturalIrrigationWater ManagementScientific Irrigation Scheduling | .
| 2010 | 82 | Agricultural | Lighting | Delamping | Delamping | [6 empty] | 0 | 0 | 0 |  |  |  |  | 0.00034247 | 0 | 0.00034247 | 0 |  |  |  |  | 2010AgriculturalLightingDelampingDelamping | .
| 2010 | 83 | Agricultural | Lighting | Lamps/Ballasts/Fixtures | Lamps/Ballasts | [6 empty] | 0 | 0 | 0 |  |  |  |  | 0.00034247 | 0 | 0.00034247 | 0 |  |  |  |  | 2010AgriculturalLightingLamps/Ballasts/FixturesLamps/Ballasts | .
| 2010 | 84 | Agricultural | Lighting | Lamps/Ballasts/Fixtures | Lamps/Ballasts w/Controls | [6 empty] | 0 | 0 | 0 |  |  |  |  | 0.00034247 | 0 | 0.00034247 | 0 |  |  |  |  | 2010AgriculturalLightingLamps/Ballasts/FixturesLamps/Ballasts w/Controls | .
| 2010 | 85 | Agricultural | Lighting | Lamps/Ballasts/Fixtures | Lamps/Ballasts w/Delamping | [6 empty] | 0 | 0 | 0 |  |  |  |  | 0.00034247 | 0 | 0.00034247 | 0 |  |  |  |  | 2010AgriculturalLightingLamps/Ballasts/FixturesLamps/Ballasts w/Delamping | .
| 2010 | 86 | Agricultural | Lighting | Lamps/Ballasts/Fixtures | Lamps/Ballasts w/Delamping and Controls | [6 empty] | 0 | 0 | 0 |  |  |  |  | 0.00034247 | 0 | 0.00034247 | 0 |  |  |  |  | 2010AgriculturalLightingLamps/Ballasts/FixturesLamps/Ballasts w/Delamping and Controls | .
| 2010 | 87 | Agricultural | Lighting | Lamps/Ballasts/Fixtures | Lamps/Ballasts/Fixtures | [6 empty] | 0 | 1089312.89 | 0.12435 |  |  |  |  | 0.00034247 | 0.37305 | 0.00034247 | 0.37305 |  |  |  |  | 2010AgriculturalLightingLamps/Ballasts/FixturesLamps/Ballasts/Fixtures | .
| 2010 | 88 | Agricultural | Lighting | Lamps/Ballasts/Fixtures | Lamps/Ballasts/Fixtures w/Controls | [6 empty] | 0 | 0 | 0 |  |  |  |  | 0.00034247 | 0 | 0.00034247 | 0 |  |  |  |  | 2010AgriculturalLightingLamps/Ballasts/FixturesLamps/Ballasts/Fixtures w/Controls | .
| 2010 | 89 | Agricultural | Lighting | Lamps/Ballasts/Fixtures | Lamps/Ballasts/Fixtures w/Delamping | [6 empty] | 0 | 0 | 0 |  |  |  |  | 0.00034247 | 0 | 0.00034247 | 0 |  |  |  |  | 2010AgriculturalLightingLamps/Ballasts/FixturesLamps/Ballasts/Fixtures w/Delamping | .
| 2010 | 90 | Agricultural | Lighting | Lamps/Ballasts/Fixtures | Lamps/Ballasts/Fixtures w/Delamping and Controls | [6 empty] | 0 | 0 | 0 |  |  |  |  | 0.00034247 | 0 | 0.00034247 | 0 |  |  |  |  | 2010AgriculturalLightingLamps/Ballasts/FixturesLamps/Ballasts/Fixtures w/Delamping and Controls | .
| 2010 | 91 | Agricultural | Lighting | Lamps/Ballasts/Fixtures | Stall Lighting | [6 empty] | 0 | 0 | 0 |  |  |  |  | 0.00034247 | 0 | 0.00034247 | 0 |  |  |  |  | 2010AgriculturalLightingLamps/Ballasts/FixturesStall Lighting | .
| 2010 | 92 | Agricultural | Lighting | Lighting Controls | Control Panels | [6 empty] | 0 | 0 | 0 |  |  |  |  | 0.00034247 | 0 | 0.00034247 | 0 |  |  |  |  | 2010AgriculturalLightingLighting ControlsControl Panels | .
| 2010 | 93 | Agricultural | Lighting | Lighting Controls | Daylighting | [6 empty] | 0 | 0 | 0 |  |  |  |  | 0.00034247 | 0 | 0.00034247 | 0 |  |  |  |  | 2010AgriculturalLightingLighting ControlsDaylighting | .
| 2010 | 94 | Agricultural | Lighting | Lighting Controls | Occupancy Sensors | [6 empty] | 0 | 0 | 0 |  |  |  |  | 0.00034247 | 0 | 0.00034247 | 0 |  |  |  |  | 2010AgriculturalLightingLighting ControlsOccupancy Sensors | .
| 2010 | 95 | Agricultural | Lighting | Lighting Controls | Photocells | [6 empty] | 0 | 0 | 0 |  |  |  |  | 0.00034247 | 0 | 0.00034247 | 0 |  |  |  |  | 2010AgriculturalLightingLighting ControlsPhotocells | .
| 2010 | 96 | Agricultural | Lighting | Lighting Controls | Timers | [6 empty] | 0 | 0 | 0 |  |  |  |  | 0.00034247 | 0 | 0.00034247 | 0 |  |  |  |  | 2010AgriculturalLightingLighting ControlsTimers | .
| 2010 | 97 | Agricultural | Lighting | Signs and Signals | LED Exit Signs | [6 empty] | 0 | 0 | 0 |  |  |  |  | 0.00034247 | 0 | 0.00034247 | 0 |  |  |  |  | 2010AgriculturalLightingSigns and SignalsLED Exit Signs | .
| 2010 | 98 | Agricultural | Motors/Drives | Motors | Motor Rewind | [6 empty] | 0 | 170985.8812 | 0.019519 |  |  |  |  | 2.6494e-06 | 0.00045301 | 0.0003126 | 0.053451 |  |  |  |  | 2010AgriculturalMotors/DrivesMotorsMotor Rewind | .
| 2010 | 99 | Agricultural | Motors/Drives | Motors | Motors | [6 empty] | 0 | 331864.9593 | 0.037884 |  |  |  |  | 2.6494e-06 | 0.00087923 | 0.0003126 | 0.10374 |  |  |  |  | 2010AgriculturalMotors/DrivesMotorsMotors | .
| 2010 | 100 | Agricultural | Motors/Drives | Motors/Drives Controls | Dairy Milking Machine Control Improvements (VFD) | [6 empty] | 0 | 0 | 0 |  |  |  |  | 0.00034247 | 0 | 0.00034247 | 0 |  |  |  |  | 2010AgriculturalMotors/DrivesMotors/Drives ControlsDairy Milking Machine Control Improvements (VFD) | .
| 2010 | 101 | Agricultural | Motors/Drives | Motors/Drives Controls | Electronically Commutated Motor (ECM) | [6 empty] | 0 | 0 | 0 |  |  |  |  | 0.00034247 | 0 | 0.00034247 | 0 |  |  |  |  | 2010AgriculturalMotors/DrivesMotors/Drives ControlsElectronically Commutated Motor (ECM) | .
| 2010 | 102 | Agricultural | Motors/Drives | Motors/Drives Controls | Energy Management Systems/System Controls | [6 empty] | 0 | 0 | 0 |  |  |  |  | 2.6494e-06 | 0 | 0.0003126 | 0 |  |  |  |  | 2010AgriculturalMotors/DrivesMotors/Drives ControlsEnergy Management Systems/System Controls | .
| 2010 | 103 | Agricultural | Motors/Drives | Motors/Drives Controls | Motors/Drives Control Improvements (non-VFD) | [6 empty] | 0 | 817413 | 0.093312 |  |  |  |  | 2.6494e-06 | 0.0021656 | 0.0003126 | 0.25553 |  |  |  |  | 2010AgriculturalMotors/DrivesMotors/Drives ControlsMotors/Drives Control Improvements (non-VFD) | .
| 2010 | 104 | Agricultural | Motors/Drives | Motors/Drives Controls | Motors/Drives Control Improvements (VFD) | [6 empty] | 0 | 9806657.63 | 1.1195 |  |  |  |  | 2.6494e-06 | 0.025981 | 0.0003126 | 3.0656 |  |  |  |  | 2010AgriculturalMotors/DrivesMotors/Drives ControlsMotors/Drives Control Improvements (VFD) | .
| 2010 | 105 | Agricultural | Motors/Drives | Pumps and Fans | Motors/Drives Installation on Fan System | [6 empty] | 0 | 0 | 0 |  |  |  |  | 0.00034247 | 0 | 0.00034247 | 0 |  |  |  |  | 2010AgriculturalMotors/DrivesPumps and FansMotors/Drives Installation on Fan System | .
| 2010 | 106 | Agricultural | Motors/Drives | Pumps and Fans | Motors/Drives Installation on Vacuum Pumps | [6 empty] | 0 | 0 | 0 |  |  |  |  | 0.00034247 | 0 | 0.00034247 | 0 |  |  |  |  | 2010AgriculturalMotors/DrivesPumps and FansMotors/Drives Installation on Vacuum Pumps | .
| 2010 | 107 | Agricultural | Process Loads | Livestock Tanks | Freeze Resistant Stock Tanks | [6 empty] | 0 | 13022.68 | 0.0014866 |  |  |  |  | 0.00030632 | 0.003989 | 3.3431e-08 | 4.3536e-07 |  |  |  |  | 2010AgriculturalProcess LoadsLivestock TanksFreeze Resistant Stock Tanks | .
| 2010 | 108 | Agricultural | Process Loads | Pumps and Fans | Centrifugal Pump System Improvements | [6 empty] | 0 | 0 | 0 |  |  |  |  | 0.00034247 | 0 | 0.00034247 | 0 |  |  |  |  | 2010AgriculturalProcess LoadsPumps and FansCentrifugal Pump System Improvements | .
| 2010 | 109 | Agricultural | Process Loads | Pumps and Fans | Fan System Improvements | [6 empty] | 0 | 0 | 0 |  |  |  |  | 0.00034247 | 0 | 0.00034247 | 0 |  |  |  |  | 2010AgriculturalProcess LoadsPumps and FansFan System Improvements | .
| 2010 | 110 | Agricultural | Process Loads | Pumps and Fans | Pump System Improvements | [6 empty] | 0 | 0 | 0 |  |  |  |  | 2.6494e-06 | 0 | 0.0003126 | 0 |  |  |  |  | 2010AgriculturalProcess LoadsPumps and FansPump System Improvements | .
| 2010 | 111 | Agricultural | Process Loads | Pumps and Fans | Turbine Pump System Improvements | [6 empty] | 0 | 0 | 0 |  |  |  |  | 0.00034247 | 0 | 0.00034247 | 0 |  |  |  |  | 2010AgriculturalProcess LoadsPumps and FansTurbine Pump System Improvements | .
| 2010 | 112 | Agricultural | Process Loads | Pumps and Fans | Vacuum Pump System Improvements | [6 empty] | 0 | 0 | 0 |  |  |  |  | 0.00034247 | 0 | 0.00034247 | 0 |  |  |  |  | 2010AgriculturalProcess LoadsPumps and FansVacuum Pump System Improvements | .
| 2010 | 113 | Agricultural | Refrigeration | Dairy System Improvements | Heat Recovery Improvements | [6 empty] | 0 | 0 | 0 |  |  |  |  | 0.00034247 | 0 | 0.00034247 | 0 |  |  |  |  | 2010AgriculturalRefrigerationDairy System ImprovementsHeat Recovery Improvements | .
| 2010 | 114 | Agricultural | Refrigeration | Dairy System Improvements | Plate Milk Pre-cooler | [6 empty] | 0 | 0 | 0 |  |  |  |  | 0.00034247 | 0 | 0.00034247 | 0 |  |  |  |  | 2010AgriculturalRefrigerationDairy System ImprovementsPlate Milk Pre-cooler | .
| 2010 | 115 | Agricultural | Refrigeration | Heat Recovery | Heat Recovery Improvements | [6 empty] | 0 | 0 | 0 |  |  |  |  | 0.00034247 | 0 | 0.00034247 | 0 |  |  |  |  | 2010AgriculturalRefrigerationHeat RecoveryHeat Recovery Improvements | .
| 2010 | 116 | Agricultural | Refrigeration | Packaged Refrigeration | Packaged Refrigeration System Improvements | [6 empty] | 0 | 17366 | 0.0019824 |  |  |  |  | 0.00034247 | 0.0059473 | 0.00034247 | 0.0059473 |  |  |  |  | 2010AgriculturalRefrigerationPackaged RefrigerationPackaged Refrigeration System Improvements | .
| 2010 | 117 | Agricultural | Refrigeration | Pumps and Fans | Condensor Fan System Improvements | [6 empty] | 0 | 0 | 0 |  |  |  |  | 0.00034247 | 0 | 0.00034247 | 0 |  |  |  |  | 2010AgriculturalRefrigerationPumps and FansCondensor Fan System Improvements | .
| 2010 | 118 | Agricultural | Refrigeration | Pumps and Fans | Evaporator Coil Fan System Improvements | [6 empty] | 0 | 0 | 0 |  |  |  |  | 0.00034247 | 0 | 0.00034247 | 0 |  |  |  |  | 2010AgriculturalRefrigerationPumps and FansEvaporator Coil Fan System Improvements | .
| 2010 | 119 | Agricultural | Refrigeration | Pumps and Fans | Evaporator Fan System Improvements | [6 empty] | 0 | 0 | 0 |  |  |  |  | 0.00034247 | 0 | 0.00034247 | 0 |  |  |  |  | 2010AgriculturalRefrigerationPumps and FansEvaporator Fan System Improvements | .
| 2010 | 120 | Agricultural | Refrigeration | Refrigeration System Controls | Defrost Control Improvements | [6 empty] | 0 | 0 | 0 |  |  |  |  | 0.00034247 | 0 | 0.00034247 | 0 |  |  |  |  | 2010AgriculturalRefrigerationRefrigeration System ControlsDefrost Control Improvements | .
| 2010 | 121 | Agricultural | Refrigeration | Refrigeration System Controls | Refrigeration Control Improvements (non-VFD) | [6 empty] | 0 | 0 | 0 |  |  |  |  | 0.00034247 | 0 | 0.00034247 | 0 |  |  |  |  | 2010AgriculturalRefrigerationRefrigeration System ControlsRefrigeration Control Improvements (non-VFD) | .
| 2010 | 122 | Agricultural | Refrigeration | Refrigeration System Controls | Refrigeration Control Improvements (VFD) | [6 empty] | 0 | 0 | 0 |  |  |  |  | 0.00034247 | 0 | 0.00034247 | 0 |  |  |  |  | 2010AgriculturalRefrigerationRefrigeration System ControlsRefrigeration Control Improvements (VFD) | .
| 2010 | 123 | Agricultural | Refrigeration | Refrigeration System Improvements | Chiller Improvements | [6 empty] | 0 | 0 | 0 |  |  |  |  | 0.00034247 | 0 | 0.00034247 | 0 |  |  |  |  | 2010AgriculturalRefrigerationRefrigeration System ImprovementsChiller Improvements | .
| 2010 | 124 | Agricultural | Refrigeration | Refrigeration System Improvements | Insulation | [6 empty] | 0 | 0 | 0 |  |  |  |  | 0.00034247 | 0 | 0.00034247 | 0 |  |  |  |  | 2010AgriculturalRefrigerationRefrigeration System ImprovementsInsulation | .
| 2010 | 125 | Agricultural | Refrigeration | Refrigeration System Improvements | Interactive Refrigeration System Improvements | [6 empty] | 0 | 0 | 0 |  |  |  |  | 0.00034247 | 0 | 0.00034247 | 0 |  |  |  |  | 2010AgriculturalRefrigerationRefrigeration System ImprovementsInteractive Refrigeration System Improvements | .
| 2010 | 126 | Agricultural | Utility Distribution System | Transformers | De-Energization | [6 empty] | 0 | 3221530 | 0.36775 |  |  |  |  | 2.6494e-06 | 0.008535 | 0.0003126 | 1.0071 |  |  |  |  | 2010AgriculturalUtility Distribution SystemTransformersDe-Energization | .
| 2010 | 127 | Agricultural | Water Heating | Heat Recovery | Heat Recovery Improvements | [6 empty] | 0 | 0 | 0 |  |  |  |  | 0.00034247 | 0 | 0.00034247 | 0 |  |  |  |  | 2010AgriculturalWater HeatingHeat RecoveryHeat Recovery Improvements | .
| 2010 | 128 | Agricultural | Water Heating | System Efficiency Improvements | Insulation | [6 empty] | 0 | 0 | 0 |  |  |  |  | 0.00034247 | 0 | 0.00034247 | 0 |  |  |  |  | 2010AgriculturalWater HeatingSystem Efficiency ImprovementsInsulation | .
| 2010 | 129 | Agricultural | Water Heating | Water Heaters | Water Heaters | [6 empty] | 0 | 0 | 0 |  |  |  |  | 0.00034247 | 0 | 0.00034247 | 0 |  |  |  |  | 2010AgriculturalWater HeatingWater HeatersWater Heaters | .
| 2010 | 130 | Agricultural | Whole Bldg/Meter Level | Whole Bldg/Meter Level System Improvements | Interactive Whole Bldg/Meter Level System Improvements | [6 empty] | 0 | 0 | 0 |  |  |  |  | 2.6494e-06 | 0 | 0.0003126 | 0 |  |  |  |  | 2010AgriculturalWhole Bldg/Meter LevelWhole Bldg/Meter Level System ImprovementsInteractive Whole Bldg/Meter Level System Improvements | .
| 2010 | 131 | Commercial | Compressed Air | Compressed Air System Controls | Compressed Air Control Improvements (non-VFD) | [6 empty] | 0 | 0 | 0 |  |  |  |  | 0.00014107 | 0 | 0.00012829 | 0 |  |  |  |  | 2010CommercialCompressed AirCompressed Air System ControlsCompressed Air Control Improvements (non-VFD) | .
| 2010 | 132 | Commercial | Compressed Air | Compressed Air System Controls | Compressed Air Control Improvements (VFD) | [6 empty] | 0 | 0 | 0 |  |  |  |  | 0.00014107 | 0 | 0.00012829 | 0 |  |  |  |  | 2010CommercialCompressed AirCompressed Air System ControlsCompressed Air Control Improvements (VFD) | .
| 2010 | 133 | Commercial | Compressed Air | Compressed Air System Improvements | Compressed Air System Compressor Improvements (non-VFD) | [6 empty] | 0 | 0 | 0 |  |  |  |  | 0.00014107 | 0 | 0.00012829 | 0 |  |  |  |  | 2010CommercialCompressed AirCompressed Air System ImprovementsCompressed Air System Compressor Improvements (non-VFD) | .
| 2010 | 134 | Commercial | Compressed Air | Compressed Air System Improvements | Compressed Air System Compressor Improvements (VFD) | [6 empty] | 0 | 0 | 0 |  |  |  |  | 0.00014107 | 0 | 0.00012829 | 0 |  |  |  |  | 2010CommercialCompressed AirCompressed Air System ImprovementsCompressed Air System Compressor Improvements (VFD) | .
| 2010 | 135 | Commercial | Compressed Air | Compressed Air System Improvements | Compressed Air System Demand Side Improvements | [6 empty] | 0 | 0 | 0 |  |  |  |  | 0.00014107 | 0 | 0.00012829 | 0 |  |  |  |  | 2010CommercialCompressed AirCompressed Air System ImprovementsCompressed Air System Demand Side Improvements | .
| 2010 | 136 | Commercial | Compressed Air | Compressed Air System Improvements | Compressed Air System Dryer Improvements | [6 empty] | 0 | 0 | 0 |  |  |  |  | 0.00014107 | 0 | 0.00012829 | 0 |  |  |  |  | 2010CommercialCompressed AirCompressed Air System ImprovementsCompressed Air System Dryer Improvements | .
| 2010 | 137 | Commercial | Compressed Air | Compressed Air System Improvements | Compressed Air System Regulation Improvements | [6 empty] | 0 | 0 | 0 |  |  |  |  | 0.00014107 | 0 | 0.00012829 | 0 |  |  |  |  | 2010CommercialCompressed AirCompressed Air System ImprovementsCompressed Air System Regulation Improvements | .
| 2010 | 138 | Commercial | Compressed Air | Compressed Air System Improvements | Compressed Air System Storage Improvements | [6 empty] | 0 | 0 | 0 |  |  |  |  | 0.00014107 | 0 | 0.00012829 | 0 |  |  |  |  | 2010CommercialCompressed AirCompressed Air System ImprovementsCompressed Air System Storage Improvements | .
| 2010 | 139 | Commercial | Compressed Air | Compressed Air System Improvements | Compressed Air System Supply Side Improvements | [6 empty] | 0 | 0 | 0 |  |  |  |  | 0.00014107 | 0 | 0.00012829 | 0 |  |  |  |  | 2010CommercialCompressed AirCompressed Air System ImprovementsCompressed Air System Supply Side Improvements | .
| 2010 | 140 | Commercial | Compressed Air | Compressed Air System Improvements | Compressors | [6 empty] | 0 | 0 | 0 |  |  |  |  | 0.00014107 | 0 | 0.00012829 | 0 |  |  |  |  | 2010CommercialCompressed AirCompressed Air System ImprovementsCompressors | .
| 2010 | 141 | Commercial | Compressed Air | Heat Recovery | Heat Recovery Improvements | [6 empty] | 0 | 0 | 0 |  |  |  |  | 0.00014107 | 0 | 0.00012829 | 0 |  |  |  |  | 2010CommercialCompressed AirHeat RecoveryHeat Recovery Improvements | .
| 2010 | 142 | Commercial | Electronics | Computer Technologies | Network Computer Power Management | [6 empty] | 0 | 10433923.4 | 1.1911 |  |  |  |  | 0.00013422 | 1.4005 | 0.00010767 | 1.1234 |  |  |  |  | 2010CommercialElectronicsComputer TechnologiesNetwork Computer Power Management | .
| 2010 | 143 | Commercial | Electronics | Computer Technologies | Power Supplies | [6 empty] | 0 | 0 | 0 |  |  |  |  | 0.00013422 | 0 | 0.00010767 | 0 |  |  |  |  | 2010CommercialElectronicsComputer TechnologiesPower Supplies | .
| 2010 | 144 | Commercial | Electronics | Computer Technologies | Server Virtualization/Load Reduction | [6 empty] | 0 | 1552478.06 | 0.17722 |  |  |  |  | 0.00013422 | 0.20838 | 0.00010767 | 0.16715 |  |  |  |  | 2010CommercialElectronicsComputer TechnologiesServer Virtualization/Load Reduction | .
| 2010 | 145 | Commercial | Electronics | Computer Technologies | Servers | [6 empty] | 0 | 919200.46 | 0.10493 |  |  |  |  | 0.00013422 | 0.12338 | 0.00010767 | 0.098966 |  |  |  |  | 2010CommercialElectronicsComputer TechnologiesServers | .
| 2010 | 146 | Commercial | Electronics | Plug Load | Power Strips | [6 empty] | 0 | 0 | 0 |  |  |  |  | 0.00013422 | 0 | 0.00010767 | 0 |  |  |  |  | 2010CommercialElectronicsPlug LoadPower Strips | .
| 2010 | 147 | Commercial | Food Preparation | Cooking | Cooking Equipment | [6 empty] | 0 | 91428.81 | 0.010437 |  |  |  |  | 0.00017223 | 0.015747 | 0.00016217 | 0.014827 |  |  |  |  | 2010CommercialFood PreparationCookingCooking Equipment | .
| 2010 | 148 | Commercial | Food Preparation | Cooking | Electric Combination Ovens | [6 empty] | 0 | 91490.776 | 0.010444 |  |  |  |  | 0.00017223 | 0.015758 | 0.00016217 | 0.014837 |  |  |  |  | 2010CommercialFood PreparationCookingElectric Combination Ovens | .
| 2010 | 149 | Commercial | Food Preparation | Cooking | Electric Commercial Steam Cookers | [6 empty] | 0 | 61654.8998 | 0.0070382 |  |  |  |  | 0.00017223 | 0.010619 | 0.00016217 | 0.0099983 |  |  |  |  | 2010CommercialFood PreparationCookingElectric Commercial Steam Cookers | .
| 2010 | 150 | Commercial | Food Preparation | Cooking | Electric Convection Ovens | [6 empty] | 0 | 91980.272 | 0.0105 |  |  |  |  | 0.00017223 | 0.015842 | 0.00016217 | 0.014916 |  |  |  |  | 2010CommercialFood PreparationCookingElectric Convection Ovens | .
| 2010 | 151 | Commercial | Food Preparation | Cooking | Electric Fryers | [6 empty] | 0 | 0 | 0 |  |  |  |  | 0.00017223 | 0 | 0.00016217 | 0 |  |  |  |  | 2010CommercialFood PreparationCookingElectric Fryers | .
| 2010 | 152 | Commercial | Food Preparation | Cooking | Hot Food Holding Cabinets | [6 empty] | 0 | 815610.1288 | 0.093106 |  |  |  |  | 0.00017223 | 0.14048 | 0.00016217 | 0.13226 |  |  |  |  | 2010CommercialFood PreparationCookingHot Food Holding Cabinets | .
| 2010 | 153 | Commercial | HVAC | Envelope | Air Sealing | [6 empty] | 0 | 0 | 0 |  |  |  |  | 0.00076228 | 0 | 1.3799e-05 | 0 |  |  |  |  | 2010CommercialHVACEnvelopeAir Sealing | .
| 2010 | 154 | Commercial | HVAC | Envelope | Insulation | [6 empty] | 0 | 2121801.3659 | 0.24221 |  |  |  |  | 0.00076228 | 1.6174 | 1.3799e-05 | 0.029279 |  |  |  |  | 2010CommercialHVACEnvelopeInsulation | .
| 2010 | 155 | Commercial | HVAC | Envelope | Windows | [6 empty] | 0 | 187404.671 | 0.021393 |  |  |  |  | 0.00076228 | 0.14285 | 1.3799e-05 | 0.0025861 |  |  |  |  | 2010CommercialHVACEnvelopeWindows | .
| 2010 | 156 | Commercial | HVAC | Heat Recovery | Heat Recovery Improvements | [6 empty] | 0 | 429542.48 | 0.049035 |  |  |  |  | 0.00076228 | 0.32743 | 1.3799e-05 | 0.0059274 |  |  |  |  | 2010CommercialHVACHeat RecoveryHeat Recovery Improvements | .
| 2010 | 157 | Commercial | HVAC | Heat Recovery | Humidification/Dehumidification Improvements | [6 empty] | 0 | 0 | 0 |  |  |  |  | 0.00076228 | 0 | 1.3799e-05 | 0 |  |  |  |  | 2010CommercialHVACHeat RecoveryHumidification/Dehumidification Improvements | .
| 2010 | 158 | Commercial | HVAC | HVAC System Controls | Energy Management Systems/System Controls | [6 empty] | 0 | 4356166.127 | 0.49728 |  |  |  |  | 0.00076228 | 3.3206 | 1.3799e-05 | 0.060112 |  |  |  |  | 2010CommercialHVACHVAC System ControlsEnergy Management Systems/System Controls | .
| 2010 | 159 | Commercial | HVAC | HVAC System Controls | HVAC Control Improvements (non-VFD) | [6 empty] | 0 | 22998774.733 | 2.6254 |  |  |  |  | 0.00076228 | 17.5315 | 1.3799e-05 | 0.31737 |  |  |  |  | 2010CommercialHVACHVAC System ControlsHVAC Control Improvements (non-VFD) | .
| 2010 | 160 | Commercial | HVAC | HVAC System Controls | HVAC Control Improvements (VFD) | [6 empty] | 0 | 0 | 0 |  |  |  |  | 0.00076228 | 0 | 1.3799e-05 | 0 |  |  |  |  | 2010CommercialHVACHVAC System ControlsHVAC Control Improvements (VFD) | .
| 2010 | 161 | Commercial | HVAC | HVAC System Controls | Pneumatic to DDC Control Improvements | [6 empty] | 0 | 0 | 0 |  |  |  |  | 0.00076228 | 0 | 1.3799e-05 | 0 |  |  |  |  | 2010CommercialHVACHVAC System ControlsPneumatic to DDC Control Improvements | .
| 2010 | 162 | Commercial | HVAC | HVAC System Controls | Thermostats | [6 empty] | 0 | 92368.607 | 0.010544 |  |  |  |  | 0.00076228 | 0.070411 | 1.3799e-05 | 0.0012746 |  |  |  |  | 2010CommercialHVACHVAC System ControlsThermostats | .
| 2010 | 163 | Commercial | HVAC | HVAC System Improvements | Air-Source Heat Pumps | [6 empty] | 0 | 1431663.37 | 0.16343 |  |  |  |  | 0.00076228 | 1.0913 | 1.3799e-05 | 0.019756 |  |  |  |  | 2010CommercialHVACHVAC System ImprovementsAir-Source Heat Pumps | .
| 2010 | 164 | Commercial | HVAC | HVAC System Improvements | Building Commissioning Improvements | [6 empty] | 0 | 6357197.427 | 0.72571 |  |  |  |  | 0.00076228 | 4.8459 | 1.3799e-05 | 0.087725 |  |  |  |  | 2010CommercialHVACHVAC System ImprovementsBuilding Commissioning Improvements | .
| 2010 | 165 | Commercial | HVAC | HVAC System Improvements | Centrifugal Chiller Improvements | [6 empty] | 0 | 6174518.264 | 0.70485 |  |  |  |  | 0.00076228 | 4.7067 | 1.3799e-05 | 0.085204 |  |  |  |  | 2010CommercialHVACHVAC System ImprovementsCentrifugal Chiller Improvements | .
| 2010 | 166 | Commercial | HVAC | HVAC System Improvements | Duct Insulation | [6 empty] | 0 | 0 | 0 |  |  |  |  | 0.00076228 | 0 | 1.3799e-05 | 0 |  |  |  |  | 2010CommercialHVACHVAC System ImprovementsDuct Insulation | .
| 2010 | 167 | Commercial | HVAC | HVAC System Improvements | Ductless Heat Pumps | [6 empty] | 0 | 0 | 0 |  |  |  |  | 0.00076228 | 0 | 1.3799e-05 | 0 |  |  |  |  | 2010CommercialHVACHVAC System ImprovementsDuctless Heat Pumps | .
| 2010 | 168 | Commercial | HVAC | HVAC System Improvements | Economizer System Improvements | [6 empty] | 0 | 2751505.04 | 0.3141 |  |  |  |  | 0.00076228 | 2.0974 | 1.3799e-05 | 0.037969 |  |  |  |  | 2010CommercialHVACHVAC System ImprovementsEconomizer System Improvements | .
| 2010 | 169 | Commercial | HVAC | HVAC System Improvements | Interactive HVAC System Improvements | [6 empty] | 0 | 28047959.9385 | 3.2018 |  |  |  |  | 0.00076228 | 21.3803 | 1.3799e-05 | 0.38704 |  |  |  |  | 2010CommercialHVACHVAC System ImprovementsInteractive HVAC System Improvements | .
| 2010 | 170 | Commercial | Lighting | Signs and Signals | LED Traffic Signals | [6 empty] | 0 | 1907003.2 | 0.21769 |  |  |  |  | 0.00023298 | 0.44429 | 0 | 0 |  |  |  |  | 2010CommercialLightingSigns and SignalsLED Traffic Signals | .
| 2010 | 171 | Commercial | Motors/Drives | Motors | Motor Rewind | [6 empty] | 0 | 0 | 0 |  |  |  |  | 0.00024448 | 0 | 0.00016318 | 0 |  |  |  |  | 2010CommercialMotors/DrivesMotorsMotor Rewind | .
| 2010 | 172 | Commercial | Motors/Drives | Motors | Motors | [6 empty] | 0 | 2059073.9872 | 0.23505 |  |  |  |  | 0.00024448 | 0.5034 | 0.00016318 | 0.33599 |  |  |  |  | 2010CommercialMotors/DrivesMotorsMotors | .
| 2010 | 173 | Commercial | Motors/Drives | Motors/Drives Controls | Electronically Commutated Motor (ECM) | [6 empty] | 0 | 284609.446 | 0.03249 |  |  |  |  | 0.00024448 | 0.069581 | 0.00016318 | 0.046442 |  |  |  |  | 2010CommercialMotors/DrivesMotors/Drives ControlsElectronically Commutated Motor (ECM) | .
| 2010 | 174 | Commercial | Motors/Drives | Motors/Drives Controls | Energy Management Systems/System Controls | [6 empty] | 0 | 0 | 0 |  |  |  |  | 0.00024448 | 0 | 0.00016318 | 0 |  |  |  |  | 2010CommercialMotors/DrivesMotors/Drives ControlsEnergy Management Systems/System Controls | .
| 2010 | 175 | Commercial | Motors/Drives | Motors/Drives Controls | Motors/Drives Control Improvements (non-VFD) | [6 empty] | 0 | 0 | 0 |  |  |  |  | 0.00024448 | 0 | 0.00016318 | 0 |  |  |  |  | 2010CommercialMotors/DrivesMotors/Drives ControlsMotors/Drives Control Improvements (non-VFD) | .
| 2010 | 176 | Commercial | Motors/Drives | Motors/Drives Controls | Motors/Drives Control Improvements (VFD) | [6 empty] | 0 | 1826059 | 0.20845 |  |  |  |  | 0.00024448 | 0.44643 | 0.00016318 | 0.29797 |  |  |  |  | 2010CommercialMotors/DrivesMotors/Drives ControlsMotors/Drives Control Improvements (VFD) | .
| 2010 | 177 | Commercial | Motors/Drives | Pumps and Fans | Motors/Drives Installation on Fan System | [6 empty] | 0 | 1056970.2 | 0.12066 |  |  |  |  | 0.00024448 | 0.25841 | 0.00016318 | 0.17247 |  |  |  |  | 2010CommercialMotors/DrivesPumps and FansMotors/Drives Installation on Fan System | .
| 2010 | 178 | Commercial | Motors/Drives | Pumps and Fans | Motors/Drives Installation on Vacuum Pumps | [6 empty] | 0 | 442437.952 | 0.050507 |  |  |  |  | 0.00024448 | 0.10817 | 0.00016318 | 0.072196 |  |  |  |  | 2010CommercialMotors/DrivesPumps and FansMotors/Drives Installation on Vacuum Pumps | .
| 2010 | 179 | Commercial | Process Loads | Elevators | Elevators | [6 empty] | 0 | 0 | 0 |  |  |  |  | 0.00014107 | 0 | 0.00012829 | 0 |  |  |  |  | 2010CommercialProcess LoadsElevatorsElevators | .
| 2010 | 180 | Commercial | Process Loads | Escalators | Escalators | [6 empty] | 0 | 0 | 0 |  |  |  |  | 0.00014107 | 0 | 0.00012829 | 0 |  |  |  |  | 2010CommercialProcess LoadsEscalatorsEscalators | .
| 2010 | 181 | Commercial | Process Loads | Heat Recovery | Heat Recovery Improvements | [6 empty] | 0 | 0 | 0 |  |  |  |  | 0.00014107 | 0 | 0.00012829 | 0 |  |  |  |  | 2010CommercialProcess LoadsHeat RecoveryHeat Recovery Improvements | .
| 2010 | 182 | Commercial | Process Loads | Process Loads System Controls | Process Loads Control Improvements (non-VFD) | [6 empty] | 0 | 0 | 0 |  |  |  |  | 0.00014107 | 0 | 0.00012829 | 0 |  |  |  |  | 2010CommercialProcess LoadsProcess Loads System ControlsProcess Loads Control Improvements (non-VFD) | .
| 2010 | 183 | Commercial | Process Loads | Process Loads System Controls | Process Loads Control Improvements (VFD) | [6 empty] | 0 | 0 | 0 |  |  |  |  | 0.00014107 | 0 | 0.00012829 | 0 |  |  |  |  | 2010CommercialProcess LoadsProcess Loads System ControlsProcess Loads Control Improvements (VFD) | .
| 2010 | 184 | Commercial | Process Loads | Process Loads System Improvements | Interactive Process Loads System Improvements | [6 empty] | 0 | 0 | 0 |  |  |  |  | 0.00014107 | 0 | 0.00012829 | 0 |  |  |  |  | 2010CommercialProcess LoadsProcess Loads System ImprovementsInteractive Process Loads System Improvements | .
| 2010 | 185 | Commercial | Process Loads | Pumps and Fans | Centrifugal Pump System Improvements | [6 empty] | 0 | 0 | 0 |  |  |  |  | 0.00014107 | 0 | 0.00012829 | 0 |  |  |  |  | 2010CommercialProcess LoadsPumps and FansCentrifugal Pump System Improvements | .
| 2010 | 186 | Commercial | Process Loads | Pumps and Fans | Fan System Improvements | [6 empty] | 0 | 0 | 0 |  |  |  |  | 0.00014107 | 0 | 0.00012829 | 0 |  |  |  |  | 2010CommercialProcess LoadsPumps and FansFan System Improvements | .
| 2010 | 187 | Commercial | Process Loads | Pumps and Fans | Pump System Improvements | [6 empty] | 0 | 0 | 0 |  |  |  |  | 0.00014107 | 0 | 0.00012829 | 0 |  |  |  |  | 2010CommercialProcess LoadsPumps and FansPump System Improvements | .
| 2010 | 188 | Commercial | Process Loads | Pumps and Fans | Turbine Pump System Improvements | [6 empty] | 0 | 0 | 0 |  |  |  |  | 0.00014107 | 0 | 0.00012829 | 0 |  |  |  |  | 2010CommercialProcess LoadsPumps and FansTurbine Pump System Improvements | .
| 2010 | 189 | Commercial | Process Loads | Pumps and Fans | Vacuum Pump System Improvements | [6 empty] | 0 | 0 | 0 |  |  |  |  | 0.00014107 | 0 | 0.00012829 | 0 |  |  |  |  | 2010CommercialProcess LoadsPumps and FansVacuum Pump System Improvements | .
| 2010 | 190 | Commercial | Refrigeration | Heat Recovery | Heat Recovery Improvements | [6 empty] | 0 | 0 | 0 |  |  |  |  | 0.0001159 | 0 | 0.00012882 | 0 |  |  |  |  | 2010CommercialRefrigerationHeat RecoveryHeat Recovery Improvements | .
| 2010 | 191 | Commercial | Refrigeration | Packaged Refrigeration | Freezer Decommissioning | [6 empty] | 0 | 0 | 0 |  |  |  |  | 0.0001159 | 0 | 0.00012882 | 0 |  |  |  |  | 2010CommercialRefrigerationPackaged RefrigerationFreezer Decommissioning | .
| 2010 | 192 | Commercial | Refrigeration | Packaged Refrigeration | Freezers | [6 empty] | 0 | 70928.9825 | 0.0080969 |  |  |  |  | 0.0001159 | 0.0082204 | 0.00012882 | 0.0091369 |  |  |  |  | 2010CommercialRefrigerationPackaged RefrigerationFreezers | .
| 2010 | 193 | Commercial | Refrigeration | Packaged Refrigeration | Ice Makers | [6 empty] | 0 | 112455.117 | 0.012837 |  |  |  |  | 0.0001159 | 0.013033 | 0.00012882 | 0.014486 |  |  |  |  | 2010CommercialRefrigerationPackaged RefrigerationIce Makers | .
| 2010 | 194 | Commercial | Refrigeration | Packaged Refrigeration | Packaged Refrigeration System Improvements | [6 empty] | 0 | 0 | 0 |  |  |  |  | 0.0001159 | 0 | 0.00012882 | 0 |  |  |  |  | 2010CommercialRefrigerationPackaged RefrigerationPackaged Refrigeration System Improvements | .
| 2010 | 195 | Commercial | Refrigeration | Packaged Refrigeration | Refrigerator Decommissioning | [6 empty] | 0 | 0 | 0 |  |  |  |  | 0.0001159 | 0 | 0.00012882 | 0 |  |  |  |  | 2010CommercialRefrigerationPackaged RefrigerationRefrigerator Decommissioning | .
| 2010 | 196 | Commercial | Refrigeration | Packaged Refrigeration | Refrigerators | [6 empty] | 0 | 296339.995 | 0.033829 |  |  |  |  | 0.0001159 | 0.034345 | 0.00012882 | 0.038174 |  |  |  |  | 2010CommercialRefrigerationPackaged RefrigerationRefrigerators | .
| 2010 | 197 | Commercial | Refrigeration | Packaged Refrigeration | Vending Machines | [6 empty] | 0 | 87871.88 | 0.010031 |  |  |  |  | 0.0001159 | 0.010184 | 0.00012882 | 0.011319 |  |  |  |  | 2010CommercialRefrigerationPackaged RefrigerationVending Machines | .
| 2010 | 198 | Commercial | Refrigeration | Pumps and Fans | Condensor Fan System Improvements | [6 empty] | 0 | 0 | 0 |  |  |  |  | 0.0001159 | 0 | 0.00012882 | 0 |  |  |  |  | 2010CommercialRefrigerationPumps and FansCondensor Fan System Improvements | .
| 2010 | 199 | Commercial | Refrigeration | Pumps and Fans | Evaporator Coil Fan System Improvements | [6 empty] | 0 | 0 | 0 |  |  |  |  | 0.0001159 | 0 | 0.00012882 | 0 |  |  |  |  | 2010CommercialRefrigerationPumps and FansEvaporator Coil Fan System Improvements | .
| 2010 | 200 | Commercial | Refrigeration | Pumps and Fans | Evaporator Fan System Improvements | [6 empty] | 0 | 0 | 0 |  |  |  |  | 0.0001159 | 0 | 0.00012882 | 0 |  |  |  |  | 2010CommercialRefrigerationPumps and FansEvaporator Fan System Improvements | .
| 2010 | 201 | Commercial | Refrigeration | Refrigeration System Controls | Defrost Control Improvements | [6 empty] | 0 | 9720935.6285 | 1.1097 |  |  |  |  | 0.0001159 | 1.1266 | 0.00012882 | 1.2522 |  |  |  |  | 2010CommercialRefrigerationRefrigeration System ControlsDefrost Control Improvements | .
| 2010 | 202 | Commercial | Refrigeration | Refrigeration System Controls | Multiplex | [6 empty] | 0 | 3213265.2796 | 0.36681 |  |  |  |  | 0.0001159 | 0.37241 | 0.00012882 | 0.41393 |  |  |  |  | 2010CommercialRefrigerationRefrigeration System ControlsMultiplex | .
| 2010 | 203 | Commercial | Refrigeration | Refrigeration System Controls | Refrigeration Control Improvements (non-VFD) | [6 empty] | 0 | 104101.3 | 0.011884 |  |  |  |  | 0.0001159 | 0.012065 | 0.00012882 | 0.01341 |  |  |  |  | 2010CommercialRefrigerationRefrigeration System ControlsRefrigeration Control Improvements (non-VFD) | .
| 2010 | 204 | Commercial | Refrigeration | Refrigeration System Controls | Refrigeration Control Improvements (VFD) | [6 empty] | 0 | 18997.9 | 0.0021687 |  |  |  |  | 0.0001159 | 0.0022018 | 0.00012882 | 0.0024473 |  |  |  |  | 2010CommercialRefrigerationRefrigeration System ControlsRefrigeration Control Improvements (VFD) | .
| 2010 | 205 | Commercial | Refrigeration | Refrigeration System Improvements | Auto Closers | [6 empty] | 0 | 123369.5673 | 0.014083 |  |  |  |  | 0.0001159 | 0.014298 | 0.00012882 | 0.015892 |  |  |  |  | 2010CommercialRefrigerationRefrigeration System ImprovementsAuto Closers | .
| 2010 | 206 | Commercial | Refrigeration | Refrigeration System Improvements | Building Commissioning Improvements | [6 empty] | 0 | 0 | 0 |  |  |  |  | 0.0001159 | 0 | 0.00012882 | 0 |  |  |  |  | 2010CommercialRefrigerationRefrigeration System ImprovementsBuilding Commissioning Improvements | .
| 2010 | 207 | Commercial | Refrigeration | Refrigeration System Improvements | Case Lighting | [6 empty] | 0 | 10065084.3304 | 1.149 |  |  |  |  | 0.0001159 | 1.1665 | 0.00012882 | 1.2966 |  |  |  |  | 2010CommercialRefrigerationRefrigeration System ImprovementsCase Lighting | .
| 2010 | 208 | Commercial | Refrigeration | Refrigeration System Improvements | Case Lighting Delamping | [6 empty] | 0 | 0 | 0 |  |  |  |  | 0.0001159 | 0 | 0.00012882 | 0 |  |  |  |  | 2010CommercialRefrigerationRefrigeration System ImprovementsCase Lighting Delamping | .
| 2010 | 209 | Commercial | Refrigeration | Refrigeration System Improvements | Cases | [6 empty] | 0 | 3310734.189 | 0.37794 |  |  |  |  | 0.0001159 | 0.3837 | 0.00012882 | 0.42648 |  |  |  |  | 2010CommercialRefrigerationRefrigeration System ImprovementsCases | .
| 2010 | 210 | Commercial | Refrigeration | Refrigeration System Improvements | Chiller Improvements | [6 empty] | 0 | 0 | 0 |  |  |  |  | 0.0001159 | 0 | 0.00012882 | 0 |  |  |  |  | 2010CommercialRefrigerationRefrigeration System ImprovementsChiller Improvements | .
| 2010 | 211 | Commercial | Refrigeration | Refrigeration System Improvements | Compressors | [6 empty] | 0 | 0 | 0 |  |  |  |  | 0.0001159 | 0 | 0.00012882 | 0 |  |  |  |  | 2010CommercialRefrigerationRefrigeration System ImprovementsCompressors | .
| 2010 | 212 | Commercial | Refrigeration | Refrigeration System Improvements | Condensors | [6 empty] | 0 | 82257.05 | 0.0093901 |  |  |  |  | 0.0001159 | 0.0095333 | 0.00012882 | 0.010596 |  |  |  |  | 2010CommercialRefrigerationRefrigeration System ImprovementsCondensors | .
| 2010 | 213 | Commercial | Refrigeration | Refrigeration System Improvements | Doors | [6 empty] | 0 | 420304.712 | 0.04798 |  |  |  |  | 0.0001159 | 0.048712 | 0.00012882 | 0.054143 |  |  |  |  | 2010CommercialRefrigerationRefrigeration System ImprovementsDoors | .
| 2010 | 214 | Commercial | Refrigeration | Refrigeration System Improvements | Gasket Replacement | [6 empty] | 0 | 176130.9439 | 0.020106 |  |  |  |  | 0.0001159 | 0.020413 | 0.00012882 | 0.022689 |  |  |  |  | 2010CommercialRefrigerationRefrigeration System ImprovementsGasket Replacement | .
| 2010 | 215 | Commercial | Refrigeration | Refrigeration System Improvements | Insulation | [6 empty] | 0 | 0 | 0 |  |  |  |  | 0.0001159 | 0 | 0.00012882 | 0 |  |  |  |  | 2010CommercialRefrigerationRefrigeration System ImprovementsInsulation | .
| 2010 | 216 | Commercial | Refrigeration | Refrigeration System Improvements | Interactive Refrigeration System Improvements | [6 empty] | 0 | 10635293.9485 | 1.2141 |  |  |  |  | 0.0001159 | 1.2326 | 0.00012882 | 1.37 |  |  |  |  | 2010CommercialRefrigerationRefrigeration System ImprovementsInteractive Refrigeration System Improvements | .
| 2010 | 217 | Commercial | Refrigeration | Refrigeration System Improvements | Lamps/Ballasts | [6 empty] | 0 | 0 | 0 |  |  |  |  | 0.0001159 | 0 | 0.00012882 | 0 |  |  |  |  | 2010CommercialRefrigerationRefrigeration System ImprovementsLamps/Ballasts | .
| 2010 | 218 | Commercial | Refrigeration | Refrigeration System Improvements | Motion Sensors | [6 empty] | 0 | 0 | 0 |  |  |  |  | 0.0001159 | 0 | 0.00012882 | 0 |  |  |  |  | 2010CommercialRefrigerationRefrigeration System ImprovementsMotion Sensors | .
| 2010 | 219 | Commercial | Refrigeration | Refrigeration System Improvements | Motors | [6 empty] | 0 | 31042824.1165 | 3.5437 |  |  |  |  | 0.0001159 | 3.5977 | 0.00012882 | 3.9989 |  |  |  |  | 2010CommercialRefrigerationRefrigeration System ImprovementsMotors | .
| 2010 | 220 | Commercial | Refrigeration | Refrigeration System Improvements | Multiplex | [6 empty] | 0 | 798509.104 | 0.091154 |  |  |  |  | 0.0001159 | 0.092544 | 0.00012882 | 0.10286 |  |  |  |  | 2010CommercialRefrigerationRefrigeration System ImprovementsMultiplex | .
| 2010 | 221 | Commercial | Refrigeration | Refrigeration System Improvements | Night Covers | [6 empty] | 0 | 12293503.15 | 1.4034 |  |  |  |  | 0.0001159 | 1.4248 | 0.00012882 | 1.5836 |  |  |  |  | 2010CommercialRefrigerationRefrigeration System ImprovementsNight Covers | .
| 2010 | 222 | Commercial | Refrigeration | Refrigeration System Improvements | Strip Curtains | [6 empty] | 0 | 446898.012 | 0.051016 |  |  |  |  | 0.0001159 | 0.051794 | 0.00012882 | 0.057568 |  |  |  |  | 2010CommercialRefrigerationRefrigeration System ImprovementsStrip Curtains | .
| 2010 | 223 | Commercial | Refrigeration | Refrigeration System Improvements | Suction Line Insulation | [6 empty] | 0 | 536978.42 | 0.061299 |  |  |  |  | 0.0001159 | 0.062234 | 0.00012882 | 0.069172 |  |  |  |  | 2010CommercialRefrigerationRefrigeration System ImprovementsSuction Line Insulation | .
| 2010 | 224 | Commercial | Water Heating | Heat Recovery | Heat Recovery Improvements | [6 empty] | 0 | 0 | 0 |  |  |  |  | 0.00017243 | 0 | 0.00012478 | 0 |  |  |  |  | 2010CommercialWater HeatingHeat RecoveryHeat Recovery Improvements | .
| 2010 | 225 | Commercial | Water Heating | Pool System Improvements | Pool Blankets | [6 empty] | 0 | 0 | 0 |  |  |  |  | 0.00017243 | 0 | 0.00012478 | 0 |  |  |  |  | 2010CommercialWater HeatingPool System ImprovementsPool Blankets | .
| 2010 | 226 | Commercial | Water Heating | Pool System Improvements | Pool System Improvements | [6 empty] | 0 | 0 | 0 |  |  |  |  | 0.00017243 | 0 | 0.00012478 | 0 |  |  |  |  | 2010CommercialWater HeatingPool System ImprovementsPool System Improvements | .
| 2010 | 227 | Commercial | Water Heating | System Efficiency Improvements | Insulation | [6 empty] | 0 | 0 | 0 |  |  |  |  | 0.00017243 | 0 | 0.00012478 | 0 |  |  |  |  | 2010CommercialWater HeatingSystem Efficiency ImprovementsInsulation | .
| 2010 | 228 | Commercial | Water Heating | Water Heaters | Water Heaters | [6 empty] | 0 | 41360.62 | 0.0047215 |  |  |  |  | 0.00017243 | 0.0071318 | 0.00012478 | 0.0051609 |  |  |  |  | 2010CommercialWater HeatingWater HeatersWater Heaters | .
| 2010 | 229 | Commercial | Water Heating | Water Heating Controls | Energy Management Systems/System Controls | [6 empty] | 0 | 0 | 0 |  |  |  |  | 0.00017243 | 0 | 0.00012478 | 0 |  |  |  |  | 2010CommercialWater HeatingWater Heating ControlsEnergy Management Systems/System Controls | .
| 2010 | 230 | Commercial | Water Heating | Water Heating Controls | Water Heating Control Improvements (non-VFD) | [6 empty] | 0 | 0 | 0 |  |  |  |  | 0.00017243 | 0 | 0.00012478 | 0 |  |  |  |  | 2010CommercialWater HeatingWater Heating ControlsWater Heating Control Improvements (non-VFD) | .
| 2010 | 231 | Commercial | Water Heating | Water Heating Controls | Water Heating Control Improvements (VFD) | [6 empty] | 0 | 0 | 0 |  |  |  |  | 0.00017243 | 0 | 0.00012478 | 0 |  |  |  |  | 2010CommercialWater HeatingWater Heating ControlsWater Heating Control Improvements (VFD) | .
| 2010 | 232 | Commercial | Water Heating | Water Using Devices | Aerators | [6 empty] | 0 | 154472.192 | 0.017634 |  |  |  |  | 0.00017243 | 0.026635 | 0.00012478 | 0.019275 |  |  |  |  | 2010CommercialWater HeatingWater Using DevicesAerators | .
| 2010 | 233 | Commercial | Water Heating | Water Using Devices | Clothes Washers | [6 empty] | 0 | 34205.785 | 0.0039048 |  |  |  |  | 0.00017243 | 0.0058981 | 0.00012478 | 0.0042682 |  |  |  |  | 2010CommercialWater HeatingWater Using DevicesClothes Washers | .
| 2010 | 234 | Commercial | Water Heating | Water Using Devices | Dishwashers | [6 empty] | 0 | 608173.746 | 0.069426 |  |  |  |  | 0.00017243 | 0.10487 | 0.00012478 | 0.075887 |  |  |  |  | 2010CommercialWater HeatingWater Using DevicesDishwashers | .
| 2010 | 235 | Commercial | Water Heating | Water Using Devices | Pre Rinse Spray Valves | [6 empty] | 0 | 99605.337 | 0.01137 |  |  |  |  | 0.00017243 | 0.017175 | 0.00012478 | 0.012429 |  |  |  |  | 2010CommercialWater HeatingWater Using DevicesPre Rinse Spray Valves | .
| 2010 | 236 | Commercial | Water Heating | Water Using Devices | Showerheads | [6 empty] | 0 | 7902.55 | 0.00090212 |  |  |  |  | 0.00017243 | 0.0013626 | 0.00012478 | 0.00098607 |  |  |  |  | 2010CommercialWater HeatingWater Using DevicesShowerheads | .
| 2010 | 237 | Commercial | Whole Bldg/Meter Level | Whole Bldg/Meter Level System Improvements | Interactive Whole Bldg/Meter Level System Improvements | [6 empty] | 0 | 38045593.945 | 4.3431 |  |  |  |  | 0.00024448 | 9.3014 | 0.00016318 | 6.2082 |  |  |  |  | 2010CommercialWhole Bldg/Meter LevelWhole Bldg/Meter Level System ImprovementsInteractive Whole Bldg/Meter Level System Improvements | .
| 2010 | 238 | Commercial | Whole Bldg/Meter Level | Whole Bldg/Meter Level System Improvements | Small Office Package | [6 empty] | 0 | 0 | 0 |  |  |  |  | 0.00024448 | 0 | 0.00016318 | 0 |  |  |  |  | 2010CommercialWhole Bldg/Meter LevelWhole Bldg/Meter Level System ImprovementsSmall Office Package | .
| 2010 | 239 | Industrial | Compressed Air | Compressed Air System Controls | Compressed Air Control Improvements (non-VFD) | [6 empty] | 0 | 1417230 | 0.16178 |  |  |  |  | 0.00012551 | 0.17788 | 0.00012968 | 0.18379 |  |  |  |  | 2010IndustrialCompressed AirCompressed Air System ControlsCompressed Air Control Improvements (non-VFD) | .
| 2010 | 240 | Industrial | Compressed Air | Compressed Air System Controls | Compressed Air Control Improvements (VFD) | [6 empty] | 0 | 83900 | 0.0095776 |  |  |  |  | 0.00012551 | 0.01053 | 0.00012968 | 0.01088 |  |  |  |  | 2010IndustrialCompressed AirCompressed Air System ControlsCompressed Air Control Improvements (VFD) | .
| 2010 | 241 | Industrial | Compressed Air | Compressed Air System Improvements | Compressed Air System Compressor Improvements (non-VFD) | [6 empty] | 0 | 34531806.2427 | 3.942 |  |  |  |  | 0.00012551 | 4.3341 | 0.00012968 | 4.4781 |  |  |  |  | 2010IndustrialCompressed AirCompressed Air System ImprovementsCompressed Air System Compressor Improvements (non-VFD) | .
| 2010 | 242 | Industrial | Compressed Air | Compressed Air System Improvements | Compressed Air System Compressor Improvements (VFD) | [6 empty] | 0 | 779950 | 0.089035 |  |  |  |  | 0.00012551 | 0.097891 | 0.00012968 | 0.10114 |  |  |  |  | 2010IndustrialCompressed AirCompressed Air System ImprovementsCompressed Air System Compressor Improvements (VFD) | .
| 2010 | 243 | Industrial | Compressed Air | Compressed Air System Improvements | Compressed Air System Demand Side Improvements | [6 empty] | 0 | 0 | 0 |  |  |  |  | 0.00012551 | 0 | 0.00012968 | 0 |  |  |  |  | 2010IndustrialCompressed AirCompressed Air System ImprovementsCompressed Air System Demand Side Improvements | .
| 2010 | 244 | Industrial | Compressed Air | Compressed Air System Improvements | Compressed Air System Dryer Improvements | [6 empty] | 0 | 0 | 0 |  |  |  |  | 0.00012551 | 0 | 0.00012968 | 0 |  |  |  |  | 2010IndustrialCompressed AirCompressed Air System ImprovementsCompressed Air System Dryer Improvements | .
| 2010 | 245 | Industrial | Compressed Air | Compressed Air System Improvements | Compressed Air System Regulation Improvements | [6 empty] | 0 | 0 | 0 |  |  |  |  | 0.00012551 | 0 | 0.00012968 | 0 |  |  |  |  | 2010IndustrialCompressed AirCompressed Air System ImprovementsCompressed Air System Regulation Improvements | .
| 2010 | 246 | Industrial | Compressed Air | Compressed Air System Improvements | Compressed Air System Storage Improvements | [6 empty] | 0 | 0 | 0 |  |  |  |  | 0.00012551 | 0 | 0.00012968 | 0 |  |  |  |  | 2010IndustrialCompressed AirCompressed Air System ImprovementsCompressed Air System Storage Improvements | .
| 2010 | 247 | Industrial | Compressed Air | Compressed Air System Improvements | Compressed Air System Supply Side Improvements | [6 empty] | 0 | 11569.92 | 0.0013208 |  |  |  |  | 0.00012551 | 0.0014521 | 0.00012968 | 0.0015004 |  |  |  |  | 2010IndustrialCompressed AirCompressed Air System ImprovementsCompressed Air System Supply Side Improvements | .
| 2010 | 248 | Industrial | Compressed Air | Compressed Air System Improvements | Compressors | [6 empty] | 0 | 0 | 0 |  |  |  |  | 0.00012551 | 0 | 0.00012968 | 0 |  |  |  |  | 2010IndustrialCompressed AirCompressed Air System ImprovementsCompressors | .
| 2010 | 249 | Industrial | Compressed Air | Heat Recovery | Heat Recovery Improvements | [6 empty] | 0 | 0 | 0 |  |  |  |  | 0.00012551 | 0 | 0.00012968 | 0 |  |  |  |  | 2010IndustrialCompressed AirHeat RecoveryHeat Recovery Improvements | .
| 2010 | 250 | Industrial | Facility Distribution System | Capacitors | Fixed and Switched Shunt Capacitor | [6 empty] | 0 | 42292 | 0.0048279 |  |  |  |  | 0.00012551 | 0.005308 | 0.00012968 | 0.0054844 |  |  |  |  | 2010IndustrialFacility Distribution SystemCapacitorsFixed and Switched Shunt Capacitor | .
| 2010 | 251 | Industrial | Facility Distribution System | Conductors | Service Conductor Replacement | [6 empty] | 0 | 0 | 0 |  |  |  |  | 0.00012551 | 0 | 0.00012968 | 0 |  |  |  |  | 2010IndustrialFacility Distribution SystemConductorsService Conductor Replacement | .
| 2010 | 252 | Industrial | Facility Distribution System | Power Factor Improvements | VAR Management/Controls | [6 empty] | 0 | 0 | 0 |  |  |  |  | 0.00012551 | 0 | 0.00012968 | 0 |  |  |  |  | 2010IndustrialFacility Distribution SystemPower Factor ImprovementsVAR Management/Controls | .
| 2010 | 253 | Industrial | Facility Distribution System | Transformers | De-Energization | [6 empty] | 0 | 0 | 0 |  |  |  |  | 0.00012551 | 0 | 0.00012968 | 0 |  |  |  |  | 2010IndustrialFacility Distribution SystemTransformersDe-Energization | .
| 2010 | 254 | Industrial | Facility Distribution System | Transformers | Transformers (NEMA TP-1 or Higher) | [6 empty] | 0 | 0 | 0 |  |  |  |  | 0.00012551 | 0 | 0.00012968 | 0 |  |  |  |  | 2010IndustrialFacility Distribution SystemTransformersTransformers (NEMA TP-1 or Higher) | .
| 2010 | 255 | Industrial | Facility Distribution System | Voltage Management | Conservation Voltage Reduction (CVR) | [6 empty] | 0 | 0 | 0 |  |  |  |  | 0.00012551 | 0 | 0.00012968 | 0 |  |  |  |  | 2010IndustrialFacility Distribution SystemVoltage ManagementConservation Voltage Reduction (CVR) | .
| 2010 | 256 | Industrial | HVAC | Envelope | Air Sealing | [6 empty] | 0 | 0 | 0 |  |  |  |  | 0.00012551 | 0 | 0.00012968 | 0 |  |  |  |  | 2010IndustrialHVACEnvelopeAir Sealing | .
| 2010 | 257 | Industrial | HVAC | Envelope | Insulation | [6 empty] | 0 | 304177.92 | 0.034724 |  |  |  |  | 0.00012551 | 0.038177 | 0.00012968 | 0.039446 |  |  |  |  | 2010IndustrialHVACEnvelopeInsulation | .
| 2010 | 258 | Industrial | HVAC | Envelope | Windows | [6 empty] | 0 | 0 | 0 |  |  |  |  | 0.00012551 | 0 | 0.00012968 | 0 |  |  |  |  | 2010IndustrialHVACEnvelopeWindows | .
| 2010 | 259 | Industrial | HVAC | Heat Recovery | Heat Recovery Improvements | [6 empty] | 0 | 28953.045 | 0.0033051 |  |  |  |  | 0.00012551 | 0.0036339 | 0.00012968 | 0.0037546 |  |  |  |  | 2010IndustrialHVACHeat RecoveryHeat Recovery Improvements | .
| 2010 | 260 | Industrial | HVAC | Heat Recovery | Humidification/Dehumidification Improvements | [6 empty] | 0 | 0 | 0 |  |  |  |  | 0.00012551 | 0 | 0.00012968 | 0 |  |  |  |  | 2010IndustrialHVACHeat RecoveryHumidification/Dehumidification Improvements | .
| 2010 | 261 | Industrial | HVAC | HVAC System Controls | Energy Management Systems/System Controls | [6 empty] | 0 | 0 | 0 |  |  |  |  | 0.00012551 | 0 | 0.00012968 | 0 |  |  |  |  | 2010IndustrialHVACHVAC System ControlsEnergy Management Systems/System Controls | .
| 2010 | 262 | Industrial | HVAC | HVAC System Controls | HVAC Control Improvements (non-VFD) | [6 empty] | 0 | 0 | 0 |  |  |  |  | 0.00012551 | 0 | 0.00012968 | 0 |  |  |  |  | 2010IndustrialHVACHVAC System ControlsHVAC Control Improvements (non-VFD) | .
| 2010 | 263 | Industrial | HVAC | HVAC System Controls | HVAC Control Improvements (VFD) | [6 empty] | 0 | 0 | 0 |  |  |  |  | 0.00012551 | 0 | 0.00012968 | 0 |  |  |  |  | 2010IndustrialHVACHVAC System ControlsHVAC Control Improvements (VFD) | .
| 2010 | 264 | Industrial | HVAC | HVAC System Controls | Pneumatic to DDC Control Improvements | [6 empty] | 0 | 0 | 0 |  |  |  |  | 0.00012551 | 0 | 0.00012968 | 0 |  |  |  |  | 2010IndustrialHVACHVAC System ControlsPneumatic to DDC Control Improvements | .
| 2010 | 265 | Industrial | HVAC | HVAC System Controls | Thermostats | [6 empty] | 0 | 0 | 0 |  |  |  |  | 0.00012551 | 0 | 0.00012968 | 0 |  |  |  |  | 2010IndustrialHVACHVAC System ControlsThermostats | .
| 2010 | 266 | Industrial | HVAC | HVAC System Improvements | Air-Source Heat Pumps | [6 empty] | 0 | 4916.48 | 0.00056124 |  |  |  |  | 0.00012551 | 0.00061706 | 0.00012968 | 0.00063757 |  |  |  |  | 2010IndustrialHVACHVAC System ImprovementsAir-Source Heat Pumps | .
| 2010 | 267 | Industrial | HVAC | HVAC System Improvements | Building Commissioning Improvements | [6 empty] | 0 | 0 | 0 |  |  |  |  | 0.00012551 | 0 | 0.00012968 | 0 |  |  |  |  | 2010IndustrialHVACHVAC System ImprovementsBuilding Commissioning Improvements | .
| 2010 | 268 | Industrial | HVAC | HVAC System Improvements | Centrifugal Chiller Improvements | [6 empty] | 0 | 0 | 0 |  |  |  |  | 0.00012551 | 0 | 0.00012968 | 0 |  |  |  |  | 2010IndustrialHVACHVAC System ImprovementsCentrifugal Chiller Improvements | .
| 2010 | 269 | Industrial | HVAC | HVAC System Improvements | Duct Insulation | [6 empty] | 0 | 0 | 0 |  |  |  |  | 0.00012551 | 0 | 0.00012968 | 0 |  |  |  |  | 2010IndustrialHVACHVAC System ImprovementsDuct Insulation | .
| 2010 | 270 | Industrial | HVAC | HVAC System Improvements | Ductless Heat Pumps | [6 empty] | 0 | 0 | 0 |  |  |  |  | 0.00012551 | 0 | 0.00012968 | 0 |  |  |  |  | 2010IndustrialHVACHVAC System ImprovementsDuctless Heat Pumps | .
| 2010 | 271 | Industrial | HVAC | HVAC System Improvements | Economizer System Improvements | [6 empty] | 0 | 9007.36 | 0.0010282 |  |  |  |  | 0.00012551 | 0.0011305 | 0.00012968 | 0.0011681 |  |  |  |  | 2010IndustrialHVACHVAC System ImprovementsEconomizer System Improvements | .
| 2010 | 272 | Industrial | HVAC | HVAC System Improvements | Interactive HVAC System Improvements | [6 empty] | 0 | 3844294.44 | 0.43885 |  |  |  |  | 0.00012551 | 0.48249 | 0.00012968 | 0.49853 |  |  |  |  | 2010IndustrialHVACHVAC System ImprovementsInteractive HVAC System Improvements | .
| 2010 | 273 | Industrial | HVAC | HVAC System Improvements | Rooftop Units | [6 empty] | 0 | 1856 | 0.00021187 |  |  |  |  | 0.00012551 | 0.00023294 | 0.00012968 | 0.00024069 |  |  |  |  | 2010IndustrialHVACHVAC System ImprovementsRooftop Units | .
| 2010 | 274 | Industrial | HVAC | HVAC System Improvements | Rotary Screw Chiller Improvements | [6 empty] | 0 | 0 | 0 |  |  |  |  | 0.00012551 | 0 | 0.00012968 | 0 |  |  |  |  | 2010IndustrialHVACHVAC System ImprovementsRotary Screw Chiller Improvements | .
| 2010 | 275 | Industrial | HVAC | HVAC System Improvements | Scroll Chiller Improvements | [6 empty] | 0 | 0 | 0 |  |  |  |  | 0.00012551 | 0 | 0.00012968 | 0 |  |  |  |  | 2010IndustrialHVACHVAC System ImprovementsScroll Chiller Improvements | .
| 2010 | 276 | Industrial | HVAC | HVAC System Improvements | Storage Tank Insulation Improvements | [6 empty] | 0 | 0 | 0 |  |  |  |  | 0.00012551 | 0 | 0.00012968 | 0 |  |  |  |  | 2010IndustrialHVACHVAC System ImprovementsStorage Tank Insulation Improvements | .
| 2010 | 277 | Industrial | HVAC | HVAC System Improvements | Variable Refrigerant Flow System Improvements | [6 empty] | 0 | 0 | 0 |  |  |  |  | 0.00012551 | 0 | 0.00012968 | 0 |  |  |  |  | 2010IndustrialHVACHVAC System ImprovementsVariable Refrigerant Flow System Improvements | .
| 2010 | 278 | Industrial | HVAC | HVAC System Improvements | Ventilation System Improvements | [6 empty] | 0 | 65909.76 | 0.0075239 |  |  |  |  | 0.00012551 | 0.0082723 | 0.00012968 | 0.0085471 |  |  |  |  | 2010IndustrialHVACHVAC System ImprovementsVentilation System Improvements | .
| 2010 | 279 | Industrial | HVAC | HVAC System Improvements | Water-Source Heat Pumps | [6 empty] | 0 | 0 | 0 |  |  |  |  | 0.00012551 | 0 | 0.00012968 | 0 |  |  |  |  | 2010IndustrialHVACHVAC System ImprovementsWater-Source Heat Pumps | .
| 2010 | 280 | Industrial | Lighting | Delamping | Delamping | [6 empty] | 0 | 94022.4 | 0.010733 |  |  |  |  | 0.00012551 | 0.011801 | 0.00012968 | 0.012193 |  |  |  |  | 2010IndustrialLightingDelampingDelamping | .
| 2010 | 281 | Industrial | Lighting | Lamps/Ballasts/Fixtures | Lamps/Ballasts | [6 empty] | 0 | 2655684 | 0.30316 |  |  |  |  | 0.00012551 | 0.33331 | 0.00012968 | 0.34439 |  |  |  |  | 2010IndustrialLightingLamps/Ballasts/FixturesLamps/Ballasts | .
| 2010 | 282 | Industrial | Lighting | Lamps/Ballasts/Fixtures | Lamps/Ballasts w/Controls | [6 empty] | 0 | 0 | 0 |  |  |  |  | 0.00012551 | 0 | 0.00012968 | 0 |  |  |  |  | 2010IndustrialLightingLamps/Ballasts/FixturesLamps/Ballasts w/Controls | .
| 2010 | 283 | Industrial | Lighting | Lamps/Ballasts/Fixtures | Lamps/Ballasts w/Delamping | [6 empty] | 0 | 0 | 0 |  |  |  |  | 0.00012551 | 0 | 0.00012968 | 0 |  |  |  |  | 2010IndustrialLightingLamps/Ballasts/FixturesLamps/Ballasts w/Delamping | .
| 2010 | 284 | Industrial | Lighting | Lamps/Ballasts/Fixtures | Lamps/Ballasts w/Delamping and Controls | [6 empty] | 0 | 0 | 0 |  |  |  |  | 0.00012551 | 0 | 0.00012968 | 0 |  |  |  |  | 2010IndustrialLightingLamps/Ballasts/FixturesLamps/Ballasts w/Delamping and Controls | .
| 2010 | 285 | Industrial | Lighting | Lamps/Ballasts/Fixtures | Lamps/Ballasts/Fixtures | [6 empty] | 0 | 67068086.339 | 7.6562 |  |  |  |  | 0.00012551 | 8.4177 | 0.00012968 | 8.6974 |  |  |  |  | 2010IndustrialLightingLamps/Ballasts/FixturesLamps/Ballasts/Fixtures | .
| 2010 | 286 | Industrial | Lighting | Lamps/Ballasts/Fixtures | Lamps/Ballasts/Fixtures w/Controls | [6 empty] | 0 | 0 | 0 |  |  |  |  | 0.00012551 | 0 | 0.00012968 | 0 |  |  |  |  | 2010IndustrialLightingLamps/Ballasts/FixturesLamps/Ballasts/Fixtures w/Controls | .
| 2010 | 287 | Industrial | Lighting | Lamps/Ballasts/Fixtures | Lamps/Ballasts/Fixtures w/Delamping | [6 empty] | 0 | 0 | 0 |  |  |  |  | 0.00012551 | 0 | 0.00012968 | 0 |  |  |  |  | 2010IndustrialLightingLamps/Ballasts/FixturesLamps/Ballasts/Fixtures w/Delamping | .
| 2010 | 288 | Industrial | Lighting | Lamps/Ballasts/Fixtures | Lamps/Ballasts/Fixtures w/Delamping and Controls | [6 empty] | 0 | 0 | 0 |  |  |  |  | 0.00012551 | 0 | 0.00012968 | 0 |  |  |  |  | 2010IndustrialLightingLamps/Ballasts/FixturesLamps/Ballasts/Fixtures w/Delamping and Controls | .
| 2010 | 289 | Industrial | Lighting | Lighting Controls | Control Panels | [6 empty] | 0 | 0 | 0 |  |  |  |  | 0.00012551 | 0 | 0.00012968 | 0 |  |  |  |  | 2010IndustrialLightingLighting ControlsControl Panels | .
| 2010 | 290 | Industrial | Lighting | Lighting Controls | Daylighting | [6 empty] | 0 | 0 | 0 |  |  |  |  | 0.00012551 | 0 | 0.00012968 | 0 |  |  |  |  | 2010IndustrialLightingLighting ControlsDaylighting | .
| 2010 | 291 | Industrial | Lighting | Lighting Controls | Occupancy Sensors | [6 empty] | 0 | 6491773.44 | 0.74107 |  |  |  |  | 0.00012551 | 0.81478 | 0.00012968 | 0.84185 |  |  |  |  | 2010IndustrialLightingLighting ControlsOccupancy Sensors | .
| 2010 | 292 | Industrial | Lighting | Lighting Controls | Photocells | [6 empty] | 0 | 0 | 0 |  |  |  |  | 0.00012551 | 0 | 0.00012968 | 0 |  |  |  |  | 2010IndustrialLightingLighting ControlsPhotocells | .
| 2010 | 293 | Industrial | Lighting | Lighting Controls | Timers | [6 empty] | 0 | 0 | 0 |  |  |  |  | 0.00012551 | 0 | 0.00012968 | 0 |  |  |  |  | 2010IndustrialLightingLighting ControlsTimers | .
| 2010 | 294 | Industrial | Lighting | Signs and Signals | LED Exit Signs | [6 empty] | 0 | 29448.96 | 0.0033618 |  |  |  |  | 0.00012551 | 0.0036961 | 0.00012968 | 0.0038189 |  |  |  |  | 2010IndustrialLightingSigns and SignalsLED Exit Signs | .
| 2010 | 295 | Industrial | Motors/Drives | Motors | Motor Rewind | [6 empty] | 0 | 1302174.5981 | 0.14865 |  |  |  |  | 0.00012551 | 0.16343 | 0.00012968 | 0.16887 |  |  |  |  | 2010IndustrialMotors/DrivesMotorsMotor Rewind | .
| 2010 | 296 | Industrial | Motors/Drives | Motors | Motors | [6 empty] | 0 | 10941765.421 | 1.2491 |  |  |  |  | 0.00012551 | 1.3733 | 0.00012968 | 1.4189 |  |  |  |  | 2010IndustrialMotors/DrivesMotorsMotors | .
| 2010 | 297 | Industrial | Motors/Drives | Motors/Drives Controls | Electronically Commutated Motor (ECM) | [6 empty] | 0 | 0 | 0 |  |  |  |  | 0.00012551 | 0 | 0.00012968 | 0 |  |  |  |  | 2010IndustrialMotors/DrivesMotors/Drives ControlsElectronically Commutated Motor (ECM) | .
| 2010 | 298 | Industrial | Motors/Drives | Motors/Drives Controls | Energy Management Systems/System Controls | [6 empty] | 0 | 0 | 0 |  |  |  |  | 0.00012551 | 0 | 0.00012968 | 0 |  |  |  |  | 2010IndustrialMotors/DrivesMotors/Drives ControlsEnergy Management Systems/System Controls | .
| 2010 | 299 | Industrial | Motors/Drives | Motors/Drives Controls | Motors/Drives Control Improvements (non-VFD) | [6 empty] | 0 | 5902087.4214 | 0.67375 |  |  |  |  | 0.00012551 | 0.74077 | 0.00012968 | 0.76538 |  |  |  |  | 2010IndustrialMotors/DrivesMotors/Drives ControlsMotors/Drives Control Improvements (non-VFD) | .
| 2010 | 300 | Industrial | Motors/Drives | Motors/Drives Controls | Motors/Drives Control Improvements (VFD) | [6 empty] | 0 | 9610564.206 | 1.0971 |  |  |  |  | 0.00012551 | 1.2062 | 0.00012968 | 1.2463 |  |  |  |  | 2010IndustrialMotors/DrivesMotors/Drives ControlsMotors/Drives Control Improvements (VFD) | .
| 2010 | 301 | Industrial | Motors/Drives | Pumps and Fans | Motors/Drives Installation on Fan System | [6 empty] | 0 | 15643479.309 | 1.7858 |  |  |  |  | 0.00012551 | 1.9634 | 0.00012968 | 2.0286 |  |  |  |  | 2010IndustrialMotors/DrivesPumps and FansMotors/Drives Installation on Fan System | .
| 2010 | 302 | Industrial | Motors/Drives | Pumps and Fans | Motors/Drives Installation on Vacuum Pumps | [6 empty] | 0 | 321737 | 0.036728 |  |  |  |  | 0.00012551 | 0.040381 | 0.00012968 | 0.041723 |  |  |  |  | 2010IndustrialMotors/DrivesPumps and FansMotors/Drives Installation on Vacuum Pumps | .
| 2010 | 303 | Industrial | Process Loads | Heat Recovery | Heat Recovery Improvements | [6 empty] | 0 | 0 | 0 |  |  |  |  | 0.00012551 | 0 | 0.00012968 | 0 |  |  |  |  | 2010IndustrialProcess LoadsHeat RecoveryHeat Recovery Improvements | .
| 2010 | 304 | Industrial | Process Loads | Process Loads System Controls | Process Loads Control Improvements (non-VFD) | [6 empty] | 0 | 0 | 0 |  |  |  |  | 0.00012551 | 0 | 0.00012968 | 0 |  |  |  |  | 2010IndustrialProcess LoadsProcess Loads System ControlsProcess Loads Control Improvements (non-VFD) | .
| 2010 | 305 | Industrial | Process Loads | Process Loads System Controls | Process Loads Control Improvements (VFD) | [6 empty] | 0 | 0 | 0 |  |  |  |  | 0.00012551 | 0 | 0.00012968 | 0 |  |  |  |  | 2010IndustrialProcess LoadsProcess Loads System ControlsProcess Loads Control Improvements (VFD) | .
| 2010 | 306 | Industrial | Process Loads | Process Loads System Improvements | Interactive Process Loads System Improvements | [6 empty] | 0 | 51161777.6946 | 5.8404 |  |  |  |  | 0.00012551 | 6.4213 | 0.00012968 | 6.6346 |  |  |  |  | 2010IndustrialProcess LoadsProcess Loads System ImprovementsInteractive Process Loads System Improvements | .
| 2010 | 307 | Industrial | Process Loads | Pumps and Fans | Centrifugal Pump System Improvements | [6 empty] | 0 | 0 | 0 |  |  |  |  | 0.00012551 | 0 | 0.00012968 | 0 |  |  |  |  | 2010IndustrialProcess LoadsPumps and FansCentrifugal Pump System Improvements | .
| 2010 | 308 | Industrial | Process Loads | Pumps and Fans | Fan System Improvements | [6 empty] | 0 | 0 | 0 |  |  |  |  | 0.00012551 | 0 | 0.00012968 | 0 |  |  |  |  | 2010IndustrialProcess LoadsPumps and FansFan System Improvements | .
| 2010 | 309 | Industrial | Process Loads | Pumps and Fans | Pump System Improvements | [6 empty] | 0 | 0 | 0 |  |  |  |  | 0.00012551 | 0 | 0.00012968 | 0 |  |  |  |  | 2010IndustrialProcess LoadsPumps and FansPump System Improvements | .
| 2010 | 310 | Industrial | Process Loads | Pumps and Fans | Turbine Pump System Improvements | [6 empty] | 0 | 0 | 0 |  |  |  |  | 0.00012551 | 0 | 0.00012968 | 0 |  |  |  |  | 2010IndustrialProcess LoadsPumps and FansTurbine Pump System Improvements | .
| 2010 | 311 | Industrial | Process Loads | Pumps and Fans | Vacuum Pump System Improvements | [6 empty] | 0 | 0 | 0 |  |  |  |  | 0.00012551 | 0 | 0.00012968 | 0 |  |  |  |  | 2010IndustrialProcess LoadsPumps and FansVacuum Pump System Improvements | .
| 2010 | 312 | Industrial | Process Loads | Wastewater System Improvements | Interactive Wastewater System Improvements | [6 empty] | 0 | 332170.24 | 0.037919 |  |  |  |  | 0.00012551 | 0.04169 | 0.00012968 | 0.043076 |  |  |  |  | 2010IndustrialProcess LoadsWastewater System ImprovementsInteractive Wastewater System Improvements | .
| 2010 | 313 | Industrial | Refrigeration | Heat Recovery | Heat Recovery Improvements | [6 empty] | 0 | 0 | 0 |  |  |  |  | 0.00012551 | 0 | 0.00012968 | 0 |  |  |  |  | 2010IndustrialRefrigerationHeat RecoveryHeat Recovery Improvements | .
| 2010 | 314 | Industrial | Refrigeration | Packaged Refrigeration | Packaged Refrigeration System Improvements | [6 empty] | 0 | 295168 | 0.033695 |  |  |  |  | 0.00012551 | 0.037046 | 0.00012968 | 0.038277 |  |  |  |  | 2010IndustrialRefrigerationPackaged RefrigerationPackaged Refrigeration System Improvements | .
| 2010 | 315 | Industrial | Refrigeration | Pumps and Fans | Condensor Fan System Improvements | [6 empty] | 0 | 0 | 0 |  |  |  |  | 0.00012551 | 0 | 0.00012968 | 0 |  |  |  |  | 2010IndustrialRefrigerationPumps and FansCondensor Fan System Improvements | .
| 2010 | 316 | Industrial | Refrigeration | Pumps and Fans | Evaporator Coil Fan System Improvements | [6 empty] | 0 | 0 | 0 |  |  |  |  | 0.00012551 | 0 | 0.00012968 | 0 |  |  |  |  | 2010IndustrialRefrigerationPumps and FansEvaporator Coil Fan System Improvements | .
| 2010 | 317 | Industrial | Refrigeration | Pumps and Fans | Evaporator Fan System Improvements | [6 empty] | 0 | 0 | 0 |  |  |  |  | 0.00012551 | 0 | 0.00012968 | 0 |  |  |  |  | 2010IndustrialRefrigerationPumps and FansEvaporator Fan System Improvements | .
| 2010 | 318 | Industrial | Refrigeration | Refrigeration System Controls | Defrost Control Improvements | [6 empty] | 0 | 0 | 0 |  |  |  |  | 0.00012551 | 0 | 0.00012968 | 0 |  |  |  |  | 2010IndustrialRefrigerationRefrigeration System ControlsDefrost Control Improvements | .
| 2010 | 319 | Industrial | Refrigeration | Refrigeration System Controls | Refrigeration Control Improvements (non-VFD) | [6 empty] | 0 | 0 | 0 |  |  |  |  | 0.00012551 | 0 | 0.00012968 | 0 |  |  |  |  | 2010IndustrialRefrigerationRefrigeration System ControlsRefrigeration Control Improvements (non-VFD) | .
| 2010 | 320 | Industrial | Refrigeration | Refrigeration System Controls | Refrigeration Control Improvements (VFD) | [6 empty] | 0 | 0 | 0 |  |  |  |  | 0.00012551 | 0 | 0.00012968 | 0 |  |  |  |  | 2010IndustrialRefrigerationRefrigeration System ControlsRefrigeration Control Improvements (VFD) | .
| 2010 | 321 | Industrial | Refrigeration | Refrigeration System Improvements | Building Commissioning Improvements | [6 empty] | 0 | 0 | 0 |  |  |  |  | 0.00012551 | 0 | 0.00012968 | 0 |  |  |  |  | 2010IndustrialRefrigerationRefrigeration System ImprovementsBuilding Commissioning Improvements | .
| 2010 | 322 | Industrial | Refrigeration | Refrigeration System Improvements | Chiller Improvements | [6 empty] | 0 | 0 | 0 |  |  |  |  | 0.00012551 | 0 | 0.00012968 | 0 |  |  |  |  | 2010IndustrialRefrigerationRefrigeration System ImprovementsChiller Improvements | .
| 2010 | 323 | Industrial | Refrigeration | Refrigeration System Improvements | Fast Acting Doors | [6 empty] | 0 | 0 | 0 |  |  |  |  | 0.00012551 | 0 | 0.00012968 | 0 |  |  |  |  | 2010IndustrialRefrigerationRefrigeration System ImprovementsFast Acting Doors | .
| 2010 | 324 | Industrial | Refrigeration | Refrigeration System Improvements | Insulation | [6 empty] | 0 | 0 | 0 |  |  |  |  | 0.00012551 | 0 | 0.00012968 | 0 |  |  |  |  | 2010IndustrialRefrigerationRefrigeration System ImprovementsInsulation | .
| 2010 | 325 | Industrial | Refrigeration | Refrigeration System Improvements | Interactive Refrigeration System Improvements | [6 empty] | 0 | 6603762.323 | 0.75385 |  |  |  |  | 0.00012551 | 0.82883 | 0.00012968 | 0.85637 |  |  |  |  | 2010IndustrialRefrigerationRefrigeration System ImprovementsInteractive Refrigeration System Improvements | .
| 2010 | 326 | Industrial | Water Heating | Heat Recovery | Heat Recovery Improvements | [6 empty] | 0 | 0 | 0 |  |  |  |  | 0.00012551 | 0 | 0.00012968 | 0 |  |  |  |  | 2010IndustrialWater HeatingHeat RecoveryHeat Recovery Improvements | .
| 2010 | 327 | Industrial | Water Heating | Pipe Insulation | Pipe Insulation | [6 empty] | 0 | 0 | 0 |  |  |  |  | 0.00012551 | 0 | 0.00012968 | 0 |  |  |  |  | 2010IndustrialWater HeatingPipe InsulationPipe Insulation | .
| 2010 | 328 | Industrial | Water Heating | System Efficiency Improvements | Insulation | [6 empty] | 0 | 0 | 0 |  |  |  |  | 0.00012551 | 0 | 0.00012968 | 0 |  |  |  |  | 2010IndustrialWater HeatingSystem Efficiency ImprovementsInsulation | .
| 2010 | 329 | Industrial | Water Heating | Water Heating Controls | Energy Management Systems/System Controls | [6 empty] | 0 | 0 | 0 |  |  |  |  | 0.00012551 | 0 | 0.00012968 | 0 |  |  |  |  | 2010IndustrialWater HeatingWater Heating ControlsEnergy Management Systems/System Controls | .
| 2010 | 330 | Industrial | Water Heating | Water Heating Controls | Water Heating Control Improvements (non-VFD) | [6 empty] | 0 | 0 | 0 |  |  |  |  | 0.00012551 | 0 | 0.00012968 | 0 |  |  |  |  | 2010IndustrialWater HeatingWater Heating ControlsWater Heating Control Improvements (non-VFD) | .
| 2010 | 331 | Industrial | Water Heating | Water Heating Controls | Water Heating Control Improvements (VFD) | [6 empty] | 0 | 0 | 0 |  |  |  |  | 0.00012551 | 0 | 0.00012968 | 0 |  |  |  |  | 2010IndustrialWater HeatingWater Heating ControlsWater Heating Control Improvements (VFD) | .
| 2010 | 332 | Industrial | Whole Bldg/Meter Level | Whole Bldg/Meter Level System Improvements | Interactive Whole Bldg/Meter Level System Improvements | [6 empty] | 0 | 60535432.96 | 6.9104 |  |  |  |  | 0.00012551 | 7.5978 | 0.00012968 | 7.8502 |  |  |  |  | 2010IndustrialWhole Bldg/Meter LevelWhole Bldg/Meter Level System ImprovementsInteractive Whole Bldg/Meter Level System Improvements | .
| 2010 | 333 | Residential | Electronics | Computer Technologies | Network Computer Power Management | [6 empty] | 0 | 0 | 0 |  |  |  |  | 0.00014549 | 0 | 0.00013343 | 0 |  |  |  |  | 2010ResidentialElectronicsComputer TechnologiesNetwork Computer Power Management | .
| 2010 | 334 | Residential | Electronics | Entertainment | Set Top Boxes | [6 empty] | 0 | 0 | 0 |  |  |  |  | 0.00021383 | 0 | 0.0001722 | 0 |  |  |  |  | 2010ResidentialElectronicsEntertainmentSet Top Boxes | .
| 2010 | 335 | Residential | Electronics | Entertainment | Televisions | [6 empty] | 0 | 0 | 0 |  |  |  |  | 0.00021383 | 0 | 0.0001722 | 0 |  |  |  |  | 2010ResidentialElectronicsEntertainmentTelevisions | .
| 2010 | 336 | Residential | Electronics | Plug Load | Power Strips | [6 empty] | 0 | 0 | 0 |  |  |  |  | 0.00021383 | 0 | 0.0001722 | 0 |  |  |  |  | 2010ResidentialElectronicsPlug LoadPower Strips | .
| 2010 | 337 | Residential | Food Preparation | Cooking | Bi-Radient Oven | [6 empty] | 0 | 0 | 0 |  |  |  |  | 0.00057621 | 0 | 0.00039409 | 0 |  |  |  |  | 2010ResidentialFood PreparationCookingBi-Radient Oven | .
| 2010 | 338 | Residential | HVAC | Envelope | Air Sealing | [6 empty] | 0 | 501600.5591 | 0.05726 |  |  |  |  | 0.00035039 | 0.17575 | 0.00029221 | 0.14657 |  |  |  |  | 2010ResidentialHVACEnvelopeAir Sealing | .
| 2010 | 340 | Residential | HVAC | Envelope | Windows | [6 empty] | 0 | 32686560.8317 | 3.7313 |  |  |  |  | 0.00035039 | 11.453 | 0.00029221 | 9.5512 |  |  |  |  | 2010ResidentialHVACEnvelopeWindows | .
| 2010 | 341 | Residential | HVAC | HVAC System | Air Conditioners | [6 empty] | 0 | 23250.4855 | 0.0026542 |  |  |  |  | 0 | 0 | 0.002609 | 0.06066 |  |  |  |  | 2010ResidentialHVACHVAC SystemAir Conditioners | .
| 2010 | 342 | Residential | HVAC | HVAC System | Air-Source Heat Pumps w/Duct Sealing | [6 empty] | 0 | 4071163.3856 | 0.46474 |  |  |  |  | 0.00035039 | 1.4265 | 0.00029221 | 1.1896 |  |  |  |  | 2010ResidentialHVACHVAC SystemAir-Source Heat Pumps w/Duct Sealing | .
| 2010 | 343 | Residential | HVAC | HVAC System | Air-Source Heat Pumps w/o Duct Sealing | [6 empty] | 0 | 14753858.5445 | 1.6842 |  |  |  |  | 0.00035039 | 5.1696 | 0.00029221 | 4.3112 |  |  |  |  | 2010ResidentialHVACHVAC SystemAir-Source Heat Pumps w/o Duct Sealing | .
| 2010 | 344 | Residential | HVAC | HVAC System | Commissioning Controls Sizing | [6 empty] | 0 | 573602.75 | 0.06548 |  |  |  |  | 0.00035039 | 0.20098 | 0.00029221 | 0.16761 |  |  |  |  | 2010ResidentialHVACHVAC SystemCommissioning Controls Sizing | .
| 2010 | 345 | Residential | HVAC | HVAC System | Duct Sealing | [6 empty] | 0 | 10492463.5097 | 1.1978 |  |  |  |  | 0.00035039 | 3.6764 | 0.00029221 | 3.066 |  |  |  |  | 2010ResidentialHVACHVAC SystemDuct Sealing | .
| 2010 | 346 | Residential | HVAC | HVAC System | Ductless Heat Pumps | [6 empty] | 0 | 18112098.7674 | 2.0676 |  |  |  |  | 0.00044496 | 8.0592 | 1.4598e-05 | 0.26441 |  |  |  |  | 2010ResidentialHVACHVAC SystemDuctless Heat Pumps | .
| 2010 | 347 | Residential | HVAC | HVAC System | Ground-Source Heat Pumps w/ Duct Sealing | [6 empty] | 0 | 165036.4001 | 0.01884 |  |  |  |  | 0.00035039 | 0.057827 | 0.00029221 | 0.048225 |  |  |  |  | 2010ResidentialHVACHVAC SystemGround-Source Heat Pumps w/ Duct Sealing | .
| 2010 | 348 | Residential | HVAC | HVAC System | Ground-Source Heat Pumps w/o Duct Sealing | [6 empty] | 0 | 94942.166 | 0.010838 |  |  |  |  | 0.00035039 | 0.033267 | 0.00029221 | 0.027743 |  |  |  |  | 2010ResidentialHVACHVAC SystemGround-Source Heat Pumps w/o Duct Sealing | .
| 2010 | 349 | Agricultural | Motors/Drives | Compressed Air System Improvements | Motors/Drives Installation on Compressed Air System | [6 empty] | 0 | 0 | 0 |  |  |  |  | 2.6494e-06 | 0 | 0.0003126 | 0 |  |  |  |  | 2010AgriculturalMotors/DrivesCompressed Air System ImprovementsMotors/Drives Installation on Compressed Air System | .
| 2010 | 350 | Residential | HVAC | HVAC System | Thermostats | [6 empty] | 0 | 106228.3925 | 0.012127 |  |  |  |  | 0.00035039 | 0.037221 | 0.00029221 | 0.031041 |  |  |  |  | 2010ResidentialHVACHVAC SystemThermostats | .
| 2010 | 351 | Residential | HVAC | HVAC System | Sealing and Commissioning | [6 empty] | 0 | 0 | 0 |  |  |  |  | 0.00035039 | 0 | 0.00029221 | 0 |  |  |  |  | 2010ResidentialHVACHVAC SystemSealing and Commissioning | .
| 2010 | 352 | Residential | HVAC | HVAC System | Sealing Commissioning and Controls | [6 empty] | 0 | 179771.592 | 0.020522 |  |  |  |  | 0.00035039 | 0.06299 | 0.00029221 | 0.05253 |  |  |  |  | 2010ResidentialHVACHVAC SystemSealing Commissioning and Controls | .
| 2010 | 353 | Residential | HVAC | HVAC System | Ground-source Heat Pump | [6 empty] | 0 | 879753.2534 | 0.10043 |  |  |  |  | 0.00035039 | 0.30826 | 0.00029221 | 0.25707 |  |  |  |  | 2010ResidentialHVACHVAC SystemGround-source Heat Pump | .
| 2010 | 354 | Residential | Lighting | Lamps/Fixtures | Fixtures | [6 empty] | 0 | 9439481.4644 | 1.0776 |  |  |  |  | 0.00026149 | 2.4683 | 8.4631e-05 | 0.79887 |  |  |  |  | 2010ResidentialLightingLamps/FixturesFixtures | .
| 2010 | 355 | Residential | Lighting | Lamps/Fixtures | Lamps | [6 empty] | 0 | 267143533.3314 | 30.4958 |  |  |  |  | 0.00026149 | 69.8547 | 8.4631e-05 | 22.6085 |  |  |  |  | 2010ResidentialLightingLamps/FixturesLamps | .
| 2010 | 356 | Residential | Lighting | Lighting Controls | Lighting Controls | [6 empty] | 0 | 73264.12 | 0.0083635 |  |  |  |  | 0.00026149 | 0.019158 | 8.4631e-05 | 0.0062004 |  |  |  |  | 2010ResidentialLightingLighting ControlsLighting Controls | .
| 2010 | 357 | Residential | Refrigeration | Freezers | Freezer Decommissioning | [6 empty] | 0 | 1291911.6685 | 0.14748 |  |  |  |  | 9.1801e-05 | 0.1186 | 0.0001667 | 0.21536 |  |  |  |  | 2010ResidentialRefrigerationFreezersFreezer Decommissioning | .
| 2010 | 358 | Residential | Refrigeration | Freezers | Freezers | [6 empty] | 0 | 2300485.9131 | 0.26261 |  |  |  |  | 9.1801e-05 | 0.21119 | 0.0001667 | 0.38348 |  |  |  |  | 2010ResidentialRefrigerationFreezersFreezers | .
| 2010 | 359 | Residential | Refrigeration | Refrigerators | Refrigerator Decommissioning | [6 empty] | 0 | 30968148.9634 | 3.5352 |  |  |  |  | 0.0001124 | 3.4807 | 0.00015305 | 4.7398 |  |  |  |  | 2010ResidentialRefrigerationRefrigeratorsRefrigerator Decommissioning | .
| 2010 | 360 | Residential | Refrigeration | Refrigerators | Refrigerators | [6 empty] | 0 | 4088819.9629 | 0.46676 |  |  |  |  | 0.0001124 | 0.45957 | 0.00015305 | 0.62581 |  |  |  |  | 2010ResidentialRefrigerationRefrigeratorsRefrigerators | .
| 2010 | 361 | Residential | Water Heating | Heat Recovery | Water Heat Recovery | [6 empty] | 0 | 1304.2533 | 0.00014889 |  |  |  |  | 0.00019367 | 0.00025259 | 0.00012477 | 0.00016273 |  |  |  |  | 2010ResidentialWater HeatingHeat RecoveryWater Heat Recovery | .
| 2010 | 362 | Residential | Water Heating | Pipe Insulation | Pipe Insulation | [6 empty] | 0 | 197917.485 | 0.022593 |  |  |  |  | 0.00019367 | 0.03833 | 0.00012477 | 0.024694 |  |  |  |  | 2010ResidentialWater HeatingPipe InsulationPipe Insulation | .
| 2010 | 363 | Residential | Water Heating | Water Heaters | Heat Pump Water Heaters | [6 empty] | 0 | 226273.476 | 0.02583 |  |  |  |  | 0.00021099 | 0.047741 | 8.8551e-05 | 0.020037 |  |  |  |  | 2010ResidentialWater HeatingWater HeatersHeat Pump Water Heaters | .
| 2010 | 364 | Residential | Water Heating | Water Heaters | Water Heaters | [6 empty] | 0 | 1250264.6362 | 0.14272 |  |  |  |  | 0.00019367 | 0.24213 | 0.00012477 | 0.15599 |  |  |  |  | 2010ResidentialWater HeatingWater HeatersWater Heaters | .
| 2010 | 365 | Residential | Water Heating | Water Using Devices | Clothes Washers | [6 empty] | 0 | 18055144.9652 | 2.0611 |  |  |  |  | 0.00014765 | 2.6658 | 0.00019747 | 3.5654 |  |  |  |  | 2010ResidentialWater HeatingWater Using DevicesClothes Washers | .
| 2010 | 366 | Residential | Water Heating | Water Using Devices | Dishwashers | [6 empty] | 0 | 739275.9375 | 0.084392 |  |  |  |  | 0.00014417 | 0.10658 | 0.00013448 | 0.099421 |  |  |  |  | 2010ResidentialWater HeatingWater Using DevicesDishwashers | .
| 2010 | 367 | Residential | Water Heating | Water Using Devices | Showerheads | [6 empty] | 0 | 14792951.1645 | 1.6887 |  |  |  |  | 0.00019367 | 2.8649 | 0.00012477 | 1.8457 |  |  |  |  | 2010ResidentialWater HeatingWater Using DevicesShowerheads | .
| 2010 | 368 | Residential | Whole Bldg/Meter Level | Homes | Built Green Home | [6 empty] | 0 | 0 | 0 |  |  |  |  | 0.00023982 | 0 | 0.00015375 | 0 |  |  |  |  | 2010ResidentialWhole Bldg/Meter LevelHomesBuilt Green Home | .
| 2010 | 369 | Residential | Whole Bldg/Meter Level | Homes | EcoRated Home | [6 empty] | 0 | 419213.582 | 0.047855 |  |  |  |  | 0.00023982 | 0.10054 | 0.00015375 | 0.064453 |  |  |  |  | 2010ResidentialWhole Bldg/Meter LevelHomesEcoRated Home | .
| 2010 | 370 | Residential | Whole Bldg/Meter Level | Homes | Energy Star Home | [6 empty] | 0 | 5216405.8304 | 0.59548 |  |  |  |  | 0.00023982 | 1.251 | 0.00015375 | 0.80201 |  |  |  |  | 2010ResidentialWhole Bldg/Meter LevelHomesEnergy Star Home | .
| 2010 | 371 | Residential | Whole Bldg/Meter Level | Homes | Montana House | [6 empty] | 0 | 5169.4 | 0.00059011 |  |  |  |  | 0.00023982 | 0.0012397 | 0.00015375 | 0.00079478 |  |  |  |  | 2010ResidentialWhole Bldg/Meter LevelHomesMontana House | .
| 2010 | 372 | Residential | Whole Bldg/Meter Level | Homes | NEEM Certified Home | [6 empty] | 0 | 0 | 0 |  |  |  |  | 0.00023982 | 0 | 0.00015375 | 0 |  |  |  |  | 2010ResidentialWhole Bldg/Meter LevelHomesNEEM Certified Home | .
| 2010 | 373 | Utility System Efficiency | Utility Distribution System | Capacitors | Fixed and Switched Shunt Capacitor | [6 empty] | 0 | 0 | 0 |  |  |  |  | 0.00014176 | 0 | 0.00013735 | 0 |  |  |  |  | 2010Utility System EfficiencyUtility Distribution SystemCapacitorsFixed and Switched Shunt Capacitor | .
| 2010 | 374 | Utility System Efficiency | Utility Distribution System | Conductors | Service Conductor Replacement | [6 empty] | 0 | 0 | 0 |  |  |  |  | 0.00014176 | 0 | 0.00013735 | 0 |  |  |  |  | 2010Utility System EfficiencyUtility Distribution SystemConductorsService Conductor Replacement | .
| 2010 | 375 | Utility System Efficiency | Utility Distribution System | Insulators | Insulators | [6 empty] | 0 | 0 | 0 |  |  |  |  | 0.00014176 | 0 | 0.00013735 | 0 |  |  |  |  | 2010Utility System EfficiencyUtility Distribution SystemInsulatorsInsulators | .
| 2010 | 376 | Utility System Efficiency | Utility Distribution System | Power Factor Improvements | Operation System Improvements | [6 empty] | 0 | 0 | 0 |  |  |  |  | 0.00014176 | 0 | 0.00013735 | 0 |  |  |  |  | 2010Utility System EfficiencyUtility Distribution SystemPower Factor ImprovementsOperation System Improvements | .
| 2010 | 377 | Utility System Efficiency | Utility Distribution System | Power Factor Improvements | VAR Management/Controls | [6 empty] | 0 | 0 | 0 |  |  |  |  | 0.00014176 | 0 | 0.00013735 | 0 |  |  |  |  | 2010Utility System EfficiencyUtility Distribution SystemPower Factor ImprovementsVAR Management/Controls | .
| 2010 | 378 | Utility System Efficiency | Utility Distribution System | Transformers | Transformer Load Management | [6 empty] | 0 | 0 | 0 |  |  |  |  | 0.00014176 | 0 | 0.00013735 | 0 |  |  |  |  | 2010Utility System EfficiencyUtility Distribution SystemTransformersTransformer Load Management | .
| 2010 | 379 | Utility System Efficiency | Utility Distribution System | Transformers | Transformers (NEMA TP-1 or Higher) | [6 empty] | 0 | 0 | 0 |  |  |  |  | 0.00014176 | 0 | 0.00013735 | 0 |  |  |  |  | 2010Utility System EfficiencyUtility Distribution SystemTransformersTransformers (NEMA TP-1 or Higher) | .
| 2010 | 380 | Utility System Efficiency | Utility Distribution System | Utility Station Service Loads | Utility Remote Feedback | [6 empty] | 0 | 0 | 0 |  |  |  |  | 0.00014176 | 0 | 0.00013735 | 0 |  |  |  |  | 2010Utility System EfficiencyUtility Distribution SystemUtility Station Service LoadsUtility Remote Feedback | .
| 2010 | 381 | Utility System Efficiency | Utility Distribution System | Utility Station Service Loads | Utility Service Connection Standards | [6 empty] | 0 | 0 | 0 |  |  |  |  | 0.00014176 | 0 | 0.00013735 | 0 |  |  |  |  | 2010Utility System EfficiencyUtility Distribution SystemUtility Station Service LoadsUtility Service Connection Standards | .
| 2010 | 382 | Utility System Efficiency | Utility Generation System | Utility Station Service Loads | Service Station System Improvements | [6 empty] | 0 | 0 | 0 |  |  |  |  | 0.00014176 | 0 | 0.00013735 | 0 |  |  |  |  | 2010Utility System EfficiencyUtility Generation SystemUtility Station Service LoadsService Station System Improvements | .
| 2010 | 383 | Utility System Efficiency | Utility Transmission System | Operation | Fixed and Swtiched Shunt Capacitor | [6 empty] | 0 | 0 | 0 |  |  |  |  | 0.00014176 | 0 | 0.00013735 | 0 |  |  |  |  | 2010Utility System EfficiencyUtility Transmission SystemOperationFixed and Swtiched Shunt Capacitor | .
| 2010 | 384 | Utility System Efficiency | Utility Transmission System | Capacitors | Fixed and Swtiched Shunt Capacitor | [6 empty] | 0 | 0 | 0 |  |  |  |  | 0.00014176 | 0 | 0.00013735 | 0 |  |  |  |  | 2010Utility System EfficiencyUtility Transmission SystemCapacitorsFixed and Swtiched Shunt Capacitor | .
| 2010 | 385 | Utility System Efficiency | Utility Transmission System | Conductors | Service Conductor Replacement | [6 empty] | 0 | 0 | 0 |  |  |  |  | 0.00014176 | 0 | 0.00013735 | 0 |  |  |  |  | 2010Utility System EfficiencyUtility Transmission SystemConductorsService Conductor Replacement | .
| 2010 | 386 | Utility System Efficiency | Utility Transmission System | Insulators | Fixed and Swtiched Shunt Capacitor | [6 empty] | 0 | 0 | 0 |  |  |  |  | 0.00014176 | 0 | 0.00013735 | 0 |  |  |  |  | 2010Utility System EfficiencyUtility Transmission SystemInsulatorsFixed and Swtiched Shunt Capacitor | .
| 2010 | 387 | Utility System Efficiency | Utility Transmission System | Power Factor Improvements | VAR Management/Controls | [6 empty] | 0 | 0 | 0 |  |  |  |  | 0.00014176 | 0 | 0.00013735 | 0 |  |  |  |  | 2010Utility System EfficiencyUtility Transmission SystemPower Factor ImprovementsVAR Management/Controls | .
| 2010 | 388 | Utility System Efficiency | Utility Transmission System | Transformers | Transformer Load Management | [6 empty] | 0 | 0 | 0 |  |  |  |  | 0.00014176 | 0 | 0.00013735 | 0 |  |  |  |  | 2010Utility System EfficiencyUtility Transmission SystemTransformersTransformer Load Management | .
| 2010 | 389 | Utility System Efficiency | Utility Transmission System | Transformers | Transformers (NEMA TP-1 or Higher) | [6 empty] | 0 | 0 | 0 |  |  |  |  | 0.00014176 | 0 | 0.00013735 | 0 |  |  |  |  | 2010Utility System EfficiencyUtility Transmission SystemTransformersTransformers (NEMA TP-1 or Higher) | .
| 2010 | 390 | Utility System Efficiency | Utility Transmission System | Voltage Management | Conservation Voltage Reduction (CVR) | [6 empty] | 0 | 0 | 0 |  |  |  |  | 0.00014176 | 0 | 0.00013735 | 0 |  |  |  |  | 2010Utility System EfficiencyUtility Transmission SystemVoltage ManagementConservation Voltage Reduction (CVR) | .
| 2010 | 391 | Agricultural | Compressed Air | Compressed Air System Improvements | Interactive Compressed Air System Supply/Demand Improvements | [6 empty] | 0 | 0 | 0 |  |  |  |  | 2.6494e-06 | 0 | 0.0003126 | 0 |  |  |  |  | 2010AgriculturalCompressed AirCompressed Air System ImprovementsInteractive Compressed Air System Supply/Demand Improvements | .
| 2010 | 392 | Agricultural | HVAC | HVAC System Improvements | Interactive HVAC System Improvements | [6 empty] | 0 | 958360 | 0.1094 |  |  |  |  | 2.6494e-06 | 0.0025391 | 0.0003126 | 0.29959 |  |  |  |  | 2010AgriculturalHVACHVAC System ImprovementsInteractive HVAC System Improvements | .
| 2010 | 394 | Agricultural | Motors/Drives | Pumps and Fans | Motors/Drives Installation on Pump System | [6 empty] | 0 | 0 | 0 |  |  |  |  | 0.00034247 | 0 | 0.00034247 | 0 |  |  |  |  | 2010AgriculturalMotors/DrivesPumps and FansMotors/Drives Installation on Pump System | .
| 2010 | 395 | Agricultural | Process Loads | Process Loads System Improvements | Interactive Process Loads System Improvements | [6 empty] | 0 | 0 | 0 |  |  |  |  | 0.00034247 | 0 | 0.00034247 | 0 |  |  |  |  | 2010AgriculturalProcess LoadsProcess Loads System ImprovementsInteractive Process Loads System Improvements | .
| 2010 | 396 | Industrial | Motors/Drives | Pumps and Fans | Motors/Drives Installation on Blower System | [6 empty] | 0 | 0 | 0 |  |  |  |  | 0.00012551 | 0 | 0.00012968 | 0 |  |  |  |  | 2010IndustrialMotors/DrivesPumps and FansMotors/Drives Installation on Blower System | .
| 2010 | 397 | Industrial | Process Loads | Pumps and Fans | Blower System Improvements | [6 empty] | 0 | 0 | 0 |  |  |  |  | 0.00012551 | 0 | 0.00012968 | 0 |  |  |  |  | 2010IndustrialProcess LoadsPumps and FansBlower System Improvements | .
| 2010 | 398 | Residential | Whole Bldg/Meter Level | Whole Bldg/Meter Level System Improvements | Behavioral | [6 empty] | 0 | 0 | 0 |  |  |  |  | 0.00023982 | 0 | 0.00015375 | 0 |  |  |  |  | 2010ResidentialWhole Bldg/Meter LevelWhole Bldg/Meter Level System ImprovementsBehavioral | .
| 2010 | 399 | Residential | HVAC | HVAC System | Interactive HVAC System Improvements | [6 empty] | 0 | 24726.85 | 0.0028227 |  |  |  |  | 0.00035039 | 0.008664 | 0.00029221 | 0.0072254 |  |  |  |  | 2010ResidentialHVACHVAC SystemInteractive HVAC System Improvements | .
| 2010 | 400 | Residential | HVAC | HVAC System | Variable Speed Heat Pumps w/o Duct Sealing | [6 empty] | 0 | 0 | 0 |  |  |  |  | 0.00035039 | 0 | 0.00029221 | 0 |  |  |  |  | 2010ResidentialHVACHVAC SystemVariable Speed Heat Pumps w/o Duct Sealing | .
| 2010 | 402 | Residential | HVAC | Envelope | Insulation | [6 empty] | 0 | 31423341.9449 | 3.5871 |  |  |  |  | 0.00035039 | 11.0104 | 0.00029221 | 9.1821 |  |  |  |  | 2010ResidentialHVACEnvelopeInsulation | .
| 2010 | 409 | Residential | HVAC | Heat Recovery | Heat Recovery Improvements | [6 empty] | 0 | 0 | 0 |  |  |  |  | 0.00035039 | 0 | 0.00029221 | 0 |  |  |  |  | 2010ResidentialHVACHeat RecoveryHeat Recovery Improvements | .
| 2010 | 416 | Commercial | Compressed Air | Compressed Air System Improvements | Interactive Compressed Air System Supply/Demand Improvements | [6 empty] | 0 | 0 | 0 |  |  |  |  | 0.00014107 | 0 | 0.00012829 | 0 |  |  |  |  | 2010CommercialCompressed AirCompressed Air System ImprovementsInteractive Compressed Air System Supply/Demand Improvements | .
| 2010 | 417 | Industrial | Compressed Air | Compressed Air System Improvements | Interactive Compressed Air System Supply/Demand Improvements | [6 empty] | 0 | 0 | 0 |  |  |  |  | 0.00012551 | 0 | 0.00012968 | 0 |  |  |  |  | 2010IndustrialCompressed AirCompressed Air System ImprovementsInteractive Compressed Air System Supply/Demand Improvements | .
| 2010 | 418 | Commercial | Motors/Drives | Compressed Air System Improvements | Motors/Drives Installation on Compressed Air System | [6 empty] | 0 | 0 | 0 |  |  |  |  | 0.00014107 | 0 | 0.00012829 | 0 |  |  |  |  | 2010CommercialMotors/DrivesCompressed Air System ImprovementsMotors/Drives Installation on Compressed Air System | .
| 2010 | 419 | Commercial | Motors/Drives | Pumps and Fans | Motors/Drives Installation on Pump System | [6 empty] | 0 | 0 | 0 |  |  |  |  | 0.00014107 | 0 | 0.00012829 | 0 |  |  |  |  | 2010CommercialMotors/DrivesPumps and FansMotors/Drives Installation on Pump System | .
| 2010 | 420 | Industrial | Motors/Drives | Compressed Air System Improvements | Motors/Drives Installation on Compressed Air System | [6 empty] | 0 | 0 | 0 |  |  |  |  | 0.00012551 | 0 | 0.00012968 | 0 |  |  |  |  | 2010IndustrialMotors/DrivesCompressed Air System ImprovementsMotors/Drives Installation on Compressed Air System | .
| 2010 | 421 | Industrial | Motors/Drives | Pumps and Fans | Motors/Drives Installation on Pump System | [6 empty] | 0 | 0 | 0 |  |  |  |  | 0.00012551 | 0 | 0.00012968 | 0 |  |  |  |  | 2010IndustrialMotors/DrivesPumps and FansMotors/Drives Installation on Pump System | .
| 2010 | 422 | Agricultural | Compressed Air | Compressed Air System Controls | Unknown | [6 empty] | 0 | 0 | 0 |  |  |  |  | 2.6494e-06 | 0 | 0.0003126 | 0 |  |  |  |  | 2010AgriculturalCompressed AirCompressed Air System ControlsUnknown | .
| 2010 | 423 | Agricultural | Compressed Air | Compressed Air System Improvements | Unknown | [6 empty] | 0 | 0 | 0 |  |  |  |  | 2.6494e-06 | 0 | 0.0003126 | 0 |  |  |  |  | 2010AgriculturalCompressed AirCompressed Air System ImprovementsUnknown | .
| 2010 | 424 | Agricultural | Compressed Air | Heat Recovery | Unknown | [6 empty] | 0 | 0 | 0 |  |  |  |  | 2.6494e-06 | 0 | 0.0003126 | 0 |  |  |  |  | 2010AgriculturalCompressed AirHeat RecoveryUnknown | .
| 2010 | 425 | Agricultural | HVAC | HVAC System Improvements | Unknown | [6 empty] | 0 | 0 | 0 |  |  |  |  | 0.00034247 | 0 | 0.00034247 | 0 |  |  |  |  | 2010AgriculturalHVACHVAC System ImprovementsUnknown | .
| 2010 | 426 | Agricultural | Irrigation | Center Pivot System and Equipment | Unknown | [6 empty] | 0 | 0 | 0 |  |  |  |  | 2.6494e-06 | 0 | 0.0003126 | 0 |  |  |  |  | 2010AgriculturalIrrigationCenter Pivot System and EquipmentUnknown | .
| 2010 | 427 | Agricultural | Irrigation | Discharge Fitting Equipment | Unknown | [6 empty] | 0 | 187828.585 | 0.021442 |  |  |  |  | 2.6494e-06 | 0.00049763 | 0.0003126 | 0.058716 |  |  |  |  | 2010AgriculturalIrrigationDischarge Fitting EquipmentUnknown | .
| 2010 | 428 | Agricultural | Irrigation | Handmove and Sideroll System and Equipment | Unknown | [6 empty] | 0 | 0 | 0 |  |  |  |  | 2.6494e-06 | 0 | 0.0003126 | 0 |  |  |  |  | 2010AgriculturalIrrigationHandmove and Sideroll System and EquipmentUnknown | .
| 2010 | 429 | Agricultural | Irrigation | Hardware | Unknown | [6 empty] | 0 | 1574985.3998 | 0.17979 |  |  |  |  | 2.6494e-06 | 0.0041727 | 0.0003126 | 0.49234 |  |  |  |  | 2010AgriculturalIrrigationHardwareUnknown | .
| 2010 | 430 | Agricultural | Irrigation | Irrigation System Improvements | Unknown | [6 empty] | 0 | 1796619.5408 | 0.20509 |  |  |  |  | 2.6494e-06 | 0.0047599 | 0.0003126 | 0.56163 |  |  |  |  | 2010AgriculturalIrrigationIrrigation System ImprovementsUnknown | .
| 2010 | 431 | Agricultural | Irrigation | Mainline System and Equipment | Unknown | [6 empty] | 0 | 0 | 0 |  |  |  |  | 2.6494e-06 | 0 | 0.0003126 | 0 |  |  |  |  | 2010AgriculturalIrrigationMainline System and EquipmentUnknown | .
| 2010 | 432 | Agricultural | Irrigation | Pumps and Fans | Unknown | [6 empty] | 0 | 12163989 | 1.3886 |  |  |  |  | 2.6494e-06 | 0.032227 | 0.0003126 | 3.8025 |  |  |  |  | 2010AgriculturalIrrigationPumps and FansUnknown | .
| 2010 | 433 | Agricultural | Irrigation | Suction Fittings Equipment | Unknown | [6 empty] | 0 | 0 | 0 |  |  |  |  | 2.6494e-06 | 0 | 0.0003126 | 0 |  |  |  |  | 2010AgriculturalIrrigationSuction Fittings EquipmentUnknown | .
| 2010 | 434 | Agricultural | Irrigation | Water Management | Unknown | [6 empty] | 0 | 0 | 0 |  |  |  |  | 2.6494e-06 | 0 | 0.0003126 | 0 |  |  |  |  | 2010AgriculturalIrrigationWater ManagementUnknown | .
| 2010 | 435 | Agricultural | Lighting | Delamping | Unknown | [6 empty] | 0 | 0 | 0 |  |  |  |  | 0.00034247 | 0 | 0.00034247 | 0 |  |  |  |  | 2010AgriculturalLightingDelampingUnknown | .
| 2010 | 436 | Agricultural | Lighting | Lamps/Ballasts/Fixtures | Unknown | [6 empty] | 0 | 0 | 0 |  |  |  |  | 0.00034247 | 0 | 0.00034247 | 0 |  |  |  |  | 2010AgriculturalLightingLamps/Ballasts/FixturesUnknown | .
| 2010 | 437 | Agricultural | Lighting | Lighting Controls | Unknown | [6 empty] | 0 | 0 | 0 |  |  |  |  | 0.00034247 | 0 | 0.00034247 | 0 |  |  |  |  | 2010AgriculturalLightingLighting ControlsUnknown | .
| 2010 | 438 | Agricultural | Lighting | Signs and Signals | Unknown | [6 empty] | 0 | 0 | 0 |  |  |  |  | 0.00034247 | 0 | 0.00034247 | 0 |  |  |  |  | 2010AgriculturalLightingSigns and SignalsUnknown | .
| 2010 | 439 | Agricultural | Motors/Drives | Compressed Air System Improvements | Unknown | [6 empty] | 0 | 0 | 0 |  |  |  |  | 0.00034247 | 0 | 0.00034247 | 0 |  |  |  |  | 2010AgriculturalMotors/DrivesCompressed Air System ImprovementsUnknown | .
| 2010 | 440 | Agricultural | Motors/Drives | Motors | Unknown | [6 empty] | 0 | 0 | 0 |  |  |  |  | 0.00034247 | 0 | 0.00034247 | 0 |  |  |  |  | 2010AgriculturalMotors/DrivesMotorsUnknown | .
| 2010 | 441 | Agricultural | Motors/Drives | Motors/Drives Controls | Unknown | [6 empty] | 0 | 237928.4458 | 0.027161 |  |  |  |  | 0.00034247 | 0.081482 | 0.00034247 | 0.081482 |  |  |  |  | 2010AgriculturalMotors/DrivesMotors/Drives ControlsUnknown | .
| 2010 | 442 | Agricultural | Motors/Drives | Pumps and Fans | Unknown | [6 empty] | 0 | 0 | 0 |  |  |  |  | 0.00034247 | 0 | 0.00034247 | 0 |  |  |  |  | 2010AgriculturalMotors/DrivesPumps and FansUnknown | .
| 2010 | 443 | Agricultural | Process Loads | Livestock Tanks | Unknown | [6 empty] | 0 | 0 | 0 |  |  |  |  | 0.00034247 | 0 | 0.00034247 | 0 |  |  |  |  | 2010AgriculturalProcess LoadsLivestock TanksUnknown | .
| 2010 | 444 | Agricultural | Process Loads | Process Loads System Improvements | Unknown | [6 empty] | 0 | 0 | 0 |  |  |  |  | 0.00034247 | 0 | 0.00034247 | 0 |  |  |  |  | 2010AgriculturalProcess LoadsProcess Loads System ImprovementsUnknown | .
| 2010 | 445 | Agricultural | Process Loads | Pumps and Fans | Unknown | [6 empty] | 0 | 0 | 0 |  |  |  |  | 0.00034247 | 0 | 0.00034247 | 0 |  |  |  |  | 2010AgriculturalProcess LoadsPumps and FansUnknown | .
| 2010 | 446 | Agricultural | Refrigeration | Dairy System Improvements | Unknown | [6 empty] | 0 | 0 | 0 |  |  |  |  | 0.00034247 | 0 | 0.00034247 | 0 |  |  |  |  | 2010AgriculturalRefrigerationDairy System ImprovementsUnknown | .
| 2010 | 447 | Agricultural | Refrigeration | Heat Recovery | Unknown | [6 empty] | 0 | 0 | 0 |  |  |  |  | 0.00034247 | 0 | 0.00034247 | 0 |  |  |  |  | 2010AgriculturalRefrigerationHeat RecoveryUnknown | .
| 2010 | 448 | Agricultural | Refrigeration | Packaged Refrigeration | Unknown | [6 empty] | 0 | 0 | 0 |  |  |  |  | 0.00034247 | 0 | 0.00034247 | 0 |  |  |  |  | 2010AgriculturalRefrigerationPackaged RefrigerationUnknown | .
| 2010 | 449 | Agricultural | Refrigeration | Pumps and Fans | Unknown | [6 empty] | 0 | 0 | 0 |  |  |  |  | 0.00034247 | 0 | 0.00034247 | 0 |  |  |  |  | 2010AgriculturalRefrigerationPumps and FansUnknown | .
| 2010 | 450 | Agricultural | Refrigeration | Refrigeration System Controls | Unknown | [6 empty] | 0 | 0 | 0 |  |  |  |  | 0.00034247 | 0 | 0.00034247 | 0 |  |  |  |  | 2010AgriculturalRefrigerationRefrigeration System ControlsUnknown | .
| 2010 | 451 | Agricultural | Refrigeration | Refrigeration System Improvements | Unknown | [6 empty] | 0 | 0 | 0 |  |  |  |  | 0.00034247 | 0 | 0.00034247 | 0 |  |  |  |  | 2010AgriculturalRefrigerationRefrigeration System ImprovementsUnknown | .
| 2010 | 452 | Agricultural | Utility Distribution System | Transformers | Unknown | [6 empty] | 0 | 0 | 0 |  |  |  |  | 2.6494e-06 | 0 | 0.0003126 | 0 |  |  |  |  | 2010AgriculturalUtility Distribution SystemTransformersUnknown | .
| 2010 | 453 | Agricultural | Water Heating | Heat Recovery | Unknown | [6 empty] | 0 | 0 | 0 |  |  |  |  | 0.00034247 | 0 | 0.00034247 | 0 |  |  |  |  | 2010AgriculturalWater HeatingHeat RecoveryUnknown | .
| 2010 | 454 | Agricultural | Water Heating | System Efficiency Improvements | Unknown | [6 empty] | 0 | 0 | 0 |  |  |  |  | 0.00034247 | 0 | 0.00034247 | 0 |  |  |  |  | 2010AgriculturalWater HeatingSystem Efficiency ImprovementsUnknown | .
| 2010 | 455 | Agricultural | Water Heating | Water Heaters | Unknown | [6 empty] | 0 | 0 | 0 |  |  |  |  | 0.00034247 | 0 | 0.00034247 | 0 |  |  |  |  | 2010AgriculturalWater HeatingWater HeatersUnknown | .
| 2010 | 456 | Agricultural | Whole Bldg/Meter Level | Whole Bldg/Meter Level System Improvements | Unknown | [6 empty] | 0 | 0 | 0 |  |  |  |  | 2.6494e-06 | 0 | 0.0003126 | 0 |  |  |  |  | 2010AgriculturalWhole Bldg/Meter LevelWhole Bldg/Meter Level System ImprovementsUnknown | .
| 2010 | 457 | Commercial | Compressed Air | Compressed Air System Controls | Unknown | [6 empty] | 0 | 0 | 0 |  |  |  |  | 0.00014107 | 0 | 0.00012829 | 0 |  |  |  |  | 2010CommercialCompressed AirCompressed Air System ControlsUnknown | .
| 2010 | 458 | Commercial | Compressed Air | Compressed Air System Improvements | Unknown | [6 empty] | 0 | 1242541.5322 | 0.14184 |  |  |  |  | 0.00014107 | 0.17528 | 0.00012829 | 0.15941 |  |  |  |  | 2010CommercialCompressed AirCompressed Air System ImprovementsUnknown | .
| 2010 | 459 | Commercial | Compressed Air | Heat Recovery | Unknown | [6 empty] | 0 | 0 | 0 |  |  |  |  | 0.00014107 | 0 | 0.00012829 | 0 |  |  |  |  | 2010CommercialCompressed AirHeat RecoveryUnknown | .
| 2010 | 460 | Commercial | Electronics | Computer Technologies | Unknown | [6 empty] | 0 | 63623002.9334 | 7.2629 |  |  |  |  | 0.00013422 | 8.5397 | 0.00010767 | 6.85 |  |  |  |  | 2010CommercialElectronicsComputer TechnologiesUnknown | .
| 2010 | 461 | Commercial | Electronics | Plug Load | Unknown | [6 empty] | 0 | 300788.4288 | 0.034337 |  |  |  |  | 0.00013422 | 0.040373 | 0.00010767 | 0.032385 |  |  |  |  | 2010CommercialElectronicsPlug LoadUnknown | .
| 2010 | 462 | Commercial | Food Preparation | Cooking | Unknown | [6 empty] | 0 | 589702.871 | 0.067318 |  |  |  |  | 0.00017223 | 0.10157 | 0.00016217 | 0.095629 |  |  |  |  | 2010CommercialFood PreparationCookingUnknown | .
| 2010 | 463 | Commercial | HVAC | Envelope | Unknown | [6 empty] | 0 | 1804986.9122 | 0.20605 |  |  |  |  | 0.00076228 | 1.3759 | 1.3799e-05 | 0.024908 |  |  |  |  | 2010CommercialHVACEnvelopeUnknown | .
| 2010 | 464 | Commercial | HVAC | Heat Recovery | Unknown | [6 empty] | 0 | 0 | 0 |  |  |  |  | 0.00076228 | 0 | 1.3799e-05 | 0 |  |  |  |  | 2010CommercialHVACHeat RecoveryUnknown | .
| 2010 | 465 | Commercial | HVAC | HVAC System Controls | Unknown | [6 empty] | 0 | 15752876.9229 | 1.7983 |  |  |  |  | 0.00076228 | 12.0081 | 1.3799e-05 | 0.21738 |  |  |  |  | 2010CommercialHVACHVAC System ControlsUnknown | .
| 2010 | 466 | Commercial | HVAC | HVAC System Improvements | Unknown | [6 empty] | 0 | 44204812.8309 | 5.0462 |  |  |  |  | 0.00076228 | 33.6963 | 1.3799e-05 | 0.61 |  |  |  |  | 2010CommercialHVACHVAC System ImprovementsUnknown | .
| 2010 | 467 | Commercial | Lighting | Delamping | Unknown | [6 empty] | 0 | 12971094 | 1.4807 |  |  |  |  | 0.00017719 | 2.2983 | 0.00015191 | 1.9704 |  |  |  |  | 2010CommercialLightingDelampingUnknown | .
| 2010 | 468 | Commercial | Lighting | Lamps/Ballasts/Fixtures | Unknown | [6 empty] | 0 | 89967290.8594 | 10.2702 |  |  |  |  | 0.00017719 | 15.9409 | 0.00015191 | 13.6665 |  |  |  |  | 2010CommercialLightingLamps/Ballasts/FixturesUnknown | .
| 2010 | 469 | Commercial | Lighting | Lighting Controls | Unknown | [6 empty] | 0 | 931931.9132 | 0.10638 |  |  |  |  | 0.00017719 | 0.16513 | 0.00015191 | 0.14157 |  |  |  |  | 2010CommercialLightingLighting ControlsUnknown | .
| 2010 | 470 | Commercial | Lighting | Signs and Signals | Unknown | [6 empty] | 0 | 539103.6464 | 0.061542 |  |  |  |  | 0.00023298 | 0.1256 | 0 | 0 |  |  |  |  | 2010CommercialLightingSigns and SignalsUnknown | .
| 2010 | 471 | Commercial | Motors/Drives | Compressed Air System Improvements | Unknown | [6 empty] | 0 | 0 | 0 |  |  |  |  | 0.00014107 | 0 | 0.00012829 | 0 |  |  |  |  | 2010CommercialMotors/DrivesCompressed Air System ImprovementsUnknown | .
| 2010 | 472 | Commercial | Motors/Drives | Motors | Unknown | [6 empty] | 0 | 6391717.5411 | 0.72965 |  |  |  |  | 0.00014107 | 0.90167 | 0.00012829 | 0.81999 |  |  |  |  | 2010CommercialMotors/DrivesMotorsUnknown | .
| 2010 | 473 | Commercial | Motors/Drives | Motors/Drives Controls | Unknown | [6 empty] | 0 | 628979.014 | 0.071801 |  |  |  |  | 0.00014107 | 0.088729 | 0.00012829 | 0.080692 |  |  |  |  | 2010CommercialMotors/DrivesMotors/Drives ControlsUnknown | .
| 2010 | 474 | Commercial | Motors/Drives | Pumps and Fans | Unknown | [6 empty] | 0 | 265674.465 | 0.030328 |  |  |  |  | 0.00014107 | 0.037478 | 0.00012829 | 0.034083 |  |  |  |  | 2010CommercialMotors/DrivesPumps and FansUnknown | .
| 2010 | 475 | Commercial | Process Loads | Elevators | Unknown | [6 empty] | 0 | 77180 | 0.0088105 |  |  |  |  | 0.00014107 | 0.010888 | 0.00012829 | 0.0099014 |  |  |  |  | 2010CommercialProcess LoadsElevatorsUnknown | .
| 2010 | 476 | Commercial | Process Loads | Escalators | Unknown | [6 empty] | 0 | 0 | 0 |  |  |  |  | 0.00014107 | 0 | 0.00012829 | 0 |  |  |  |  | 2010CommercialProcess LoadsEscalatorsUnknown | .
| 2010 | 477 | Commercial | Process Loads | Heat Recovery | Unknown | [6 empty] | 0 | 0 | 0 |  |  |  |  | 0.00014107 | 0 | 0.00012829 | 0 |  |  |  |  | 2010CommercialProcess LoadsHeat RecoveryUnknown | .
| 2010 | 478 | Commercial | Process Loads | Process Loads System Controls | Unknown | [6 empty] | 0 | 0 | 0 |  |  |  |  | 0.00014107 | 0 | 0.00012829 | 0 |  |  |  |  | 2010CommercialProcess LoadsProcess Loads System ControlsUnknown | .
| 2010 | 479 | Commercial | Process Loads | Process Loads System Improvements | Unknown | [6 empty] | 0 | 3686000.2157 | 0.42078 |  |  |  |  | 0.00014107 | 0.51998 | 0.00012829 | 0.47288 |  |  |  |  | 2010CommercialProcess LoadsProcess Loads System ImprovementsUnknown | .
| 2010 | 480 | Commercial | Process Loads | Pumps and Fans | Unknown | [6 empty] | 0 | 0 | 0 |  |  |  |  | 0.00014107 | 0 | 0.00012829 | 0 |  |  |  |  | 2010CommercialProcess LoadsPumps and FansUnknown | .
| 2010 | 481 | Commercial | Refrigeration | Heat Recovery | Unknown | [6 empty] | 0 | 0 | 0 |  |  |  |  | 0.0001159 | 0 | 0.00012882 | 0 |  |  |  |  | 2010CommercialRefrigerationHeat RecoveryUnknown | .
| 2010 | 482 | Commercial | Refrigeration | Packaged Refrigeration | Unknown | [6 empty] | 0 | 11357 | 0.0012965 |  |  |  |  | 0.0001159 | 0.0013162 | 0.00012882 | 0.001463 |  |  |  |  | 2010CommercialRefrigerationPackaged RefrigerationUnknown | .
| 2010 | 483 | Commercial | Refrigeration | Pumps and Fans | Unknown | [6 empty] | 0 | 0 | 0 |  |  |  |  | 0.0001159 | 0 | 0.00012882 | 0 |  |  |  |  | 2010CommercialRefrigerationPumps and FansUnknown | .
| 2010 | 484 | Commercial | Refrigeration | Refrigeration System Controls | Unknown | [6 empty] | 0 | 0 | 0 |  |  |  |  | 0.0001159 | 0 | 0.00012882 | 0 |  |  |  |  | 2010CommercialRefrigerationRefrigeration System ControlsUnknown | .
| 2010 | 485 | Commercial | Refrigeration | Refrigeration System Improvements | Unknown | [6 empty] | 0 | 23645940.6554 | 2.6993 |  |  |  |  | 0.0001159 | 2.7405 | 0.00012882 | 3.046 |  |  |  |  | 2010CommercialRefrigerationRefrigeration System ImprovementsUnknown | .
| 2010 | 486 | Commercial | Water Heating | Heat Recovery | Unknown | [6 empty] | 0 | 0 | 0 |  |  |  |  | 0.00017243 | 0 | 0.00012478 | 0 |  |  |  |  | 2010CommercialWater HeatingHeat RecoveryUnknown | .
| 2010 | 487 | Commercial | Water Heating | Pool System Improvements | Unknown | [6 empty] | 0 | 0 | 0 |  |  |  |  | 0.00017243 | 0 | 0.00012478 | 0 |  |  |  |  | 2010CommercialWater HeatingPool System ImprovementsUnknown | .
| 2010 | 488 | Commercial | Water Heating | System Efficiency Improvements | Unknown | [6 empty] | 0 | 0 | 0 |  |  |  |  | 0.00017243 | 0 | 0.00012478 | 0 |  |  |  |  | 2010CommercialWater HeatingSystem Efficiency ImprovementsUnknown | .
| 2010 | 489 | Commercial | Water Heating | Water Heaters | Unknown | [6 empty] | 0 | 0 | 0 |  |  |  |  | 0.00017243 | 0 | 0.00012478 | 0 |  |  |  |  | 2010CommercialWater HeatingWater HeatersUnknown | .
| 2010 | 490 | Commercial | Water Heating | Water Heating Controls | Unknown | [6 empty] | 0 | 0 | 0 |  |  |  |  | 0.00017243 | 0 | 0.00012478 | 0 |  |  |  |  | 2010CommercialWater HeatingWater Heating ControlsUnknown | .
| 2010 | 491 | Commercial | Water Heating | Water Using Devices | Unknown | [6 empty] | 0 | 95683.4262 | 0.010923 |  |  |  |  | 0.00017243 | 0.016499 | 0.00012478 | 0.011939 |  |  |  |  | 2010CommercialWater HeatingWater Using DevicesUnknown | .
| 2010 | 492 | Commercial | Whole Bldg/Meter Level | Whole Bldg/Meter Level System Improvements | Unknown | [6 empty] | 0 | 19297370.0138 | 2.2029 |  |  |  |  | 0.00024448 | 4.7178 | 0.00016318 | 3.1489 |  |  |  |  | 2010CommercialWhole Bldg/Meter LevelWhole Bldg/Meter Level System ImprovementsUnknown | .
| 2010 | 493 | Industrial | Compressed Air | Compressed Air System Controls | Unknown | [6 empty] | 0 | 0 | 0 |  |  |  |  | 0.00012551 | 0 | 0.00012968 | 0 |  |  |  |  | 2010IndustrialCompressed AirCompressed Air System ControlsUnknown | .
| 2010 | 494 | Industrial | Compressed Air | Compressed Air System Improvements | Unknown | [6 empty] | 0 | 553092.6016 | 0.063138 |  |  |  |  | 0.00012551 | 0.069418 | 0.00012968 | 0.071725 |  |  |  |  | 2010IndustrialCompressed AirCompressed Air System ImprovementsUnknown | .
| 2010 | 495 | Industrial | Compressed Air | Heat Recovery | Unknown | [6 empty] | 0 | 0 | 0 |  |  |  |  | 0.00012551 | 0 | 0.00012968 | 0 |  |  |  |  | 2010IndustrialCompressed AirHeat RecoveryUnknown | .
| 2010 | 496 | Industrial | Facility Distribution System | Capacitors | Unknown | [6 empty] | 0 | 0 | 0 |  |  |  |  | 0.00012551 | 0 | 0.00012968 | 0 |  |  |  |  | 2010IndustrialFacility Distribution SystemCapacitorsUnknown | .
| 2010 | 497 | Industrial | Facility Distribution System | Conductors | Unknown | [6 empty] | 0 | 0 | 0 |  |  |  |  | 0.00012551 | 0 | 0.00012968 | 0 |  |  |  |  | 2010IndustrialFacility Distribution SystemConductorsUnknown | .
| 2010 | 498 | Industrial | Facility Distribution System | Power Factor Improvements | Unknown | [6 empty] | 0 | 0 | 0 |  |  |  |  | 0.00012551 | 0 | 0.00012968 | 0 |  |  |  |  | 2010IndustrialFacility Distribution SystemPower Factor ImprovementsUnknown | .
| 2010 | 499 | Industrial | Facility Distribution System | Transformers | Unknown | [6 empty] | 0 | 178572 | 0.020385 |  |  |  |  | 0.00012551 | 0.022412 | 0.00012968 | 0.023157 |  |  |  |  | 2010IndustrialFacility Distribution SystemTransformersUnknown | .
| 2010 | 500 | Industrial | Facility Distribution System | Voltage Management | Unknown | [6 empty] | 0 | 4037163 | 0.46086 |  |  |  |  | 0.00012551 | 0.5067 | 0.00012968 | 0.52354 |  |  |  |  | 2010IndustrialFacility Distribution SystemVoltage ManagementUnknown | .
| 2010 | 501 | Industrial | HVAC | Envelope | Unknown | [6 empty] | 0 | 448781 | 0.051231 |  |  |  |  | 0.00012551 | 0.056326 | 0.00012968 | 0.058198 |  |  |  |  | 2010IndustrialHVACEnvelopeUnknown | .
| 2010 | 502 | Industrial | HVAC | Heat Recovery | Unknown | [6 empty] | 0 | 0 | 0 |  |  |  |  | 0.00012551 | 0 | 0.00012968 | 0 |  |  |  |  | 2010IndustrialHVACHeat RecoveryUnknown | .
| 2010 | 503 | Industrial | HVAC | HVAC System Controls | Unknown | [6 empty] | 0 | 0 | 0 |  |  |  |  | 0.00012551 | 0 | 0.00012968 | 0 |  |  |  |  | 2010IndustrialHVACHVAC System ControlsUnknown | .
| 2010 | 504 | Industrial | HVAC | HVAC System Improvements | Unknown | [6 empty] | 0 | 290548.9231 | 0.033168 |  |  |  |  | 0.00012551 | 0.036467 | 0.00012968 | 0.037678 |  |  |  |  | 2010IndustrialHVACHVAC System ImprovementsUnknown | .
| 2010 | 505 | Industrial | Lighting | Delamping | Unknown | [6 empty] | 0 | 0 | 0 |  |  |  |  | 0.00012551 | 0 | 0.00012968 | 0 |  |  |  |  | 2010IndustrialLightingDelampingUnknown | .
| 2010 | 506 | Industrial | Lighting | Lamps/Ballasts/Fixtures | Unknown | [6 empty] | 0 | 2498316.7337 | 0.2852 |  |  |  |  | 0.00012551 | 0.31356 | 0.00012968 | 0.32398 |  |  |  |  | 2010IndustrialLightingLamps/Ballasts/FixturesUnknown | .
| 2010 | 507 | Industrial | Lighting | Lighting Controls | Unknown | [6 empty] | 0 | 0 | 0 |  |  |  |  | 0.00012551 | 0 | 0.00012968 | 0 |  |  |  |  | 2010IndustrialLightingLighting ControlsUnknown | .
| 2010 | 508 | Industrial | Lighting | Signs and Signals | Unknown | [6 empty] | 0 | 0 | 0 |  |  |  |  | 0.00012551 | 0 | 0.00012968 | 0 |  |  |  |  | 2010IndustrialLightingSigns and SignalsUnknown | .
| 2010 | 509 | Industrial | Motors/Drives | Compressed Air System Improvements | Unknown | [6 empty] | 0 | 0 | 0 |  |  |  |  | 0.00012551 | 0 | 0.00012968 | 0 |  |  |  |  | 2010IndustrialMotors/DrivesCompressed Air System ImprovementsUnknown | .
| 2010 | 510 | Industrial | Motors/Drives | Motors | Unknown | [6 empty] | 0 | 23479875.4048 | 2.6804 |  |  |  |  | 0.00012551 | 2.9469 | 0.00012968 | 3.0449 |  |  |  |  | 2010IndustrialMotors/DrivesMotorsUnknown | .
| 2010 | 511 | Industrial | Motors/Drives | Motors/Drives Controls | Unknown | [6 empty] | 0 | 1584772.5691 | 0.18091 |  |  |  |  | 0.00012551 | 0.1989 | 0.00012968 | 0.20551 |  |  |  |  | 2010IndustrialMotors/DrivesMotors/Drives ControlsUnknown | .
| 2010 | 512 | Industrial | Motors/Drives | Pumps and Fans | Unknown | [6 empty] | 0 | 23563489.1306 | 2.6899 |  |  |  |  | 0.00012551 | 2.9574 | 0.00012968 | 3.0557 |  |  |  |  | 2010IndustrialMotors/DrivesPumps and FansUnknown | .
| 2010 | 513 | Industrial | Process Loads | Heat Recovery | Unknown | [6 empty] | 0 | 0 | 0 |  |  |  |  | 0.00012551 | 0 | 0.00012968 | 0 |  |  |  |  | 2010IndustrialProcess LoadsHeat RecoveryUnknown | .
| 2010 | 514 | Industrial | Process Loads | Process Loads System Controls | Unknown | [6 empty] | 0 | 0 | 0 |  |  |  |  | 0.00012551 | 0 | 0.00012968 | 0 |  |  |  |  | 2010IndustrialProcess LoadsProcess Loads System ControlsUnknown | .
| 2010 | 515 | Industrial | Process Loads | Process Loads System Improvements | Unknown | [6 empty] | 0 | 13927572.2882 | 1.5899 |  |  |  |  | 0.00012551 | 1.748 | 0.00012968 | 1.8061 |  |  |  |  | 2010IndustrialProcess LoadsProcess Loads System ImprovementsUnknown | .
| 2010 | 516 | Industrial | Process Loads | Pumps and Fans | Unknown | [6 empty] | 0 | 0 | 0 |  |  |  |  | 0.00012551 | 0 | 0.00012968 | 0 |  |  |  |  | 2010IndustrialProcess LoadsPumps and FansUnknown | .
| 2010 | 517 | Industrial | Process Loads | Wastewater System Improvements | Unknown | [6 empty] | 0 | 587310 | 0.067045 |  |  |  |  | 0.00012551 | 0.073713 | 0.00012968 | 0.076162 |  |  |  |  | 2010IndustrialProcess LoadsWastewater System ImprovementsUnknown | .
| 2010 | 518 | Industrial | Refrigeration | Heat Recovery | Unknown | [6 empty] | 0 | 0 | 0 |  |  |  |  | 0.00012551 | 0 | 0.00012968 | 0 |  |  |  |  | 2010IndustrialRefrigerationHeat RecoveryUnknown | .
| 2010 | 519 | Industrial | Refrigeration | Packaged Refrigeration | Unknown | [6 empty] | 0 | 0 | 0 |  |  |  |  | 0.00012551 | 0 | 0.00012968 | 0 |  |  |  |  | 2010IndustrialRefrigerationPackaged RefrigerationUnknown | .
| 2010 | 520 | Industrial | Refrigeration | Pumps and Fans | Unknown | [6 empty] | 0 | 5087363.5568 | 0.58075 |  |  |  |  | 0.00012551 | 0.63851 | 0.00012968 | 0.65973 |  |  |  |  | 2010IndustrialRefrigerationPumps and FansUnknown | .
| 2010 | 521 | Industrial | Refrigeration | Refrigeration System Controls | Unknown | [6 empty] | 0 | 619365.2137 | 0.070704 |  |  |  |  | 0.00012551 | 0.077736 | 0.00012968 | 0.080319 |  |  |  |  | 2010IndustrialRefrigerationRefrigeration System ControlsUnknown | .
| 2010 | 522 | Industrial | Refrigeration | Refrigeration System Improvements | Unknown | [6 empty] | 0 | 1945727.6479 | 0.22212 |  |  |  |  | 0.00012551 | 0.24421 | 0.00012968 | 0.25232 |  |  |  |  | 2010IndustrialRefrigerationRefrigeration System ImprovementsUnknown | .
| 2010 | 523 | Industrial | Water Heating | Heat Recovery | Unknown | [6 empty] | 0 | 0 | 0 |  |  |  |  | 0.00012551 | 0 | 0.00012968 | 0 |  |  |  |  | 2010IndustrialWater HeatingHeat RecoveryUnknown | .
| 2010 | 524 | Industrial | Water Heating | Pipe Insulation | Unknown | [6 empty] | 0 | 0 | 0 |  |  |  |  | 0.00012551 | 0 | 0.00012968 | 0 |  |  |  |  | 2010IndustrialWater HeatingPipe InsulationUnknown | .
| 2010 | 525 | Industrial | Water Heating | System Efficiency Improvements | Unknown | [6 empty] | 0 | 1654040 | 0.18882 |  |  |  |  | 0.00012551 | 0.2076 | 0.00012968 | 0.2145 |  |  |  |  | 2010IndustrialWater HeatingSystem Efficiency ImprovementsUnknown | .
| 2010 | 526 | Industrial | Water Heating | Water Heating Controls | Unknown | [6 empty] | 0 | 0 | 0 |  |  |  |  | 0.00012551 | 0 | 0.00012968 | 0 |  |  |  |  | 2010IndustrialWater HeatingWater Heating ControlsUnknown | .
| 2010 | 527 | Industrial | Whole Bldg/Meter Level | Whole Bldg/Meter Level System Improvements | Unknown | [6 empty] | 0 | 0 | 0 |  |  |  |  | 0.00012551 | 0 | 0.00012968 | 0 |  |  |  |  | 2010IndustrialWhole Bldg/Meter LevelWhole Bldg/Meter Level System ImprovementsUnknown | .
| 2010 | 528 | Residential | Electronics | Computer Technologies | Unknown | [6 empty] | 0 | 0 | 0 |  |  |  |  | 0.00014549 | 0 | 0.00013343 | 0 |  |  |  |  | 2010ResidentialElectronicsComputer TechnologiesUnknown | .
| 2010 | 529 | Residential | Electronics | Entertainment | Unknown | [6 empty] | 0 | 109084259.6591 | 12.4525 |  |  |  |  | 0.00021383 | 23.3258 | 0.0001722 | 18.7844 |  |  |  |  | 2010ResidentialElectronicsEntertainmentUnknown | .
| 2010 | 530 | Residential | Electronics | Plug Load | Unknown | [6 empty] | 0 | 0 | 0 |  |  |  |  | 0.00021383 | 0 | 0.0001722 | 0 |  |  |  |  | 2010ResidentialElectronicsPlug LoadUnknown | .
| 2010 | 531 | Residential | Food Preparation | Cooking | Unknown | [6 empty] | 0 | 7674.85 | 0.00087612 |  |  |  |  | 0.00057621 | 0.0044223 | 0.00039409 | 0.0030246 |  |  |  |  | 2010ResidentialFood PreparationCookingUnknown | .
| 2010 | 532 | Residential | HVAC | Envelope | Unknown | [6 empty] | 0 | 4219964.4518 | 0.48173 |  |  |  |  | 0.00035039 | 1.4786 | 0.00029221 | 1.2331 |  |  |  |  | 2010ResidentialHVACEnvelopeUnknown | .
| 2010 | 533 | Residential | HVAC | Heat Recovery | Unknown | [6 empty] | 0 | 312220.692 | 0.035642 |  |  |  |  | 0.00035039 | 0.1094 | 0.00029221 | 0.091233 |  |  |  |  | 2010ResidentialHVACHeat RecoveryUnknown | .
| 2010 | 534 | Residential | HVAC | HVAC System | Unknown | [6 empty] | 0 | 11338717.742 | 1.2944 |  |  |  |  | 0.00035039 | 3.973 | 0.00029221 | 3.3133 |  |  |  |  | 2010ResidentialHVACHVAC SystemUnknown | .
| 2010 | 535 | Residential | Lighting | Lamps/Fixtures | Unknown | [6 empty] | 0 | 198682097.5492 | 22.6806 |  |  |  |  | 0.00026149 | 51.9529 | 8.4631e-05 | 16.8146 |  |  |  |  | 2010ResidentialLightingLamps/FixturesUnknown | .
| 2010 | 536 | Residential | Lighting | Lighting Controls | Unknown | [6 empty] | 0 | 0 | 0 |  |  |  |  | 0.00026149 | 0 | 8.4631e-05 | 0 |  |  |  |  | 2010ResidentialLightingLighting ControlsUnknown | .
| 2010 | 537 | Residential | Refrigeration | Freezers | Unknown | [6 empty] | 0 | 0 | 0 |  |  |  |  | 9.1801e-05 | 0 | 0.0001667 | 0 |  |  |  |  | 2010ResidentialRefrigerationFreezersUnknown | .
| 2010 | 538 | Residential | Refrigeration | Refrigerators | Unknown | [6 empty] | 0 | 8273059.8444 | 0.94441 |  |  |  |  | 0.0001124 | 0.92986 | 0.00015305 | 1.2662 |  |  |  |  | 2010ResidentialRefrigerationRefrigeratorsUnknown | .
| 2010 | 539 | Residential | Water Heating | Heat Recovery | Unknown | [6 empty] | 0 | 0 | 0 |  |  |  |  | 0.00019367 | 0 | 0.00012477 | 0 |  |  |  |  | 2010ResidentialWater HeatingHeat RecoveryUnknown | .
| 2010 | 540 | Residential | Water Heating | Pipe Insulation | Unknown | [6 empty] | 0 | 0 | 0 |  |  |  |  | 0.00019367 | 0 | 0.00012477 | 0 |  |  |  |  | 2010ResidentialWater HeatingPipe InsulationUnknown | .
| 2010 | 541 | Residential | Water Heating | Water Heaters | Unknown | [6 empty] | 0 | 158378.7571 | 0.01808 |  |  |  |  | 0.00019367 | 0.030672 | 0.00012477 | 0.019761 |  |  |  |  | 2010ResidentialWater HeatingWater HeatersUnknown | .
| 2010 | 542 | Residential | Water Heating | Water Using Devices | Unknown | [6 empty] | 0 | 19401469.4729 | 2.2148 |  |  |  |  | 0.00019367 | 3.7574 | 0.00012477 | 2.4207 |  |  |  |  | 2010ResidentialWater HeatingWater Using DevicesUnknown | .
| 2010 | 543 | Residential | Whole Bldg/Meter Level | Homes | Unknown | [6 empty] | 0 | 5099577.5765 | 0.58214 |  |  |  |  | 0.00023982 | 1.223 | 0.00015375 | 0.78404 |  |  |  |  | 2010ResidentialWhole Bldg/Meter LevelHomesUnknown | .
| 2010 | 544 | Residential | Whole Bldg/Meter Level | Whole Bldg/Meter Level System Improvements | Unknown | [6 empty] | 0 | 0 | 0 |  |  |  |  | 0.00023982 | 0 | 0.00015375 | 0 |  |  |  |  | 2010ResidentialWhole Bldg/Meter LevelWhole Bldg/Meter Level System ImprovementsUnknown | .
| 2010 | 545 | Utility System Efficiency | Utility Distribution System | Capacitors | Unknown | [6 empty] | 0 | 0 | 0 |  |  |  |  | 0.00014176 | 0 | 0.00013735 | 0 |  |  |  |  | 2010Utility System EfficiencyUtility Distribution SystemCapacitorsUnknown | .
| 2010 | 546 | Utility System Efficiency | Utility Distribution System | Conductors | Unknown | [6 empty] | 0 | 0 | 0 |  |  |  |  | 0.00014176 | 0 | 0.00013735 | 0 |  |  |  |  | 2010Utility System EfficiencyUtility Distribution SystemConductorsUnknown | .
| 2010 | 547 | Utility System Efficiency | Utility Distribution System | Insulators | Unknown | [6 empty] | 0 | 0 | 0 |  |  |  |  | 0.00014176 | 0 | 0.00013735 | 0 |  |  |  |  | 2010Utility System EfficiencyUtility Distribution SystemInsulatorsUnknown | .
| 2010 | 548 | Utility System Efficiency | Utility Distribution System | Power Factor Improvements | Unknown | [6 empty] | 0 | 0 | 0 |  |  |  |  | 0.00014176 | 0 | 0.00013735 | 0 |  |  |  |  | 2010Utility System EfficiencyUtility Distribution SystemPower Factor ImprovementsUnknown | .
| 2010 | 549 | Utility System Efficiency | Utility Distribution System | Transformers | Unknown | [6 empty] | 0 | 0 | 0 |  |  |  |  | 0.00014176 | 0 | 0.00013735 | 0 |  |  |  |  | 2010Utility System EfficiencyUtility Distribution SystemTransformersUnknown | .
| 2010 | 550 | Utility System Efficiency | Utility Distribution System | Utility Station Service Loads | Unknown | [6 empty] | 0 | 0 | 0 |  |  |  |  | 0.00014176 | 0 | 0.00013735 | 0 |  |  |  |  | 2010Utility System EfficiencyUtility Distribution SystemUtility Station Service LoadsUnknown | .
| 2010 | 551 | Utility System Efficiency | Utility Generation System | Utility Station Service Loads | Unknown | [6 empty] | 0 | 0 | 0 |  |  |  |  | 0.00014176 | 0 | 0.00013735 | 0 |  |  |  |  | 2010Utility System EfficiencyUtility Generation SystemUtility Station Service LoadsUnknown | .
| 2010 | 552 | Utility System Efficiency | Utility Transmission System | Capacitors | Unknown | [6 empty] | 0 | 0 | 0 |  |  |  |  | 0.00014176 | 0 | 0.00013735 | 0 |  |  |  |  | 2010Utility System EfficiencyUtility Transmission SystemCapacitorsUnknown | .
| 2010 | 553 | Utility System Efficiency | Utility Transmission System | Conductors | Unknown | [6 empty] | 0 | 0 | 0 |  |  |  |  | 0.00014176 | 0 | 0.00013735 | 0 |  |  |  |  | 2010Utility System EfficiencyUtility Transmission SystemConductorsUnknown | .
| 2010 | 554 | Utility System Efficiency | Utility Transmission System | Insulators | Unknown | [6 empty] | 0 | 0 | 0 |  |  |  |  | 0.00014176 | 0 | 0.00013735 | 0 |  |  |  |  | 2010Utility System EfficiencyUtility Transmission SystemInsulatorsUnknown | .
| 2010 | 555 | Utility System Efficiency | Utility Transmission System | Operation | Unknown | [6 empty] | 0 | 0 | 0 |  |  |  |  | 0.00014176 | 0 | 0.00013735 | 0 |  |  |  |  | 2010Utility System EfficiencyUtility Transmission SystemOperationUnknown | .
| 2010 | 556 | Utility System Efficiency | Utility Transmission System | Power Factor Improvements | Unknown | [6 empty] | 0 | 0 | 0 |  |  |  |  | 0.00014176 | 0 | 0.00013735 | 0 |  |  |  |  | 2010Utility System EfficiencyUtility Transmission SystemPower Factor ImprovementsUnknown | .
| 2010 | 557 | Utility System Efficiency | Utility Transmission System | Transformers | Unknown | [6 empty] | 0 | 0 | 0 |  |  |  |  | 0.00014176 | 0 | 0.00013735 | 0 |  |  |  |  | 2010Utility System EfficiencyUtility Transmission SystemTransformersUnknown | .
| 2010 | 558 | Utility System Efficiency | Utility Transmission System | Voltage Management | Unknown | [6 empty] | 0 | 0 | 0 |  |  |  |  | 0.00014176 | 0 | 0.00013735 | 0 |  |  |  |  | 2010Utility System EfficiencyUtility Transmission SystemVoltage ManagementUnknown | .
| 2010 | 559 | Agricultural | Unknown | Unknown | Unknown | [6 empty] | 0 | 1805611 | 0.20612 |  |  |  |  | 2.6494e-06 | 0.0047837 | 0.0003126 | 0.56444 |  |  |  |  | 2010AgriculturalUnknownUnknownUnknown | .
| 2010 | 560 | Commercial | Unknown | Unknown | Unknown | [6 empty] | 0 | 47329811.8852 | 5.4029 |  |  |  |  | 0.00024448 | 11.5712 | 0.00016318 | 7.7232 |  |  |  |  | 2010CommercialUnknownUnknownUnknown | .
| 2010 | 561 | Industrial | Unknown | Unknown | Unknown | [6 empty] | 0 | 2853144.972 | 0.3257 |  |  |  |  | 0.00012551 | 0.3581 | 0.00012968 | 0.36999 |  |  |  |  | 2010IndustrialUnknownUnknownUnknown | .
| 2010 | 562 | Low Income | Unknown | Unknown | Unknown | [6 empty] | 0 | 0 | 0 |  |  |  |  | 0.00023982 | 0 | 0.00015375 | 0 |  |  |  |  | 2010Low IncomeUnknownUnknownUnknown | .
| 2010 | 563 | Residential | Unknown | Unknown | Unknown | [6 empty] | 0 | 18383888.4171 | 2.0986 |  |  |  |  | 0.00023982 | 4.4088 | 0.00015375 | 2.8265 |  |  |  |  | 2010ResidentialUnknownUnknownUnknown | .
| 2010 | 564 | Utility System Efficiency | Unknown | Unknown | Unknown | [6 empty] | 0 | 0 | 0 |  |  |  |  | 0.00023982 | 0 | 0.00015375 | 0 |  |  |  |  | 2010Utility System EfficiencyUnknownUnknownUnknown | .
| 2010 | 565 | Agricultural | Codes & Standards | Codes | Unknown | [6 empty] | 0 | 0 | 0 |  |  |  |  | 2.6494e-06 | 0 | 0.0003126 | 0 |  |  |  |  | 2010AgriculturalCodes & StandardsCodesUnknown | .
| 2010 | 566 | Commercial | Codes & Standards | Codes | Unknown | [6 empty] | 0 | 67676.207 | 0.0077256 |  |  |  |  | 0.00024448 | 0.016545 | 0.00016318 | 0.011043 |  |  |  |  | 2010CommercialCodes & StandardsCodesUnknown | .
| 2010 | 567 | Industrial | Codes & Standards | Codes | Unknown | [6 empty] | 0 | 0 | 0 |  |  |  |  | 0.00012551 | 0 | 0.00012968 | 0 |  |  |  |  | 2010IndustrialCodes & StandardsCodesUnknown | .
| 2010 | 568 | Low Income | Codes & Standards | Codes | Unknown | [6 empty] | 0 | 0 | 0 |  |  |  |  | 0.00023982 | 0 | 0.00015375 | 0 |  |  |  |  | 2010Low IncomeCodes & StandardsCodesUnknown | .
| 2010 | 569 | Residential | Codes & Standards | Codes | Unknown | [6 empty] | 0 | 0 | 0 |  |  |  |  | 0.00023982 | 0 | 0.00015375 | 0 |  |  |  |  | 2010ResidentialCodes & StandardsCodesUnknown | .
| 2010 | 570 | Utility System Efficiency | Codes & Standards | Codes | Unknown | [6 empty] | 0 | 0 | 0 |  |  |  |  | 0.00014176 | 0 | 0.00013735 | 0 |  |  |  |  | 2010Utility System EfficiencyCodes & StandardsCodesUnknown | .
| 2010 | 571 | Agricultural | Irrigation | Unknown | Unknown | [6 empty] | 0 | 0 | 0 |  |  |  |  | 2.6494e-06 | 0 | 0.0003126 | 0 |  |  |  |  | 2010AgriculturalIrrigationUnknownUnknown | .
| 2010 | 572 | Agricultural | Irrigation | Irrigation System Improvements | Irrigation System Control Improvements (VFD) | [6 empty] | 0 | 0 | 0 |  |  |  |  | 2.6494e-06 | 0 | 0.0003126 | 0 |  |  |  |  | 2010AgriculturalIrrigationIrrigation System ImprovementsIrrigation System Control Improvements (VFD) | .
| 2010 | 573 | Commercial | Food Preparation | Motors/Drives Controls | Interactive Process Loads System Improvements | [6 empty] | 0 | 0 | 0 |  |  |  |  | 0.00017223 | 0 | 0.00016217 | 0 |  |  |  |  | 2010CommercialFood PreparationMotors/Drives ControlsInteractive Process Loads System Improvements | .
| 2010 | 574 | Commercial | HVAC | HVAC System Improvements | Fan System Improvements | [6 empty] | 0 | 0 | 0 |  |  |  |  | 0.00076228 | 0 | 1.3799e-05 | 0 |  |  |  |  | 2010CommercialHVACHVAC System ImprovementsFan System Improvements | .
| 2010 | 575 | Commercial | HVAC | HVAC System Improvements | Pump System Improvements | [6 empty] | 0 | 0 | 0 |  |  |  |  | 0.00076228 | 0 | 1.3799e-05 | 0 |  |  |  |  | 2010CommercialHVACHVAC System ImprovementsPump System Improvements | .
| 2010 | 576 | Commercial | Lighting | Lamps/Ballasts/Fixtures | Compact Fluorescents | [6 empty] | 0 | 0 | 0 |  |  |  |  | 0.00017719 | 0 | 0.00015191 | 0 |  |  |  |  | 2010CommercialLightingLamps/Ballasts/FixturesCompact Fluorescents | .
| 2010 | 577 | Commercial | Lighting | Lamps/Ballasts/Fixtures | Electronic Metal Halide | [6 empty] | 0 | 0 | 0 |  |  |  |  | 0.00017719 | 0 | 0.00015191 | 0 |  |  |  |  | 2010CommercialLightingLamps/Ballasts/FixturesElectronic Metal Halide | .
| 2010 | 578 | Commercial | Lighting | Lamps/Ballasts/Fixtures | LED Exterior General Area | [6 empty] | 0 | 0 | 0 |  |  |  |  | 0.00017719 | 0 | 0.00015191 | 0 |  |  |  |  | 2010CommercialLightingLamps/Ballasts/FixturesLED Exterior General Area | .
| 2010 | 579 | Commercial | Lighting | Lamps/Ballasts/Fixtures | LED Other | [6 empty] | 0 | 0 | 0 |  |  |  |  | 0.00017719 | 0 | 0.00015191 | 0 |  |  |  |  | 2010CommercialLightingLamps/Ballasts/FixturesLED Other | .
| 2010 | 580 | Commercial | Lighting | Lamps/Ballasts/Fixtures | LED Screw-In/Small Fixtures | [6 empty] | 0 | 0 | 0 |  |  |  |  | 0.00017719 | 0 | 0.00015191 | 0 |  |  |  |  | 2010CommercialLightingLamps/Ballasts/FixturesLED Screw-In/Small Fixtures | .
| 2010 | 581 | Commercial | Lighting | Lamps/Ballasts/Fixtures | LED Tubes and Troffers | [6 empty] | 0 | 0 | 0 |  |  |  |  | 0.00017719 | 0 | 0.00015191 | 0 |  |  |  |  | 2010CommercialLightingLamps/Ballasts/FixturesLED Tubes and Troffers | .
| 2010 | 582 | Commercial | Lighting | Lamps/Ballasts/Fixtures | Linear Fluorescent High Bay | [6 empty] | 0 | 0 | 0 |  |  |  |  | 0.00017719 | 0 | 0.00015191 | 0 |  |  |  |  | 2010CommercialLightingLamps/Ballasts/FixturesLinear Fluorescent High Bay | .
| 2010 | 583 | Commercial | Lighting | Lamps/Ballasts/Fixtures | Linear LED | [6 empty] | 0 | 0 | 0 |  |  |  |  | 0.00017719 | 0 | 0.00015191 | 0 |  |  |  |  | 2010CommercialLightingLamps/Ballasts/FixturesLinear LED | .
| 2010 | 584 | Commercial | Lighting | Lamps/Ballasts/Fixtures | New Construction | [6 empty] | 0 | 0 | 0 |  |  |  |  | 0.00017719 | 0 | 0.00015191 | 0 |  |  |  |  | 2010CommercialLightingLamps/Ballasts/FixturesNew Construction | .
| 2010 | 585 | Commercial | Lighting | Lamps/Ballasts/Fixtures | Non-Standard | [6 empty] | 0 | 0 | 0 |  |  |  |  | 0.00017719 | 0 | 0.00015191 | 0 |  |  |  |  | 2010CommercialLightingLamps/Ballasts/FixturesNon-Standard | .
| 2010 | 586 | Commercial | Lighting | Lamps/Ballasts/Fixtures | T8 Linear Fluorescents | [6 empty] | 0 | 0 | 0 |  |  |  |  | 0.00017719 | 0 | 0.00015191 | 0 |  |  |  |  | 2010CommercialLightingLamps/Ballasts/FixturesT8 Linear Fluorescents | .
| 2010 | 587 | Commercial | Lighting | Signs and Signals | LED Street Lighting | [6 empty] | 0 | 0 | 0 |  |  |  |  | 0.00023298 | 0 | 0 | 0 |  |  |  |  | 2010CommercialLightingSigns and SignalsLED Street Lighting | .
| 2010 | 588 | Residential | Electronics | Plug Load | Clothes Dryers | [6 empty] | 0 | 0 | 0 |  |  |  |  | 0.00040029 | 0 | 0.0003184 | 0 |  |  |  |  | 2010ResidentialElectronicsPlug LoadClothes Dryers | .
| 2010 | 589 | Residential | Solar PV | Solar PV | Direct Application Renewable - PV | [6 empty] | 0 | 0 | 0 |  |  |  |  | 1.5994e-05 | 0 | 0.00020212 | 0 |  |  |  |  | 2010ResidentialSolar PVSolar PVDirect Application Renewable - PV | .
| 2010 | 590 | Residential | Electronics | Computer Technologies | Computer | [6 empty] | 0 | 0 | 0 |  |  |  |  | 0.00014549 | 0 | 0.00013343 | 0 |  |  |  |  | 2010ResidentialElectronicsComputer TechnologiesComputer | .
| 2010 | 591 | Residential | Electronics | Computer Technologies | Monitor | [6 empty] | 0 | 0 | 0 |  |  |  |  | 0.00014549 | 0 | 0.00013343 | 0 |  |  |  |  | 2010ResidentialElectronicsComputer TechnologiesMonitor | .
| 2010 | 592 | Residential | Food Preparation | Cooking | Microwave | [6 empty] | 0 | 0 | 0 |  |  |  |  | 0.00037914 | 0 | 0.00027989 | 0 |  |  |  |  | 2010ResidentialFood PreparationCookingMicrowave | .
| 2011 | 1 | Commercial | HVAC | HVAC System Improvements | Reciprocating Chiller Improvements | [6 empty] | 0 | 0 | 0 |  |  |  |  | 0.00076228 | 0 | 1.3799e-05 | 0 |  |  |  |  | 2011CommercialHVACHVAC System ImprovementsReciprocating Chiller Improvements | .
| 2011 | 2 | Commercial | HVAC | HVAC System Improvements | Rooftop Units | [6 empty] | 0 | 9392392.091 | 1.0722 |  |  |  |  | 0.00076228 | 7.1596 | 1.3799e-05 | 0.12961 |  |  |  |  | 2011CommercialHVACHVAC System ImprovementsRooftop Units | .
| 2011 | 3 | Commercial | HVAC | HVAC System Improvements | Rotary Screw Chiller Improvements | [6 empty] | 0 | 0 | 0 |  |  |  |  | 0.00076228 | 0 | 1.3799e-05 | 0 |  |  |  |  | 2011CommercialHVACHVAC System ImprovementsRotary Screw Chiller Improvements | .
| 2011 | 4 | Commercial | HVAC | HVAC System Improvements | Scroll Chiller Improvements | [6 empty] | 0 | 0 | 0 |  |  |  |  | 0.00076228 | 0 | 1.3799e-05 | 0 |  |  |  |  | 2011CommercialHVACHVAC System ImprovementsScroll Chiller Improvements | .
| 2011 | 5 | Commercial | HVAC | HVAC System Improvements | Storage Tank Insulation Improvements | [6 empty] | 0 | 0 | 0 |  |  |  |  | 0.00076228 | 0 | 1.3799e-05 | 0 |  |  |  |  | 2011CommercialHVACHVAC System ImprovementsStorage Tank Insulation Improvements | .
| 2011 | 6 | Commercial | HVAC | HVAC System Improvements | Variable Refrigerant Flow System Improvements | [6 empty] | 0 | 0 | 0 |  |  |  |  | 0.00076228 | 0 | 1.3799e-05 | 0 |  |  |  |  | 2011CommercialHVACHVAC System ImprovementsVariable Refrigerant Flow System Improvements | .
| 2011 | 7 | Commercial | HVAC | HVAC System Improvements | Ventilation System Improvements | [6 empty] | 0 | 1460983.656 | 0.16678 |  |  |  |  | 0.00018839 | 0.27523 | 0.00016046 | 0.23442 |  |  |  |  | 2011CommercialHVACHVAC System ImprovementsVentilation System Improvements | .
| 2011 | 8 | Commercial | HVAC | HVAC System Improvements | Water-Source Heat Pumps | [6 empty] | 0 | 0 | 0 |  |  |  |  | 0.00076228 | 0 | 1.3799e-05 | 0 |  |  |  |  | 2011CommercialHVACHVAC System ImprovementsWater-Source Heat Pumps | .
| 2011 | 9 | Commercial | Lighting | Delamping | Delamping | [6 empty] | 0 | 59828.34 | 0.0068297 |  |  |  |  | 0.00017719 | 0.010601 | 0.00015191 | 0.0090883 |  |  |  |  | 2011CommercialLightingDelampingDelamping | .
| 2011 | 10 | Commercial | Lighting | Lamps/Ballasts/Fixtures | Lamps/Ballasts | [6 empty] | 0 | 57297580.372 | 6.5408 |  |  |  |  | 0.00017719 | 10.1523 | 0.00015191 | 8.7038 |  |  |  |  | 2011CommercialLightingLamps/Ballasts/FixturesLamps/Ballasts | .
| 2011 | 11 | Commercial | Lighting | Lamps/Ballasts/Fixtures | Lamps/Ballasts w/Controls | [6 empty] | 0 | 0 | 0 |  |  |  |  | 0.00017719 | 0 | 0.00015191 | 0 |  |  |  |  | 2011CommercialLightingLamps/Ballasts/FixturesLamps/Ballasts w/Controls | .
| 2011 | 12 | Commercial | Lighting | Lamps/Ballasts/Fixtures | Lamps/Ballasts w/Delamping | [6 empty] | 0 | 0 | 0 |  |  |  |  | 0.00017719 | 0 | 0.00015191 | 0 |  |  |  |  | 2011CommercialLightingLamps/Ballasts/FixturesLamps/Ballasts w/Delamping | .
| 2011 | 13 | Commercial | Lighting | Lamps/Ballasts/Fixtures | Lamps/Ballasts w/Delamping and Controls | [6 empty] | 0 | 0 | 0 |  |  |  |  | 0.00017719 | 0 | 0.00015191 | 0 |  |  |  |  | 2011CommercialLightingLamps/Ballasts/FixturesLamps/Ballasts w/Delamping and Controls | .
| 2011 | 14 | Commercial | Lighting | Lamps/Ballasts/Fixtures | Lamps/Ballasts/Fixtures | [6 empty] | 0 | 220113654.9107 | 25.1271 |  |  |  |  | 0.00017719 | 39.001 | 0.00015191 | 33.4365 |  |  |  |  | 2011CommercialLightingLamps/Ballasts/FixturesLamps/Ballasts/Fixtures | .
| 2011 | 15 | Commercial | Lighting | Lamps/Ballasts/Fixtures | Lamps/Ballasts/Fixtures w/Controls | [6 empty] | 0 | 11865904.27 | 1.3546 |  |  |  |  | 0.00017719 | 2.1025 | 0.00015191 | 1.8025 |  |  |  |  | 2011CommercialLightingLamps/Ballasts/FixturesLamps/Ballasts/Fixtures w/Controls | .
| 2011 | 16 | Commercial | Lighting | Lamps/Ballasts/Fixtures | Lamps/Ballasts/Fixtures w/Delamping | [6 empty] | 0 | 0 | 0 |  |  |  |  | 0.00017719 | 0 | 0.00015191 | 0 |  |  |  |  | 2011CommercialLightingLamps/Ballasts/FixturesLamps/Ballasts/Fixtures w/Delamping | .
| 2011 | 17 | Commercial | Lighting | Lamps/Ballasts/Fixtures | Lamps/Ballasts/Fixtures w/Delamping and Controls | [6 empty] | 0 | 0 | 0 |  |  |  |  | 0.00017719 | 0 | 0.00015191 | 0 |  |  |  |  | 2011CommercialLightingLamps/Ballasts/FixturesLamps/Ballasts/Fixtures w/Delamping and Controls | .
| 2011 | 18 | Commercial | Lighting | Lighting Controls | Control Panels | [6 empty] | 0 | 2320768.44 | 0.26493 |  |  |  |  | 0.00017719 | 0.41121 | 0.00015191 | 0.35254 |  |  |  |  | 2011CommercialLightingLighting ControlsControl Panels | .
| 2011 | 19 | Commercial | Lighting | Lighting Controls | Daylighting | [6 empty] | 0 | 53852.85 | 0.0061476 |  |  |  |  | 0.00017719 | 0.009542 | 0.00015191 | 0.0081806 |  |  |  |  | 2011CommercialLightingLighting ControlsDaylighting | .
| 2011 | 20 | Commercial | Lighting | Lighting Controls | Occupancy Sensors | [6 empty] | 0 | 9808091.254 | 1.1196 |  |  |  |  | 0.00017719 | 1.7379 | 0.00015191 | 1.4899 |  |  |  |  | 2011CommercialLightingLighting ControlsOccupancy Sensors | .
| 2011 | 21 | Commercial | Lighting | Lighting Controls | Photocells | [6 empty] | 0 | 0 | 0 |  |  |  |  | 0.00017719 | 0 | 0.00015191 | 0 |  |  |  |  | 2011CommercialLightingLighting ControlsPhotocells | .
| 2011 | 22 | Commercial | Lighting | Lighting Controls | Timers | [6 empty] | 0 | 0 | 0 |  |  |  |  | 0.00017719 | 0 | 0.00015191 | 0 |  |  |  |  | 2011CommercialLightingLighting ControlsTimers | .
| 2011 | 23 | Commercial | Lighting | Signs and Signals | LED Exit Signs | [6 empty] | 0 | 409163.759 | 0.046708 |  |  |  |  | 0.00017719 | 0.072498 | 0.00015191 | 0.062154 |  |  |  |  | 2011CommercialLightingSigns and SignalsLED Exit Signs | .
| 2011 | 24 | Agricultural | Compressed Air | Compressed Air System Controls | Compressed Air Control Improvements (non-VFD) | [6 empty] | 0 | 0 | 0 |  |  |  |  | 2.6494e-06 | 0 | 0.0003126 | 0 |  |  |  |  | 2011AgriculturalCompressed AirCompressed Air System ControlsCompressed Air Control Improvements (non-VFD) | .
| 2011 | 25 | Agricultural | Compressed Air | Compressed Air System Controls | Compressed Air Control Improvements (VFD) | [6 empty] | 0 | 0 | 0 |  |  |  |  | 2.6494e-06 | 0 | 0.0003126 | 0 |  |  |  |  | 2011AgriculturalCompressed AirCompressed Air System ControlsCompressed Air Control Improvements (VFD) | .
| 2011 | 26 | Agricultural | Compressed Air | Compressed Air System Improvements | Compressed Air System Compressor Improvements (non-VFD) | [6 empty] | 0 | 73601 | 0.0084019 |  |  |  |  | 2.6494e-06 | 0.000195 | 0.0003126 | 0.023008 |  |  |  |  | 2011AgriculturalCompressed AirCompressed Air System ImprovementsCompressed Air System Compressor Improvements (non-VFD) | .
| 2011 | 27 | Agricultural | Compressed Air | Compressed Air System Improvements | Compressed Air System Compressor Improvements (VFD) | [6 empty] | 0 | 0 | 0 |  |  |  |  | 2.6494e-06 | 0 | 0.0003126 | 0 |  |  |  |  | 2011AgriculturalCompressed AirCompressed Air System ImprovementsCompressed Air System Compressor Improvements (VFD) | .
| 2011 | 28 | Agricultural | Compressed Air | Compressed Air System Improvements | Compressed Air System Demand Side Improvements | [6 empty] | 0 | 0 | 0 |  |  |  |  | 2.6494e-06 | 0 | 0.0003126 | 0 |  |  |  |  | 2011AgriculturalCompressed AirCompressed Air System ImprovementsCompressed Air System Demand Side Improvements | .
| 2011 | 29 | Agricultural | Compressed Air | Compressed Air System Improvements | Compressed Air System Dryer Improvements | [6 empty] | 0 | 0 | 0 |  |  |  |  | 2.6494e-06 | 0 | 0.0003126 | 0 |  |  |  |  | 2011AgriculturalCompressed AirCompressed Air System ImprovementsCompressed Air System Dryer Improvements | .
| 2011 | 30 | Agricultural | Compressed Air | Compressed Air System Improvements | Compressed Air System Regulation Improvements | [6 empty] | 0 | 0 | 0 |  |  |  |  | 2.6494e-06 | 0 | 0.0003126 | 0 |  |  |  |  | 2011AgriculturalCompressed AirCompressed Air System ImprovementsCompressed Air System Regulation Improvements | .
| 2011 | 31 | Agricultural | Compressed Air | Compressed Air System Improvements | Compressed Air System Storage Improvements | [6 empty] | 0 | 0 | 0 |  |  |  |  | 2.6494e-06 | 0 | 0.0003126 | 0 |  |  |  |  | 2011AgriculturalCompressed AirCompressed Air System ImprovementsCompressed Air System Storage Improvements | .
| 2011 | 32 | Agricultural | Compressed Air | Compressed Air System Improvements | Compressed Air System Supply Side Improvements | [6 empty] | 0 | 0 | 0 |  |  |  |  | 2.6494e-06 | 0 | 0.0003126 | 0 |  |  |  |  | 2011AgriculturalCompressed AirCompressed Air System ImprovementsCompressed Air System Supply Side Improvements | .
| 2011 | 33 | Agricultural | Compressed Air | Compressed Air System Improvements | Compressors | [6 empty] | 0 | 0 | 0 |  |  |  |  | 2.6494e-06 | 0 | 0.0003126 | 0 |  |  |  |  | 2011AgriculturalCompressed AirCompressed Air System ImprovementsCompressors | .
| 2011 | 34 | Agricultural | Compressed Air | Heat Recovery | Heat Recovery Improvements | [6 empty] | 0 | 0 | 0 |  |  |  |  | 2.6494e-06 | 0 | 0.0003126 | 0 |  |  |  |  | 2011AgriculturalCompressed AirHeat RecoveryHeat Recovery Improvements | .
| 2011 | 35 | Agricultural | Irrigation | Center Pivot System and Equipment | Center Pivot Conversions | [6 empty] | 0 | 0 | 0 |  |  |  |  | 2.6494e-06 | 0 | 0.0003126 | 0 |  |  |  |  | 2011AgriculturalIrrigationCenter Pivot System and EquipmentCenter Pivot Conversions | .
| 2011 | 36 | Agricultural | Irrigation | Center Pivot System and Equipment | Reduce System Friction Head | [6 empty] | 0 | 0 | 0 |  |  |  |  | 2.6494e-06 | 0 | 0.0003126 | 0 |  |  |  |  | 2011AgriculturalIrrigationCenter Pivot System and EquipmentReduce System Friction Head | .
| 2011 | 37 | Agricultural | Irrigation | Center Pivot System and Equipment | Reduce System Leakage | [6 empty] | 0 | 0 | 0 |  |  |  |  | 2.6494e-06 | 0 | 0.0003126 | 0 |  |  |  |  | 2011AgriculturalIrrigationCenter Pivot System and EquipmentReduce System Leakage | .
| 2011 | 38 | Agricultural | Irrigation | Center Pivot System and Equipment | Reduce System Lift | [6 empty] | 0 | 0 | 0 |  |  |  |  | 2.6494e-06 | 0 | 0.0003126 | 0 |  |  |  |  | 2011AgriculturalIrrigationCenter Pivot System and EquipmentReduce System Lift | .
| 2011 | 39 | Agricultural | Irrigation | Center Pivot System and Equipment | System Water Delivery Improvements | [6 empty] | 0 | 0 | 0 |  |  |  |  | 2.6494e-06 | 0 | 0.0003126 | 0 |  |  |  |  | 2011AgriculturalIrrigationCenter Pivot System and EquipmentSystem Water Delivery Improvements | .
| 2011 | 40 | Agricultural | Irrigation | Discharge Fitting Equipment | Drop Installation for Spray Heads and Pressure Regulators | [6 empty] | 0 | 0 | 0 |  |  |  |  | 2.6494e-06 | 0 | 0.0003126 | 0 |  |  |  |  | 2011AgriculturalIrrigationDischarge Fitting EquipmentDrop Installation for Spray Heads and Pressure Regulators | .
| 2011 | 41 | Agricultural | Irrigation | Discharge Fitting Equipment | Flow Control Nozzles and Diffuser | [6 empty] | 0 | 0 | 0 |  |  |  |  | 2.6494e-06 | 0 | 0.0003126 | 0 |  |  |  |  | 2011AgriculturalIrrigationDischarge Fitting EquipmentFlow Control Nozzles and Diffuser | .
| 2011 | 42 | Agricultural | Irrigation | Discharge Fitting Equipment | Impact Sprinkler Heads | [6 empty] | 0 | 0 | 0 |  |  |  |  | 2.6494e-06 | 0 | 0.0003126 | 0 |  |  |  |  | 2011AgriculturalIrrigationDischarge Fitting EquipmentImpact Sprinkler Heads | .
| 2011 | 43 | Agricultural | Irrigation | Discharge Fitting Equipment | Low Angle Heads | [6 empty] | 0 | 0 | 0 |  |  |  |  | 2.6494e-06 | 0 | 0.0003126 | 0 |  |  |  |  | 2011AgriculturalIrrigationDischarge Fitting EquipmentLow Angle Heads | .
| 2011 | 44 | Agricultural | Irrigation | Discharge Fitting Equipment | Low Pressure End guns/Big guns | [6 empty] | 0 | 0 | 0 |  |  |  |  | 2.6494e-06 | 0 | 0.0003126 | 0 |  |  |  |  | 2011AgriculturalIrrigationDischarge Fitting EquipmentLow Pressure End guns/Big guns | .
| 2011 | 45 | Agricultural | Irrigation | Discharge Fitting Equipment | Nozzle Replacement | [6 empty] | 0 | 285487.36 | 0.03259 |  |  |  |  | 2.6494e-06 | 0.00075636 | 0.0003126 | 0.089244 |  |  |  |  | 2011AgriculturalIrrigationDischarge Fitting EquipmentNozzle Replacement | .
| 2011 | 46 | Agricultural | Irrigation | Discharge Fitting Equipment | Spray Heads | [6 empty] | 0 | 0 | 0 |  |  |  |  | 2.6494e-06 | 0 | 0.0003126 | 0 |  |  |  |  | 2011AgriculturalIrrigationDischarge Fitting EquipmentSpray Heads | .
| 2011 | 47 | Agricultural | Irrigation | Handmove and Sideroll System and Equipment | Reduce System Friction Head | [6 empty] | 0 | 0 | 0 |  |  |  |  | 2.6494e-06 | 0 | 0.0003126 | 0 |  |  |  |  | 2011AgriculturalIrrigationHandmove and Sideroll System and EquipmentReduce System Friction Head | .
| 2011 | 48 | Agricultural | Irrigation | Handmove and Sideroll System and Equipment | Reduce System Leakage | [6 empty] | 0 | 0 | 0 |  |  |  |  | 2.6494e-06 | 0 | 0.0003126 | 0 |  |  |  |  | 2011AgriculturalIrrigationHandmove and Sideroll System and EquipmentReduce System Leakage | .
| 2011 | 49 | Agricultural | Irrigation | Handmove and Sideroll System and Equipment | Reduce System Lift | [6 empty] | 0 | 0 | 0 |  |  |  |  | 2.6494e-06 | 0 | 0.0003126 | 0 |  |  |  |  | 2011AgriculturalIrrigationHandmove and Sideroll System and EquipmentReduce System Lift | .
| 2011 | 50 | Agricultural | Irrigation | Handmove and Sideroll System and Equipment | System Water Delivery Improvements | [6 empty] | 0 | 0 | 0 |  |  |  |  | 2.6494e-06 | 0 | 0.0003126 | 0 |  |  |  |  | 2011AgriculturalIrrigationHandmove and Sideroll System and EquipmentSystem Water Delivery Improvements | .
| 2011 | 51 | Agricultural | Irrigation | Hardware | Drain Replacement | [6 empty] | 0 | 52182.4 | 0.0059569 |  |  |  |  | 2.6494e-06 | 0.00013825 | 0.0003126 | 0.016312 |  |  |  |  | 2011AgriculturalIrrigationHardwareDrain Replacement | .
| 2011 | 52 | Agricultural | Irrigation | Hardware | Drop Tube/Hose Extension | [6 empty] | 0 | 289636 | 0.033063 |  |  |  |  | 2.6494e-06 | 0.00076735 | 0.0003126 | 0.090541 |  |  |  |  | 2011AgriculturalIrrigationHardwareDrop Tube/Hose Extension | .
| 2011 | 53 | Agricultural | Irrigation | Hardware | Gasket Replacement | [6 empty] | 0 | 447621 | 0.051098 |  |  |  |  | 2.6494e-06 | 0.0011859 | 0.0003126 | 0.13993 |  |  |  |  | 2011AgriculturalIrrigationHardwareGasket Replacement | .
| 2011 | 54 | Agricultural | Irrigation | Hardware | Goose Necks | [6 empty] | 0 | 199860.48 | 0.022815 |  |  |  |  | 2.6494e-06 | 0.0005295 | 0.0003126 | 0.062477 |  |  |  |  | 2011AgriculturalIrrigationHardwareGoose Necks | .
| 2011 | 55 | Agricultural | Irrigation | Hardware | Hub Replacement | [6 empty] | 0 | 8568 | 0.00097808 |  |  |  |  | 2.6494e-06 | 2.27e-05 | 0.0003126 | 0.0026784 |  |  |  |  | 2011AgriculturalIrrigationHardwareHub Replacement | .
| 2011 | 56 | Agricultural | Irrigation | Hardware | Leveler Rebuild | [6 empty] | 0 | 2788.64 | 0.00031834 |  |  |  |  | 2.6494e-06 | 7.3881e-06 | 0.0003126 | 0.00087174 |  |  |  |  | 2011AgriculturalIrrigationHardwareLeveler Rebuild | .
| 2011 | 57 | Agricultural | Irrigation | Hardware | Line Repairs | [6 empty] | 0 | 0 | 0 |  |  |  |  | 2.6494e-06 | 0 | 0.0003126 | 0 |  |  |  |  | 2011AgriculturalIrrigationHardwareLine Repairs | .
| 2011 | 58 | Agricultural | Irrigation | Hardware | Multi-Trajectory Sprays | [6 empty] | 0 | 76583.32 | 0.0087424 |  |  |  |  | 2.6494e-06 | 0.0002029 | 0.0003126 | 0.02394 |  |  |  |  | 2011AgriculturalIrrigationHardwareMulti-Trajectory Sprays | .
| 2011 | 59 | Agricultural | Irrigation | Hardware | Nozzle Replacement | [6 empty] | 0 | 1087714 | 0.12417 |  |  |  |  | 2.6494e-06 | 0.0028818 | 0.0003126 | 0.34002 |  |  |  |  | 2011AgriculturalIrrigationHardwareNozzle Replacement | .
| 2011 | 60 | Agricultural | Irrigation | Hardware | Pipe Repair | [6 empty] | 0 | 165425.44 | 0.018884 |  |  |  |  | 2.6494e-06 | 0.00043827 | 0.0003126 | 0.051712 |  |  |  |  | 2011AgriculturalIrrigationHardwarePipe Repair | .
| 2011 | 61 | Agricultural | Irrigation | Hardware | Regulator Replacement | [6 empty] | 0 | 2142940 | 0.24463 |  |  |  |  | 2.6494e-06 | 0.0056774 | 0.0003126 | 0.66989 |  |  |  |  | 2011AgriculturalIrrigationHardwareRegulator Replacement | .
| 2011 | 62 | Agricultural | Irrigation | Hardware | Sprinkler Replacements | [6 empty] | 0 | 1780161.24 | 0.20321 |  |  |  |  | 2.6494e-06 | 0.0047163 | 0.0003126 | 0.55648 |  |  |  |  | 2011AgriculturalIrrigationHardwareSprinkler Replacements | .
| 2011 | 63 | Agricultural | Irrigation | Irrigation System Improvements | Change in Water Source | [6 empty] | 0 | 0 | 0 |  |  |  |  | 2.6494e-06 | 0 | 0.0003126 | 0 |  |  |  |  | 2011AgriculturalIrrigationIrrigation System ImprovementsChange in Water Source | .
| 2011 | 64 | Agricultural | Irrigation | Irrigation System Improvements | Irrigation System Improvements | [6 empty] | 0 | 14097640.96 | 1.6093 |  |  |  |  | 2.6494e-06 | 0.03735 | 0.0003126 | 4.407 |  |  |  |  | 2011AgriculturalIrrigationIrrigation System ImprovementsIrrigation System Improvements | .
| 2011 | 65 | Agricultural | Irrigation | Irrigation System Improvements | Reduce Delivery System Leakage | [6 empty] | 0 | 0 | 0 |  |  |  |  | 2.6494e-06 | 0 | 0.0003126 | 0 |  |  |  |  | 2011AgriculturalIrrigationIrrigation System ImprovementsReduce Delivery System Leakage | .
| 2011 | 66 | Agricultural | Irrigation | Mainline System and Equipment | Interactive Mainline System and Equipment Improvements | [6 empty] | 0 | 0 | 0 |  |  |  |  | 2.6494e-06 | 0 | 0.0003126 | 0 |  |  |  |  | 2011AgriculturalIrrigationMainline System and EquipmentInteractive Mainline System and Equipment Improvements | .
| 2011 | 67 | Agricultural | Irrigation | Mainline System and Equipment | Mainline System Pump Improvements | [6 empty] | 0 | 795074 | 0.090762 |  |  |  |  | 2.6494e-06 | 0.0021064 | 0.0003126 | 0.24854 |  |  |  |  | 2011AgriculturalIrrigationMainline System and EquipmentMainline System Pump Improvements | .
| 2011 | 68 | Agricultural | Irrigation | Mainline System and Equipment | Reduce Friction Loss | [6 empty] | 0 | 0 | 0 |  |  |  |  | 2.6494e-06 | 0 | 0.0003126 | 0 |  |  |  |  | 2011AgriculturalIrrigationMainline System and EquipmentReduce Friction Loss | .
| 2011 | 69 | Agricultural | Irrigation | Mainline System and Equipment | Reduce System Friction Head | [6 empty] | 0 | 0 | 0 |  |  |  |  | 2.6494e-06 | 0 | 0.0003126 | 0 |  |  |  |  | 2011AgriculturalIrrigationMainline System and EquipmentReduce System Friction Head | .
| 2011 | 70 | Agricultural | Irrigation | Mainline System and Equipment | Reduce System Leakage | [6 empty] | 0 | 0 | 0 |  |  |  |  | 2.6494e-06 | 0 | 0.0003126 | 0 |  |  |  |  | 2011AgriculturalIrrigationMainline System and EquipmentReduce System Leakage | .
| 2011 | 71 | Agricultural | Irrigation | Mainline System and Equipment | Reduce System Lift | [6 empty] | 0 | 0 | 0 |  |  |  |  | 2.6494e-06 | 0 | 0.0003126 | 0 |  |  |  |  | 2011AgriculturalIrrigationMainline System and EquipmentReduce System Lift | .
| 2011 | 72 | Agricultural | Irrigation | Mainline System and Equipment | System Water Delivery Improvements | [6 empty] | 0 | 0 | 0 |  |  |  |  | 2.6494e-06 | 0 | 0.0003126 | 0 |  |  |  |  | 2011AgriculturalIrrigationMainline System and EquipmentSystem Water Delivery Improvements | .
| 2011 | 73 | Agricultural | Irrigation | Pumps and Fans | Centrifugal Pump System Improvements | [6 empty] | 0 | 0 | 0 |  |  |  |  | 2.6494e-06 | 0 | 0.0003126 | 0 |  |  |  |  | 2011AgriculturalIrrigationPumps and FansCentrifugal Pump System Improvements | .
| 2011 | 74 | Agricultural | Irrigation | Pumps and Fans | Pump Testing Service | [6 empty] | 0 | 0 | 0 |  |  |  |  | 2.6494e-06 | 0 | 0.0003126 | 0 |  |  |  |  | 2011AgriculturalIrrigationPumps and FansPump Testing Service | .
| 2011 | 75 | Agricultural | Irrigation | Pumps and Fans | Turbine Pump System Improvements | [6 empty] | 0 | 0 | 0 |  |  |  |  | 2.6494e-06 | 0 | 0.0003126 | 0 |  |  |  |  | 2011AgriculturalIrrigationPumps and FansTurbine Pump System Improvements | .
| 2011 | 76 | Agricultural | Irrigation | Pumps and Fans | Vacuum Pump System Improvements | [6 empty] | 0 | 3555365 | 0.40586 |  |  |  |  | 2.6494e-06 | 0.0094195 | 0.0003126 | 1.1114 |  |  |  |  | 2011AgriculturalIrrigationPumps and FansVacuum Pump System Improvements | .
| 2011 | 77 | Agricultural | Irrigation | Suction Fittings Equipment | Reduce Cavitation | [6 empty] | 0 | 0 | 0 |  |  |  |  | 2.6494e-06 | 0 | 0.0003126 | 0 |  |  |  |  | 2011AgriculturalIrrigationSuction Fittings EquipmentReduce Cavitation | .
| 2011 | 78 | Agricultural | Irrigation | Suction Fittings Equipment | Reduce System Friction Head | [6 empty] | 0 | 0 | 0 |  |  |  |  | 2.6494e-06 | 0 | 0.0003126 | 0 |  |  |  |  | 2011AgriculturalIrrigationSuction Fittings EquipmentReduce System Friction Head | .
| 2011 | 79 | Agricultural | Irrigation | Suction Fittings Equipment | Reduce System Leakage | [6 empty] | 0 | 0 | 0 |  |  |  |  | 2.6494e-06 | 0 | 0.0003126 | 0 |  |  |  |  | 2011AgriculturalIrrigationSuction Fittings EquipmentReduce System Leakage | .
| 2011 | 80 | Agricultural | Irrigation | Suction Fittings Equipment | Reduce System Lift | [6 empty] | 0 | 0 | 0 |  |  |  |  | 2.6494e-06 | 0 | 0.0003126 | 0 |  |  |  |  | 2011AgriculturalIrrigationSuction Fittings EquipmentReduce System Lift | .
| 2011 | 81 | Agricultural | Irrigation | Water Management | Scientific Irrigation Scheduling | [6 empty] | 0 | 57550348.0624 | 6.5697 |  |  |  |  | 2.6494e-06 | 0.15247 | 0.0003126 | 17.9904 |  |  |  |  | 2011AgriculturalIrrigationWater ManagementScientific Irrigation Scheduling | .
| 2011 | 82 | Agricultural | Lighting | Delamping | Delamping | [6 empty] | 0 | 0 | 0 |  |  |  |  | 0.00034247 | 0 | 0.00034247 | 0 |  |  |  |  | 2011AgriculturalLightingDelampingDelamping | .
| 2011 | 83 | Agricultural | Lighting | Lamps/Ballasts/Fixtures | Lamps/Ballasts | [6 empty] | 0 | 0 | 0 |  |  |  |  | 0.00034247 | 0 | 0.00034247 | 0 |  |  |  |  | 2011AgriculturalLightingLamps/Ballasts/FixturesLamps/Ballasts | .
| 2011 | 84 | Agricultural | Lighting | Lamps/Ballasts/Fixtures | Lamps/Ballasts w/Controls | [6 empty] | 0 | 0 | 0 |  |  |  |  | 0.00034247 | 0 | 0.00034247 | 0 |  |  |  |  | 2011AgriculturalLightingLamps/Ballasts/FixturesLamps/Ballasts w/Controls | .
| 2011 | 85 | Agricultural | Lighting | Lamps/Ballasts/Fixtures | Lamps/Ballasts w/Delamping | [6 empty] | 0 | 0 | 0 |  |  |  |  | 0.00034247 | 0 | 0.00034247 | 0 |  |  |  |  | 2011AgriculturalLightingLamps/Ballasts/FixturesLamps/Ballasts w/Delamping | .
| 2011 | 86 | Agricultural | Lighting | Lamps/Ballasts/Fixtures | Lamps/Ballasts w/Delamping and Controls | [6 empty] | 0 | 0 | 0 |  |  |  |  | 0.00034247 | 0 | 0.00034247 | 0 |  |  |  |  | 2011AgriculturalLightingLamps/Ballasts/FixturesLamps/Ballasts w/Delamping and Controls | .
| 2011 | 87 | Agricultural | Lighting | Lamps/Ballasts/Fixtures | Lamps/Ballasts/Fixtures | [6 empty] | 0 | 1805071.24 | 0.20606 |  |  |  |  | 0.00034247 | 0.61818 | 0.00034247 | 0.61818 |  |  |  |  | 2011AgriculturalLightingLamps/Ballasts/FixturesLamps/Ballasts/Fixtures | .
| 2011 | 88 | Agricultural | Lighting | Lamps/Ballasts/Fixtures | Lamps/Ballasts/Fixtures w/Controls | [6 empty] | 0 | 0 | 0 |  |  |  |  | 0.00034247 | 0 | 0.00034247 | 0 |  |  |  |  | 2011AgriculturalLightingLamps/Ballasts/FixturesLamps/Ballasts/Fixtures w/Controls | .
| 2011 | 89 | Agricultural | Lighting | Lamps/Ballasts/Fixtures | Lamps/Ballasts/Fixtures w/Delamping | [6 empty] | 0 | 0 | 0 |  |  |  |  | 0.00034247 | 0 | 0.00034247 | 0 |  |  |  |  | 2011AgriculturalLightingLamps/Ballasts/FixturesLamps/Ballasts/Fixtures w/Delamping | .
| 2011 | 90 | Agricultural | Lighting | Lamps/Ballasts/Fixtures | Lamps/Ballasts/Fixtures w/Delamping and Controls | [6 empty] | 0 | 0 | 0 |  |  |  |  | 0.00034247 | 0 | 0.00034247 | 0 |  |  |  |  | 2011AgriculturalLightingLamps/Ballasts/FixturesLamps/Ballasts/Fixtures w/Delamping and Controls | .
| 2011 | 91 | Agricultural | Lighting | Lamps/Ballasts/Fixtures | Stall Lighting | [6 empty] | 0 | 0 | 0 |  |  |  |  | 0.00034247 | 0 | 0.00034247 | 0 |  |  |  |  | 2011AgriculturalLightingLamps/Ballasts/FixturesStall Lighting | .
| 2011 | 92 | Agricultural | Lighting | Lighting Controls | Control Panels | [6 empty] | 0 | 0 | 0 |  |  |  |  | 0.00034247 | 0 | 0.00034247 | 0 |  |  |  |  | 2011AgriculturalLightingLighting ControlsControl Panels | .
| 2011 | 93 | Agricultural | Lighting | Lighting Controls | Daylighting | [6 empty] | 0 | 0 | 0 |  |  |  |  | 0.00034247 | 0 | 0.00034247 | 0 |  |  |  |  | 2011AgriculturalLightingLighting ControlsDaylighting | .
| 2011 | 94 | Agricultural | Lighting | Lighting Controls | Occupancy Sensors | [6 empty] | 0 | 0 | 0 |  |  |  |  | 0.00034247 | 0 | 0.00034247 | 0 |  |  |  |  | 2011AgriculturalLightingLighting ControlsOccupancy Sensors | .
| 2011 | 95 | Agricultural | Lighting | Lighting Controls | Photocells | [6 empty] | 0 | 0 | 0 |  |  |  |  | 0.00034247 | 0 | 0.00034247 | 0 |  |  |  |  | 2011AgriculturalLightingLighting ControlsPhotocells | .
| 2011 | 96 | Agricultural | Lighting | Lighting Controls | Timers | [6 empty] | 0 | 0 | 0 |  |  |  |  | 0.00034247 | 0 | 0.00034247 | 0 |  |  |  |  | 2011AgriculturalLightingLighting ControlsTimers | .
| 2011 | 97 | Agricultural | Lighting | Signs and Signals | LED Exit Signs | [6 empty] | 0 | 0 | 0 |  |  |  |  | 0.00034247 | 0 | 0.00034247 | 0 |  |  |  |  | 2011AgriculturalLightingSigns and SignalsLED Exit Signs | .
| 2011 | 98 | Agricultural | Motors/Drives | Motors | Motor Rewind | [6 empty] | 0 | 34144 | 0.0038977 |  |  |  |  | 2.6494e-06 | 9.046e-05 | 0.0003126 | 0.010674 |  |  |  |  | 2011AgriculturalMotors/DrivesMotorsMotor Rewind | .
| 2011 | 99 | Agricultural | Motors/Drives | Motors | Motors | [6 empty] | 0 | 850145 | 0.097049 |  |  |  |  | 2.6494e-06 | 0.0022524 | 0.0003126 | 0.26576 |  |  |  |  | 2011AgriculturalMotors/DrivesMotorsMotors | .
| 2011 | 100 | Agricultural | Motors/Drives | Motors/Drives Controls | Dairy Milking Machine Control Improvements (VFD) | [6 empty] | 0 | 0 | 0 |  |  |  |  | 0.00034247 | 0 | 0.00034247 | 0 |  |  |  |  | 2011AgriculturalMotors/DrivesMotors/Drives ControlsDairy Milking Machine Control Improvements (VFD) | .
| 2011 | 101 | Agricultural | Motors/Drives | Motors/Drives Controls | Electronically Commutated Motor (ECM) | [6 empty] | 0 | 0 | 0 |  |  |  |  | 0.00034247 | 0 | 0.00034247 | 0 |  |  |  |  | 2011AgriculturalMotors/DrivesMotors/Drives ControlsElectronically Commutated Motor (ECM) | .
| 2011 | 102 | Agricultural | Motors/Drives | Motors/Drives Controls | Energy Management Systems/System Controls | [6 empty] | 0 | 0 | 0 |  |  |  |  | 2.6494e-06 | 0 | 0.0003126 | 0 |  |  |  |  | 2011AgriculturalMotors/DrivesMotors/Drives ControlsEnergy Management Systems/System Controls | .
| 2011 | 103 | Agricultural | Motors/Drives | Motors/Drives Controls | Motors/Drives Control Improvements (non-VFD) | [6 empty] | 0 | 1174650 | 0.13409 |  |  |  |  | 2.6494e-06 | 0.0031121 | 0.0003126 | 0.3672 |  |  |  |  | 2011AgriculturalMotors/DrivesMotors/Drives ControlsMotors/Drives Control Improvements (non-VFD) | .
| 2011 | 104 | Agricultural | Motors/Drives | Motors/Drives Controls | Motors/Drives Control Improvements (VFD) | [6 empty] | 0 | 14520543.51 | 1.6576 |  |  |  |  | 2.6494e-06 | 0.03847 | 0.0003126 | 4.5392 |  |  |  |  | 2011AgriculturalMotors/DrivesMotors/Drives ControlsMotors/Drives Control Improvements (VFD) | .
| 2011 | 105 | Agricultural | Motors/Drives | Pumps and Fans | Motors/Drives Installation on Fan System | [6 empty] | 0 | 0 | 0 |  |  |  |  | 0.00034247 | 0 | 0.00034247 | 0 |  |  |  |  | 2011AgriculturalMotors/DrivesPumps and FansMotors/Drives Installation on Fan System | .
| 2011 | 106 | Agricultural | Motors/Drives | Pumps and Fans | Motors/Drives Installation on Vacuum Pumps | [6 empty] | 0 | 0 | 0 |  |  |  |  | 0.00034247 | 0 | 0.00034247 | 0 |  |  |  |  | 2011AgriculturalMotors/DrivesPumps and FansMotors/Drives Installation on Vacuum Pumps | .
| 2011 | 107 | Agricultural | Process Loads | Livestock Tanks | Freeze Resistant Stock Tanks | [6 empty] | 0 | 27822.88 | 0.0031761 |  |  |  |  | 0.00030632 | 0.0085226 | 3.3431e-08 | 9.3015e-07 |  |  |  |  | 2011AgriculturalProcess LoadsLivestock TanksFreeze Resistant Stock Tanks | .
| 2011 | 108 | Agricultural | Process Loads | Pumps and Fans | Centrifugal Pump System Improvements | [6 empty] | 0 | 0 | 0 |  |  |  |  | 0.00034247 | 0 | 0.00034247 | 0 |  |  |  |  | 2011AgriculturalProcess LoadsPumps and FansCentrifugal Pump System Improvements | .
| 2011 | 109 | Agricultural | Process Loads | Pumps and Fans | Fan System Improvements | [6 empty] | 0 | 0 | 0 |  |  |  |  | 0.00034247 | 0 | 0.00034247 | 0 |  |  |  |  | 2011AgriculturalProcess LoadsPumps and FansFan System Improvements | .
| 2011 | 110 | Agricultural | Process Loads | Pumps and Fans | Pump System Improvements | [6 empty] | 0 | 0 | 0 |  |  |  |  | 2.6494e-06 | 0 | 0.0003126 | 0 |  |  |  |  | 2011AgriculturalProcess LoadsPumps and FansPump System Improvements | .
| 2011 | 111 | Agricultural | Process Loads | Pumps and Fans | Turbine Pump System Improvements | [6 empty] | 0 | 0 | 0 |  |  |  |  | 0.00034247 | 0 | 0.00034247 | 0 |  |  |  |  | 2011AgriculturalProcess LoadsPumps and FansTurbine Pump System Improvements | .
| 2011 | 112 | Agricultural | Process Loads | Pumps and Fans | Vacuum Pump System Improvements | [6 empty] | 0 | 0 | 0 |  |  |  |  | 0.00034247 | 0 | 0.00034247 | 0 |  |  |  |  | 2011AgriculturalProcess LoadsPumps and FansVacuum Pump System Improvements | .
| 2011 | 113 | Agricultural | Refrigeration | Dairy System Improvements | Heat Recovery Improvements | [6 empty] | 0 | 0 | 0 |  |  |  |  | 0.00034247 | 0 | 0.00034247 | 0 |  |  |  |  | 2011AgriculturalRefrigerationDairy System ImprovementsHeat Recovery Improvements | .
| 2011 | 114 | Agricultural | Refrigeration | Dairy System Improvements | Plate Milk Pre-cooler | [6 empty] | 0 | 107172 | 0.012234 |  |  |  |  | 0.00034247 | 0.036703 | 0.00034247 | 0.036703 |  |  |  |  | 2011AgriculturalRefrigerationDairy System ImprovementsPlate Milk Pre-cooler | .
| 2011 | 115 | Agricultural | Refrigeration | Heat Recovery | Heat Recovery Improvements | [6 empty] | 0 | 0 | 0 |  |  |  |  | 0.00034247 | 0 | 0.00034247 | 0 |  |  |  |  | 2011AgriculturalRefrigerationHeat RecoveryHeat Recovery Improvements | .
| 2011 | 116 | Agricultural | Refrigeration | Packaged Refrigeration | Packaged Refrigeration System Improvements | [6 empty] | 0 | 0 | 0 |  |  |  |  | 0.00034247 | 0 | 0.00034247 | 0 |  |  |  |  | 2011AgriculturalRefrigerationPackaged RefrigerationPackaged Refrigeration System Improvements | .
| 2011 | 117 | Agricultural | Refrigeration | Pumps and Fans | Condensor Fan System Improvements | [6 empty] | 0 | 0 | 0 |  |  |  |  | 0.00034247 | 0 | 0.00034247 | 0 |  |  |  |  | 2011AgriculturalRefrigerationPumps and FansCondensor Fan System Improvements | .
| 2011 | 118 | Agricultural | Refrigeration | Pumps and Fans | Evaporator Coil Fan System Improvements | [6 empty] | 0 | 0 | 0 |  |  |  |  | 0.00034247 | 0 | 0.00034247 | 0 |  |  |  |  | 2011AgriculturalRefrigerationPumps and FansEvaporator Coil Fan System Improvements | .
| 2011 | 119 | Agricultural | Refrigeration | Pumps and Fans | Evaporator Fan System Improvements | [6 empty] | 0 | 0 | 0 |  |  |  |  | 0.00034247 | 0 | 0.00034247 | 0 |  |  |  |  | 2011AgriculturalRefrigerationPumps and FansEvaporator Fan System Improvements | .
| 2011 | 120 | Agricultural | Refrigeration | Refrigeration System Controls | Defrost Control Improvements | [6 empty] | 0 | 0 | 0 |  |  |  |  | 0.00034247 | 0 | 0.00034247 | 0 |  |  |  |  | 2011AgriculturalRefrigerationRefrigeration System ControlsDefrost Control Improvements | .
| 2011 | 121 | Agricultural | Refrigeration | Refrigeration System Controls | Refrigeration Control Improvements (non-VFD) | [6 empty] | 0 | 0 | 0 |  |  |  |  | 0.00034247 | 0 | 0.00034247 | 0 |  |  |  |  | 2011AgriculturalRefrigerationRefrigeration System ControlsRefrigeration Control Improvements (non-VFD) | .
| 2011 | 122 | Agricultural | Refrigeration | Refrigeration System Controls | Refrigeration Control Improvements (VFD) | [6 empty] | 0 | 0 | 0 |  |  |  |  | 0.00034247 | 0 | 0.00034247 | 0 |  |  |  |  | 2011AgriculturalRefrigerationRefrigeration System ControlsRefrigeration Control Improvements (VFD) | .
| 2011 | 123 | Agricultural | Refrigeration | Refrigeration System Improvements | Chiller Improvements | [6 empty] | 0 | 0 | 0 |  |  |  |  | 0.00034247 | 0 | 0.00034247 | 0 |  |  |  |  | 2011AgriculturalRefrigerationRefrigeration System ImprovementsChiller Improvements | .
| 2011 | 124 | Agricultural | Refrigeration | Refrigeration System Improvements | Insulation | [6 empty] | 0 | 0 | 0 |  |  |  |  | 0.00034247 | 0 | 0.00034247 | 0 |  |  |  |  | 2011AgriculturalRefrigerationRefrigeration System ImprovementsInsulation | .
| 2011 | 125 | Agricultural | Refrigeration | Refrigeration System Improvements | Interactive Refrigeration System Improvements | [6 empty] | 0 | 0 | 0 |  |  |  |  | 0.00034247 | 0 | 0.00034247 | 0 |  |  |  |  | 2011AgriculturalRefrigerationRefrigeration System ImprovementsInteractive Refrigeration System Improvements | .
| 2011 | 126 | Agricultural | Utility Distribution System | Transformers | De-Energization | [6 empty] | 0 | 70294 | 0.0080244 |  |  |  |  | 2.6494e-06 | 0.00018623 | 0.0003126 | 0.021974 |  |  |  |  | 2011AgriculturalUtility Distribution SystemTransformersDe-Energization | .
| 2011 | 127 | Agricultural | Water Heating | Heat Recovery | Heat Recovery Improvements | [6 empty] | 0 | 0 | 0 |  |  |  |  | 0.00034247 | 0 | 0.00034247 | 0 |  |  |  |  | 2011AgriculturalWater HeatingHeat RecoveryHeat Recovery Improvements | .
| 2011 | 128 | Agricultural | Water Heating | System Efficiency Improvements | Insulation | [6 empty] | 0 | 0 | 0 |  |  |  |  | 0.00034247 | 0 | 0.00034247 | 0 |  |  |  |  | 2011AgriculturalWater HeatingSystem Efficiency ImprovementsInsulation | .
| 2011 | 129 | Agricultural | Water Heating | Water Heaters | Water Heaters | [6 empty] | 0 | 0 | 0 |  |  |  |  | 0.00034247 | 0 | 0.00034247 | 0 |  |  |  |  | 2011AgriculturalWater HeatingWater HeatersWater Heaters | .
| 2011 | 130 | Agricultural | Whole Bldg/Meter Level | Whole Bldg/Meter Level System Improvements | Interactive Whole Bldg/Meter Level System Improvements | [6 empty] | 0 | 0 | 0 |  |  |  |  | 2.6494e-06 | 0 | 0.0003126 | 0 |  |  |  |  | 2011AgriculturalWhole Bldg/Meter LevelWhole Bldg/Meter Level System ImprovementsInteractive Whole Bldg/Meter Level System Improvements | .
| 2011 | 131 | Commercial | Compressed Air | Compressed Air System Controls | Compressed Air Control Improvements (non-VFD) | [6 empty] | 0 | 0 | 0 |  |  |  |  | 0.00014107 | 0 | 0.00012829 | 0 |  |  |  |  | 2011CommercialCompressed AirCompressed Air System ControlsCompressed Air Control Improvements (non-VFD) | .
| 2011 | 132 | Commercial | Compressed Air | Compressed Air System Controls | Compressed Air Control Improvements (VFD) | [6 empty] | 0 | 0 | 0 |  |  |  |  | 0.00014107 | 0 | 0.00012829 | 0 |  |  |  |  | 2011CommercialCompressed AirCompressed Air System ControlsCompressed Air Control Improvements (VFD) | .
| 2011 | 133 | Commercial | Compressed Air | Compressed Air System Improvements | Compressed Air System Compressor Improvements (non-VFD) | [6 empty] | 0 | 3170760.03 | 0.36196 |  |  |  |  | 0.00014107 | 0.44729 | 0.00012829 | 0.40678 |  |  |  |  | 2011CommercialCompressed AirCompressed Air System ImprovementsCompressed Air System Compressor Improvements (non-VFD) | .
| 2011 | 134 | Commercial | Compressed Air | Compressed Air System Improvements | Compressed Air System Compressor Improvements (VFD) | [6 empty] | 0 | 0 | 0 |  |  |  |  | 0.00014107 | 0 | 0.00012829 | 0 |  |  |  |  | 2011CommercialCompressed AirCompressed Air System ImprovementsCompressed Air System Compressor Improvements (VFD) | .
| 2011 | 135 | Commercial | Compressed Air | Compressed Air System Improvements | Compressed Air System Demand Side Improvements | [6 empty] | 0 | 0 | 0 |  |  |  |  | 0.00014107 | 0 | 0.00012829 | 0 |  |  |  |  | 2011CommercialCompressed AirCompressed Air System ImprovementsCompressed Air System Demand Side Improvements | .
| 2011 | 136 | Commercial | Compressed Air | Compressed Air System Improvements | Compressed Air System Dryer Improvements | [6 empty] | 0 | 0 | 0 |  |  |  |  | 0.00014107 | 0 | 0.00012829 | 0 |  |  |  |  | 2011CommercialCompressed AirCompressed Air System ImprovementsCompressed Air System Dryer Improvements | .
| 2011 | 137 | Commercial | Compressed Air | Compressed Air System Improvements | Compressed Air System Regulation Improvements | [6 empty] | 0 | 0 | 0 |  |  |  |  | 0.00014107 | 0 | 0.00012829 | 0 |  |  |  |  | 2011CommercialCompressed AirCompressed Air System ImprovementsCompressed Air System Regulation Improvements | .
| 2011 | 138 | Commercial | Compressed Air | Compressed Air System Improvements | Compressed Air System Storage Improvements | [6 empty] | 0 | 0 | 0 |  |  |  |  | 0.00014107 | 0 | 0.00012829 | 0 |  |  |  |  | 2011CommercialCompressed AirCompressed Air System ImprovementsCompressed Air System Storage Improvements | .
| 2011 | 139 | Commercial | Compressed Air | Compressed Air System Improvements | Compressed Air System Supply Side Improvements | [6 empty] | 0 | 0 | 0 |  |  |  |  | 0.00014107 | 0 | 0.00012829 | 0 |  |  |  |  | 2011CommercialCompressed AirCompressed Air System ImprovementsCompressed Air System Supply Side Improvements | .
| 2011 | 140 | Commercial | Compressed Air | Compressed Air System Improvements | Compressors | [6 empty] | 0 | 0 | 0 |  |  |  |  | 0.00014107 | 0 | 0.00012829 | 0 |  |  |  |  | 2011CommercialCompressed AirCompressed Air System ImprovementsCompressors | .
| 2011 | 141 | Commercial | Compressed Air | Heat Recovery | Heat Recovery Improvements | [6 empty] | 0 | 0 | 0 |  |  |  |  | 0.00014107 | 0 | 0.00012829 | 0 |  |  |  |  | 2011CommercialCompressed AirHeat RecoveryHeat Recovery Improvements | .
| 2011 | 142 | Commercial | Electronics | Computer Technologies | Network Computer Power Management | [6 empty] | 0 | 12852901.865 | 1.4672 |  |  |  |  | 0.00013422 | 1.7252 | 0.00010767 | 1.3838 |  |  |  |  | 2011CommercialElectronicsComputer TechnologiesNetwork Computer Power Management | .
| 2011 | 143 | Commercial | Electronics | Computer Technologies | Power Supplies | [6 empty] | 0 | 0 | 0 |  |  |  |  | 0.00013422 | 0 | 0.00010767 | 0 |  |  |  |  | 2011CommercialElectronicsComputer TechnologiesPower Supplies | .
| 2011 | 144 | Commercial | Electronics | Computer Technologies | Server Virtualization/Load Reduction | [6 empty] | 0 | 1050201.486 | 0.11989 |  |  |  |  | 0.00013422 | 0.14096 | 0.00010767 | 0.11307 |  |  |  |  | 2011CommercialElectronicsComputer TechnologiesServer Virtualization/Load Reduction | .
| 2011 | 145 | Commercial | Electronics | Computer Technologies | Servers | [6 empty] | 0 | 2561588.073 | 0.29242 |  |  |  |  | 0.00013422 | 0.34383 | 0.00010767 | 0.27579 |  |  |  |  | 2011CommercialElectronicsComputer TechnologiesServers | .
| 2011 | 146 | Commercial | Electronics | Plug Load | Power Strips | [6 empty] | 0 | 0 | 0 |  |  |  |  | 0.00013422 | 0 | 0.00010767 | 0 |  |  |  |  | 2011CommercialElectronicsPlug LoadPower Strips | .
| 2011 | 147 | Commercial | Food Preparation | Cooking | Cooking Equipment | [6 empty] | 0 | 171645.02 | 0.019594 |  |  |  |  | 0.00017223 | 0.029563 | 0.00016217 | 0.027835 |  |  |  |  | 2011CommercialFood PreparationCookingCooking Equipment | .
| 2011 | 148 | Commercial | Food Preparation | Cooking | Electric Combination Ovens | [6 empty] | 0 | 293274.384 | 0.033479 |  |  |  |  | 0.00017223 | 0.050512 | 0.00016217 | 0.047559 |  |  |  |  | 2011CommercialFood PreparationCookingElectric Combination Ovens | .
| 2011 | 149 | Commercial | Food Preparation | Cooking | Electric Commercial Steam Cookers | [6 empty] | 0 | 104387.7169 | 0.011916 |  |  |  |  | 0.00017223 | 0.017979 | 0.00016217 | 0.016928 |  |  |  |  | 2011CommercialFood PreparationCookingElectric Commercial Steam Cookers | .
| 2011 | 150 | Commercial | Food Preparation | Cooking | Electric Convection Ovens | [6 empty] | 0 | 153980.79 | 0.017578 |  |  |  |  | 0.00017223 | 0.026521 | 0.00016217 | 0.02497 |  |  |  |  | 2011CommercialFood PreparationCookingElectric Convection Ovens | .
| 2011 | 151 | Commercial | Food Preparation | Cooking | Electric Fryers | [6 empty] | 0 | 9833.472 | 0.0011225 |  |  |  |  | 0.00017223 | 0.0016937 | 0.00016217 | 0.0015946 |  |  |  |  | 2011CommercialFood PreparationCookingElectric Fryers | .
| 2011 | 152 | Commercial | Food Preparation | Cooking | Hot Food Holding Cabinets | [6 empty] | 0 | 329950.3073 | 0.037666 |  |  |  |  | 0.00017223 | 0.056829 | 0.00016217 | 0.053507 |  |  |  |  | 2011CommercialFood PreparationCookingHot Food Holding Cabinets | .
| 2011 | 153 | Commercial | HVAC | Envelope | Air Sealing | [6 empty] | 0 | 0 | 0 |  |  |  |  | 0.00076228 | 0 | 1.3799e-05 | 0 |  |  |  |  | 2011CommercialHVACEnvelopeAir Sealing | .
| 2011 | 154 | Commercial | HVAC | Envelope | Insulation | [6 empty] | 0 | 1127880.0129 | 0.12875 |  |  |  |  | 0.00076228 | 0.85976 | 1.3799e-05 | 0.015564 |  |  |  |  | 2011CommercialHVACEnvelopeInsulation | .
| 2011 | 155 | Commercial | HVAC | Envelope | Windows | [6 empty] | 0 | 242707.861 | 0.027706 |  |  |  |  | 0.00076228 | 0.18501 | 1.3799e-05 | 0.0033492 |  |  |  |  | 2011CommercialHVACEnvelopeWindows | .
| 2011 | 156 | Commercial | HVAC | Heat Recovery | Heat Recovery Improvements | [6 empty] | 0 | 330369.875 | 0.037713 |  |  |  |  | 0.00076228 | 0.25183 | 1.3799e-05 | 0.0045589 |  |  |  |  | 2011CommercialHVACHeat RecoveryHeat Recovery Improvements | .
| 2011 | 157 | Commercial | HVAC | Heat Recovery | Humidification/Dehumidification Improvements | [6 empty] | 0 | 0 | 0 |  |  |  |  | 0.00076228 | 0 | 1.3799e-05 | 0 |  |  |  |  | 2011CommercialHVACHeat RecoveryHumidification/Dehumidification Improvements | .
| 2011 | 158 | Commercial | HVAC | HVAC System Controls | Energy Management Systems/System Controls | [6 empty] | 0 | 16417870.469 | 1.8742 |  |  |  |  | 0.00076228 | 12.515 | 1.3799e-05 | 0.22656 |  |  |  |  | 2011CommercialHVACHVAC System ControlsEnergy Management Systems/System Controls | .
| 2011 | 159 | Commercial | HVAC | HVAC System Controls | HVAC Control Improvements (non-VFD) | [6 empty] | 0 | 29354751.9385 | 3.351 |  |  |  |  | 0.00076228 | 22.3765 | 1.3799e-05 | 0.40508 |  |  |  |  | 2011CommercialHVACHVAC System ControlsHVAC Control Improvements (non-VFD) | .
| 2011 | 160 | Commercial | HVAC | HVAC System Controls | HVAC Control Improvements (VFD) | [6 empty] | 0 | 3011.85 | 0.00034382 |  |  |  |  | 0.00076228 | 0.0022959 | 1.3799e-05 | 4.1561e-05 |  |  |  |  | 2011CommercialHVACHVAC System ControlsHVAC Control Improvements (VFD) | .
| 2011 | 161 | Commercial | HVAC | HVAC System Controls | Pneumatic to DDC Control Improvements | [6 empty] | 0 | 0 | 0 |  |  |  |  | 0.00076228 | 0 | 1.3799e-05 | 0 |  |  |  |  | 2011CommercialHVACHVAC System ControlsPneumatic to DDC Control Improvements | .
| 2011 | 162 | Commercial | HVAC | HVAC System Controls | Thermostats | [6 empty] | 0 | 117584.379 | 0.013423 |  |  |  |  | 0.00076228 | 0.089632 | 1.3799e-05 | 0.0016226 |  |  |  |  | 2011CommercialHVACHVAC System ControlsThermostats | .
| 2011 | 163 | Commercial | HVAC | HVAC System Improvements | Air-Source Heat Pumps | [6 empty] | 0 | 964240.34 | 0.11007 |  |  |  |  | 0.00076228 | 0.73502 | 1.3799e-05 | 0.013306 |  |  |  |  | 2011CommercialHVACHVAC System ImprovementsAir-Source Heat Pumps | .
| 2011 | 164 | Commercial | HVAC | HVAC System Improvements | Building Commissioning Improvements | [6 empty] | 0 | 3681030.425 | 0.42021 |  |  |  |  | 0.00076228 | 2.806 | 1.3799e-05 | 0.050796 |  |  |  |  | 2011CommercialHVACHVAC System ImprovementsBuilding Commissioning Improvements | .
| 2011 | 165 | Commercial | HVAC | HVAC System Improvements | Centrifugal Chiller Improvements | [6 empty] | 0 | 10711305.848 | 1.2228 |  |  |  |  | 0.00076228 | 8.165 | 1.3799e-05 | 0.14781 |  |  |  |  | 2011CommercialHVACHVAC System ImprovementsCentrifugal Chiller Improvements | .
| 2011 | 166 | Commercial | HVAC | HVAC System Improvements | Duct Insulation | [6 empty] | 0 | 0 | 0 |  |  |  |  | 0.00076228 | 0 | 1.3799e-05 | 0 |  |  |  |  | 2011CommercialHVACHVAC System ImprovementsDuct Insulation | .
| 2011 | 167 | Commercial | HVAC | HVAC System Improvements | Ductless Heat Pumps | [6 empty] | 0 | 17813 | 0.0020334 |  |  |  |  | 0.00076228 | 0.013578 | 1.3799e-05 | 0.00024581 |  |  |  |  | 2011CommercialHVACHVAC System ImprovementsDuctless Heat Pumps | .
| 2011 | 168 | Commercial | HVAC | HVAC System Improvements | Economizer System Improvements | [6 empty] | 0 | 1479005.973 | 0.16884 |  |  |  |  | 0.00076228 | 1.1274 | 1.3799e-05 | 0.020409 |  |  |  |  | 2011CommercialHVACHVAC System ImprovementsEconomizer System Improvements | .
| 2011 | 169 | Commercial | HVAC | HVAC System Improvements | Interactive HVAC System Improvements | [6 empty] | 0 | 30263515.832 | 3.4547 |  |  |  |  | 0.00076228 | 23.0692 | 1.3799e-05 | 0.41762 |  |  |  |  | 2011CommercialHVACHVAC System ImprovementsInteractive HVAC System Improvements | .
| 2011 | 170 | Commercial | Lighting | Signs and Signals | LED Traffic Signals | [6 empty] | 0 | 2606038.45 | 0.29749 |  |  |  |  | 0.00023298 | 0.60715 | 0 | 0 |  |  |  |  | 2011CommercialLightingSigns and SignalsLED Traffic Signals | .
| 2011 | 171 | Commercial | Motors/Drives | Motors | Motor Rewind | [6 empty] | 0 | 0 | 0 |  |  |  |  | 0.00024448 | 0 | 0.00016318 | 0 |  |  |  |  | 2011CommercialMotors/DrivesMotorsMotor Rewind | .
| 2011 | 172 | Commercial | Motors/Drives | Motors | Motors | [6 empty] | 0 | 2124735.318 | 0.24255 |  |  |  |  | 0.00024448 | 0.51946 | 0.00016318 | 0.34671 |  |  |  |  | 2011CommercialMotors/DrivesMotorsMotors | .
| 2011 | 173 | Commercial | Motors/Drives | Motors/Drives Controls | Electronically Commutated Motor (ECM) | [6 empty] | 0 | 29792.774 | 0.003401 |  |  |  |  | 0.00024448 | 0.0072837 | 0.00016318 | 0.0048615 |  |  |  |  | 2011CommercialMotors/DrivesMotors/Drives ControlsElectronically Commutated Motor (ECM) | .
| 2011 | 174 | Commercial | Motors/Drives | Motors/Drives Controls | Energy Management Systems/System Controls | [6 empty] | 0 | 0 | 0 |  |  |  |  | 0.00024448 | 0 | 0.00016318 | 0 |  |  |  |  | 2011CommercialMotors/DrivesMotors/Drives ControlsEnergy Management Systems/System Controls | .
| 2011 | 175 | Commercial | Motors/Drives | Motors/Drives Controls | Motors/Drives Control Improvements (non-VFD) | [6 empty] | 0 | 0 | 0 |  |  |  |  | 0.00024448 | 0 | 0.00016318 | 0 |  |  |  |  | 2011CommercialMotors/DrivesMotors/Drives ControlsMotors/Drives Control Improvements (non-VFD) | .
| 2011 | 176 | Commercial | Motors/Drives | Motors/Drives Controls | Motors/Drives Control Improvements (VFD) | [6 empty] | 0 | 2962978.92 | 0.33824 |  |  |  |  | 0.00024448 | 0.72439 | 0.00016318 | 0.48349 |  |  |  |  | 2011CommercialMotors/DrivesMotors/Drives ControlsMotors/Drives Control Improvements (VFD) | .
| 2011 | 177 | Commercial | Motors/Drives | Pumps and Fans | Motors/Drives Installation on Fan System | [6 empty] | 0 | 5993612.152 | 0.6842 |  |  |  |  | 0.00024448 | 1.4653 | 0.00016318 | 0.97802 |  |  |  |  | 2011CommercialMotors/DrivesPumps and FansMotors/Drives Installation on Fan System | .
| 2011 | 178 | Commercial | Motors/Drives | Pumps and Fans | Motors/Drives Installation on Vacuum Pumps | [6 empty] | 0 | 216866.683 | 0.024756 |  |  |  |  | 0.00024448 | 0.05302 | 0.00016318 | 0.035388 |  |  |  |  | 2011CommercialMotors/DrivesPumps and FansMotors/Drives Installation on Vacuum Pumps | .
| 2011 | 179 | Commercial | Process Loads | Elevators | Elevators | [6 empty] | 0 | 0 | 0 |  |  |  |  | 0.00014107 | 0 | 0.00012829 | 0 |  |  |  |  | 2011CommercialProcess LoadsElevatorsElevators | .
| 2011 | 180 | Commercial | Process Loads | Escalators | Escalators | [6 empty] | 0 | 0 | 0 |  |  |  |  | 0.00014107 | 0 | 0.00012829 | 0 |  |  |  |  | 2011CommercialProcess LoadsEscalatorsEscalators | .
| 2011 | 181 | Commercial | Process Loads | Heat Recovery | Heat Recovery Improvements | [6 empty] | 0 | 0 | 0 |  |  |  |  | 0.00014107 | 0 | 0.00012829 | 0 |  |  |  |  | 2011CommercialProcess LoadsHeat RecoveryHeat Recovery Improvements | .
| 2011 | 182 | Commercial | Process Loads | Process Loads System Controls | Process Loads Control Improvements (non-VFD) | [6 empty] | 0 | 0 | 0 |  |  |  |  | 0.00014107 | 0 | 0.00012829 | 0 |  |  |  |  | 2011CommercialProcess LoadsProcess Loads System ControlsProcess Loads Control Improvements (non-VFD) | .
| 2011 | 183 | Commercial | Process Loads | Process Loads System Controls | Process Loads Control Improvements (VFD) | [6 empty] | 0 | 0 | 0 |  |  |  |  | 0.00014107 | 0 | 0.00012829 | 0 |  |  |  |  | 2011CommercialProcess LoadsProcess Loads System ControlsProcess Loads Control Improvements (VFD) | .
| 2011 | 184 | Commercial | Process Loads | Process Loads System Improvements | Interactive Process Loads System Improvements | [6 empty] | 0 | 0 | 0 |  |  |  |  | 0.00014107 | 0 | 0.00012829 | 0 |  |  |  |  | 2011CommercialProcess LoadsProcess Loads System ImprovementsInteractive Process Loads System Improvements | .
| 2011 | 185 | Commercial | Process Loads | Pumps and Fans | Centrifugal Pump System Improvements | [6 empty] | 0 | 0 | 0 |  |  |  |  | 0.00014107 | 0 | 0.00012829 | 0 |  |  |  |  | 2011CommercialProcess LoadsPumps and FansCentrifugal Pump System Improvements | .
| 2011 | 186 | Commercial | Process Loads | Pumps and Fans | Fan System Improvements | [6 empty] | 0 | 0 | 0 |  |  |  |  | 0.00014107 | 0 | 0.00012829 | 0 |  |  |  |  | 2011CommercialProcess LoadsPumps and FansFan System Improvements | .
| 2011 | 187 | Commercial | Process Loads | Pumps and Fans | Pump System Improvements | [6 empty] | 0 | 0 | 0 |  |  |  |  | 0.00014107 | 0 | 0.00012829 | 0 |  |  |  |  | 2011CommercialProcess LoadsPumps and FansPump System Improvements | .
| 2011 | 188 | Commercial | Process Loads | Pumps and Fans | Turbine Pump System Improvements | [6 empty] | 0 | 0 | 0 |  |  |  |  | 0.00014107 | 0 | 0.00012829 | 0 |  |  |  |  | 2011CommercialProcess LoadsPumps and FansTurbine Pump System Improvements | .
| 2011 | 189 | Commercial | Process Loads | Pumps and Fans | Vacuum Pump System Improvements | [6 empty] | 0 | 0 | 0 |  |  |  |  | 0.00014107 | 0 | 0.00012829 | 0 |  |  |  |  | 2011CommercialProcess LoadsPumps and FansVacuum Pump System Improvements | .
| 2011 | 190 | Commercial | Refrigeration | Heat Recovery | Heat Recovery Improvements | [6 empty] | 0 | 0 | 0 |  |  |  |  | 0.0001159 | 0 | 0.00012882 | 0 |  |  |  |  | 2011CommercialRefrigerationHeat RecoveryHeat Recovery Improvements | .
| 2011 | 191 | Commercial | Refrigeration | Packaged Refrigeration | Freezer Decommissioning | [6 empty] | 0 | 0 | 0 |  |  |  |  | 0.0001159 | 0 | 0.00012882 | 0 |  |  |  |  | 2011CommercialRefrigerationPackaged RefrigerationFreezer Decommissioning | .
| 2011 | 192 | Commercial | Refrigeration | Packaged Refrigeration | Freezers | [6 empty] | 0 | 242455.639 | 0.027678 |  |  |  |  | 0.0001159 | 0.0281 | 0.00012882 | 0.031233 |  |  |  |  | 2011CommercialRefrigerationPackaged RefrigerationFreezers | .
| 2011 | 193 | Commercial | Refrigeration | Packaged Refrigeration | Ice Makers | [6 empty] | 0 | 118686.618 | 0.013549 |  |  |  |  | 0.0001159 | 0.013755 | 0.00012882 | 0.015289 |  |  |  |  | 2011CommercialRefrigerationPackaged RefrigerationIce Makers | .
| 2011 | 194 | Commercial | Refrigeration | Packaged Refrigeration | Packaged Refrigeration System Improvements | [6 empty] | 0 | 298096.326 | 0.034029 |  |  |  |  | 0.0001159 | 0.034548 | 0.00012882 | 0.0384 |  |  |  |  | 2011CommercialRefrigerationPackaged RefrigerationPackaged Refrigeration System Improvements | .
| 2011 | 195 | Commercial | Refrigeration | Packaged Refrigeration | Refrigerator Decommissioning | [6 empty] | 0 | 0 | 0 |  |  |  |  | 0.0001159 | 0 | 0.00012882 | 0 |  |  |  |  | 2011CommercialRefrigerationPackaged RefrigerationRefrigerator Decommissioning | .
| 2011 | 196 | Commercial | Refrigeration | Packaged Refrigeration | Refrigerators | [6 empty] | 0 | 210901.367 | 0.024075 |  |  |  |  | 0.0001159 | 0.024443 | 0.00012882 | 0.027168 |  |  |  |  | 2011CommercialRefrigerationPackaged RefrigerationRefrigerators | .
| 2011 | 197 | Commercial | Refrigeration | Packaged Refrigeration | Vending Machines | [6 empty] | 0 | 104938.86 | 0.011979 |  |  |  |  | 0.0001159 | 0.012162 | 0.00012882 | 0.013518 |  |  |  |  | 2011CommercialRefrigerationPackaged RefrigerationVending Machines | .
| 2011 | 198 | Commercial | Refrigeration | Pumps and Fans | Condensor Fan System Improvements | [6 empty] | 0 | 0 | 0 |  |  |  |  | 0.0001159 | 0 | 0.00012882 | 0 |  |  |  |  | 2011CommercialRefrigerationPumps and FansCondensor Fan System Improvements | .
| 2011 | 199 | Commercial | Refrigeration | Pumps and Fans | Evaporator Coil Fan System Improvements | [6 empty] | 0 | 0 | 0 |  |  |  |  | 0.0001159 | 0 | 0.00012882 | 0 |  |  |  |  | 2011CommercialRefrigerationPumps and FansEvaporator Coil Fan System Improvements | .
| 2011 | 200 | Commercial | Refrigeration | Pumps and Fans | Evaporator Fan System Improvements | [6 empty] | 0 | 0 | 0 |  |  |  |  | 0.0001159 | 0 | 0.00012882 | 0 |  |  |  |  | 2011CommercialRefrigerationPumps and FansEvaporator Fan System Improvements | .
| 2011 | 201 | Commercial | Refrigeration | Refrigeration System Controls | Defrost Control Improvements | [6 empty] | 0 | 13322679.2731 | 1.5209 |  |  |  |  | 0.0001159 | 1.544 | 0.00012882 | 1.7162 |  |  |  |  | 2011CommercialRefrigerationRefrigeration System ControlsDefrost Control Improvements | .
| 2011 | 202 | Commercial | Refrigeration | Refrigeration System Controls | Multiplex | [6 empty] | 0 | 3896285.9145 | 0.44478 |  |  |  |  | 0.0001159 | 0.45157 | 0.00012882 | 0.50191 |  |  |  |  | 2011CommercialRefrigerationRefrigeration System ControlsMultiplex | .
| 2011 | 203 | Commercial | Refrigeration | Refrigeration System Controls | Refrigeration Control Improvements (non-VFD) | [6 empty] | 0 | 1273478.8154 | 0.14537 |  |  |  |  | 0.0001159 | 0.14759 | 0.00012882 | 0.16405 |  |  |  |  | 2011CommercialRefrigerationRefrigeration System ControlsRefrigeration Control Improvements (non-VFD) | .
| 2011 | 204 | Commercial | Refrigeration | Refrigeration System Controls | Refrigeration Control Improvements (VFD) | [6 empty] | 0 | 0 | 0 |  |  |  |  | 0.0001159 | 0 | 0.00012882 | 0 |  |  |  |  | 2011CommercialRefrigerationRefrigeration System ControlsRefrigeration Control Improvements (VFD) | .
| 2011 | 205 | Commercial | Refrigeration | Refrigeration System Improvements | Auto Closers | [6 empty] | 0 | 204206.53 | 0.023311 |  |  |  |  | 0.0001159 | 0.023667 | 0.00012882 | 0.026305 |  |  |  |  | 2011CommercialRefrigerationRefrigeration System ImprovementsAuto Closers | .
| 2011 | 206 | Commercial | Refrigeration | Refrigeration System Improvements | Building Commissioning Improvements | [6 empty] | 0 | 0 | 0 |  |  |  |  | 0.0001159 | 0 | 0.00012882 | 0 |  |  |  |  | 2011CommercialRefrigerationRefrigeration System ImprovementsBuilding Commissioning Improvements | .
| 2011 | 207 | Commercial | Refrigeration | Refrigeration System Improvements | Case Lighting | [6 empty] | 0 | 9013709.3306 | 1.029 |  |  |  |  | 0.0001159 | 1.0447 | 0.00012882 | 1.1611 |  |  |  |  | 2011CommercialRefrigerationRefrigeration System ImprovementsCase Lighting | .
| 2011 | 208 | Commercial | Refrigeration | Refrigeration System Improvements | Case Lighting Delamping | [6 empty] | 0 | 0 | 0 |  |  |  |  | 0.0001159 | 0 | 0.00012882 | 0 |  |  |  |  | 2011CommercialRefrigerationRefrigeration System ImprovementsCase Lighting Delamping | .
| 2011 | 209 | Commercial | Refrigeration | Refrigeration System Improvements | Cases | [6 empty] | 0 | 1989000.199 | 0.22705 |  |  |  |  | 0.0001159 | 0.23052 | 0.00012882 | 0.25622 |  |  |  |  | 2011CommercialRefrigerationRefrigeration System ImprovementsCases | .
| 2011 | 210 | Commercial | Refrigeration | Refrigeration System Improvements | Chiller Improvements | [6 empty] | 0 | 0 | 0 |  |  |  |  | 0.0001159 | 0 | 0.00012882 | 0 |  |  |  |  | 2011CommercialRefrigerationRefrigeration System ImprovementsChiller Improvements | .
| 2011 | 211 | Commercial | Refrigeration | Refrigeration System Improvements | Compressors | [6 empty] | 0 | 0 | 0 |  |  |  |  | 0.0001159 | 0 | 0.00012882 | 0 |  |  |  |  | 2011CommercialRefrigerationRefrigeration System ImprovementsCompressors | .
| 2011 | 212 | Commercial | Refrigeration | Refrigeration System Improvements | Condensors | [6 empty] | 0 | 97780.5 | 0.011162 |  |  |  |  | 0.0001159 | 0.011332 | 0.00012882 | 0.012596 |  |  |  |  | 2011CommercialRefrigerationRefrigeration System ImprovementsCondensors | .
| 2011 | 213 | Commercial | Refrigeration | Refrigeration System Improvements | Doors | [6 empty] | 0 | 314875.0283 | 0.035945 |  |  |  |  | 0.0001159 | 0.036493 | 0.00012882 | 0.040561 |  |  |  |  | 2011CommercialRefrigerationRefrigeration System ImprovementsDoors | .
| 2011 | 214 | Commercial | Refrigeration | Refrigeration System Improvements | Gasket Replacement | [6 empty] | 0 | 511100.103 | 0.058345 |  |  |  |  | 0.0001159 | 0.059235 | 0.00012882 | 0.065839 |  |  |  |  | 2011CommercialRefrigerationRefrigeration System ImprovementsGasket Replacement | .
| 2011 | 215 | Commercial | Refrigeration | Refrigeration System Improvements | Insulation | [6 empty] | 0 | 0 | 0 |  |  |  |  | 0.0001159 | 0 | 0.00012882 | 0 |  |  |  |  | 2011CommercialRefrigerationRefrigeration System ImprovementsInsulation | .
| 2011 | 216 | Commercial | Refrigeration | Refrigeration System Improvements | Interactive Refrigeration System Improvements | [6 empty] | 0 | 2023020.9712 | 0.23094 |  |  |  |  | 0.0001159 | 0.23446 | 0.00012882 | 0.2606 |  |  |  |  | 2011CommercialRefrigerationRefrigeration System ImprovementsInteractive Refrigeration System Improvements | .
| 2011 | 217 | Commercial | Refrigeration | Refrigeration System Improvements | Lamps/Ballasts | [6 empty] | 0 | 0 | 0 |  |  |  |  | 0.0001159 | 0 | 0.00012882 | 0 |  |  |  |  | 2011CommercialRefrigerationRefrigeration System ImprovementsLamps/Ballasts | .
| 2011 | 218 | Commercial | Refrigeration | Refrigeration System Improvements | Motion Sensors | [6 empty] | 0 | 67730.52 | 0.0077318 |  |  |  |  | 0.0001159 | 0.0078497 | 0.00012882 | 0.0087249 |  |  |  |  | 2011CommercialRefrigerationRefrigeration System ImprovementsMotion Sensors | .
| 2011 | 219 | Commercial | Refrigeration | Refrigeration System Improvements | Motors | [6 empty] | 0 | 22537451.3223 | 2.5728 |  |  |  |  | 0.0001159 | 2.612 | 0.00012882 | 2.9032 |  |  |  |  | 2011CommercialRefrigerationRefrigeration System ImprovementsMotors | .
| 2011 | 220 | Commercial | Refrigeration | Refrigeration System Improvements | Multiplex | [6 empty] | 0 | 1444934.258 | 0.16495 |  |  |  |  | 0.0001159 | 0.16746 | 0.00012882 | 0.18613 |  |  |  |  | 2011CommercialRefrigerationRefrigeration System ImprovementsMultiplex | .
| 2011 | 221 | Commercial | Refrigeration | Refrigeration System Improvements | Night Covers | [6 empty] | 0 | 4389599.302 | 0.5011 |  |  |  |  | 0.0001159 | 0.50874 | 0.00012882 | 0.56546 |  |  |  |  | 2011CommercialRefrigerationRefrigeration System ImprovementsNight Covers | .
| 2011 | 222 | Commercial | Refrigeration | Refrigeration System Improvements | Strip Curtains | [6 empty] | 0 | 2557401.0023 | 0.29194 |  |  |  |  | 0.0001159 | 0.29639 | 0.00012882 | 0.32944 |  |  |  |  | 2011CommercialRefrigerationRefrigeration System ImprovementsStrip Curtains | .
| 2011 | 223 | Commercial | Refrigeration | Refrigeration System Improvements | Suction Line Insulation | [6 empty] | 0 | 0 | 0 |  |  |  |  | 0.0001159 | 0 | 0.00012882 | 0 |  |  |  |  | 2011CommercialRefrigerationRefrigeration System ImprovementsSuction Line Insulation | .
| 2011 | 224 | Commercial | Water Heating | Heat Recovery | Heat Recovery Improvements | [6 empty] | 0 | 0 | 0 |  |  |  |  | 0.00017243 | 0 | 0.00012478 | 0 |  |  |  |  | 2011CommercialWater HeatingHeat RecoveryHeat Recovery Improvements | .
| 2011 | 225 | Commercial | Water Heating | Pool System Improvements | Pool Blankets | [6 empty] | 0 | 0 | 0 |  |  |  |  | 0.00017243 | 0 | 0.00012478 | 0 |  |  |  |  | 2011CommercialWater HeatingPool System ImprovementsPool Blankets | .
| 2011 | 226 | Commercial | Water Heating | Pool System Improvements | Pool System Improvements | [6 empty] | 0 | 0 | 0 |  |  |  |  | 0.00017243 | 0 | 0.00012478 | 0 |  |  |  |  | 2011CommercialWater HeatingPool System ImprovementsPool System Improvements | .
| 2011 | 227 | Commercial | Water Heating | System Efficiency Improvements | Insulation | [6 empty] | 0 | 18485.775 | 0.0021102 |  |  |  |  | 0.00017243 | 0.0031875 | 0.00012478 | 0.0023066 |  |  |  |  | 2011CommercialWater HeatingSystem Efficiency ImprovementsInsulation | .
| 2011 | 228 | Commercial | Water Heating | Water Heaters | Water Heaters | [6 empty] | 0 | 2144379.835 | 0.24479 |  |  |  |  | 0.00017243 | 0.36975 | 0.00012478 | 0.26757 |  |  |  |  | 2011CommercialWater HeatingWater HeatersWater Heaters | .
| 2011 | 229 | Commercial | Water Heating | Water Heating Controls | Energy Management Systems/System Controls | [6 empty] | 0 | 0 | 0 |  |  |  |  | 0.00017243 | 0 | 0.00012478 | 0 |  |  |  |  | 2011CommercialWater HeatingWater Heating ControlsEnergy Management Systems/System Controls | .
| 2011 | 230 | Commercial | Water Heating | Water Heating Controls | Water Heating Control Improvements (non-VFD) | [6 empty] | 0 | 0 | 0 |  |  |  |  | 0.00017243 | 0 | 0.00012478 | 0 |  |  |  |  | 2011CommercialWater HeatingWater Heating ControlsWater Heating Control Improvements (non-VFD) | .
| 2011 | 231 | Commercial | Water Heating | Water Heating Controls | Water Heating Control Improvements (VFD) | [6 empty] | 0 | 0 | 0 |  |  |  |  | 0.00017243 | 0 | 0.00012478 | 0 |  |  |  |  | 2011CommercialWater HeatingWater Heating ControlsWater Heating Control Improvements (VFD) | .
| 2011 | 232 | Commercial | Water Heating | Water Using Devices | Aerators | [6 empty] | 0 | 5804226.583 | 0.66258 |  |  |  |  | 0.00017243 | 1.0008 | 0.00012478 | 0.72425 |  |  |  |  | 2011CommercialWater HeatingWater Using DevicesAerators | .
| 2011 | 233 | Commercial | Water Heating | Water Using Devices | Clothes Washers | [6 empty] | 0 | 329539.745 | 0.037619 |  |  |  |  | 0.00017243 | 0.056822 | 0.00012478 | 0.04112 |  |  |  |  | 2011CommercialWater HeatingWater Using DevicesClothes Washers | .
| 2011 | 234 | Commercial | Water Heating | Water Using Devices | Dishwashers | [6 empty] | 0 | 729477.421 | 0.083274 |  |  |  |  | 0.00017243 | 0.12578 | 0.00012478 | 0.091023 |  |  |  |  | 2011CommercialWater HeatingWater Using DevicesDishwashers | .
| 2011 | 235 | Commercial | Water Heating | Water Using Devices | Pre Rinse Spray Valves | [6 empty] | 0 | 2452591.614 | 0.27998 |  |  |  |  | 0.00017243 | 0.4229 | 0.00012478 | 0.30603 |  |  |  |  | 2011CommercialWater HeatingWater Using DevicesPre Rinse Spray Valves | .
| 2011 | 236 | Commercial | Water Heating | Water Using Devices | Showerheads | [6 empty] | 0 | 121812.4 | 0.013906 |  |  |  |  | 0.00017243 | 0.021004 | 0.00012478 | 0.0152 |  |  |  |  | 2011CommercialWater HeatingWater Using DevicesShowerheads | .
| 2011 | 237 | Commercial | Whole Bldg/Meter Level | Whole Bldg/Meter Level System Improvements | Interactive Whole Bldg/Meter Level System Improvements | [6 empty] | 0 | 44495315.638 | 5.0794 |  |  |  |  | 0.00024448 | 10.8782 | 0.00016318 | 7.2606 |  |  |  |  | 2011CommercialWhole Bldg/Meter LevelWhole Bldg/Meter Level System ImprovementsInteractive Whole Bldg/Meter Level System Improvements | .
| 2011 | 238 | Commercial | Whole Bldg/Meter Level | Whole Bldg/Meter Level System Improvements | Small Office Package | [6 empty] | 0 | 0 | 0 |  |  |  |  | 0.00024448 | 0 | 0.00016318 | 0 |  |  |  |  | 2011CommercialWhole Bldg/Meter LevelWhole Bldg/Meter Level System ImprovementsSmall Office Package | .
| 2011 | 239 | Industrial | Compressed Air | Compressed Air System Controls | Compressed Air Control Improvements (non-VFD) | [6 empty] | 0 | 3381488 | 0.38601 |  |  |  |  | 0.00012551 | 0.42441 | 0.00012968 | 0.43851 |  |  |  |  | 2011IndustrialCompressed AirCompressed Air System ControlsCompressed Air Control Improvements (non-VFD) | .
| 2011 | 240 | Industrial | Compressed Air | Compressed Air System Controls | Compressed Air Control Improvements (VFD) | [6 empty] | 0 | 2952995 | 0.3371 |  |  |  |  | 0.00012551 | 0.37063 | 0.00012968 | 0.38294 |  |  |  |  | 2011IndustrialCompressed AirCompressed Air System ControlsCompressed Air Control Improvements (VFD) | .
| 2011 | 241 | Industrial | Compressed Air | Compressed Air System Improvements | Compressed Air System Compressor Improvements (non-VFD) | [6 empty] | 0 | 44658131.0208 | 5.098 |  |  |  |  | 0.00012551 | 5.605 | 0.00012968 | 5.7912 |  |  |  |  | 2011IndustrialCompressed AirCompressed Air System ImprovementsCompressed Air System Compressor Improvements (non-VFD) | .
| 2011 | 242 | Industrial | Compressed Air | Compressed Air System Improvements | Compressed Air System Compressor Improvements (VFD) | [6 empty] | 0 | 190153 | 0.021707 |  |  |  |  | 0.00012551 | 0.023866 | 0.00012968 | 0.024659 |  |  |  |  | 2011IndustrialCompressed AirCompressed Air System ImprovementsCompressed Air System Compressor Improvements (VFD) | .
| 2011 | 243 | Industrial | Compressed Air | Compressed Air System Improvements | Compressed Air System Demand Side Improvements | [6 empty] | 0 | 0 | 0 |  |  |  |  | 0.00012551 | 0 | 0.00012968 | 0 |  |  |  |  | 2011IndustrialCompressed AirCompressed Air System ImprovementsCompressed Air System Demand Side Improvements | .
| 2011 | 244 | Industrial | Compressed Air | Compressed Air System Improvements | Compressed Air System Dryer Improvements | [6 empty] | 0 | 4449 | 0.00050788 |  |  |  |  | 0.00012551 | 0.00055839 | 0.00012968 | 0.00057694 |  |  |  |  | 2011IndustrialCompressed AirCompressed Air System ImprovementsCompressed Air System Dryer Improvements | .
| 2011 | 245 | Industrial | Compressed Air | Compressed Air System Improvements | Compressed Air System Regulation Improvements | [6 empty] | 0 | 0 | 0 |  |  |  |  | 0.00012551 | 0 | 0.00012968 | 0 |  |  |  |  | 2011IndustrialCompressed AirCompressed Air System ImprovementsCompressed Air System Regulation Improvements | .
| 2011 | 246 | Industrial | Compressed Air | Compressed Air System Improvements | Compressed Air System Storage Improvements | [6 empty] | 0 | 0 | 0 |  |  |  |  | 0.00012551 | 0 | 0.00012968 | 0 |  |  |  |  | 2011IndustrialCompressed AirCompressed Air System ImprovementsCompressed Air System Storage Improvements | .
| 2011 | 247 | Industrial | Compressed Air | Compressed Air System Improvements | Compressed Air System Supply Side Improvements | [6 empty] | 0 | 0 | 0 |  |  |  |  | 0.00012551 | 0 | 0.00012968 | 0 |  |  |  |  | 2011IndustrialCompressed AirCompressed Air System ImprovementsCompressed Air System Supply Side Improvements | .
| 2011 | 248 | Industrial | Compressed Air | Compressed Air System Improvements | Compressors | [6 empty] | 0 | 0 | 0 |  |  |  |  | 0.00012551 | 0 | 0.00012968 | 0 |  |  |  |  | 2011IndustrialCompressed AirCompressed Air System ImprovementsCompressors | .
| 2011 | 249 | Industrial | Compressed Air | Heat Recovery | Heat Recovery Improvements | [6 empty] | 0 | 0 | 0 |  |  |  |  | 0.00012551 | 0 | 0.00012968 | 0 |  |  |  |  | 2011IndustrialCompressed AirHeat RecoveryHeat Recovery Improvements | .
| 2011 | 250 | Industrial | Facility Distribution System | Capacitors | Fixed and Switched Shunt Capacitor | [6 empty] | 0 | 3731637 | 0.42599 |  |  |  |  | 0.00012551 | 0.46835 | 0.00012968 | 0.48392 |  |  |  |  | 2011IndustrialFacility Distribution SystemCapacitorsFixed and Switched Shunt Capacitor | .
| 2011 | 251 | Industrial | Facility Distribution System | Conductors | Service Conductor Replacement | [6 empty] | 0 | 744315 | 0.084967 |  |  |  |  | 0.00012551 | 0.093418 | 0.00012968 | 0.096522 |  |  |  |  | 2011IndustrialFacility Distribution SystemConductorsService Conductor Replacement | .
| 2011 | 252 | Industrial | Facility Distribution System | Power Factor Improvements | VAR Management/Controls | [6 empty] | 0 | 54720 | 0.0062466 |  |  |  |  | 0.00012551 | 0.0068679 | 0.00012968 | 0.0070961 |  |  |  |  | 2011IndustrialFacility Distribution SystemPower Factor ImprovementsVAR Management/Controls | .
| 2011 | 253 | Industrial | Facility Distribution System | Transformers | De-Energization | [6 empty] | 0 | 0 | 0 |  |  |  |  | 0.00012551 | 0 | 0.00012968 | 0 |  |  |  |  | 2011IndustrialFacility Distribution SystemTransformersDe-Energization | .
| 2011 | 254 | Industrial | Facility Distribution System | Transformers | Transformers (NEMA TP-1 or Higher) | [6 empty] | 0 | 0 | 0 |  |  |  |  | 0.00012551 | 0 | 0.00012968 | 0 |  |  |  |  | 2011IndustrialFacility Distribution SystemTransformersTransformers (NEMA TP-1 or Higher) | .
| 2011 | 255 | Industrial | Facility Distribution System | Voltage Management | Conservation Voltage Reduction (CVR) | [6 empty] | 0 | 0 | 0 |  |  |  |  | 0.00012551 | 0 | 0.00012968 | 0 |  |  |  |  | 2011IndustrialFacility Distribution SystemVoltage ManagementConservation Voltage Reduction (CVR) | .
| 2011 | 256 | Industrial | HVAC | Envelope | Air Sealing | [6 empty] | 0 | 0 | 0 |  |  |  |  | 0.00012551 | 0 | 0.00012968 | 0 |  |  |  |  | 2011IndustrialHVACEnvelopeAir Sealing | .
| 2011 | 257 | Industrial | HVAC | Envelope | Insulation | [6 empty] | 0 | 431400.96 | 0.049247 |  |  |  |  | 0.00012551 | 0.054145 | 0.00012968 | 0.055944 |  |  |  |  | 2011IndustrialHVACEnvelopeInsulation | .
| 2011 | 258 | Industrial | HVAC | Envelope | Windows | [6 empty] | 0 | 0 | 0 |  |  |  |  | 0.00012551 | 0 | 0.00012968 | 0 |  |  |  |  | 2011IndustrialHVACEnvelopeWindows | .
| 2011 | 259 | Industrial | HVAC | Heat Recovery | Heat Recovery Improvements | [6 empty] | 0 | 39304.96 | 0.0044869 |  |  |  |  | 0.00012551 | 0.0049331 | 0.00012968 | 0.005097 |  |  |  |  | 2011IndustrialHVACHeat RecoveryHeat Recovery Improvements | .
| 2011 | 260 | Industrial | HVAC | Heat Recovery | Humidification/Dehumidification Improvements | [6 empty] | 0 | 0 | 0 |  |  |  |  | 0.00012551 | 0 | 0.00012968 | 0 |  |  |  |  | 2011IndustrialHVACHeat RecoveryHumidification/Dehumidification Improvements | .
| 2011 | 261 | Industrial | HVAC | HVAC System Controls | Energy Management Systems/System Controls | [6 empty] | 0 | 0 | 0 |  |  |  |  | 0.00012551 | 0 | 0.00012968 | 0 |  |  |  |  | 2011IndustrialHVACHVAC System ControlsEnergy Management Systems/System Controls | .
| 2011 | 262 | Industrial | HVAC | HVAC System Controls | HVAC Control Improvements (non-VFD) | [6 empty] | 0 | 0 | 0 |  |  |  |  | 0.00012551 | 0 | 0.00012968 | 0 |  |  |  |  | 2011IndustrialHVACHVAC System ControlsHVAC Control Improvements (non-VFD) | .
| 2011 | 263 | Industrial | HVAC | HVAC System Controls | HVAC Control Improvements (VFD) | [6 empty] | 0 | 0 | 0 |  |  |  |  | 0.00012551 | 0 | 0.00012968 | 0 |  |  |  |  | 2011IndustrialHVACHVAC System ControlsHVAC Control Improvements (VFD) | .
| 2011 | 264 | Industrial | HVAC | HVAC System Controls | Pneumatic to DDC Control Improvements | [6 empty] | 0 | 0 | 0 |  |  |  |  | 0.00012551 | 0 | 0.00012968 | 0 |  |  |  |  | 2011IndustrialHVACHVAC System ControlsPneumatic to DDC Control Improvements | .
| 2011 | 265 | Industrial | HVAC | HVAC System Controls | Thermostats | [6 empty] | 0 | 0 | 0 |  |  |  |  | 0.00012551 | 0 | 0.00012968 | 0 |  |  |  |  | 2011IndustrialHVACHVAC System ControlsThermostats | .
| 2011 | 266 | Industrial | HVAC | HVAC System Improvements | Air-Source Heat Pumps | [6 empty] | 0 | 2177.28 | 0.00024855 |  |  |  |  | 0.00012551 | 0.00027327 | 0.00012968 | 0.00028235 |  |  |  |  | 2011IndustrialHVACHVAC System ImprovementsAir-Source Heat Pumps | .
| 2011 | 267 | Industrial | HVAC | HVAC System Improvements | Building Commissioning Improvements | [6 empty] | 0 | 0 | 0 |  |  |  |  | 0.00012551 | 0 | 0.00012968 | 0 |  |  |  |  | 2011IndustrialHVACHVAC System ImprovementsBuilding Commissioning Improvements | .
| 2011 | 268 | Industrial | HVAC | HVAC System Improvements | Centrifugal Chiller Improvements | [6 empty] | 0 | 0 | 0 |  |  |  |  | 0.00012551 | 0 | 0.00012968 | 0 |  |  |  |  | 2011IndustrialHVACHVAC System ImprovementsCentrifugal Chiller Improvements | .
| 2011 | 269 | Industrial | HVAC | HVAC System Improvements | Duct Insulation | [6 empty] | 0 | 0 | 0 |  |  |  |  | 0.00012551 | 0 | 0.00012968 | 0 |  |  |  |  | 2011IndustrialHVACHVAC System ImprovementsDuct Insulation | .
| 2011 | 270 | Industrial | HVAC | HVAC System Improvements | Ductless Heat Pumps | [6 empty] | 0 | 0 | 0 |  |  |  |  | 0.00012551 | 0 | 0.00012968 | 0 |  |  |  |  | 2011IndustrialHVACHVAC System ImprovementsDuctless Heat Pumps | .
| 2011 | 271 | Industrial | HVAC | HVAC System Improvements | Economizer System Improvements | [6 empty] | 0 | 23226.88 | 0.0026515 |  |  |  |  | 0.00012551 | 0.0029152 | 0.00012968 | 0.003012 |  |  |  |  | 2011IndustrialHVACHVAC System ImprovementsEconomizer System Improvements | .
| 2011 | 272 | Industrial | HVAC | HVAC System Improvements | Interactive HVAC System Improvements | [6 empty] | 0 | 17895603.0639 | 2.0429 |  |  |  |  | 0.00012551 | 2.2461 | 0.00012968 | 2.3207 |  |  |  |  | 2011IndustrialHVACHVAC System ImprovementsInteractive HVAC System Improvements | .
| 2011 | 273 | Industrial | HVAC | HVAC System Improvements | Rooftop Units | [6 empty] | 0 | 16424.96 | 0.001875 |  |  |  |  | 0.00012551 | 0.0020615 | 0.00012968 | 0.00213 |  |  |  |  | 2011IndustrialHVACHVAC System ImprovementsRooftop Units | .
| 2011 | 274 | Industrial | HVAC | HVAC System Improvements | Rotary Screw Chiller Improvements | [6 empty] | 0 | 0 | 0 |  |  |  |  | 0.00012551 | 0 | 0.00012968 | 0 |  |  |  |  | 2011IndustrialHVACHVAC System ImprovementsRotary Screw Chiller Improvements | .
| 2011 | 275 | Industrial | HVAC | HVAC System Improvements | Scroll Chiller Improvements | [6 empty] | 0 | 0 | 0 |  |  |  |  | 0.00012551 | 0 | 0.00012968 | 0 |  |  |  |  | 2011IndustrialHVACHVAC System ImprovementsScroll Chiller Improvements | .
| 2011 | 276 | Industrial | HVAC | HVAC System Improvements | Storage Tank Insulation Improvements | [6 empty] | 0 | 0 | 0 |  |  |  |  | 0.00012551 | 0 | 0.00012968 | 0 |  |  |  |  | 2011IndustrialHVACHVAC System ImprovementsStorage Tank Insulation Improvements | .
| 2011 | 277 | Industrial | HVAC | HVAC System Improvements | Variable Refrigerant Flow System Improvements | [6 empty] | 0 | 0 | 0 |  |  |  |  | 0.00012551 | 0 | 0.00012968 | 0 |  |  |  |  | 2011IndustrialHVACHVAC System ImprovementsVariable Refrigerant Flow System Improvements | .
| 2011 | 278 | Industrial | HVAC | HVAC System Improvements | Ventilation System Improvements | [6 empty] | 0 | 320360.96 | 0.036571 |  |  |  |  | 0.00012551 | 0.040208 | 0.00012968 | 0.041544 |  |  |  |  | 2011IndustrialHVACHVAC System ImprovementsVentilation System Improvements | .
| 2011 | 279 | Industrial | HVAC | HVAC System Improvements | Water-Source Heat Pumps | [6 empty] | 0 | 0 | 0 |  |  |  |  | 0.00012551 | 0 | 0.00012968 | 0 |  |  |  |  | 2011IndustrialHVACHVAC System ImprovementsWater-Source Heat Pumps | .
| 2011 | 280 | Industrial | Lighting | Delamping | Delamping | [6 empty] | 0 | 57679.36 | 0.0065844 |  |  |  |  | 0.00012551 | 0.0072393 | 0.00012968 | 0.0074798 |  |  |  |  | 2011IndustrialLightingDelampingDelamping | .
| 2011 | 281 | Industrial | Lighting | Lamps/Ballasts/Fixtures | Lamps/Ballasts | [6 empty] | 0 | 2277300 | 0.25997 |  |  |  |  | 0.00012551 | 0.28582 | 0.00012968 | 0.29532 |  |  |  |  | 2011IndustrialLightingLamps/Ballasts/FixturesLamps/Ballasts | .
| 2011 | 282 | Industrial | Lighting | Lamps/Ballasts/Fixtures | Lamps/Ballasts w/Controls | [6 empty] | 0 | 0 | 0 |  |  |  |  | 0.00012551 | 0 | 0.00012968 | 0 |  |  |  |  | 2011IndustrialLightingLamps/Ballasts/FixturesLamps/Ballasts w/Controls | .
| 2011 | 283 | Industrial | Lighting | Lamps/Ballasts/Fixtures | Lamps/Ballasts w/Delamping | [6 empty] | 0 | 0 | 0 |  |  |  |  | 0.00012551 | 0 | 0.00012968 | 0 |  |  |  |  | 2011IndustrialLightingLamps/Ballasts/FixturesLamps/Ballasts w/Delamping | .
| 2011 | 284 | Industrial | Lighting | Lamps/Ballasts/Fixtures | Lamps/Ballasts w/Delamping and Controls | [6 empty] | 0 | 0 | 0 |  |  |  |  | 0.00012551 | 0 | 0.00012968 | 0 |  |  |  |  | 2011IndustrialLightingLamps/Ballasts/FixturesLamps/Ballasts w/Delamping and Controls | .
| 2011 | 285 | Industrial | Lighting | Lamps/Ballasts/Fixtures | Lamps/Ballasts/Fixtures | [6 empty] | 0 | 88128643.7679 | 10.0603 |  |  |  |  | 0.00012551 | 11.061 | 0.00012968 | 11.4285 |  |  |  |  | 2011IndustrialLightingLamps/Ballasts/FixturesLamps/Ballasts/Fixtures | .
| 2011 | 286 | Industrial | Lighting | Lamps/Ballasts/Fixtures | Lamps/Ballasts/Fixtures w/Controls | [6 empty] | 0 | 0 | 0 |  |  |  |  | 0.00012551 | 0 | 0.00012968 | 0 |  |  |  |  | 2011IndustrialLightingLamps/Ballasts/FixturesLamps/Ballasts/Fixtures w/Controls | .
| 2011 | 287 | Industrial | Lighting | Lamps/Ballasts/Fixtures | Lamps/Ballasts/Fixtures w/Delamping | [6 empty] | 0 | 0 | 0 |  |  |  |  | 0.00012551 | 0 | 0.00012968 | 0 |  |  |  |  | 2011IndustrialLightingLamps/Ballasts/FixturesLamps/Ballasts/Fixtures w/Delamping | .
| 2011 | 288 | Industrial | Lighting | Lamps/Ballasts/Fixtures | Lamps/Ballasts/Fixtures w/Delamping and Controls | [6 empty] | 0 | 0 | 0 |  |  |  |  | 0.00012551 | 0 | 0.00012968 | 0 |  |  |  |  | 2011IndustrialLightingLamps/Ballasts/FixturesLamps/Ballasts/Fixtures w/Delamping and Controls | .
| 2011 | 289 | Industrial | Lighting | Lighting Controls | Control Panels | [6 empty] | 0 | 0 | 0 |  |  |  |  | 0.00012551 | 0 | 0.00012968 | 0 |  |  |  |  | 2011IndustrialLightingLighting ControlsControl Panels | .
| 2011 | 290 | Industrial | Lighting | Lighting Controls | Daylighting | [6 empty] | 0 | 0 | 0 |  |  |  |  | 0.00012551 | 0 | 0.00012968 | 0 |  |  |  |  | 2011IndustrialLightingLighting ControlsDaylighting | .
| 2011 | 291 | Industrial | Lighting | Lighting Controls | Occupancy Sensors | [6 empty] | 0 | 6476806.4 | 0.73936 |  |  |  |  | 0.00012551 | 0.8129 | 0.00012968 | 0.83991 |  |  |  |  | 2011IndustrialLightingLighting ControlsOccupancy Sensors | .
| 2011 | 292 | Industrial | Lighting | Lighting Controls | Photocells | [6 empty] | 0 | 0 | 0 |  |  |  |  | 0.00012551 | 0 | 0.00012968 | 0 |  |  |  |  | 2011IndustrialLightingLighting ControlsPhotocells | .
| 2011 | 293 | Industrial | Lighting | Lighting Controls | Timers | [6 empty] | 0 | 0 | 0 |  |  |  |  | 0.00012551 | 0 | 0.00012968 | 0 |  |  |  |  | 2011IndustrialLightingLighting ControlsTimers | .
| 2011 | 294 | Industrial | Lighting | Signs and Signals | LED Exit Signs | [6 empty] | 0 | 20510.72 | 0.0023414 |  |  |  |  | 0.00012551 | 0.0025743 | 0.00012968 | 0.0026598 |  |  |  |  | 2011IndustrialLightingSigns and SignalsLED Exit Signs | .
| 2011 | 295 | Industrial | Motors/Drives | Motors | Motor Rewind | [6 empty] | 0 | 1667337.008 | 0.19034 |  |  |  |  | 0.00012551 | 0.20927 | 0.00012968 | 0.21622 |  |  |  |  | 2011IndustrialMotors/DrivesMotorsMotor Rewind | .
| 2011 | 296 | Industrial | Motors/Drives | Motors | Motors | [6 empty] | 0 | 21247903.2589 | 2.4256 |  |  |  |  | 0.00012551 | 2.6668 | 0.00012968 | 2.7554 |  |  |  |  | 2011IndustrialMotors/DrivesMotorsMotors | .
| 2011 | 297 | Industrial | Motors/Drives | Motors/Drives Controls | Electronically Commutated Motor (ECM) | [6 empty] | 0 | 0 | 0 |  |  |  |  | 0.00012551 | 0 | 0.00012968 | 0 |  |  |  |  | 2011IndustrialMotors/DrivesMotors/Drives ControlsElectronically Commutated Motor (ECM) | .
| 2011 | 298 | Industrial | Motors/Drives | Motors/Drives Controls | Energy Management Systems/System Controls | [6 empty] | 0 | 0 | 0 |  |  |  |  | 0.00012551 | 0 | 0.00012968 | 0 |  |  |  |  | 2011IndustrialMotors/DrivesMotors/Drives ControlsEnergy Management Systems/System Controls | .
| 2011 | 299 | Industrial | Motors/Drives | Motors/Drives Controls | Motors/Drives Control Improvements (non-VFD) | [6 empty] | 0 | 8990226.7161 | 1.0263 |  |  |  |  | 0.00012551 | 1.1284 | 0.00012968 | 1.1658 |  |  |  |  | 2011IndustrialMotors/DrivesMotors/Drives ControlsMotors/Drives Control Improvements (non-VFD) | .
| 2011 | 300 | Industrial | Motors/Drives | Motors/Drives Controls | Motors/Drives Control Improvements (VFD) | [6 empty] | 0 | 10294902.764 | 1.1752 |  |  |  |  | 0.00012551 | 1.2921 | 0.00012968 | 1.335 |  |  |  |  | 2011IndustrialMotors/DrivesMotors/Drives ControlsMotors/Drives Control Improvements (VFD) | .
| 2011 | 301 | Industrial | Motors/Drives | Pumps and Fans | Motors/Drives Installation on Fan System | [6 empty] | 0 | 7031200.448 | 0.80265 |  |  |  |  | 0.00012551 | 0.88248 | 0.00012968 | 0.9118 |  |  |  |  | 2011IndustrialMotors/DrivesPumps and FansMotors/Drives Installation on Fan System | .
| 2011 | 302 | Industrial | Motors/Drives | Pumps and Fans | Motors/Drives Installation on Vacuum Pumps | [6 empty] | 0 | 0 | 0 |  |  |  |  | 0.00012551 | 0 | 0.00012968 | 0 |  |  |  |  | 2011IndustrialMotors/DrivesPumps and FansMotors/Drives Installation on Vacuum Pumps | .
| 2011 | 303 | Industrial | Process Loads | Heat Recovery | Heat Recovery Improvements | [6 empty] | 0 | 0 | 0 |  |  |  |  | 0.00012551 | 0 | 0.00012968 | 0 |  |  |  |  | 2011IndustrialProcess LoadsHeat RecoveryHeat Recovery Improvements | .
| 2011 | 304 | Industrial | Process Loads | Process Loads System Controls | Process Loads Control Improvements (non-VFD) | [6 empty] | 0 | 194498 | 0.022203 |  |  |  |  | 0.00012551 | 0.024411 | 0.00012968 | 0.025222 |  |  |  |  | 2011IndustrialProcess LoadsProcess Loads System ControlsProcess Loads Control Improvements (non-VFD) | .
| 2011 | 305 | Industrial | Process Loads | Process Loads System Controls | Process Loads Control Improvements (VFD) | [6 empty] | 0 | 0 | 0 |  |  |  |  | 0.00012551 | 0 | 0.00012968 | 0 |  |  |  |  | 2011IndustrialProcess LoadsProcess Loads System ControlsProcess Loads Control Improvements (VFD) | .
| 2011 | 306 | Industrial | Process Loads | Process Loads System Improvements | Interactive Process Loads System Improvements | [6 empty] | 0 | 102038462.2295 | 11.6482 |  |  |  |  | 0.00012551 | 12.8068 | 0.00012968 | 13.2323 |  |  |  |  | 2011IndustrialProcess LoadsProcess Loads System ImprovementsInteractive Process Loads System Improvements | .
| 2011 | 307 | Industrial | Process Loads | Pumps and Fans | Centrifugal Pump System Improvements | [6 empty] | 0 | 0 | 0 |  |  |  |  | 0.00012551 | 0 | 0.00012968 | 0 |  |  |  |  | 2011IndustrialProcess LoadsPumps and FansCentrifugal Pump System Improvements | .
| 2011 | 308 | Industrial | Process Loads | Pumps and Fans | Fan System Improvements | [6 empty] | 0 | 0 | 0 |  |  |  |  | 0.00012551 | 0 | 0.00012968 | 0 |  |  |  |  | 2011IndustrialProcess LoadsPumps and FansFan System Improvements | .
| 2011 | 309 | Industrial | Process Loads | Pumps and Fans | Pump System Improvements | [6 empty] | 0 | 0 | 0 |  |  |  |  | 0.00012551 | 0 | 0.00012968 | 0 |  |  |  |  | 2011IndustrialProcess LoadsPumps and FansPump System Improvements | .
| 2011 | 310 | Industrial | Process Loads | Pumps and Fans | Turbine Pump System Improvements | [6 empty] | 0 | 0 | 0 |  |  |  |  | 0.00012551 | 0 | 0.00012968 | 0 |  |  |  |  | 2011IndustrialProcess LoadsPumps and FansTurbine Pump System Improvements | .
| 2011 | 311 | Industrial | Process Loads | Pumps and Fans | Vacuum Pump System Improvements | [6 empty] | 0 | 0 | 0 |  |  |  |  | 0.00012551 | 0 | 0.00012968 | 0 |  |  |  |  | 2011IndustrialProcess LoadsPumps and FansVacuum Pump System Improvements | .
| 2011 | 312 | Industrial | Process Loads | Wastewater System Improvements | Interactive Wastewater System Improvements | [6 empty] | 0 | 3223697.92 | 0.368 |  |  |  |  | 0.00012551 | 0.4046 | 0.00012968 | 0.41805 |  |  |  |  | 2011IndustrialProcess LoadsWastewater System ImprovementsInteractive Wastewater System Improvements | .
| 2011 | 313 | Industrial | Refrigeration | Heat Recovery | Heat Recovery Improvements | [6 empty] | 0 | 0 | 0 |  |  |  |  | 0.00012551 | 0 | 0.00012968 | 0 |  |  |  |  | 2011IndustrialRefrigerationHeat RecoveryHeat Recovery Improvements | .
| 2011 | 314 | Industrial | Refrigeration | Packaged Refrigeration | Packaged Refrigeration System Improvements | [6 empty] | 0 | 67229.56 | 0.0076746 |  |  |  |  | 0.00012551 | 0.0084379 | 0.00012968 | 0.0087183 |  |  |  |  | 2011IndustrialRefrigerationPackaged RefrigerationPackaged Refrigeration System Improvements | .
| 2011 | 315 | Industrial | Refrigeration | Pumps and Fans | Condensor Fan System Improvements | [6 empty] | 0 | 0 | 0 |  |  |  |  | 0.00012551 | 0 | 0.00012968 | 0 |  |  |  |  | 2011IndustrialRefrigerationPumps and FansCondensor Fan System Improvements | .
| 2011 | 316 | Industrial | Refrigeration | Pumps and Fans | Evaporator Coil Fan System Improvements | [6 empty] | 0 | 0 | 0 |  |  |  |  | 0.00012551 | 0 | 0.00012968 | 0 |  |  |  |  | 2011IndustrialRefrigerationPumps and FansEvaporator Coil Fan System Improvements | .
| 2011 | 317 | Industrial | Refrigeration | Pumps and Fans | Evaporator Fan System Improvements | [6 empty] | 0 | 0 | 0 |  |  |  |  | 0.00012551 | 0 | 0.00012968 | 0 |  |  |  |  | 2011IndustrialRefrigerationPumps and FansEvaporator Fan System Improvements | .
| 2011 | 318 | Industrial | Refrigeration | Refrigeration System Controls | Defrost Control Improvements | [6 empty] | 0 | 0 | 0 |  |  |  |  | 0.00012551 | 0 | 0.00012968 | 0 |  |  |  |  | 2011IndustrialRefrigerationRefrigeration System ControlsDefrost Control Improvements | .
| 2011 | 319 | Industrial | Refrigeration | Refrigeration System Controls | Refrigeration Control Improvements (non-VFD) | [6 empty] | 0 | 0 | 0 |  |  |  |  | 0.00012551 | 0 | 0.00012968 | 0 |  |  |  |  | 2011IndustrialRefrigerationRefrigeration System ControlsRefrigeration Control Improvements (non-VFD) | .
| 2011 | 320 | Industrial | Refrigeration | Refrigeration System Controls | Refrigeration Control Improvements (VFD) | [6 empty] | 0 | 0 | 0 |  |  |  |  | 0.00012551 | 0 | 0.00012968 | 0 |  |  |  |  | 2011IndustrialRefrigerationRefrigeration System ControlsRefrigeration Control Improvements (VFD) | .
| 2011 | 321 | Industrial | Refrigeration | Refrigeration System Improvements | Building Commissioning Improvements | [6 empty] | 0 | 0 | 0 |  |  |  |  | 0.00012551 | 0 | 0.00012968 | 0 |  |  |  |  | 2011IndustrialRefrigerationRefrigeration System ImprovementsBuilding Commissioning Improvements | .
| 2011 | 322 | Industrial | Refrigeration | Refrigeration System Improvements | Chiller Improvements | [6 empty] | 0 | 0 | 0 |  |  |  |  | 0.00012551 | 0 | 0.00012968 | 0 |  |  |  |  | 2011IndustrialRefrigerationRefrigeration System ImprovementsChiller Improvements | .
| 2011 | 323 | Industrial | Refrigeration | Refrigeration System Improvements | Fast Acting Doors | [6 empty] | 0 | 0 | 0 |  |  |  |  | 0.00012551 | 0 | 0.00012968 | 0 |  |  |  |  | 2011IndustrialRefrigerationRefrigeration System ImprovementsFast Acting Doors | .
| 2011 | 324 | Industrial | Refrigeration | Refrigeration System Improvements | Insulation | [6 empty] | 0 | 0 | 0 |  |  |  |  | 0.00012551 | 0 | 0.00012968 | 0 |  |  |  |  | 2011IndustrialRefrigerationRefrigeration System ImprovementsInsulation | .
| 2011 | 325 | Industrial | Refrigeration | Refrigeration System Improvements | Interactive Refrigeration System Improvements | [6 empty] | 0 | 14047706.2 | 1.6036 |  |  |  |  | 0.00012551 | 1.7631 | 0.00012968 | 1.8217 |  |  |  |  | 2011IndustrialRefrigerationRefrigeration System ImprovementsInteractive Refrigeration System Improvements | .
| 2011 | 326 | Industrial | Water Heating | Heat Recovery | Heat Recovery Improvements | [6 empty] | 0 | 0 | 0 |  |  |  |  | 0.00012551 | 0 | 0.00012968 | 0 |  |  |  |  | 2011IndustrialWater HeatingHeat RecoveryHeat Recovery Improvements | .
| 2011 | 327 | Industrial | Water Heating | Pipe Insulation | Pipe Insulation | [6 empty] | 0 | 0 | 0 |  |  |  |  | 0.00012551 | 0 | 0.00012968 | 0 |  |  |  |  | 2011IndustrialWater HeatingPipe InsulationPipe Insulation | .
| 2011 | 328 | Industrial | Water Heating | System Efficiency Improvements | Insulation | [6 empty] | 0 | 0 | 0 |  |  |  |  | 0.00012551 | 0 | 0.00012968 | 0 |  |  |  |  | 2011IndustrialWater HeatingSystem Efficiency ImprovementsInsulation | .
| 2011 | 329 | Industrial | Water Heating | Water Heating Controls | Energy Management Systems/System Controls | [6 empty] | 0 | 0 | 0 |  |  |  |  | 0.00012551 | 0 | 0.00012968 | 0 |  |  |  |  | 2011IndustrialWater HeatingWater Heating ControlsEnergy Management Systems/System Controls | .
| 2011 | 330 | Industrial | Water Heating | Water Heating Controls | Water Heating Control Improvements (non-VFD) | [6 empty] | 0 | 0 | 0 |  |  |  |  | 0.00012551 | 0 | 0.00012968 | 0 |  |  |  |  | 2011IndustrialWater HeatingWater Heating ControlsWater Heating Control Improvements (non-VFD) | .
| 2011 | 331 | Industrial | Water Heating | Water Heating Controls | Water Heating Control Improvements (VFD) | [6 empty] | 0 | 0 | 0 |  |  |  |  | 0.00012551 | 0 | 0.00012968 | 0 |  |  |  |  | 2011IndustrialWater HeatingWater Heating ControlsWater Heating Control Improvements (VFD) | .
| 2011 | 332 | Industrial | Whole Bldg/Meter Level | Whole Bldg/Meter Level System Improvements | Interactive Whole Bldg/Meter Level System Improvements | [6 empty] | 0 | 52235285.7037 | 5.9629 |  |  |  |  | 0.00012551 | 6.556 | 0.00012968 | 6.7738 |  |  |  |  | 2011IndustrialWhole Bldg/Meter LevelWhole Bldg/Meter Level System ImprovementsInteractive Whole Bldg/Meter Level System Improvements | .
| 2011 | 333 | Residential | Electronics | Computer Technologies | Network Computer Power Management | [6 empty] | 0 | 0 | 0 |  |  |  |  | 0.00014549 | 0 | 0.00013343 | 0 |  |  |  |  | 2011ResidentialElectronicsComputer TechnologiesNetwork Computer Power Management | .
| 2011 | 334 | Residential | Electronics | Entertainment | Set Top Boxes | [6 empty] | 0 | 0 | 0 |  |  |  |  | 0.00021383 | 0 | 0.0001722 | 0 |  |  |  |  | 2011ResidentialElectronicsEntertainmentSet Top Boxes | .
| 2011 | 335 | Residential | Electronics | Entertainment | Televisions | [6 empty] | 0 | 0 | 0 |  |  |  |  | 0.00021383 | 0 | 0.0001722 | 0 |  |  |  |  | 2011ResidentialElectronicsEntertainmentTelevisions | .
| 2011 | 336 | Residential | Electronics | Plug Load | Power Strips | [6 empty] | 0 | 0 | 0 |  |  |  |  | 0.00021383 | 0 | 0.0001722 | 0 |  |  |  |  | 2011ResidentialElectronicsPlug LoadPower Strips | .
| 2011 | 337 | Residential | Food Preparation | Cooking | Bi-Radient Oven | [6 empty] | 0 | 0 | 0 |  |  |  |  | 0.00057621 | 0 | 0.00039409 | 0 |  |  |  |  | 2011ResidentialFood PreparationCookingBi-Radient Oven | .
| 2011 | 338 | Residential | HVAC | Envelope | Air Sealing | [6 empty] | 0 | 925664.0354 | 0.10567 |  |  |  |  | 0.00035039 | 0.32434 | 0.00029221 | 0.27049 |  |  |  |  | 2011ResidentialHVACEnvelopeAir Sealing | .
| 2011 | 340 | Residential | HVAC | Envelope | Windows | [6 empty] | 0 | 33218052.4969 | 3.792 |  |  |  |  | 0.00035039 | 11.6392 | 0.00029221 | 9.7065 |  |  |  |  | 2011ResidentialHVACEnvelopeWindows | .
| 2011 | 341 | Residential | HVAC | HVAC System | Air Conditioners | [6 empty] | 0 | 18794.397 | 0.0021455 |  |  |  |  | 0 | 0 | 0.002609 | 0.049034 |  |  |  |  | 2011ResidentialHVACHVAC SystemAir Conditioners | .
| 2011 | 342 | Residential | HVAC | HVAC System | Air-Source Heat Pumps w/Duct Sealing | [6 empty] | 0 | 5455968.1357 | 0.62283 |  |  |  |  | 0.00035039 | 1.9117 | 0.00029221 | 1.5943 |  |  |  |  | 2011ResidentialHVACHVAC SystemAir-Source Heat Pumps w/Duct Sealing | .
| 2011 | 343 | Residential | HVAC | HVAC System | Air-Source Heat Pumps w/o Duct Sealing | [6 empty] | 0 | 12935438.9335 | 1.4766 |  |  |  |  | 0.00035039 | 4.5324 | 0.00029221 | 3.7798 |  |  |  |  | 2011ResidentialHVACHVAC SystemAir-Source Heat Pumps w/o Duct Sealing | .
| 2011 | 344 | Residential | HVAC | HVAC System | Commissioning Controls Sizing | [6 empty] | 0 | 800907.849 | 0.091428 |  |  |  |  | 0.00035039 | 0.28063 | 0.00029221 | 0.23403 |  |  |  |  | 2011ResidentialHVACHVAC SystemCommissioning Controls Sizing | .
| 2011 | 345 | Residential | HVAC | HVAC System | Duct Sealing | [6 empty] | 0 | 15373183.9956 | 1.7549 |  |  |  |  | 0.00035039 | 5.3866 | 0.00029221 | 4.4922 |  |  |  |  | 2011ResidentialHVACHVAC SystemDuct Sealing | .
| 2011 | 346 | Residential | HVAC | HVAC System | Ductless Heat Pumps | [6 empty] | 0 | 29545227.7902 | 3.3727 |  |  |  |  | 0.00044496 | 13.1465 | 1.4598e-05 | 0.43131 |  |  |  |  | 2011ResidentialHVACHVAC SystemDuctless Heat Pumps | .
| 2011 | 347 | Residential | HVAC | HVAC System | Ground-Source Heat Pumps w/ Duct Sealing | [6 empty] | 0 | 180277.4024 | 0.02058 |  |  |  |  | 0.00035039 | 0.063167 | 0.00029221 | 0.052678 |  |  |  |  | 2011ResidentialHVACHVAC SystemGround-Source Heat Pumps w/ Duct Sealing | .
| 2011 | 348 | Residential | HVAC | HVAC System | Ground-Source Heat Pumps w/o Duct Sealing | [6 empty] | 0 | 0 | 0 |  |  |  |  | 0.00035039 | 0 | 0.00029221 | 0 |  |  |  |  | 2011ResidentialHVACHVAC SystemGround-Source Heat Pumps w/o Duct Sealing | .
| 2011 | 349 | Agricultural | Motors/Drives | Compressed Air System Improvements | Motors/Drives Installation on Compressed Air System | [6 empty] | 0 | 0 | 0 |  |  |  |  | 2.6494e-06 | 0 | 0.0003126 | 0 |  |  |  |  | 2011AgriculturalMotors/DrivesCompressed Air System ImprovementsMotors/Drives Installation on Compressed Air System | .
| 2011 | 350 | Residential | HVAC | HVAC System | Thermostats | [6 empty] | 0 | 356238.5044 | 0.040666 |  |  |  |  | 0.00035039 | 0.12482 | 0.00029221 | 0.1041 |  |  |  |  | 2011ResidentialHVACHVAC SystemThermostats | .
| 2011 | 351 | Residential | HVAC | HVAC System | Sealing and Commissioning | [6 empty] | 0 | 0 | 0 |  |  |  |  | 0.00035039 | 0 | 0.00029221 | 0 |  |  |  |  | 2011ResidentialHVACHVAC SystemSealing and Commissioning | .
| 2011 | 352 | Residential | HVAC | HVAC System | Sealing Commissioning and Controls | [6 empty] | 0 | 0 | 0 |  |  |  |  | 0.00035039 | 0 | 0.00029221 | 0 |  |  |  |  | 2011ResidentialHVACHVAC SystemSealing Commissioning and Controls | .
| 2011 | 353 | Residential | HVAC | HVAC System | Ground-source Heat Pump | [6 empty] | 0 | 1285246.9317 | 0.14672 |  |  |  |  | 0.00035039 | 0.45034 | 0.00029221 | 0.37556 |  |  |  |  | 2011ResidentialHVACHVAC SystemGround-source Heat Pump | .
| 2011 | 354 | Residential | Lighting | Lamps/Fixtures | Fixtures | [6 empty] | 0 | 9854205.9324 | 1.1249 |  |  |  |  | 0.00026149 | 2.5768 | 8.4631e-05 | 0.83397 |  |  |  |  | 2011ResidentialLightingLamps/FixturesFixtures | .
| 2011 | 355 | Residential | Lighting | Lamps/Fixtures | Lamps | [6 empty] | 0 | 355335072.7058 | 40.5634 |  |  |  |  | 0.00026149 | 92.9157 | 8.4631e-05 | 30.0722 |  |  |  |  | 2011ResidentialLightingLamps/FixturesLamps | .
| 2011 | 356 | Residential | Lighting | Lighting Controls | Lighting Controls | [6 empty] | 0 | 68834.76 | 0.0078578 |  |  |  |  | 0.00026149 | 0.017999 | 8.4631e-05 | 0.0058255 |  |  |  |  | 2011ResidentialLightingLighting ControlsLighting Controls | .
| 2011 | 357 | Residential | Refrigeration | Freezers | Freezer Decommissioning | [6 empty] | 0 | 2045933.3714 | 0.23355 |  |  |  |  | 9.1801e-05 | 0.18782 | 0.0001667 | 0.34105 |  |  |  |  | 2011ResidentialRefrigerationFreezersFreezer Decommissioning | .
| 2011 | 358 | Residential | Refrigeration | Freezers | Freezers | [6 empty] | 0 | 2657668.1228 | 0.30339 |  |  |  |  | 9.1801e-05 | 0.24398 | 0.0001667 | 0.44302 |  |  |  |  | 2011ResidentialRefrigerationFreezersFreezers | .
| 2011 | 359 | Residential | Refrigeration | Refrigerators | Refrigerator Decommissioning | [6 empty] | 0 | 32419014.4942 | 3.7008 |  |  |  |  | 0.0001124 | 3.6438 | 0.00015305 | 4.9618 |  |  |  |  | 2011ResidentialRefrigerationRefrigeratorsRefrigerator Decommissioning | .
| 2011 | 360 | Residential | Refrigeration | Refrigerators | Refrigerators | [6 empty] | 0 | 6970252.1456 | 0.79569 |  |  |  |  | 0.0001124 | 0.78343 | 0.00015305 | 1.0668 |  |  |  |  | 2011ResidentialRefrigerationRefrigeratorsRefrigerators | .
| 2011 | 361 | Residential | Water Heating | Heat Recovery | Water Heat Recovery | [6 empty] | 0 | 1050.8636 | 0.00011996 |  |  |  |  | 0.00019367 | 0.00020352 | 0.00012477 | 0.00013112 |  |  |  |  | 2011ResidentialWater HeatingHeat RecoveryWater Heat Recovery | .
| 2011 | 362 | Residential | Water Heating | Pipe Insulation | Pipe Insulation | [6 empty] | 0 | 371307.59 | 0.042387 |  |  |  |  | 0.00019367 | 0.071909 | 0.00012477 | 0.046328 |  |  |  |  | 2011ResidentialWater HeatingPipe InsulationPipe Insulation | .
| 2011 | 363 | Residential | Water Heating | Water Heaters | Heat Pump Water Heaters | [6 empty] | 0 | 446665.1478 | 0.050989 |  |  |  |  | 0.00021099 | 0.09424 | 8.8551e-05 | 0.039552 |  |  |  |  | 2011ResidentialWater HeatingWater HeatersHeat Pump Water Heaters | .
| 2011 | 364 | Residential | Water Heating | Water Heaters | Water Heaters | [6 empty] | 0 | 743278.0991 | 0.084849 |  |  |  |  | 0.00019367 | 0.14395 | 0.00012477 | 0.092738 |  |  |  |  | 2011ResidentialWater HeatingWater HeatersWater Heaters | .
| 2011 | 365 | Residential | Water Heating | Water Using Devices | Clothes Washers | [6 empty] | 0 | 17678613.2453 | 2.0181 |  |  |  |  | 0.00014765 | 2.6102 | 0.00019747 | 3.4911 |  |  |  |  | 2011ResidentialWater HeatingWater Using DevicesClothes Washers | .
| 2011 | 366 | Residential | Water Heating | Water Using Devices | Dishwashers | [6 empty] | 0 | 364543.4181 | 0.041615 |  |  |  |  | 0.00014417 | 0.052558 | 0.00013448 | 0.049026 |  |  |  |  | 2011ResidentialWater HeatingWater Using DevicesDishwashers | .
| 2011 | 367 | Residential | Water Heating | Water Using Devices | Showerheads | [6 empty] | 0 | 41114646.6365 | 4.6935 |  |  |  |  | 0.00019367 | 7.9625 | 0.00012477 | 5.1298 |  |  |  |  | 2011ResidentialWater HeatingWater Using DevicesShowerheads | .
| 2011 | 368 | Residential | Whole Bldg/Meter Level | Homes | Built Green Home | [6 empty] | 0 | 0 | 0 |  |  |  |  | 0.00023982 | 0 | 0.00015375 | 0 |  |  |  |  | 2011ResidentialWhole Bldg/Meter LevelHomesBuilt Green Home | .
| 2011 | 369 | Residential | Whole Bldg/Meter Level | Homes | EcoRated Home | [6 empty] | 0 | 287339.782 | 0.032801 |  |  |  |  | 0.00023982 | 0.06891 | 0.00015375 | 0.044178 |  |  |  |  | 2011ResidentialWhole Bldg/Meter LevelHomesEcoRated Home | .
| 2011 | 370 | Residential | Whole Bldg/Meter Level | Homes | Energy Star Home | [6 empty] | 0 | 5551518.5191 | 0.63373 |  |  |  |  | 0.00023982 | 1.3314 | 0.00015375 | 0.85353 |  |  |  |  | 2011ResidentialWhole Bldg/Meter LevelHomesEnergy Star Home | .
| 2011 | 371 | Residential | Whole Bldg/Meter Level | Homes | Montana House | [6 empty] | 0 | 121479.8 | 0.013868 |  |  |  |  | 0.00023982 | 0.029133 | 0.00015375 | 0.018677 |  |  |  |  | 2011ResidentialWhole Bldg/Meter LevelHomesMontana House | .
| 2011 | 372 | Residential | Whole Bldg/Meter Level | Homes | NEEM Certified Home | [6 empty] | 0 | 0 | 0 |  |  |  |  | 0.00023982 | 0 | 0.00015375 | 0 |  |  |  |  | 2011ResidentialWhole Bldg/Meter LevelHomesNEEM Certified Home | .
| 2011 | 373 | Utility System Efficiency | Utility Distribution System | Capacitors | Fixed and Switched Shunt Capacitor | [6 empty] | 0 | 0 | 0 |  |  |  |  | 0.00014176 | 0 | 0.00013735 | 0 |  |  |  |  | 2011Utility System EfficiencyUtility Distribution SystemCapacitorsFixed and Switched Shunt Capacitor | .
| 2011 | 374 | Utility System Efficiency | Utility Distribution System | Conductors | Service Conductor Replacement | [6 empty] | 0 | 0 | 0 |  |  |  |  | 0.00014176 | 0 | 0.00013735 | 0 |  |  |  |  | 2011Utility System EfficiencyUtility Distribution SystemConductorsService Conductor Replacement | .
| 2011 | 375 | Utility System Efficiency | Utility Distribution System | Insulators | Insulators | [6 empty] | 0 | 0 | 0 |  |  |  |  | 0.00014176 | 0 | 0.00013735 | 0 |  |  |  |  | 2011Utility System EfficiencyUtility Distribution SystemInsulatorsInsulators | .
| 2011 | 376 | Utility System Efficiency | Utility Distribution System | Power Factor Improvements | Operation System Improvements | [6 empty] | 0 | 0 | 0 |  |  |  |  | 0.00014176 | 0 | 0.00013735 | 0 |  |  |  |  | 2011Utility System EfficiencyUtility Distribution SystemPower Factor ImprovementsOperation System Improvements | .
| 2011 | 377 | Utility System Efficiency | Utility Distribution System | Power Factor Improvements | VAR Management/Controls | [6 empty] | 0 | 0 | 0 |  |  |  |  | 0.00014176 | 0 | 0.00013735 | 0 |  |  |  |  | 2011Utility System EfficiencyUtility Distribution SystemPower Factor ImprovementsVAR Management/Controls | .
| 2011 | 378 | Utility System Efficiency | Utility Distribution System | Transformers | Transformer Load Management | [6 empty] | 0 | 0 | 0 |  |  |  |  | 0.00014176 | 0 | 0.00013735 | 0 |  |  |  |  | 2011Utility System EfficiencyUtility Distribution SystemTransformersTransformer Load Management | .
| 2011 | 379 | Utility System Efficiency | Utility Distribution System | Transformers | Transformers (NEMA TP-1 or Higher) | [6 empty] | 0 | 0 | 0 |  |  |  |  | 0.00014176 | 0 | 0.00013735 | 0 |  |  |  |  | 2011Utility System EfficiencyUtility Distribution SystemTransformersTransformers (NEMA TP-1 or Higher) | .
| 2011 | 380 | Utility System Efficiency | Utility Distribution System | Utility Station Service Loads | Utility Remote Feedback | [6 empty] | 0 | 0 | 0 |  |  |  |  | 0.00014176 | 0 | 0.00013735 | 0 |  |  |  |  | 2011Utility System EfficiencyUtility Distribution SystemUtility Station Service LoadsUtility Remote Feedback | .
| 2011 | 381 | Utility System Efficiency | Utility Distribution System | Utility Station Service Loads | Utility Service Connection Standards | [6 empty] | 0 | 0 | 0 |  |  |  |  | 0.00014176 | 0 | 0.00013735 | 0 |  |  |  |  | 2011Utility System EfficiencyUtility Distribution SystemUtility Station Service LoadsUtility Service Connection Standards | .
| 2011 | 382 | Utility System Efficiency | Utility Generation System | Utility Station Service Loads | Service Station System Improvements | [6 empty] | 0 | 0 | 0 |  |  |  |  | 0.00014176 | 0 | 0.00013735 | 0 |  |  |  |  | 2011Utility System EfficiencyUtility Generation SystemUtility Station Service LoadsService Station System Improvements | .
| 2011 | 383 | Utility System Efficiency | Utility Transmission System | Operation | Fixed and Swtiched Shunt Capacitor | [6 empty] | 0 | 0 | 0 |  |  |  |  | 0.00014176 | 0 | 0.00013735 | 0 |  |  |  |  | 2011Utility System EfficiencyUtility Transmission SystemOperationFixed and Swtiched Shunt Capacitor | .
| 2011 | 384 | Utility System Efficiency | Utility Transmission System | Capacitors | Fixed and Swtiched Shunt Capacitor | [6 empty] | 0 | 0 | 0 |  |  |  |  | 0.00014176 | 0 | 0.00013735 | 0 |  |  |  |  | 2011Utility System EfficiencyUtility Transmission SystemCapacitorsFixed and Swtiched Shunt Capacitor | .
| 2011 | 385 | Utility System Efficiency | Utility Transmission System | Conductors | Service Conductor Replacement | [6 empty] | 0 | 0 | 0 |  |  |  |  | 0.00014176 | 0 | 0.00013735 | 0 |  |  |  |  | 2011Utility System EfficiencyUtility Transmission SystemConductorsService Conductor Replacement | .
| 2011 | 386 | Utility System Efficiency | Utility Transmission System | Insulators | Fixed and Swtiched Shunt Capacitor | [6 empty] | 0 | 0 | 0 |  |  |  |  | 0.00014176 | 0 | 0.00013735 | 0 |  |  |  |  | 2011Utility System EfficiencyUtility Transmission SystemInsulatorsFixed and Swtiched Shunt Capacitor | .
| 2011 | 387 | Utility System Efficiency | Utility Transmission System | Power Factor Improvements | VAR Management/Controls | [6 empty] | 0 | 0 | 0 |  |  |  |  | 0.00014176 | 0 | 0.00013735 | 0 |  |  |  |  | 2011Utility System EfficiencyUtility Transmission SystemPower Factor ImprovementsVAR Management/Controls | .
| 2011 | 388 | Utility System Efficiency | Utility Transmission System | Transformers | Transformer Load Management | [6 empty] | 0 | 0 | 0 |  |  |  |  | 0.00014176 | 0 | 0.00013735 | 0 |  |  |  |  | 2011Utility System EfficiencyUtility Transmission SystemTransformersTransformer Load Management | .
| 2011 | 389 | Utility System Efficiency | Utility Transmission System | Transformers | Transformers (NEMA TP-1 or Higher) | [6 empty] | 0 | 0 | 0 |  |  |  |  | 0.00014176 | 0 | 0.00013735 | 0 |  |  |  |  | 2011Utility System EfficiencyUtility Transmission SystemTransformersTransformers (NEMA TP-1 or Higher) | .
| 2011 | 390 | Utility System Efficiency | Utility Transmission System | Voltage Management | Conservation Voltage Reduction (CVR) | [6 empty] | 0 | 0 | 0 |  |  |  |  | 0.00014176 | 0 | 0.00013735 | 0 |  |  |  |  | 2011Utility System EfficiencyUtility Transmission SystemVoltage ManagementConservation Voltage Reduction (CVR) | .
| 2011 | 391 | Agricultural | Compressed Air | Compressed Air System Improvements | Interactive Compressed Air System Supply/Demand Improvements | [6 empty] | 0 | 0 | 0 |  |  |  |  | 2.6494e-06 | 0 | 0.0003126 | 0 |  |  |  |  | 2011AgriculturalCompressed AirCompressed Air System ImprovementsInteractive Compressed Air System Supply/Demand Improvements | .
| 2011 | 392 | Agricultural | HVAC | HVAC System Improvements | Interactive HVAC System Improvements | [6 empty] | 0 | 0 | 0 |  |  |  |  | 2.6494e-06 | 0 | 0.0003126 | 0 |  |  |  |  | 2011AgriculturalHVACHVAC System ImprovementsInteractive HVAC System Improvements | .
| 2011 | 394 | Agricultural | Motors/Drives | Pumps and Fans | Motors/Drives Installation on Pump System | [6 empty] | 0 | 0 | 0 |  |  |  |  | 0.00034247 | 0 | 0.00034247 | 0 |  |  |  |  | 2011AgriculturalMotors/DrivesPumps and FansMotors/Drives Installation on Pump System | .
| 2011 | 395 | Agricultural | Process Loads | Process Loads System Improvements | Interactive Process Loads System Improvements | [6 empty] | 0 | 0 | 0 |  |  |  |  | 0.00034247 | 0 | 0.00034247 | 0 |  |  |  |  | 2011AgriculturalProcess LoadsProcess Loads System ImprovementsInteractive Process Loads System Improvements | .
| 2011 | 396 | Industrial | Motors/Drives | Pumps and Fans | Motors/Drives Installation on Blower System | [6 empty] | 0 | 0 | 0 |  |  |  |  | 0.00012551 | 0 | 0.00012968 | 0 |  |  |  |  | 2011IndustrialMotors/DrivesPumps and FansMotors/Drives Installation on Blower System | .
| 2011 | 397 | Industrial | Process Loads | Pumps and Fans | Blower System Improvements | [6 empty] | 0 | 0 | 0 |  |  |  |  | 0.00012551 | 0 | 0.00012968 | 0 |  |  |  |  | 2011IndustrialProcess LoadsPumps and FansBlower System Improvements | .
| 2011 | 398 | Residential | Whole Bldg/Meter Level | Whole Bldg/Meter Level System Improvements | Behavioral | [6 empty] | 0 | 12963069.8221 | 1.4798 |  |  |  |  | 0.00023982 | 3.1088 | 0.00015375 | 1.993 |  |  |  |  | 2011ResidentialWhole Bldg/Meter LevelWhole Bldg/Meter Level System ImprovementsBehavioral | .
| 2011 | 399 | Residential | HVAC | HVAC System | Interactive HVAC System Improvements | [6 empty] | 0 | 51090.75 | 0.0058323 |  |  |  |  | 0.00035039 | 0.017902 | 0.00029221 | 0.014929 |  |  |  |  | 2011ResidentialHVACHVAC SystemInteractive HVAC System Improvements | .
| 2011 | 400 | Residential | HVAC | HVAC System | Variable Speed Heat Pumps w/o Duct Sealing | [6 empty] | 0 | 0 | 0 |  |  |  |  | 0.00035039 | 0 | 0.00029221 | 0 |  |  |  |  | 2011ResidentialHVACHVAC SystemVariable Speed Heat Pumps w/o Duct Sealing | .
| 2011 | 402 | Residential | HVAC | Envelope | Insulation | [6 empty] | 0 | 32176856.7114 | 3.6732 |  |  |  |  | 0.00035039 | 11.2744 | 0.00029221 | 9.4023 |  |  |  |  | 2011ResidentialHVACEnvelopeInsulation | .
| 2011 | 409 | Residential | HVAC | Heat Recovery | Heat Recovery Improvements | [6 empty] | 0 | 175477.419 | 0.020032 |  |  |  |  | 0.00035039 | 0.061485 | 0.00029221 | 0.051276 |  |  |  |  | 2011ResidentialHVACHeat RecoveryHeat Recovery Improvements | .
| 2011 | 416 | Commercial | Compressed Air | Compressed Air System Improvements | Interactive Compressed Air System Supply/Demand Improvements | [6 empty] | 0 | 0 | 0 |  |  |  |  | 0.00014107 | 0 | 0.00012829 | 0 |  |  |  |  | 2011CommercialCompressed AirCompressed Air System ImprovementsInteractive Compressed Air System Supply/Demand Improvements | .
| 2011 | 417 | Industrial | Compressed Air | Compressed Air System Improvements | Interactive Compressed Air System Supply/Demand Improvements | [6 empty] | 0 | 0 | 0 |  |  |  |  | 0.00012551 | 0 | 0.00012968 | 0 |  |  |  |  | 2011IndustrialCompressed AirCompressed Air System ImprovementsInteractive Compressed Air System Supply/Demand Improvements | .
| 2011 | 418 | Commercial | Motors/Drives | Compressed Air System Improvements | Motors/Drives Installation on Compressed Air System | [6 empty] | 0 | 0 | 0 |  |  |  |  | 0.00014107 | 0 | 0.00012829 | 0 |  |  |  |  | 2011CommercialMotors/DrivesCompressed Air System ImprovementsMotors/Drives Installation on Compressed Air System | .
| 2011 | 419 | Commercial | Motors/Drives | Pumps and Fans | Motors/Drives Installation on Pump System | [6 empty] | 0 | 0 | 0 |  |  |  |  | 0.00014107 | 0 | 0.00012829 | 0 |  |  |  |  | 2011CommercialMotors/DrivesPumps and FansMotors/Drives Installation on Pump System | .
| 2011 | 420 | Industrial | Motors/Drives | Compressed Air System Improvements | Motors/Drives Installation on Compressed Air System | [6 empty] | 0 | 0 | 0 |  |  |  |  | 0.00012551 | 0 | 0.00012968 | 0 |  |  |  |  | 2011IndustrialMotors/DrivesCompressed Air System ImprovementsMotors/Drives Installation on Compressed Air System | .
| 2011 | 421 | Industrial | Motors/Drives | Pumps and Fans | Motors/Drives Installation on Pump System | [6 empty] | 0 | 0 | 0 |  |  |  |  | 0.00012551 | 0 | 0.00012968 | 0 |  |  |  |  | 2011IndustrialMotors/DrivesPumps and FansMotors/Drives Installation on Pump System | .
| 2011 | 422 | Agricultural | Compressed Air | Compressed Air System Controls | Unknown | [6 empty] | 0 | 0 | 0 |  |  |  |  | 2.6494e-06 | 0 | 0.0003126 | 0 |  |  |  |  | 2011AgriculturalCompressed AirCompressed Air System ControlsUnknown | .
| 2011 | 423 | Agricultural | Compressed Air | Compressed Air System Improvements | Unknown | [6 empty] | 0 | 0 | 0 |  |  |  |  | 2.6494e-06 | 0 | 0.0003126 | 0 |  |  |  |  | 2011AgriculturalCompressed AirCompressed Air System ImprovementsUnknown | .
| 2011 | 424 | Agricultural | Compressed Air | Heat Recovery | Unknown | [6 empty] | 0 | 0 | 0 |  |  |  |  | 2.6494e-06 | 0 | 0.0003126 | 0 |  |  |  |  | 2011AgriculturalCompressed AirHeat RecoveryUnknown | .
| 2011 | 425 | Agricultural | HVAC | HVAC System Improvements | Unknown | [6 empty] | 0 | 0 | 0 |  |  |  |  | 0.00034247 | 0 | 0.00034247 | 0 |  |  |  |  | 2011AgriculturalHVACHVAC System ImprovementsUnknown | .
| 2011 | 426 | Agricultural | Irrigation | Center Pivot System and Equipment | Unknown | [6 empty] | 0 | 0 | 0 |  |  |  |  | 2.6494e-06 | 0 | 0.0003126 | 0 |  |  |  |  | 2011AgriculturalIrrigationCenter Pivot System and EquipmentUnknown | .
| 2011 | 427 | Agricultural | Irrigation | Discharge Fitting Equipment | Unknown | [6 empty] | 0 | 0 | 0 |  |  |  |  | 2.6494e-06 | 0 | 0.0003126 | 0 |  |  |  |  | 2011AgriculturalIrrigationDischarge Fitting EquipmentUnknown | .
| 2011 | 428 | Agricultural | Irrigation | Handmove and Sideroll System and Equipment | Unknown | [6 empty] | 0 | 0 | 0 |  |  |  |  | 2.6494e-06 | 0 | 0.0003126 | 0 |  |  |  |  | 2011AgriculturalIrrigationHandmove and Sideroll System and EquipmentUnknown | .
| 2011 | 429 | Agricultural | Irrigation | Hardware | Unknown | [6 empty] | 0 | 2871819.9588 | 0.32783 |  |  |  |  | 2.6494e-06 | 0.0076085 | 0.0003126 | 0.89774 |  |  |  |  | 2011AgriculturalIrrigationHardwareUnknown | .
| 2011 | 430 | Agricultural | Irrigation | Irrigation System Improvements | Unknown | [6 empty] | 0 | 722070.1755 | 0.082428 |  |  |  |  | 2.6494e-06 | 0.001913 | 0.0003126 | 0.22572 |  |  |  |  | 2011AgriculturalIrrigationIrrigation System ImprovementsUnknown | .
| 2011 | 431 | Agricultural | Irrigation | Mainline System and Equipment | Unknown | [6 empty] | 0 | 0 | 0 |  |  |  |  | 2.6494e-06 | 0 | 0.0003126 | 0 |  |  |  |  | 2011AgriculturalIrrigationMainline System and EquipmentUnknown | .
| 2011 | 432 | Agricultural | Irrigation | Pumps and Fans | Unknown | [6 empty] | 0 | 15503635 | 1.7698 |  |  |  |  | 2.6494e-06 | 0.041075 | 0.0003126 | 4.8465 |  |  |  |  | 2011AgriculturalIrrigationPumps and FansUnknown | .
| 2011 | 433 | Agricultural | Irrigation | Suction Fittings Equipment | Unknown | [6 empty] | 0 | 0 | 0 |  |  |  |  | 2.6494e-06 | 0 | 0.0003126 | 0 |  |  |  |  | 2011AgriculturalIrrigationSuction Fittings EquipmentUnknown | .
| 2011 | 434 | Agricultural | Irrigation | Water Management | Unknown | [6 empty] | 0 | 0 | 0 |  |  |  |  | 2.6494e-06 | 0 | 0.0003126 | 0 |  |  |  |  | 2011AgriculturalIrrigationWater ManagementUnknown | .
| 2011 | 435 | Agricultural | Lighting | Delamping | Unknown | [6 empty] | 0 | 0 | 0 |  |  |  |  | 0.00034247 | 0 | 0.00034247 | 0 |  |  |  |  | 2011AgriculturalLightingDelampingUnknown | .
| 2011 | 436 | Agricultural | Lighting | Lamps/Ballasts/Fixtures | Unknown | [6 empty] | 0 | 0 | 0 |  |  |  |  | 0.00034247 | 0 | 0.00034247 | 0 |  |  |  |  | 2011AgriculturalLightingLamps/Ballasts/FixturesUnknown | .
| 2011 | 437 | Agricultural | Lighting | Lighting Controls | Unknown | [6 empty] | 0 | 0 | 0 |  |  |  |  | 0.00034247 | 0 | 0.00034247 | 0 |  |  |  |  | 2011AgriculturalLightingLighting ControlsUnknown | .
| 2011 | 438 | Agricultural | Lighting | Signs and Signals | Unknown | [6 empty] | 0 | 0 | 0 |  |  |  |  | 0.00034247 | 0 | 0.00034247 | 0 |  |  |  |  | 2011AgriculturalLightingSigns and SignalsUnknown | .
| 2011 | 439 | Agricultural | Motors/Drives | Compressed Air System Improvements | Unknown | [6 empty] | 0 | 0 | 0 |  |  |  |  | 0.00034247 | 0 | 0.00034247 | 0 |  |  |  |  | 2011AgriculturalMotors/DrivesCompressed Air System ImprovementsUnknown | .
| 2011 | 440 | Agricultural | Motors/Drives | Motors | Unknown | [6 empty] | 0 | 0 | 0 |  |  |  |  | 0.00034247 | 0 | 0.00034247 | 0 |  |  |  |  | 2011AgriculturalMotors/DrivesMotorsUnknown | .
| 2011 | 441 | Agricultural | Motors/Drives | Motors/Drives Controls | Unknown | [6 empty] | 0 | 70902.208 | 0.0080939 |  |  |  |  | 0.00034247 | 0.024282 | 0.00034247 | 0.024282 |  |  |  |  | 2011AgriculturalMotors/DrivesMotors/Drives ControlsUnknown | .
| 2011 | 442 | Agricultural | Motors/Drives | Pumps and Fans | Unknown | [6 empty] | 0 | 0 | 0 |  |  |  |  | 0.00034247 | 0 | 0.00034247 | 0 |  |  |  |  | 2011AgriculturalMotors/DrivesPumps and FansUnknown | .
| 2011 | 443 | Agricultural | Process Loads | Livestock Tanks | Unknown | [6 empty] | 0 | 0 | 0 |  |  |  |  | 0.00034247 | 0 | 0.00034247 | 0 |  |  |  |  | 2011AgriculturalProcess LoadsLivestock TanksUnknown | .
| 2011 | 444 | Agricultural | Process Loads | Process Loads System Improvements | Unknown | [6 empty] | 0 | 0 | 0 |  |  |  |  | 0.00034247 | 0 | 0.00034247 | 0 |  |  |  |  | 2011AgriculturalProcess LoadsProcess Loads System ImprovementsUnknown | .
| 2011 | 445 | Agricultural | Process Loads | Pumps and Fans | Unknown | [6 empty] | 0 | 0 | 0 |  |  |  |  | 0.00034247 | 0 | 0.00034247 | 0 |  |  |  |  | 2011AgriculturalProcess LoadsPumps and FansUnknown | .
| 2011 | 446 | Agricultural | Refrigeration | Dairy System Improvements | Unknown | [6 empty] | 0 | 0 | 0 |  |  |  |  | 0.00034247 | 0 | 0.00034247 | 0 |  |  |  |  | 2011AgriculturalRefrigerationDairy System ImprovementsUnknown | .
| 2011 | 447 | Agricultural | Refrigeration | Heat Recovery | Unknown | [6 empty] | 0 | 0 | 0 |  |  |  |  | 0.00034247 | 0 | 0.00034247 | 0 |  |  |  |  | 2011AgriculturalRefrigerationHeat RecoveryUnknown | .
| 2011 | 448 | Agricultural | Refrigeration | Packaged Refrigeration | Unknown | [6 empty] | 0 | 0 | 0 |  |  |  |  | 0.00034247 | 0 | 0.00034247 | 0 |  |  |  |  | 2011AgriculturalRefrigerationPackaged RefrigerationUnknown | .
| 2011 | 449 | Agricultural | Refrigeration | Pumps and Fans | Unknown | [6 empty] | 0 | 0 | 0 |  |  |  |  | 0.00034247 | 0 | 0.00034247 | 0 |  |  |  |  | 2011AgriculturalRefrigerationPumps and FansUnknown | .
| 2011 | 450 | Agricultural | Refrigeration | Refrigeration System Controls | Unknown | [6 empty] | 0 | 0 | 0 |  |  |  |  | 0.00034247 | 0 | 0.00034247 | 0 |  |  |  |  | 2011AgriculturalRefrigerationRefrigeration System ControlsUnknown | .
| 2011 | 451 | Agricultural | Refrigeration | Refrigeration System Improvements | Unknown | [6 empty] | 0 | 0 | 0 |  |  |  |  | 0.00034247 | 0 | 0.00034247 | 0 |  |  |  |  | 2011AgriculturalRefrigerationRefrigeration System ImprovementsUnknown | .
| 2011 | 452 | Agricultural | Utility Distribution System | Transformers | Unknown | [6 empty] | 0 | 0 | 0 |  |  |  |  | 2.6494e-06 | 0 | 0.0003126 | 0 |  |  |  |  | 2011AgriculturalUtility Distribution SystemTransformersUnknown | .
| 2011 | 453 | Agricultural | Water Heating | Heat Recovery | Unknown | [6 empty] | 0 | 0 | 0 |  |  |  |  | 0.00034247 | 0 | 0.00034247 | 0 |  |  |  |  | 2011AgriculturalWater HeatingHeat RecoveryUnknown | .
| 2011 | 454 | Agricultural | Water Heating | System Efficiency Improvements | Unknown | [6 empty] | 0 | 0 | 0 |  |  |  |  | 0.00034247 | 0 | 0.00034247 | 0 |  |  |  |  | 2011AgriculturalWater HeatingSystem Efficiency ImprovementsUnknown | .
| 2011 | 455 | Agricultural | Water Heating | Water Heaters | Unknown | [6 empty] | 0 | 0 | 0 |  |  |  |  | 0.00034247 | 0 | 0.00034247 | 0 |  |  |  |  | 2011AgriculturalWater HeatingWater HeatersUnknown | .
| 2011 | 456 | Agricultural | Whole Bldg/Meter Level | Whole Bldg/Meter Level System Improvements | Unknown | [6 empty] | 0 | 0 | 0 |  |  |  |  | 2.6494e-06 | 0 | 0.0003126 | 0 |  |  |  |  | 2011AgriculturalWhole Bldg/Meter LevelWhole Bldg/Meter Level System ImprovementsUnknown | .
| 2011 | 457 | Commercial | Compressed Air | Compressed Air System Controls | Unknown | [6 empty] | 0 | 39559.2096 | 0.0045159 |  |  |  |  | 0.00014107 | 0.0055805 | 0.00012829 | 0.0050751 |  |  |  |  | 2011CommercialCompressed AirCompressed Air System ControlsUnknown | .
| 2011 | 458 | Commercial | Compressed Air | Compressed Air System Improvements | Unknown | [6 empty] | 0 | 29242.7624 | 0.0033382 |  |  |  |  | 0.00014107 | 0.0041252 | 0.00012829 | 0.0037516 |  |  |  |  | 2011CommercialCompressed AirCompressed Air System ImprovementsUnknown | .
| 2011 | 459 | Commercial | Compressed Air | Heat Recovery | Unknown | [6 empty] | 0 | 0 | 0 |  |  |  |  | 0.00014107 | 0 | 0.00012829 | 0 |  |  |  |  | 2011CommercialCompressed AirHeat RecoveryUnknown | .
| 2011 | 460 | Commercial | Electronics | Computer Technologies | Unknown | [6 empty] | 0 | 66522571.9292 | 7.5939 |  |  |  |  | 0.00013422 | 8.9289 | 0.00010767 | 7.1622 |  |  |  |  | 2011CommercialElectronicsComputer TechnologiesUnknown | .
| 2011 | 461 | Commercial | Electronics | Plug Load | Unknown | [6 empty] | 0 | 33275 | 0.0037985 |  |  |  |  | 0.00013422 | 0.0044663 | 0.00010767 | 0.0035826 |  |  |  |  | 2011CommercialElectronicsPlug LoadUnknown | .
| 2011 | 462 | Commercial | Food Preparation | Cooking | Unknown | [6 empty] | 0 | 2564.2672 | 0.00029272 |  |  |  |  | 0.00017223 | 0.00044165 | 0.00016217 | 0.00041584 |  |  |  |  | 2011CommercialFood PreparationCookingUnknown | .
| 2011 | 463 | Commercial | HVAC | Envelope | Unknown | [6 empty] | 0 | 1814795.3418 | 0.20717 |  |  |  |  | 0.00076228 | 1.3834 | 1.3799e-05 | 0.025043 |  |  |  |  | 2011CommercialHVACEnvelopeUnknown | .
| 2011 | 464 | Commercial | HVAC | Heat Recovery | Unknown | [6 empty] | 0 | 13025.8616 | 0.001487 |  |  |  |  | 0.00076228 | 0.0099293 | 1.3799e-05 | 0.00017975 |  |  |  |  | 2011CommercialHVACHeat RecoveryUnknown | .
| 2011 | 465 | Commercial | HVAC | HVAC System Controls | Unknown | [6 empty] | 0 | 17992768.4451 | 2.054 |  |  |  |  | 0.00076228 | 13.7155 | 1.3799e-05 | 0.24829 |  |  |  |  | 2011CommercialHVACHVAC System ControlsUnknown | .
| 2011 | 466 | Commercial | HVAC | HVAC System Improvements | Unknown | [6 empty] | 0 | 48328957.6081 | 5.517 |  |  |  |  | 0.00076228 | 36.8401 | 1.3799e-05 | 0.66691 |  |  |  |  | 2011CommercialHVACHVAC System ImprovementsUnknown | .
| 2011 | 467 | Commercial | Lighting | Delamping | Unknown | [6 empty] | 0 | 6627294 | 0.75654 |  |  |  |  | 0.00017719 | 1.1743 | 0.00015191 | 1.0067 |  |  |  |  | 2011CommercialLightingDelampingUnknown | .
| 2011 | 468 | Commercial | Lighting | Lamps/Ballasts/Fixtures | Unknown | [6 empty] | 0 | 72608002.7799 | 8.2886 |  |  |  |  | 0.00017719 | 12.8651 | 0.00015191 | 11.0296 |  |  |  |  | 2011CommercialLightingLamps/Ballasts/FixturesUnknown | .
| 2011 | 469 | Commercial | Lighting | Lighting Controls | Unknown | [6 empty] | 0 | 1230611.0813 | 0.14048 |  |  |  |  | 0.00017719 | 0.21805 | 0.00015191 | 0.18694 |  |  |  |  | 2011CommercialLightingLighting ControlsUnknown | .
| 2011 | 470 | Commercial | Lighting | Signs and Signals | Unknown | [6 empty] | 0 | 265734 | 0.030335 |  |  |  |  | 0.00023298 | 0.06191 | 0 | 0 |  |  |  |  | 2011CommercialLightingSigns and SignalsUnknown | .
| 2011 | 471 | Commercial | Motors/Drives | Compressed Air System Improvements | Unknown | [6 empty] | 0 | 0 | 0 |  |  |  |  | 0.00014107 | 0 | 0.00012829 | 0 |  |  |  |  | 2011CommercialMotors/DrivesCompressed Air System ImprovementsUnknown | .
| 2011 | 472 | Commercial | Motors/Drives | Motors | Unknown | [6 empty] | 0 | 2410 | 0.00027511 |  |  |  |  | 0.00014107 | 0.00033997 | 0.00012829 | 0.00030918 |  |  |  |  | 2011CommercialMotors/DrivesMotorsUnknown | .
| 2011 | 473 | Commercial | Motors/Drives | Motors/Drives Controls | Unknown | [6 empty] | 0 | 8979621.963 | 1.0251 |  |  |  |  | 0.00014107 | 1.2667 | 0.00012829 | 1.152 |  |  |  |  | 2011CommercialMotors/DrivesMotors/Drives ControlsUnknown | .
| 2011 | 474 | Commercial | Motors/Drives | Pumps and Fans | Unknown | [6 empty] | 0 | 2546886.2919 | 0.29074 |  |  |  |  | 0.00014107 | 0.35928 | 0.00012829 | 0.32674 |  |  |  |  | 2011CommercialMotors/DrivesPumps and FansUnknown | .
| 2011 | 475 | Commercial | Process Loads | Elevators | Unknown | [6 empty] | 0 | 494030.5 | 0.056396 |  |  |  |  | 0.00014107 | 0.069692 | 0.00012829 | 0.063379 |  |  |  |  | 2011CommercialProcess LoadsElevatorsUnknown | .
| 2011 | 476 | Commercial | Process Loads | Escalators | Unknown | [6 empty] | 0 | 0 | 0 |  |  |  |  | 0.00014107 | 0 | 0.00012829 | 0 |  |  |  |  | 2011CommercialProcess LoadsEscalatorsUnknown | .
| 2011 | 477 | Commercial | Process Loads | Heat Recovery | Unknown | [6 empty] | 0 | 0 | 0 |  |  |  |  | 0.00014107 | 0 | 0.00012829 | 0 |  |  |  |  | 2011CommercialProcess LoadsHeat RecoveryUnknown | .
| 2011 | 478 | Commercial | Process Loads | Process Loads System Controls | Unknown | [6 empty] | 0 | 0 | 0 |  |  |  |  | 0.00014107 | 0 | 0.00012829 | 0 |  |  |  |  | 2011CommercialProcess LoadsProcess Loads System ControlsUnknown | .
| 2011 | 479 | Commercial | Process Loads | Process Loads System Improvements | Unknown | [6 empty] | 0 | 458675.7168 | 0.05236 |  |  |  |  | 0.00014107 | 0.064704 | 0.00012829 | 0.058844 |  |  |  |  | 2011CommercialProcess LoadsProcess Loads System ImprovementsUnknown | .
| 2011 | 480 | Commercial | Process Loads | Pumps and Fans | Unknown | [6 empty] | 0 | 0 | 0 |  |  |  |  | 0.00014107 | 0 | 0.00012829 | 0 |  |  |  |  | 2011CommercialProcess LoadsPumps and FansUnknown | .
| 2011 | 481 | Commercial | Refrigeration | Heat Recovery | Unknown | [6 empty] | 0 | 0 | 0 |  |  |  |  | 0.0001159 | 0 | 0.00012882 | 0 |  |  |  |  | 2011CommercialRefrigerationHeat RecoveryUnknown | .
| 2011 | 482 | Commercial | Refrigeration | Packaged Refrigeration | Unknown | [6 empty] | 0 | 6906 | 0.00078836 |  |  |  |  | 0.0001159 | 0.00080038 | 0.00012882 | 0.00088961 |  |  |  |  | 2011CommercialRefrigerationPackaged RefrigerationUnknown | .
| 2011 | 483 | Commercial | Refrigeration | Pumps and Fans | Unknown | [6 empty] | 0 | 0 | 0 |  |  |  |  | 0.0001159 | 0 | 0.00012882 | 0 |  |  |  |  | 2011CommercialRefrigerationPumps and FansUnknown | .
| 2011 | 484 | Commercial | Refrigeration | Refrigeration System Controls | Unknown | [6 empty] | 0 | 1101091 | 0.1257 |  |  |  |  | 0.0001159 | 0.12761 | 0.00012882 | 0.14184 |  |  |  |  | 2011CommercialRefrigerationRefrigeration System ControlsUnknown | .
| 2011 | 485 | Commercial | Refrigeration | Refrigeration System Improvements | Unknown | [6 empty] | 0 | 27776966.3963 | 3.1709 |  |  |  |  | 0.0001159 | 3.2192 | 0.00012882 | 3.5782 |  |  |  |  | 2011CommercialRefrigerationRefrigeration System ImprovementsUnknown | .
| 2011 | 486 | Commercial | Water Heating | Heat Recovery | Unknown | [6 empty] | 0 | 0 | 0 |  |  |  |  | 0.00017243 | 0 | 0.00012478 | 0 |  |  |  |  | 2011CommercialWater HeatingHeat RecoveryUnknown | .
| 2011 | 487 | Commercial | Water Heating | Pool System Improvements | Unknown | [6 empty] | 0 | 0 | 0 |  |  |  |  | 0.00017243 | 0 | 0.00012478 | 0 |  |  |  |  | 2011CommercialWater HeatingPool System ImprovementsUnknown | .
| 2011 | 488 | Commercial | Water Heating | System Efficiency Improvements | Unknown | [6 empty] | 0 | 0 | 0 |  |  |  |  | 0.00017243 | 0 | 0.00012478 | 0 |  |  |  |  | 2011CommercialWater HeatingSystem Efficiency ImprovementsUnknown | .
| 2011 | 489 | Commercial | Water Heating | Water Heaters | Unknown | [6 empty] | 0 | 100.0636 | 1.1423e-05 |  |  |  |  | 0.00017243 | 1.7254e-05 | 0.00012478 | 1.2486e-05 |  |  |  |  | 2011CommercialWater HeatingWater HeatersUnknown | .
| 2011 | 490 | Commercial | Water Heating | Water Heating Controls | Unknown | [6 empty] | 0 | 29029.44 | 0.0033139 |  |  |  |  | 0.00017243 | 0.0050055 | 0.00012478 | 0.0036223 |  |  |  |  | 2011CommercialWater HeatingWater Heating ControlsUnknown | .
| 2011 | 491 | Commercial | Water Heating | Water Using Devices | Unknown | [6 empty] | 0 | 4781 | 0.00054578 |  |  |  |  | 0.00017243 | 0.00082438 | 0.00012478 | 0.00059657 |  |  |  |  | 2011CommercialWater HeatingWater Using DevicesUnknown | .
| 2011 | 492 | Commercial | Whole Bldg/Meter Level | Whole Bldg/Meter Level System Improvements | Unknown | [6 empty] | 0 | 39568884.9098 | 4.517 |  |  |  |  | 0.00024448 | 9.6738 | 0.00016318 | 6.4568 |  |  |  |  | 2011CommercialWhole Bldg/Meter LevelWhole Bldg/Meter Level System ImprovementsUnknown | .
| 2011 | 493 | Industrial | Compressed Air | Compressed Air System Controls | Unknown | [6 empty] | 0 | 81404.5538 | 0.0092928 |  |  |  |  | 0.00012551 | 0.010217 | 0.00012968 | 0.010557 |  |  |  |  | 2011IndustrialCompressed AirCompressed Air System ControlsUnknown | .
| 2011 | 494 | Industrial | Compressed Air | Compressed Air System Improvements | Unknown | [6 empty] | 0 | 1043490.8138 | 0.11912 |  |  |  |  | 0.00012551 | 0.13097 | 0.00012968 | 0.13532 |  |  |  |  | 2011IndustrialCompressed AirCompressed Air System ImprovementsUnknown | .
| 2011 | 495 | Industrial | Compressed Air | Heat Recovery | Unknown | [6 empty] | 0 | 0 | 0 |  |  |  |  | 0.00012551 | 0 | 0.00012968 | 0 |  |  |  |  | 2011IndustrialCompressed AirHeat RecoveryUnknown | .
| 2011 | 496 | Industrial | Facility Distribution System | Capacitors | Unknown | [6 empty] | 0 | 0 | 0 |  |  |  |  | 0.00012551 | 0 | 0.00012968 | 0 |  |  |  |  | 2011IndustrialFacility Distribution SystemCapacitorsUnknown | .
| 2011 | 497 | Industrial | Facility Distribution System | Conductors | Unknown | [6 empty] | 0 | 0 | 0 |  |  |  |  | 0.00012551 | 0 | 0.00012968 | 0 |  |  |  |  | 2011IndustrialFacility Distribution SystemConductorsUnknown | .
| 2011 | 498 | Industrial | Facility Distribution System | Power Factor Improvements | Unknown | [6 empty] | 0 | 0 | 0 |  |  |  |  | 0.00012551 | 0 | 0.00012968 | 0 |  |  |  |  | 2011IndustrialFacility Distribution SystemPower Factor ImprovementsUnknown | .
| 2011 | 499 | Industrial | Facility Distribution System | Transformers | Unknown | [6 empty] | 0 | 151230 | 0.017264 |  |  |  |  | 0.00012551 | 0.018981 | 0.00012968 | 0.019611 |  |  |  |  | 2011IndustrialFacility Distribution SystemTransformersUnknown | .
| 2011 | 500 | Industrial | Facility Distribution System | Voltage Management | Unknown | [6 empty] | 0 | 0 | 0 |  |  |  |  | 0.00012551 | 0 | 0.00012968 | 0 |  |  |  |  | 2011IndustrialFacility Distribution SystemVoltage ManagementUnknown | .
| 2011 | 501 | Industrial | HVAC | Envelope | Unknown | [6 empty] | 0 | 2437797.9154 | 0.27829 |  |  |  |  | 0.00012551 | 0.30597 | 0.00012968 | 0.31613 |  |  |  |  | 2011IndustrialHVACEnvelopeUnknown | .
| 2011 | 502 | Industrial | HVAC | Heat Recovery | Unknown | [6 empty] | 0 | 0 | 0 |  |  |  |  | 0.00012551 | 0 | 0.00012968 | 0 |  |  |  |  | 2011IndustrialHVACHeat RecoveryUnknown | .
| 2011 | 503 | Industrial | HVAC | HVAC System Controls | Unknown | [6 empty] | 0 | 765657.915 | 0.087404 |  |  |  |  | 0.00012551 | 0.096097 | 0.00012968 | 0.09929 |  |  |  |  | 2011IndustrialHVACHVAC System ControlsUnknown | .
| 2011 | 504 | Industrial | HVAC | HVAC System Improvements | Unknown | [6 empty] | 0 | 12075.6666 | 0.0013785 |  |  |  |  | 0.00012551 | 0.0015156 | 0.00012968 | 0.001566 |  |  |  |  | 2011IndustrialHVACHVAC System ImprovementsUnknown | .
| 2011 | 505 | Industrial | Lighting | Delamping | Unknown | [6 empty] | 0 | 0 | 0 |  |  |  |  | 0.00012551 | 0 | 0.00012968 | 0 |  |  |  |  | 2011IndustrialLightingDelampingUnknown | .
| 2011 | 506 | Industrial | Lighting | Lamps/Ballasts/Fixtures | Unknown | [6 empty] | 0 | 3251920.7332 | 0.37122 |  |  |  |  | 0.00012551 | 0.40815 | 0.00012968 | 0.42171 |  |  |  |  | 2011IndustrialLightingLamps/Ballasts/FixturesUnknown | .
| 2011 | 507 | Industrial | Lighting | Lighting Controls | Unknown | [6 empty] | 0 | 0 | 0 |  |  |  |  | 0.00012551 | 0 | 0.00012968 | 0 |  |  |  |  | 2011IndustrialLightingLighting ControlsUnknown | .
| 2011 | 508 | Industrial | Lighting | Signs and Signals | Unknown | [6 empty] | 0 | 0 | 0 |  |  |  |  | 0.00012551 | 0 | 0.00012968 | 0 |  |  |  |  | 2011IndustrialLightingSigns and SignalsUnknown | .
| 2011 | 509 | Industrial | Motors/Drives | Compressed Air System Improvements | Unknown | [6 empty] | 0 | 0 | 0 |  |  |  |  | 0.00012551 | 0 | 0.00012968 | 0 |  |  |  |  | 2011IndustrialMotors/DrivesCompressed Air System ImprovementsUnknown | .
| 2011 | 510 | Industrial | Motors/Drives | Motors | Unknown | [6 empty] | 0 | 14876522.2486 | 1.6982 |  |  |  |  | 0.00012551 | 1.8671 | 0.00012968 | 1.9292 |  |  |  |  | 2011IndustrialMotors/DrivesMotorsUnknown | .
| 2011 | 511 | Industrial | Motors/Drives | Motors/Drives Controls | Unknown | [6 empty] | 0 | 3213954.3018 | 0.36689 |  |  |  |  | 0.00012551 | 0.40338 | 0.00012968 | 0.41678 |  |  |  |  | 2011IndustrialMotors/DrivesMotors/Drives ControlsUnknown | .
| 2011 | 512 | Industrial | Motors/Drives | Pumps and Fans | Unknown | [6 empty] | 0 | 12526419.3369 | 1.43 |  |  |  |  | 0.00012551 | 1.5722 | 0.00012968 | 1.6244 |  |  |  |  | 2011IndustrialMotors/DrivesPumps and FansUnknown | .
| 2011 | 513 | Industrial | Process Loads | Heat Recovery | Unknown | [6 empty] | 0 | 0 | 0 |  |  |  |  | 0.00012551 | 0 | 0.00012968 | 0 |  |  |  |  | 2011IndustrialProcess LoadsHeat RecoveryUnknown | .
| 2011 | 514 | Industrial | Process Loads | Process Loads System Controls | Unknown | [6 empty] | 0 | 0 | 0 |  |  |  |  | 0.00012551 | 0 | 0.00012968 | 0 |  |  |  |  | 2011IndustrialProcess LoadsProcess Loads System ControlsUnknown | .
| 2011 | 515 | Industrial | Process Loads | Process Loads System Improvements | Unknown | [6 empty] | 0 | 21346148.8731 | 2.4368 |  |  |  |  | 0.00012551 | 2.6791 | 0.00012968 | 2.7682 |  |  |  |  | 2011IndustrialProcess LoadsProcess Loads System ImprovementsUnknown | .
| 2011 | 516 | Industrial | Process Loads | Pumps and Fans | Unknown | [6 empty] | 0 | 0 | 0 |  |  |  |  | 0.00012551 | 0 | 0.00012968 | 0 |  |  |  |  | 2011IndustrialProcess LoadsPumps and FansUnknown | .
| 2011 | 517 | Industrial | Process Loads | Wastewater System Improvements | Unknown | [6 empty] | 0 | 6004065 | 0.6854 |  |  |  |  | 0.00012551 | 0.75357 | 0.00012968 | 0.7786 |  |  |  |  | 2011IndustrialProcess LoadsWastewater System ImprovementsUnknown | .
| 2011 | 518 | Industrial | Refrigeration | Heat Recovery | Unknown | [6 empty] | 0 | 0 | 0 |  |  |  |  | 0.00012551 | 0 | 0.00012968 | 0 |  |  |  |  | 2011IndustrialRefrigerationHeat RecoveryUnknown | .
| 2011 | 519 | Industrial | Refrigeration | Packaged Refrigeration | Unknown | [6 empty] | 0 | 0 | 0 |  |  |  |  | 0.00012551 | 0 | 0.00012968 | 0 |  |  |  |  | 2011IndustrialRefrigerationPackaged RefrigerationUnknown | .
| 2011 | 520 | Industrial | Refrigeration | Pumps and Fans | Unknown | [6 empty] | 0 | 3962675.9176 | 0.45236 |  |  |  |  | 0.00012551 | 0.49735 | 0.00012968 | 0.51388 |  |  |  |  | 2011IndustrialRefrigerationPumps and FansUnknown | .
| 2011 | 521 | Industrial | Refrigeration | Refrigeration System Controls | Unknown | [6 empty] | 0 | 0 | 0 |  |  |  |  | 0.00012551 | 0 | 0.00012968 | 0 |  |  |  |  | 2011IndustrialRefrigerationRefrigeration System ControlsUnknown | .
| 2011 | 522 | Industrial | Refrigeration | Refrigeration System Improvements | Unknown | [6 empty] | 0 | 3001856.5044 | 0.34268 |  |  |  |  | 0.00012551 | 0.37676 | 0.00012968 | 0.38928 |  |  |  |  | 2011IndustrialRefrigerationRefrigeration System ImprovementsUnknown | .
| 2011 | 523 | Industrial | Water Heating | Heat Recovery | Unknown | [6 empty] | 0 | 0 | 0 |  |  |  |  | 0.00012551 | 0 | 0.00012968 | 0 |  |  |  |  | 2011IndustrialWater HeatingHeat RecoveryUnknown | .
| 2011 | 524 | Industrial | Water Heating | Pipe Insulation | Unknown | [6 empty] | 0 | 0 | 0 |  |  |  |  | 0.00012551 | 0 | 0.00012968 | 0 |  |  |  |  | 2011IndustrialWater HeatingPipe InsulationUnknown | .
| 2011 | 525 | Industrial | Water Heating | System Efficiency Improvements | Unknown | [6 empty] | 0 | 0 | 0 |  |  |  |  | 0.00012551 | 0 | 0.00012968 | 0 |  |  |  |  | 2011IndustrialWater HeatingSystem Efficiency ImprovementsUnknown | .
| 2011 | 526 | Industrial | Water Heating | Water Heating Controls | Unknown | [6 empty] | 0 | 3817491 | 0.43579 |  |  |  |  | 0.00012551 | 0.47913 | 0.00012968 | 0.49505 |  |  |  |  | 2011IndustrialWater HeatingWater Heating ControlsUnknown | .
| 2011 | 527 | Industrial | Whole Bldg/Meter Level | Whole Bldg/Meter Level System Improvements | Unknown | [6 empty] | 0 | 0 | 0 |  |  |  |  | 0.00012551 | 0 | 0.00012968 | 0 |  |  |  |  | 2011IndustrialWhole Bldg/Meter LevelWhole Bldg/Meter Level System ImprovementsUnknown | .
| 2011 | 528 | Residential | Electronics | Computer Technologies | Unknown | [6 empty] | 0 | 0 | 0 |  |  |  |  | 0.00014549 | 0 | 0.00013343 | 0 |  |  |  |  | 2011ResidentialElectronicsComputer TechnologiesUnknown | .
| 2011 | 529 | Residential | Electronics | Entertainment | Unknown | [6 empty] | 0 | 178137775.9363 | 20.3354 |  |  |  |  | 0.00021383 | 38.0918 | 0.0001722 | 30.6754 |  |  |  |  | 2011ResidentialElectronicsEntertainmentUnknown | .
| 2011 | 530 | Residential | Electronics | Plug Load | Unknown | [6 empty] | 0 | 0 | 0 |  |  |  |  | 0.00021383 | 0 | 0.0001722 | 0 |  |  |  |  | 2011ResidentialElectronicsPlug LoadUnknown | .
| 2011 | 531 | Residential | Food Preparation | Cooking | Unknown | [6 empty] | 0 | 0 | 0 |  |  |  |  | 0.00057621 | 0 | 0.00039409 | 0 |  |  |  |  | 2011ResidentialFood PreparationCookingUnknown | .
| 2011 | 532 | Residential | HVAC | Envelope | Unknown | [6 empty] | 0 | 1466272.0973 | 0.16738 |  |  |  |  | 0.00035039 | 0.51376 | 0.00029221 | 0.42845 |  |  |  |  | 2011ResidentialHVACEnvelopeUnknown | .
| 2011 | 533 | Residential | HVAC | Heat Recovery | Unknown | [6 empty] | 0 | 0 | 0 |  |  |  |  | 0.00035039 | 0 | 0.00029221 | 0 |  |  |  |  | 2011ResidentialHVACHeat RecoveryUnknown | .
| 2011 | 534 | Residential | HVAC | HVAC System | Unknown | [6 empty] | 0 | 8619754.4139 | 0.98399 |  |  |  |  | 0.00035039 | 3.0203 | 0.00029221 | 2.5188 |  |  |  |  | 2011ResidentialHVACHVAC SystemUnknown | .
| 2011 | 535 | Residential | Lighting | Lamps/Fixtures | Unknown | [6 empty] | 0 | 161052852.8766 | 18.385 |  |  |  |  | 0.00026149 | 42.1133 | 8.4631e-05 | 13.63 |  |  |  |  | 2011ResidentialLightingLamps/FixturesUnknown | .
| 2011 | 536 | Residential | Lighting | Lighting Controls | Unknown | [6 empty] | 0 | 0 | 0 |  |  |  |  | 0.00026149 | 0 | 8.4631e-05 | 0 |  |  |  |  | 2011ResidentialLightingLighting ControlsUnknown | .
| 2011 | 537 | Residential | Refrigeration | Freezers | Unknown | [6 empty] | 0 | 0 | 0 |  |  |  |  | 9.1801e-05 | 0 | 0.0001667 | 0 |  |  |  |  | 2011ResidentialRefrigerationFreezersUnknown | .
| 2011 | 538 | Residential | Refrigeration | Refrigerators | Unknown | [6 empty] | 0 | 10436237.6831 | 1.1914 |  |  |  |  | 0.0001124 | 1.173 | 0.00015305 | 1.5973 |  |  |  |  | 2011ResidentialRefrigerationRefrigeratorsUnknown | .
| 2011 | 539 | Residential | Water Heating | Heat Recovery | Unknown | [6 empty] | 0 | 0 | 0 |  |  |  |  | 0.00019367 | 0 | 0.00012477 | 0 |  |  |  |  | 2011ResidentialWater HeatingHeat RecoveryUnknown | .
| 2011 | 540 | Residential | Water Heating | Pipe Insulation | Unknown | [6 empty] | 0 | 0 | 0 |  |  |  |  | 0.00019367 | 0 | 0.00012477 | 0 |  |  |  |  | 2011ResidentialWater HeatingPipe InsulationUnknown | .
| 2011 | 541 | Residential | Water Heating | Water Heaters | Unknown | [6 empty] | 0 | 124702.2643 | 0.014235 |  |  |  |  | 0.00019367 | 0.02415 | 0.00012477 | 0.015559 |  |  |  |  | 2011ResidentialWater HeatingWater HeatersUnknown | .
| 2011 | 542 | Residential | Water Heating | Water Using Devices | Unknown | [6 empty] | 0 | 30522676.1857 | 3.4843 |  |  |  |  | 0.00019367 | 5.9112 | 0.00012477 | 3.8083 |  |  |  |  | 2011ResidentialWater HeatingWater Using DevicesUnknown | .
| 2011 | 543 | Residential | Whole Bldg/Meter Level | Homes | Unknown | [6 empty] | 0 | 7339878.4418 | 0.83789 |  |  |  |  | 0.00023982 | 1.7602 | 0.00015375 | 1.1285 |  |  |  |  | 2011ResidentialWhole Bldg/Meter LevelHomesUnknown | .
| 2011 | 544 | Residential | Whole Bldg/Meter Level | Whole Bldg/Meter Level System Improvements | Unknown | [6 empty] | 0 | 0 | 0 |  |  |  |  | 0.00023982 | 0 | 0.00015375 | 0 |  |  |  |  | 2011ResidentialWhole Bldg/Meter LevelWhole Bldg/Meter Level System ImprovementsUnknown | .
| 2011 | 545 | Utility System Efficiency | Utility Distribution System | Capacitors | Unknown | [6 empty] | 0 | 0 | 0 |  |  |  |  | 0.00014176 | 0 | 0.00013735 | 0 |  |  |  |  | 2011Utility System EfficiencyUtility Distribution SystemCapacitorsUnknown | .
| 2011 | 546 | Utility System Efficiency | Utility Distribution System | Conductors | Unknown | [6 empty] | 0 | 0 | 0 |  |  |  |  | 0.00014176 | 0 | 0.00013735 | 0 |  |  |  |  | 2011Utility System EfficiencyUtility Distribution SystemConductorsUnknown | .
| 2011 | 547 | Utility System Efficiency | Utility Distribution System | Insulators | Unknown | [6 empty] | 0 | 0 | 0 |  |  |  |  | 0.00014176 | 0 | 0.00013735 | 0 |  |  |  |  | 2011Utility System EfficiencyUtility Distribution SystemInsulatorsUnknown | .
| 2011 | 548 | Utility System Efficiency | Utility Distribution System | Power Factor Improvements | Unknown | [6 empty] | 0 | 0 | 0 |  |  |  |  | 0.00014176 | 0 | 0.00013735 | 0 |  |  |  |  | 2011Utility System EfficiencyUtility Distribution SystemPower Factor ImprovementsUnknown | .
| 2011 | 549 | Utility System Efficiency | Utility Distribution System | Transformers | Unknown | [6 empty] | 0 | 0 | 0 |  |  |  |  | 0.00014176 | 0 | 0.00013735 | 0 |  |  |  |  | 2011Utility System EfficiencyUtility Distribution SystemTransformersUnknown | .
| 2011 | 550 | Utility System Efficiency | Utility Distribution System | Utility Station Service Loads | Unknown | [6 empty] | 0 | 0 | 0 |  |  |  |  | 0.00014176 | 0 | 0.00013735 | 0 |  |  |  |  | 2011Utility System EfficiencyUtility Distribution SystemUtility Station Service LoadsUnknown | .
| 2011 | 551 | Utility System Efficiency | Utility Generation System | Utility Station Service Loads | Unknown | [6 empty] | 0 | 0 | 0 |  |  |  |  | 0.00014176 | 0 | 0.00013735 | 0 |  |  |  |  | 2011Utility System EfficiencyUtility Generation SystemUtility Station Service LoadsUnknown | .
| 2011 | 552 | Utility System Efficiency | Utility Transmission System | Capacitors | Unknown | [6 empty] | 0 | 0 | 0 |  |  |  |  | 0.00014176 | 0 | 0.00013735 | 0 |  |  |  |  | 2011Utility System EfficiencyUtility Transmission SystemCapacitorsUnknown | .
| 2011 | 553 | Utility System Efficiency | Utility Transmission System | Conductors | Unknown | [6 empty] | 0 | 0 | 0 |  |  |  |  | 0.00014176 | 0 | 0.00013735 | 0 |  |  |  |  | 2011Utility System EfficiencyUtility Transmission SystemConductorsUnknown | .
| 2011 | 554 | Utility System Efficiency | Utility Transmission System | Insulators | Unknown | [6 empty] | 0 | 0 | 0 |  |  |  |  | 0.00014176 | 0 | 0.00013735 | 0 |  |  |  |  | 2011Utility System EfficiencyUtility Transmission SystemInsulatorsUnknown | .
| 2011 | 555 | Utility System Efficiency | Utility Transmission System | Operation | Unknown | [6 empty] | 0 | 0 | 0 |  |  |  |  | 0.00014176 | 0 | 0.00013735 | 0 |  |  |  |  | 2011Utility System EfficiencyUtility Transmission SystemOperationUnknown | .
| 2011 | 556 | Utility System Efficiency | Utility Transmission System | Power Factor Improvements | Unknown | [6 empty] | 0 | 0 | 0 |  |  |  |  | 0.00014176 | 0 | 0.00013735 | 0 |  |  |  |  | 2011Utility System EfficiencyUtility Transmission SystemPower Factor ImprovementsUnknown | .
| 2011 | 557 | Utility System Efficiency | Utility Transmission System | Transformers | Unknown | [6 empty] | 0 | 0 | 0 |  |  |  |  | 0.00014176 | 0 | 0.00013735 | 0 |  |  |  |  | 2011Utility System EfficiencyUtility Transmission SystemTransformersUnknown | .
| 2011 | 558 | Utility System Efficiency | Utility Transmission System | Voltage Management | Unknown | [6 empty] | 0 | 0 | 0 |  |  |  |  | 0.00014176 | 0 | 0.00013735 | 0 |  |  |  |  | 2011Utility System EfficiencyUtility Transmission SystemVoltage ManagementUnknown | .
| 2011 | 559 | Agricultural | Unknown | Unknown | Unknown | [6 empty] | 0 | 2800007.1962 | 0.31964 |  |  |  |  | 2.6494e-06 | 0.0074183 | 0.0003126 | 0.87529 |  |  |  |  | 2011AgriculturalUnknownUnknownUnknown | .
| 2011 | 560 | Commercial | Unknown | Unknown | Unknown | [6 empty] | 0 | 72938511.7547 | 8.3263 |  |  |  |  | 0.00024448 | 17.832 | 0.00016318 | 11.9019 |  |  |  |  | 2011CommercialUnknownUnknownUnknown | .
| 2011 | 561 | Industrial | Unknown | Unknown | Unknown | [6 empty] | 0 | 27889827.4624 | 3.1838 |  |  |  |  | 0.00012551 | 3.5004 | 0.00012968 | 3.6167 |  |  |  |  | 2011IndustrialUnknownUnknownUnknown | .
| 2011 | 562 | Low Income | Unknown | Unknown | Unknown | [6 empty] | 0 | 0 | 0 |  |  |  |  | 0.00023982 | 0 | 0.00015375 | 0 |  |  |  |  | 2011Low IncomeUnknownUnknownUnknown | .
| 2011 | 563 | Residential | Unknown | Unknown | Unknown | [6 empty] | 0 | 18838990.928 | 2.1506 |  |  |  |  | 0.00023982 | 4.518 | 0.00015375 | 2.8964 |  |  |  |  | 2011ResidentialUnknownUnknownUnknown | .
| 2011 | 564 | Utility System Efficiency | Unknown | Unknown | Unknown | [6 empty] | 0 | 0 | 0 |  |  |  |  | 0.00023982 | 0 | 0.00015375 | 0 |  |  |  |  | 2011Utility System EfficiencyUnknownUnknownUnknown | .
| 2011 | 565 | Agricultural | Codes & Standards | Codes | Unknown | [6 empty] | 0 | 0 | 0 |  |  |  |  | 2.6494e-06 | 0 | 0.0003126 | 0 |  |  |  |  | 2011AgriculturalCodes & StandardsCodesUnknown | .
| 2011 | 566 | Commercial | Codes & Standards | Codes | Unknown | [6 empty] | 0 | 3829934.6578 | 0.43721 |  |  |  |  | 0.00024448 | 0.93634 | 0.00016318 | 0.62496 |  |  |  |  | 2011CommercialCodes & StandardsCodesUnknown | .
| 2011 | 567 | Industrial | Codes & Standards | Codes | Unknown | [6 empty] | 0 | 0 | 0 |  |  |  |  | 0.00012551 | 0 | 0.00012968 | 0 |  |  |  |  | 2011IndustrialCodes & StandardsCodesUnknown | .
| 2011 | 568 | Low Income | Codes & Standards | Codes | Unknown | [6 empty] | 0 | 0 | 0 |  |  |  |  | 0.00023982 | 0 | 0.00015375 | 0 |  |  |  |  | 2011Low IncomeCodes & StandardsCodesUnknown | .
| 2011 | 569 | Residential | Codes & Standards | Codes | Unknown | [6 empty] | 0 | 151297.0203 | 0.017271 |  |  |  |  | 0.00023982 | 0.036284 | 0.00015375 | 0.023261 |  |  |  |  | 2011ResidentialCodes & StandardsCodesUnknown | .
| 2011 | 570 | Utility System Efficiency | Codes & Standards | Codes | Unknown | [6 empty] | 0 | 0 | 0 |  |  |  |  | 0.00014176 | 0 | 0.00013735 | 0 |  |  |  |  | 2011Utility System EfficiencyCodes & StandardsCodesUnknown | .
| 2011 | 571 | Agricultural | Irrigation | Unknown | Unknown | [6 empty] | 0 | 0 | 0 |  |  |  |  | 2.6494e-06 | 0 | 0.0003126 | 0 |  |  |  |  | 2011AgriculturalIrrigationUnknownUnknown | .
| 2011 | 572 | Agricultural | Irrigation | Irrigation System Improvements | Irrigation System Control Improvements (VFD) | [6 empty] | 0 | 0 | 0 |  |  |  |  | 2.6494e-06 | 0 | 0.0003126 | 0 |  |  |  |  | 2011AgriculturalIrrigationIrrigation System ImprovementsIrrigation System Control Improvements (VFD) | .
| 2011 | 573 | Commercial | Food Preparation | Motors/Drives Controls | Interactive Process Loads System Improvements | [6 empty] | 0 | 0 | 0 |  |  |  |  | 0.00017223 | 0 | 0.00016217 | 0 |  |  |  |  | 2011CommercialFood PreparationMotors/Drives ControlsInteractive Process Loads System Improvements | .
| 2011 | 574 | Commercial | HVAC | HVAC System Improvements | Fan System Improvements | [6 empty] | 0 | 0 | 0 |  |  |  |  | 0.00076228 | 0 | 1.3799e-05 | 0 |  |  |  |  | 2011CommercialHVACHVAC System ImprovementsFan System Improvements | .
| 2011 | 575 | Commercial | HVAC | HVAC System Improvements | Pump System Improvements | [6 empty] | 0 | 0 | 0 |  |  |  |  | 0.00076228 | 0 | 1.3799e-05 | 0 |  |  |  |  | 2011CommercialHVACHVAC System ImprovementsPump System Improvements | .
| 2011 | 576 | Commercial | Lighting | Lamps/Ballasts/Fixtures | Compact Fluorescents | [6 empty] | 0 | 0 | 0 |  |  |  |  | 0.00017719 | 0 | 0.00015191 | 0 |  |  |  |  | 2011CommercialLightingLamps/Ballasts/FixturesCompact Fluorescents | .
| 2011 | 577 | Commercial | Lighting | Lamps/Ballasts/Fixtures | Electronic Metal Halide | [6 empty] | 0 | 0 | 0 |  |  |  |  | 0.00017719 | 0 | 0.00015191 | 0 |  |  |  |  | 2011CommercialLightingLamps/Ballasts/FixturesElectronic Metal Halide | .
| 2011 | 578 | Commercial | Lighting | Lamps/Ballasts/Fixtures | LED Exterior General Area | [6 empty] | 0 | 0 | 0 |  |  |  |  | 0.00017719 | 0 | 0.00015191 | 0 |  |  |  |  | 2011CommercialLightingLamps/Ballasts/FixturesLED Exterior General Area | .
| 2011 | 579 | Commercial | Lighting | Lamps/Ballasts/Fixtures | LED Other | [6 empty] | 0 | 0 | 0 |  |  |  |  | 0.00017719 | 0 | 0.00015191 | 0 |  |  |  |  | 2011CommercialLightingLamps/Ballasts/FixturesLED Other | .
| 2011 | 580 | Commercial | Lighting | Lamps/Ballasts/Fixtures | LED Screw-In/Small Fixtures | [6 empty] | 0 | 0 | 0 |  |  |  |  | 0.00017719 | 0 | 0.00015191 | 0 |  |  |  |  | 2011CommercialLightingLamps/Ballasts/FixturesLED Screw-In/Small Fixtures | .
| 2011 | 581 | Commercial | Lighting | Lamps/Ballasts/Fixtures | LED Tubes and Troffers | [6 empty] | 0 | 0 | 0 |  |  |  |  | 0.00017719 | 0 | 0.00015191 | 0 |  |  |  |  | 2011CommercialLightingLamps/Ballasts/FixturesLED Tubes and Troffers | .
| 2011 | 582 | Commercial | Lighting | Lamps/Ballasts/Fixtures | Linear Fluorescent High Bay | [6 empty] | 0 | 0 | 0 |  |  |  |  | 0.00017719 | 0 | 0.00015191 | 0 |  |  |  |  | 2011CommercialLightingLamps/Ballasts/FixturesLinear Fluorescent High Bay | .
| 2011 | 583 | Commercial | Lighting | Lamps/Ballasts/Fixtures | Linear LED | [6 empty] | 0 | 0 | 0 |  |  |  |  | 0.00017719 | 0 | 0.00015191 | 0 |  |  |  |  | 2011CommercialLightingLamps/Ballasts/FixturesLinear LED | .
| 2011 | 584 | Commercial | Lighting | Lamps/Ballasts/Fixtures | New Construction | [6 empty] | 0 | 0 | 0 |  |  |  |  | 0.00017719 | 0 | 0.00015191 | 0 |  |  |  |  | 2011CommercialLightingLamps/Ballasts/FixturesNew Construction | .
| 2011 | 585 | Commercial | Lighting | Lamps/Ballasts/Fixtures | Non-Standard | [6 empty] | 0 | 0 | 0 |  |  |  |  | 0.00017719 | 0 | 0.00015191 | 0 |  |  |  |  | 2011CommercialLightingLamps/Ballasts/FixturesNon-Standard | .
| 2011 | 586 | Commercial | Lighting | Lamps/Ballasts/Fixtures | T8 Linear Fluorescents | [6 empty] | 0 | 0 | 0 |  |  |  |  | 0.00017719 | 0 | 0.00015191 | 0 |  |  |  |  | 2011CommercialLightingLamps/Ballasts/FixturesT8 Linear Fluorescents | .
| 2011 | 587 | Commercial | Lighting | Signs and Signals | LED Street Lighting | [6 empty] | 0 | 0 | 0 |  |  |  |  | 0.00023298 | 0 | 0 | 0 |  |  |  |  | 2011CommercialLightingSigns and SignalsLED Street Lighting | .
| 2011 | 588 | Residential | Electronics | Plug Load | Clothes Dryers | [6 empty] | 0 | 0 | 0 |  |  |  |  | 0.00040029 | 0 | 0.0003184 | 0 |  |  |  |  | 2011ResidentialElectronicsPlug LoadClothes Dryers | .
| 2011 | 589 | Residential | Solar PV | Solar PV | Direct Application Renewable - PV | [6 empty] | 0 | 0 | 0 |  |  |  |  | 1.5994e-05 | 0 | 0.00020212 | 0 |  |  |  |  | 2011ResidentialSolar PVSolar PVDirect Application Renewable - PV | .
| 2011 | 590 | Residential | Electronics | Computer Technologies | Computer | [6 empty] | 0 | 0 | 0 |  |  |  |  | 0.00014549 | 0 | 0.00013343 | 0 |  |  |  |  | 2011ResidentialElectronicsComputer TechnologiesComputer | .
| 2011 | 591 | Residential | Electronics | Computer Technologies | Monitor | [6 empty] | 0 | 0 | 0 |  |  |  |  | 0.00014549 | 0 | 0.00013343 | 0 |  |  |  |  | 2011ResidentialElectronicsComputer TechnologiesMonitor | .
| 2011 | 592 | Residential | Food Preparation | Cooking | Microwave | [6 empty] | 0 | 0 | 0 |  |  |  |  | 0.00037914 | 0 | 0.00027989 | 0 |  |  |  |  | 2011ResidentialFood PreparationCookingMicrowave | .
| 2012 | 1 | Commercial | HVAC | HVAC System Improvements | Reciprocating Chiller Improvements | [6 empty] | 0 | 0 | 0 |  |  |  |  | 0.00076228 | 0 | 1.3799e-05 | 0 |  |  |  |  | 2012CommercialHVACHVAC System ImprovementsReciprocating Chiller Improvements | .
| 2012 | 2 | Commercial | HVAC | HVAC System Improvements | Rooftop Units | [6 empty] | 0 | 4155164.705 | 0.47433 |  |  |  |  | 0.00076228 | 3.1674 | 1.3799e-05 | 0.057338 |  |  |  |  | 2012CommercialHVACHVAC System ImprovementsRooftop Units | .
| 2012 | 3 | Commercial | HVAC | HVAC System Improvements | Rotary Screw Chiller Improvements | [6 empty] | 0 | 0 | 0 |  |  |  |  | 0.00076228 | 0 | 1.3799e-05 | 0 |  |  |  |  | 2012CommercialHVACHVAC System ImprovementsRotary Screw Chiller Improvements | .
| 2012 | 4 | Commercial | HVAC | HVAC System Improvements | Scroll Chiller Improvements | [6 empty] | 0 | 0 | 0 |  |  |  |  | 0.00076228 | 0 | 1.3799e-05 | 0 |  |  |  |  | 2012CommercialHVACHVAC System ImprovementsScroll Chiller Improvements | .
| 2012 | 5 | Commercial | HVAC | HVAC System Improvements | Storage Tank Insulation Improvements | [6 empty] | 0 | 0 | 0 |  |  |  |  | 0.00076228 | 0 | 1.3799e-05 | 0 |  |  |  |  | 2012CommercialHVACHVAC System ImprovementsStorage Tank Insulation Improvements | .
| 2012 | 6 | Commercial | HVAC | HVAC System Improvements | Variable Refrigerant Flow System Improvements | [6 empty] | 0 | 0 | 0 |  |  |  |  | 0.00076228 | 0 | 1.3799e-05 | 0 |  |  |  |  | 2012CommercialHVACHVAC System ImprovementsVariable Refrigerant Flow System Improvements | .
| 2012 | 7 | Commercial | HVAC | HVAC System Improvements | Ventilation System Improvements | [6 empty] | 0 | 674241.72 | 0.076968 |  |  |  |  | 0.00018839 | 0.12702 | 0.00016046 | 0.10819 |  |  |  |  | 2012CommercialHVACHVAC System ImprovementsVentilation System Improvements | .
| 2012 | 8 | Commercial | HVAC | HVAC System Improvements | Water-Source Heat Pumps | [6 empty] | 0 | 0 | 0 |  |  |  |  | 0.00076228 | 0 | 1.3799e-05 | 0 |  |  |  |  | 2012CommercialHVACHVAC System ImprovementsWater-Source Heat Pumps | .
| 2012 | 9 | Commercial | Lighting | Delamping | Delamping | [6 empty] | 0 | 42589.98 | 0.0048619 |  |  |  |  | 0.00017719 | 0.0075463 | 0.00015191 | 0.0064697 |  |  |  |  | 2012CommercialLightingDelampingDelamping | .
| 2012 | 10 | Commercial | Lighting | Lamps/Ballasts/Fixtures | Lamps/Ballasts | [6 empty] | 0 | 68449230.754 | 7.8138 |  |  |  |  | 0.00017719 | 12.1282 | 0.00015191 | 10.3978 |  |  |  |  | 2012CommercialLightingLamps/Ballasts/FixturesLamps/Ballasts | .
| 2012 | 11 | Commercial | Lighting | Lamps/Ballasts/Fixtures | Lamps/Ballasts w/Controls | [6 empty] | 0 | 0 | 0 |  |  |  |  | 0.00017719 | 0 | 0.00015191 | 0 |  |  |  |  | 2012CommercialLightingLamps/Ballasts/FixturesLamps/Ballasts w/Controls | .
| 2012 | 12 | Commercial | Lighting | Lamps/Ballasts/Fixtures | Lamps/Ballasts w/Delamping | [6 empty] | 0 | 0 | 0 |  |  |  |  | 0.00017719 | 0 | 0.00015191 | 0 |  |  |  |  | 2012CommercialLightingLamps/Ballasts/FixturesLamps/Ballasts w/Delamping | .
| 2012 | 13 | Commercial | Lighting | Lamps/Ballasts/Fixtures | Lamps/Ballasts w/Delamping and Controls | [6 empty] | 0 | 0 | 0 |  |  |  |  | 0.00017719 | 0 | 0.00015191 | 0 |  |  |  |  | 2012CommercialLightingLamps/Ballasts/FixturesLamps/Ballasts w/Delamping and Controls | .
| 2012 | 14 | Commercial | Lighting | Lamps/Ballasts/Fixtures | Lamps/Ballasts/Fixtures | [6 empty] | 0 | 111057625.554 | 12.6778 |  |  |  |  | 0.00017719 | 19.6778 | 0.00015191 | 16.8703 |  |  |  |  | 2012CommercialLightingLamps/Ballasts/FixturesLamps/Ballasts/Fixtures | .
| 2012 | 15 | Commercial | Lighting | Lamps/Ballasts/Fixtures | Lamps/Ballasts/Fixtures w/Controls | [6 empty] | 0 | 7248357.204 | 0.82744 |  |  |  |  | 0.00017719 | 1.2843 | 0.00015191 | 1.1011 |  |  |  |  | 2012CommercialLightingLamps/Ballasts/FixturesLamps/Ballasts/Fixtures w/Controls | .
| 2012 | 16 | Commercial | Lighting | Lamps/Ballasts/Fixtures | Lamps/Ballasts/Fixtures w/Delamping | [6 empty] | 0 | 0 | 0 |  |  |  |  | 0.00017719 | 0 | 0.00015191 | 0 |  |  |  |  | 2012CommercialLightingLamps/Ballasts/FixturesLamps/Ballasts/Fixtures w/Delamping | .
| 2012 | 17 | Commercial | Lighting | Lamps/Ballasts/Fixtures | Lamps/Ballasts/Fixtures w/Delamping and Controls | [6 empty] | 0 | 0 | 0 |  |  |  |  | 0.00017719 | 0 | 0.00015191 | 0 |  |  |  |  | 2012CommercialLightingLamps/Ballasts/FixturesLamps/Ballasts/Fixtures w/Delamping and Controls | .
| 2012 | 18 | Commercial | Lighting | Lighting Controls | Control Panels | [6 empty] | 0 | 3698603.184 | 0.42221 |  |  |  |  | 0.00017719 | 0.65534 | 0.00015191 | 0.56184 |  |  |  |  | 2012CommercialLightingLighting ControlsControl Panels | .
| 2012 | 19 | Commercial | Lighting | Lighting Controls | Daylighting | [6 empty] | 0 | 15579.5 | 0.0017785 |  |  |  |  | 0.00017719 | 0.0027605 | 0.00015191 | 0.0023666 |  |  |  |  | 2012CommercialLightingLighting ControlsDaylighting | .
| 2012 | 20 | Commercial | Lighting | Lighting Controls | Occupancy Sensors | [6 empty] | 0 | 6196633.988 | 0.70738 |  |  |  |  | 0.00017719 | 1.098 | 0.00015191 | 0.9413 |  |  |  |  | 2012CommercialLightingLighting ControlsOccupancy Sensors | .
| 2012 | 21 | Commercial | Lighting | Lighting Controls | Photocells | [6 empty] | 0 | 0 | 0 |  |  |  |  | 0.00017719 | 0 | 0.00015191 | 0 |  |  |  |  | 2012CommercialLightingLighting ControlsPhotocells | .
| 2012 | 22 | Commercial | Lighting | Lighting Controls | Timers | [6 empty] | 0 | 0 | 0 |  |  |  |  | 0.00017719 | 0 | 0.00015191 | 0 |  |  |  |  | 2012CommercialLightingLighting ControlsTimers | .
| 2012 | 23 | Commercial | Lighting | Signs and Signals | LED Exit Signs | [6 empty] | 0 | 396613.943 | 0.045276 |  |  |  |  | 0.00017719 | 0.070274 | 0.00015191 | 0.060248 |  |  |  |  | 2012CommercialLightingSigns and SignalsLED Exit Signs | .
| 2012 | 24 | Agricultural | Compressed Air | Compressed Air System Controls | Compressed Air Control Improvements (non-VFD) | [6 empty] | 0 | 0 | 0 |  |  |  |  | 2.6494e-06 | 0 | 0.0003126 | 0 |  |  |  |  | 2012AgriculturalCompressed AirCompressed Air System ControlsCompressed Air Control Improvements (non-VFD) | .
| 2012 | 25 | Agricultural | Compressed Air | Compressed Air System Controls | Compressed Air Control Improvements (VFD) | [6 empty] | 0 | 0 | 0 |  |  |  |  | 2.6494e-06 | 0 | 0.0003126 | 0 |  |  |  |  | 2012AgriculturalCompressed AirCompressed Air System ControlsCompressed Air Control Improvements (VFD) | .
| 2012 | 26 | Agricultural | Compressed Air | Compressed Air System Improvements | Compressed Air System Compressor Improvements (non-VFD) | [6 empty] | 0 | 0 | 0 |  |  |  |  | 2.6494e-06 | 0 | 0.0003126 | 0 |  |  |  |  | 2012AgriculturalCompressed AirCompressed Air System ImprovementsCompressed Air System Compressor Improvements (non-VFD) | .
| 2012 | 27 | Agricultural | Compressed Air | Compressed Air System Improvements | Compressed Air System Compressor Improvements (VFD) | [6 empty] | 0 | 0 | 0 |  |  |  |  | 2.6494e-06 | 0 | 0.0003126 | 0 |  |  |  |  | 2012AgriculturalCompressed AirCompressed Air System ImprovementsCompressed Air System Compressor Improvements (VFD) | .
| 2012 | 28 | Agricultural | Compressed Air | Compressed Air System Improvements | Compressed Air System Demand Side Improvements | [6 empty] | 0 | 0 | 0 |  |  |  |  | 2.6494e-06 | 0 | 0.0003126 | 0 |  |  |  |  | 2012AgriculturalCompressed AirCompressed Air System ImprovementsCompressed Air System Demand Side Improvements | .
| 2012 | 29 | Agricultural | Compressed Air | Compressed Air System Improvements | Compressed Air System Dryer Improvements | [6 empty] | 0 | 0 | 0 |  |  |  |  | 2.6494e-06 | 0 | 0.0003126 | 0 |  |  |  |  | 2012AgriculturalCompressed AirCompressed Air System ImprovementsCompressed Air System Dryer Improvements | .
| 2012 | 30 | Agricultural | Compressed Air | Compressed Air System Improvements | Compressed Air System Regulation Improvements | [6 empty] | 0 | 0 | 0 |  |  |  |  | 2.6494e-06 | 0 | 0.0003126 | 0 |  |  |  |  | 2012AgriculturalCompressed AirCompressed Air System ImprovementsCompressed Air System Regulation Improvements | .
| 2012 | 31 | Agricultural | Compressed Air | Compressed Air System Improvements | Compressed Air System Storage Improvements | [6 empty] | 0 | 0 | 0 |  |  |  |  | 2.6494e-06 | 0 | 0.0003126 | 0 |  |  |  |  | 2012AgriculturalCompressed AirCompressed Air System ImprovementsCompressed Air System Storage Improvements | .
| 2012 | 32 | Agricultural | Compressed Air | Compressed Air System Improvements | Compressed Air System Supply Side Improvements | [6 empty] | 0 | 0 | 0 |  |  |  |  | 2.6494e-06 | 0 | 0.0003126 | 0 |  |  |  |  | 2012AgriculturalCompressed AirCompressed Air System ImprovementsCompressed Air System Supply Side Improvements | .
| 2012 | 33 | Agricultural | Compressed Air | Compressed Air System Improvements | Compressors | [6 empty] | 0 | 0 | 0 |  |  |  |  | 2.6494e-06 | 0 | 0.0003126 | 0 |  |  |  |  | 2012AgriculturalCompressed AirCompressed Air System ImprovementsCompressors | .
| 2012 | 34 | Agricultural | Compressed Air | Heat Recovery | Heat Recovery Improvements | [6 empty] | 0 | 0 | 0 |  |  |  |  | 2.6494e-06 | 0 | 0.0003126 | 0 |  |  |  |  | 2012AgriculturalCompressed AirHeat RecoveryHeat Recovery Improvements | .
| 2012 | 35 | Agricultural | Irrigation | Center Pivot System and Equipment | Center Pivot Conversions | [6 empty] | 0 | 0 | 0 |  |  |  |  | 2.6494e-06 | 0 | 0.0003126 | 0 |  |  |  |  | 2012AgriculturalIrrigationCenter Pivot System and EquipmentCenter Pivot Conversions | .
| 2012 | 36 | Agricultural | Irrigation | Center Pivot System and Equipment | Reduce System Friction Head | [6 empty] | 0 | 0 | 0 |  |  |  |  | 2.6494e-06 | 0 | 0.0003126 | 0 |  |  |  |  | 2012AgriculturalIrrigationCenter Pivot System and EquipmentReduce System Friction Head | .
| 2012 | 37 | Agricultural | Irrigation | Center Pivot System and Equipment | Reduce System Leakage | [6 empty] | 0 | 0 | 0 |  |  |  |  | 2.6494e-06 | 0 | 0.0003126 | 0 |  |  |  |  | 2012AgriculturalIrrigationCenter Pivot System and EquipmentReduce System Leakage | .
| 2012 | 38 | Agricultural | Irrigation | Center Pivot System and Equipment | Reduce System Lift | [6 empty] | 0 | 0 | 0 |  |  |  |  | 2.6494e-06 | 0 | 0.0003126 | 0 |  |  |  |  | 2012AgriculturalIrrigationCenter Pivot System and EquipmentReduce System Lift | .
| 2012 | 39 | Agricultural | Irrigation | Center Pivot System and Equipment | System Water Delivery Improvements | [6 empty] | 0 | 0 | 0 |  |  |  |  | 2.6494e-06 | 0 | 0.0003126 | 0 |  |  |  |  | 2012AgriculturalIrrigationCenter Pivot System and EquipmentSystem Water Delivery Improvements | .
| 2012 | 40 | Agricultural | Irrigation | Discharge Fitting Equipment | Drop Installation for Spray Heads and Pressure Regulators | [6 empty] | 0 | 0 | 0 |  |  |  |  | 2.6494e-06 | 0 | 0.0003126 | 0 |  |  |  |  | 2012AgriculturalIrrigationDischarge Fitting EquipmentDrop Installation for Spray Heads and Pressure Regulators | .
| 2012 | 41 | Agricultural | Irrigation | Discharge Fitting Equipment | Flow Control Nozzles and Diffuser | [6 empty] | 0 | 0 | 0 |  |  |  |  | 2.6494e-06 | 0 | 0.0003126 | 0 |  |  |  |  | 2012AgriculturalIrrigationDischarge Fitting EquipmentFlow Control Nozzles and Diffuser | .
| 2012 | 42 | Agricultural | Irrigation | Discharge Fitting Equipment | Impact Sprinkler Heads | [6 empty] | 0 | 0 | 0 |  |  |  |  | 2.6494e-06 | 0 | 0.0003126 | 0 |  |  |  |  | 2012AgriculturalIrrigationDischarge Fitting EquipmentImpact Sprinkler Heads | .
| 2012 | 43 | Agricultural | Irrigation | Discharge Fitting Equipment | Low Angle Heads | [6 empty] | 0 | 0 | 0 |  |  |  |  | 2.6494e-06 | 0 | 0.0003126 | 0 |  |  |  |  | 2012AgriculturalIrrigationDischarge Fitting EquipmentLow Angle Heads | .
| 2012 | 44 | Agricultural | Irrigation | Discharge Fitting Equipment | Low Pressure End guns/Big guns | [6 empty] | 0 | 0 | 0 |  |  |  |  | 2.6494e-06 | 0 | 0.0003126 | 0 |  |  |  |  | 2012AgriculturalIrrigationDischarge Fitting EquipmentLow Pressure End guns/Big guns | .
| 2012 | 45 | Agricultural | Irrigation | Discharge Fitting Equipment | Nozzle Replacement | [6 empty] | 0 | 1218136.25 | 0.13906 |  |  |  |  | 2.6494e-06 | 0.0032273 | 0.0003126 | 0.38079 |  |  |  |  | 2012AgriculturalIrrigationDischarge Fitting EquipmentNozzle Replacement | .
| 2012 | 46 | Agricultural | Irrigation | Discharge Fitting Equipment | Spray Heads | [6 empty] | 0 | 0 | 0 |  |  |  |  | 2.6494e-06 | 0 | 0.0003126 | 0 |  |  |  |  | 2012AgriculturalIrrigationDischarge Fitting EquipmentSpray Heads | .
| 2012 | 47 | Agricultural | Irrigation | Handmove and Sideroll System and Equipment | Reduce System Friction Head | [6 empty] | 0 | 0 | 0 |  |  |  |  | 2.6494e-06 | 0 | 0.0003126 | 0 |  |  |  |  | 2012AgriculturalIrrigationHandmove and Sideroll System and EquipmentReduce System Friction Head | .
| 2012 | 48 | Agricultural | Irrigation | Handmove and Sideroll System and Equipment | Reduce System Leakage | [6 empty] | 0 | 0 | 0 |  |  |  |  | 2.6494e-06 | 0 | 0.0003126 | 0 |  |  |  |  | 2012AgriculturalIrrigationHandmove and Sideroll System and EquipmentReduce System Leakage | .
| 2012 | 49 | Agricultural | Irrigation | Handmove and Sideroll System and Equipment | Reduce System Lift | [6 empty] | 0 | 0 | 0 |  |  |  |  | 2.6494e-06 | 0 | 0.0003126 | 0 |  |  |  |  | 2012AgriculturalIrrigationHandmove and Sideroll System and EquipmentReduce System Lift | .
| 2012 | 50 | Agricultural | Irrigation | Handmove and Sideroll System and Equipment | System Water Delivery Improvements | [6 empty] | 0 | 0 | 0 |  |  |  |  | 2.6494e-06 | 0 | 0.0003126 | 0 |  |  |  |  | 2012AgriculturalIrrigationHandmove and Sideroll System and EquipmentSystem Water Delivery Improvements | .
| 2012 | 51 | Agricultural | Irrigation | Hardware | Drain Replacement | [6 empty] | 0 | 98109.75 | 0.0112 |  |  |  |  | 2.6494e-06 | 0.00025993 | 0.0003126 | 0.030669 |  |  |  |  | 2012AgriculturalIrrigationHardwareDrain Replacement | .
| 2012 | 52 | Agricultural | Irrigation | Hardware | Drop Tube/Hose Extension | [6 empty] | 0 | 200715.5 | 0.022913 |  |  |  |  | 2.6494e-06 | 0.00053177 | 0.0003126 | 0.062744 |  |  |  |  | 2012AgriculturalIrrigationHardwareDrop Tube/Hose Extension | .
| 2012 | 53 | Agricultural | Irrigation | Hardware | Gasket Replacement | [6 empty] | 0 | 2206864.25 | 0.25193 |  |  |  |  | 2.6494e-06 | 0.0058468 | 0.0003126 | 0.68987 |  |  |  |  | 2012AgriculturalIrrigationHardwareGasket Replacement | .
| 2012 | 54 | Agricultural | Irrigation | Hardware | Goose Necks | [6 empty] | 0 | 149331 | 0.017047 |  |  |  |  | 2.6494e-06 | 0.00039563 | 0.0003126 | 0.046681 |  |  |  |  | 2012AgriculturalIrrigationHardwareGoose Necks | .
| 2012 | 55 | Agricultural | Irrigation | Hardware | Hub Replacement | [6 empty] | 0 | 9261 | 0.0010572 |  |  |  |  | 2.6494e-06 | 2.4536e-05 | 0.0003126 | 0.002895 |  |  |  |  | 2012AgriculturalIrrigationHardwareHub Replacement | .
| 2012 | 56 | Agricultural | Irrigation | Hardware | Leveler Rebuild | [6 empty] | 0 | 4035 | 0.00046062 |  |  |  |  | 2.6494e-06 | 1.069e-05 | 0.0003126 | 0.0012614 |  |  |  |  | 2012AgriculturalIrrigationHardwareLeveler Rebuild | .
| 2012 | 57 | Agricultural | Irrigation | Hardware | Line Repairs | [6 empty] | 0 | 0 | 0 |  |  |  |  | 2.6494e-06 | 0 | 0.0003126 | 0 |  |  |  |  | 2012AgriculturalIrrigationHardwareLine Repairs | .
| 2012 | 58 | Agricultural | Irrigation | Hardware | Multi-Trajectory Sprays | [6 empty] | 0 | 149119.25 | 0.017023 |  |  |  |  | 2.6494e-06 | 0.00039507 | 0.0003126 | 0.046615 |  |  |  |  | 2012AgriculturalIrrigationHardwareMulti-Trajectory Sprays | .
| 2012 | 59 | Agricultural | Irrigation | Hardware | Nozzle Replacement | [6 empty] | 0 | 834567 | 0.09527 |  |  |  |  | 2.6494e-06 | 0.0022111 | 0.0003126 | 0.26089 |  |  |  |  | 2012AgriculturalIrrigationHardwareNozzle Replacement | .
| 2012 | 60 | Agricultural | Irrigation | Hardware | Pipe Repair | [6 empty] | 0 | 267875.75 | 0.030579 |  |  |  |  | 2.6494e-06 | 0.0007097 | 0.0003126 | 0.083739 |  |  |  |  | 2012AgriculturalIrrigationHardwarePipe Repair | .
| 2012 | 61 | Agricultural | Irrigation | Hardware | Regulator Replacement | [6 empty] | 0 | 2037413 | 0.23258 |  |  |  |  | 2.6494e-06 | 0.0053979 | 0.0003126 | 0.6369 |  |  |  |  | 2012AgriculturalIrrigationHardwareRegulator Replacement | .
| 2012 | 62 | Agricultural | Irrigation | Hardware | Sprinkler Replacements | [6 empty] | 0 | 1353918.25 | 0.15456 |  |  |  |  | 2.6494e-06 | 0.003587 | 0.0003126 | 0.42324 |  |  |  |  | 2012AgriculturalIrrigationHardwareSprinkler Replacements | .
| 2012 | 63 | Agricultural | Irrigation | Irrigation System Improvements | Change in Water Source | [6 empty] | 0 | 0 | 0 |  |  |  |  | 2.6494e-06 | 0 | 0.0003126 | 0 |  |  |  |  | 2012AgriculturalIrrigationIrrigation System ImprovementsChange in Water Source | .
| 2012 | 64 | Agricultural | Irrigation | Irrigation System Improvements | Irrigation System Improvements | [6 empty] | 0 | 11099010 | 1.267 |  |  |  |  | 2.6494e-06 | 0.029405 | 0.0003126 | 3.4696 |  |  |  |  | 2012AgriculturalIrrigationIrrigation System ImprovementsIrrigation System Improvements | .
| 2012 | 65 | Agricultural | Irrigation | Irrigation System Improvements | Reduce Delivery System Leakage | [6 empty] | 0 | 0 | 0 |  |  |  |  | 2.6494e-06 | 0 | 0.0003126 | 0 |  |  |  |  | 2012AgriculturalIrrigationIrrigation System ImprovementsReduce Delivery System Leakage | .
| 2012 | 66 | Agricultural | Irrigation | Mainline System and Equipment | Interactive Mainline System and Equipment Improvements | [6 empty] | 0 | 0 | 0 |  |  |  |  | 2.6494e-06 | 0 | 0.0003126 | 0 |  |  |  |  | 2012AgriculturalIrrigationMainline System and EquipmentInteractive Mainline System and Equipment Improvements | .
| 2012 | 67 | Agricultural | Irrigation | Mainline System and Equipment | Mainline System Pump Improvements | [6 empty] | 0 | 0 | 0 |  |  |  |  | 2.6494e-06 | 0 | 0.0003126 | 0 |  |  |  |  | 2012AgriculturalIrrigationMainline System and EquipmentMainline System Pump Improvements | .
| 2012 | 68 | Agricultural | Irrigation | Mainline System and Equipment | Reduce Friction Loss | [6 empty] | 0 | 0 | 0 |  |  |  |  | 2.6494e-06 | 0 | 0.0003126 | 0 |  |  |  |  | 2012AgriculturalIrrigationMainline System and EquipmentReduce Friction Loss | .
| 2012 | 69 | Agricultural | Irrigation | Mainline System and Equipment | Reduce System Friction Head | [6 empty] | 0 | 0 | 0 |  |  |  |  | 2.6494e-06 | 0 | 0.0003126 | 0 |  |  |  |  | 2012AgriculturalIrrigationMainline System and EquipmentReduce System Friction Head | .
| 2012 | 70 | Agricultural | Irrigation | Mainline System and Equipment | Reduce System Leakage | [6 empty] | 0 | 0 | 0 |  |  |  |  | 2.6494e-06 | 0 | 0.0003126 | 0 |  |  |  |  | 2012AgriculturalIrrigationMainline System and EquipmentReduce System Leakage | .
| 2012 | 71 | Agricultural | Irrigation | Mainline System and Equipment | Reduce System Lift | [6 empty] | 0 | 0 | 0 |  |  |  |  | 2.6494e-06 | 0 | 0.0003126 | 0 |  |  |  |  | 2012AgriculturalIrrigationMainline System and EquipmentReduce System Lift | .
| 2012 | 72 | Agricultural | Irrigation | Mainline System and Equipment | System Water Delivery Improvements | [6 empty] | 0 | 0 | 0 |  |  |  |  | 2.6494e-06 | 0 | 0.0003126 | 0 |  |  |  |  | 2012AgriculturalIrrigationMainline System and EquipmentSystem Water Delivery Improvements | .
| 2012 | 73 | Agricultural | Irrigation | Pumps and Fans | Centrifugal Pump System Improvements | [6 empty] | 0 | 0 | 0 |  |  |  |  | 2.6494e-06 | 0 | 0.0003126 | 0 |  |  |  |  | 2012AgriculturalIrrigationPumps and FansCentrifugal Pump System Improvements | .
| 2012 | 74 | Agricultural | Irrigation | Pumps and Fans | Pump Testing Service | [6 empty] | 0 | 0 | 0 |  |  |  |  | 2.6494e-06 | 0 | 0.0003126 | 0 |  |  |  |  | 2012AgriculturalIrrigationPumps and FansPump Testing Service | .
| 2012 | 75 | Agricultural | Irrigation | Pumps and Fans | Turbine Pump System Improvements | [6 empty] | 0 | 0 | 0 |  |  |  |  | 2.6494e-06 | 0 | 0.0003126 | 0 |  |  |  |  | 2012AgriculturalIrrigationPumps and FansTurbine Pump System Improvements | .
| 2012 | 76 | Agricultural | Irrigation | Pumps and Fans | Vacuum Pump System Improvements | [6 empty] | 0 | 0 | 0 |  |  |  |  | 2.6494e-06 | 0 | 0.0003126 | 0 |  |  |  |  | 2012AgriculturalIrrigationPumps and FansVacuum Pump System Improvements | .
| 2012 | 77 | Agricultural | Irrigation | Suction Fittings Equipment | Reduce Cavitation | [6 empty] | 0 | 0 | 0 |  |  |  |  | 2.6494e-06 | 0 | 0.0003126 | 0 |  |  |  |  | 2012AgriculturalIrrigationSuction Fittings EquipmentReduce Cavitation | .
| 2012 | 78 | Agricultural | Irrigation | Suction Fittings Equipment | Reduce System Friction Head | [6 empty] | 0 | 0 | 0 |  |  |  |  | 2.6494e-06 | 0 | 0.0003126 | 0 |  |  |  |  | 2012AgriculturalIrrigationSuction Fittings EquipmentReduce System Friction Head | .
| 2012 | 79 | Agricultural | Irrigation | Suction Fittings Equipment | Reduce System Leakage | [6 empty] | 0 | 0 | 0 |  |  |  |  | 2.6494e-06 | 0 | 0.0003126 | 0 |  |  |  |  | 2012AgriculturalIrrigationSuction Fittings EquipmentReduce System Leakage | .
| 2012 | 80 | Agricultural | Irrigation | Suction Fittings Equipment | Reduce System Lift | [6 empty] | 0 | 0 | 0 |  |  |  |  | 2.6494e-06 | 0 | 0.0003126 | 0 |  |  |  |  | 2012AgriculturalIrrigationSuction Fittings EquipmentReduce System Lift | .
| 2012 | 81 | Agricultural | Irrigation | Water Management | Scientific Irrigation Scheduling | [6 empty] | 0 | 32381106.96 | 3.6965 |  |  |  |  | 2.6494e-06 | 0.08579 | 0.0003126 | 10.1224 |  |  |  |  | 2012AgriculturalIrrigationWater ManagementScientific Irrigation Scheduling | .
| 2012 | 82 | Agricultural | Lighting | Delamping | Delamping | [6 empty] | 0 | 0 | 0 |  |  |  |  | 0.00034247 | 0 | 0.00034247 | 0 |  |  |  |  | 2012AgriculturalLightingDelampingDelamping | .
| 2012 | 83 | Agricultural | Lighting | Lamps/Ballasts/Fixtures | Lamps/Ballasts | [6 empty] | 0 | 0 | 0 |  |  |  |  | 0.00034247 | 0 | 0.00034247 | 0 |  |  |  |  | 2012AgriculturalLightingLamps/Ballasts/FixturesLamps/Ballasts | .
| 2012 | 84 | Agricultural | Lighting | Lamps/Ballasts/Fixtures | Lamps/Ballasts w/Controls | [6 empty] | 0 | 0 | 0 |  |  |  |  | 0.00034247 | 0 | 0.00034247 | 0 |  |  |  |  | 2012AgriculturalLightingLamps/Ballasts/FixturesLamps/Ballasts w/Controls | .
| 2012 | 85 | Agricultural | Lighting | Lamps/Ballasts/Fixtures | Lamps/Ballasts w/Delamping | [6 empty] | 0 | 0 | 0 |  |  |  |  | 0.00034247 | 0 | 0.00034247 | 0 |  |  |  |  | 2012AgriculturalLightingLamps/Ballasts/FixturesLamps/Ballasts w/Delamping | .
| 2012 | 86 | Agricultural | Lighting | Lamps/Ballasts/Fixtures | Lamps/Ballasts w/Delamping and Controls | [6 empty] | 0 | 0 | 0 |  |  |  |  | 0.00034247 | 0 | 0.00034247 | 0 |  |  |  |  | 2012AgriculturalLightingLamps/Ballasts/FixturesLamps/Ballasts w/Delamping and Controls | .
| 2012 | 87 | Agricultural | Lighting | Lamps/Ballasts/Fixtures | Lamps/Ballasts/Fixtures | [6 empty] | 0 | 1250823.77 | 0.14279 |  |  |  |  | 0.00034247 | 0.42836 | 0.00034247 | 0.42836 |  |  |  |  | 2012AgriculturalLightingLamps/Ballasts/FixturesLamps/Ballasts/Fixtures | .
| 2012 | 88 | Agricultural | Lighting | Lamps/Ballasts/Fixtures | Lamps/Ballasts/Fixtures w/Controls | [6 empty] | 0 | 0 | 0 |  |  |  |  | 0.00034247 | 0 | 0.00034247 | 0 |  |  |  |  | 2012AgriculturalLightingLamps/Ballasts/FixturesLamps/Ballasts/Fixtures w/Controls | .
| 2012 | 89 | Agricultural | Lighting | Lamps/Ballasts/Fixtures | Lamps/Ballasts/Fixtures w/Delamping | [6 empty] | 0 | 0 | 0 |  |  |  |  | 0.00034247 | 0 | 0.00034247 | 0 |  |  |  |  | 2012AgriculturalLightingLamps/Ballasts/FixturesLamps/Ballasts/Fixtures w/Delamping | .
| 2012 | 90 | Agricultural | Lighting | Lamps/Ballasts/Fixtures | Lamps/Ballasts/Fixtures w/Delamping and Controls | [6 empty] | 0 | 0 | 0 |  |  |  |  | 0.00034247 | 0 | 0.00034247 | 0 |  |  |  |  | 2012AgriculturalLightingLamps/Ballasts/FixturesLamps/Ballasts/Fixtures w/Delamping and Controls | .
| 2012 | 91 | Agricultural | Lighting | Lamps/Ballasts/Fixtures | Stall Lighting | [6 empty] | 0 | 0 | 0 |  |  |  |  | 0.00034247 | 0 | 0.00034247 | 0 |  |  |  |  | 2012AgriculturalLightingLamps/Ballasts/FixturesStall Lighting | .
| 2012 | 92 | Agricultural | Lighting | Lighting Controls | Control Panels | [6 empty] | 0 | 0 | 0 |  |  |  |  | 0.00034247 | 0 | 0.00034247 | 0 |  |  |  |  | 2012AgriculturalLightingLighting ControlsControl Panels | .
| 2012 | 93 | Agricultural | Lighting | Lighting Controls | Daylighting | [6 empty] | 0 | 0 | 0 |  |  |  |  | 0.00034247 | 0 | 0.00034247 | 0 |  |  |  |  | 2012AgriculturalLightingLighting ControlsDaylighting | .
| 2012 | 94 | Agricultural | Lighting | Lighting Controls | Occupancy Sensors | [6 empty] | 0 | 0 | 0 |  |  |  |  | 0.00034247 | 0 | 0.00034247 | 0 |  |  |  |  | 2012AgriculturalLightingLighting ControlsOccupancy Sensors | .
| 2012 | 95 | Agricultural | Lighting | Lighting Controls | Photocells | [6 empty] | 0 | 0 | 0 |  |  |  |  | 0.00034247 | 0 | 0.00034247 | 0 |  |  |  |  | 2012AgriculturalLightingLighting ControlsPhotocells | .
| 2012 | 96 | Agricultural | Lighting | Lighting Controls | Timers | [6 empty] | 0 | 0 | 0 |  |  |  |  | 0.00034247 | 0 | 0.00034247 | 0 |  |  |  |  | 2012AgriculturalLightingLighting ControlsTimers | .
| 2012 | 97 | Agricultural | Lighting | Signs and Signals | LED Exit Signs | [6 empty] | 0 | 0 | 0 |  |  |  |  | 0.00034247 | 0 | 0.00034247 | 0 |  |  |  |  | 2012AgriculturalLightingSigns and SignalsLED Exit Signs | .
| 2012 | 98 | Agricultural | Motors/Drives | Motors | Motor Rewind | [6 empty] | 0 | 45152 | 0.0051543 |  |  |  |  | 2.6494e-06 | 0.00011962 | 0.0003126 | 0.014115 |  |  |  |  | 2012AgriculturalMotors/DrivesMotorsMotor Rewind | .
| 2012 | 99 | Agricultural | Motors/Drives | Motors | Motors | [6 empty] | 0 | 89930 | 0.010266 |  |  |  |  | 2.6494e-06 | 0.00023826 | 0.0003126 | 0.028112 |  |  |  |  | 2012AgriculturalMotors/DrivesMotorsMotors | .
| 2012 | 100 | Agricultural | Motors/Drives | Motors/Drives Controls | Dairy Milking Machine Control Improvements (VFD) | [6 empty] | 0 | 0 | 0 |  |  |  |  | 0.00034247 | 0 | 0.00034247 | 0 |  |  |  |  | 2012AgriculturalMotors/DrivesMotors/Drives ControlsDairy Milking Machine Control Improvements (VFD) | .
| 2012 | 101 | Agricultural | Motors/Drives | Motors/Drives Controls | Electronically Commutated Motor (ECM) | [6 empty] | 0 | 0 | 0 |  |  |  |  | 0.00034247 | 0 | 0.00034247 | 0 |  |  |  |  | 2012AgriculturalMotors/DrivesMotors/Drives ControlsElectronically Commutated Motor (ECM) | .
| 2012 | 102 | Agricultural | Motors/Drives | Motors/Drives Controls | Energy Management Systems/System Controls | [6 empty] | 0 | 0 | 0 |  |  |  |  | 2.6494e-06 | 0 | 0.0003126 | 0 |  |  |  |  | 2012AgriculturalMotors/DrivesMotors/Drives ControlsEnergy Management Systems/System Controls | .
| 2012 | 103 | Agricultural | Motors/Drives | Motors/Drives Controls | Motors/Drives Control Improvements (non-VFD) | [6 empty] | 0 | 0 | 0 |  |  |  |  | 2.6494e-06 | 0 | 0.0003126 | 0 |  |  |  |  | 2012AgriculturalMotors/DrivesMotors/Drives ControlsMotors/Drives Control Improvements (non-VFD) | .
| 2012 | 104 | Agricultural | Motors/Drives | Motors/Drives Controls | Motors/Drives Control Improvements (VFD) | [6 empty] | 0 | 6934413 | 0.7916 |  |  |  |  | 2.6494e-06 | 0.018372 | 0.0003126 | 2.1677 |  |  |  |  | 2012AgriculturalMotors/DrivesMotors/Drives ControlsMotors/Drives Control Improvements (VFD) | .
| 2012 | 105 | Agricultural | Motors/Drives | Pumps and Fans | Motors/Drives Installation on Fan System | [6 empty] | 0 | 0 | 0 |  |  |  |  | 0.00034247 | 0 | 0.00034247 | 0 |  |  |  |  | 2012AgriculturalMotors/DrivesPumps and FansMotors/Drives Installation on Fan System | .
| 2012 | 106 | Agricultural | Motors/Drives | Pumps and Fans | Motors/Drives Installation on Vacuum Pumps | [6 empty] | 0 | 0 | 0 |  |  |  |  | 0.00034247 | 0 | 0.00034247 | 0 |  |  |  |  | 2012AgriculturalMotors/DrivesPumps and FansMotors/Drives Installation on Vacuum Pumps | .
| 2012 | 107 | Agricultural | Process Loads | Livestock Tanks | Freeze Resistant Stock Tanks | [6 empty] | 0 | 13200 | 0.0015068 |  |  |  |  | 0.00030632 | 0.0040434 | 3.3431e-08 | 4.4129e-07 |  |  |  |  | 2012AgriculturalProcess LoadsLivestock TanksFreeze Resistant Stock Tanks | .
| 2012 | 108 | Agricultural | Process Loads | Pumps and Fans | Centrifugal Pump System Improvements | [6 empty] | 0 | 0 | 0 |  |  |  |  | 0.00034247 | 0 | 0.00034247 | 0 |  |  |  |  | 2012AgriculturalProcess LoadsPumps and FansCentrifugal Pump System Improvements | .
| 2012 | 109 | Agricultural | Process Loads | Pumps and Fans | Fan System Improvements | [6 empty] | 0 | 0 | 0 |  |  |  |  | 0.00034247 | 0 | 0.00034247 | 0 |  |  |  |  | 2012AgriculturalProcess LoadsPumps and FansFan System Improvements | .
| 2012 | 110 | Agricultural | Process Loads | Pumps and Fans | Pump System Improvements | [6 empty] | 0 | 0 | 0 |  |  |  |  | 2.6494e-06 | 0 | 0.0003126 | 0 |  |  |  |  | 2012AgriculturalProcess LoadsPumps and FansPump System Improvements | .
| 2012 | 111 | Agricultural | Process Loads | Pumps and Fans | Turbine Pump System Improvements | [6 empty] | 0 | 0 | 0 |  |  |  |  | 0.00034247 | 0 | 0.00034247 | 0 |  |  |  |  | 2012AgriculturalProcess LoadsPumps and FansTurbine Pump System Improvements | .
| 2012 | 112 | Agricultural | Process Loads | Pumps and Fans | Vacuum Pump System Improvements | [6 empty] | 0 | 0 | 0 |  |  |  |  | 0.00034247 | 0 | 0.00034247 | 0 |  |  |  |  | 2012AgriculturalProcess LoadsPumps and FansVacuum Pump System Improvements | .
| 2012 | 113 | Agricultural | Refrigeration | Dairy System Improvements | Heat Recovery Improvements | [6 empty] | 0 | 0 | 0 |  |  |  |  | 0.00034247 | 0 | 0.00034247 | 0 |  |  |  |  | 2012AgriculturalRefrigerationDairy System ImprovementsHeat Recovery Improvements | .
| 2012 | 114 | Agricultural | Refrigeration | Dairy System Improvements | Plate Milk Pre-cooler | [6 empty] | 0 | 0 | 0 |  |  |  |  | 0.00034247 | 0 | 0.00034247 | 0 |  |  |  |  | 2012AgriculturalRefrigerationDairy System ImprovementsPlate Milk Pre-cooler | .
| 2012 | 115 | Agricultural | Refrigeration | Heat Recovery | Heat Recovery Improvements | [6 empty] | 0 | 0 | 0 |  |  |  |  | 0.00034247 | 0 | 0.00034247 | 0 |  |  |  |  | 2012AgriculturalRefrigerationHeat RecoveryHeat Recovery Improvements | .
| 2012 | 116 | Agricultural | Refrigeration | Packaged Refrigeration | Packaged Refrigeration System Improvements | [6 empty] | 0 | 0 | 0 |  |  |  |  | 0.00034247 | 0 | 0.00034247 | 0 |  |  |  |  | 2012AgriculturalRefrigerationPackaged RefrigerationPackaged Refrigeration System Improvements | .
| 2012 | 117 | Agricultural | Refrigeration | Pumps and Fans | Condensor Fan System Improvements | [6 empty] | 0 | 0 | 0 |  |  |  |  | 0.00034247 | 0 | 0.00034247 | 0 |  |  |  |  | 2012AgriculturalRefrigerationPumps and FansCondensor Fan System Improvements | .
| 2012 | 118 | Agricultural | Refrigeration | Pumps and Fans | Evaporator Coil Fan System Improvements | [6 empty] | 0 | 0 | 0 |  |  |  |  | 0.00034247 | 0 | 0.00034247 | 0 |  |  |  |  | 2012AgriculturalRefrigerationPumps and FansEvaporator Coil Fan System Improvements | .
| 2012 | 119 | Agricultural | Refrigeration | Pumps and Fans | Evaporator Fan System Improvements | [6 empty] | 0 | 0 | 0 |  |  |  |  | 0.00034247 | 0 | 0.00034247 | 0 |  |  |  |  | 2012AgriculturalRefrigerationPumps and FansEvaporator Fan System Improvements | .
| 2012 | 120 | Agricultural | Refrigeration | Refrigeration System Controls | Defrost Control Improvements | [6 empty] | 0 | 0 | 0 |  |  |  |  | 0.00034247 | 0 | 0.00034247 | 0 |  |  |  |  | 2012AgriculturalRefrigerationRefrigeration System ControlsDefrost Control Improvements | .
| 2012 | 121 | Agricultural | Refrigeration | Refrigeration System Controls | Refrigeration Control Improvements (non-VFD) | [6 empty] | 0 | 0 | 0 |  |  |  |  | 0.00034247 | 0 | 0.00034247 | 0 |  |  |  |  | 2012AgriculturalRefrigerationRefrigeration System ControlsRefrigeration Control Improvements (non-VFD) | .
| 2012 | 122 | Agricultural | Refrigeration | Refrigeration System Controls | Refrigeration Control Improvements (VFD) | [6 empty] | 0 | 0 | 0 |  |  |  |  | 0.00034247 | 0 | 0.00034247 | 0 |  |  |  |  | 2012AgriculturalRefrigerationRefrigeration System ControlsRefrigeration Control Improvements (VFD) | .
| 2012 | 123 | Agricultural | Refrigeration | Refrigeration System Improvements | Chiller Improvements | [6 empty] | 0 | 0 | 0 |  |  |  |  | 0.00034247 | 0 | 0.00034247 | 0 |  |  |  |  | 2012AgriculturalRefrigerationRefrigeration System ImprovementsChiller Improvements | .
| 2012 | 124 | Agricultural | Refrigeration | Refrigeration System Improvements | Insulation | [6 empty] | 0 | 0 | 0 |  |  |  |  | 0.00034247 | 0 | 0.00034247 | 0 |  |  |  |  | 2012AgriculturalRefrigerationRefrigeration System ImprovementsInsulation | .
| 2012 | 125 | Agricultural | Refrigeration | Refrigeration System Improvements | Interactive Refrigeration System Improvements | [6 empty] | 0 | 0 | 0 |  |  |  |  | 0.00034247 | 0 | 0.00034247 | 0 |  |  |  |  | 2012AgriculturalRefrigerationRefrigeration System ImprovementsInteractive Refrigeration System Improvements | .
| 2012 | 126 | Agricultural | Utility Distribution System | Transformers | De-Energization | [6 empty] | 0 | 1456531.22 | 0.16627 |  |  |  |  | 2.6494e-06 | 0.0038589 | 0.0003126 | 0.45532 |  |  |  |  | 2012AgriculturalUtility Distribution SystemTransformersDe-Energization | .
| 2012 | 127 | Agricultural | Water Heating | Heat Recovery | Heat Recovery Improvements | [6 empty] | 0 | 0 | 0 |  |  |  |  | 0.00034247 | 0 | 0.00034247 | 0 |  |  |  |  | 2012AgriculturalWater HeatingHeat RecoveryHeat Recovery Improvements | .
| 2012 | 128 | Agricultural | Water Heating | System Efficiency Improvements | Insulation | [6 empty] | 0 | 0 | 0 |  |  |  |  | 0.00034247 | 0 | 0.00034247 | 0 |  |  |  |  | 2012AgriculturalWater HeatingSystem Efficiency ImprovementsInsulation | .
| 2012 | 129 | Agricultural | Water Heating | Water Heaters | Water Heaters | [6 empty] | 0 | 0 | 0 |  |  |  |  | 0.00034247 | 0 | 0.00034247 | 0 |  |  |  |  | 2012AgriculturalWater HeatingWater HeatersWater Heaters | .
| 2012 | 130 | Agricultural | Whole Bldg/Meter Level | Whole Bldg/Meter Level System Improvements | Interactive Whole Bldg/Meter Level System Improvements | [6 empty] | 0 | 0 | 0 |  |  |  |  | 2.6494e-06 | 0 | 0.0003126 | 0 |  |  |  |  | 2012AgriculturalWhole Bldg/Meter LevelWhole Bldg/Meter Level System ImprovementsInteractive Whole Bldg/Meter Level System Improvements | .
| 2012 | 131 | Commercial | Compressed Air | Compressed Air System Controls | Compressed Air Control Improvements (non-VFD) | [6 empty] | 0 | 0 | 0 |  |  |  |  | 0.00014107 | 0 | 0.00012829 | 0 |  |  |  |  | 2012CommercialCompressed AirCompressed Air System ControlsCompressed Air Control Improvements (non-VFD) | .
| 2012 | 132 | Commercial | Compressed Air | Compressed Air System Controls | Compressed Air Control Improvements (VFD) | [6 empty] | 0 | 0 | 0 |  |  |  |  | 0.00014107 | 0 | 0.00012829 | 0 |  |  |  |  | 2012CommercialCompressed AirCompressed Air System ControlsCompressed Air Control Improvements (VFD) | .
| 2012 | 133 | Commercial | Compressed Air | Compressed Air System Improvements | Compressed Air System Compressor Improvements (non-VFD) | [6 empty] | 0 | 266.91 | 3.0469e-05 |  |  |  |  | 0.00014107 | 3.7652e-05 | 0.00012829 | 3.4242e-05 |  |  |  |  | 2012CommercialCompressed AirCompressed Air System ImprovementsCompressed Air System Compressor Improvements (non-VFD) | .
| 2012 | 134 | Commercial | Compressed Air | Compressed Air System Improvements | Compressed Air System Compressor Improvements (VFD) | [6 empty] | 0 | 0 | 0 |  |  |  |  | 0.00014107 | 0 | 0.00012829 | 0 |  |  |  |  | 2012CommercialCompressed AirCompressed Air System ImprovementsCompressed Air System Compressor Improvements (VFD) | .
| 2012 | 135 | Commercial | Compressed Air | Compressed Air System Improvements | Compressed Air System Demand Side Improvements | [6 empty] | 0 | 0 | 0 |  |  |  |  | 0.00014107 | 0 | 0.00012829 | 0 |  |  |  |  | 2012CommercialCompressed AirCompressed Air System ImprovementsCompressed Air System Demand Side Improvements | .
| 2012 | 136 | Commercial | Compressed Air | Compressed Air System Improvements | Compressed Air System Dryer Improvements | [6 empty] | 0 | 0 | 0 |  |  |  |  | 0.00014107 | 0 | 0.00012829 | 0 |  |  |  |  | 2012CommercialCompressed AirCompressed Air System ImprovementsCompressed Air System Dryer Improvements | .
| 2012 | 137 | Commercial | Compressed Air | Compressed Air System Improvements | Compressed Air System Regulation Improvements | [6 empty] | 0 | 0 | 0 |  |  |  |  | 0.00014107 | 0 | 0.00012829 | 0 |  |  |  |  | 2012CommercialCompressed AirCompressed Air System ImprovementsCompressed Air System Regulation Improvements | .
| 2012 | 138 | Commercial | Compressed Air | Compressed Air System Improvements | Compressed Air System Storage Improvements | [6 empty] | 0 | 0 | 0 |  |  |  |  | 0.00014107 | 0 | 0.00012829 | 0 |  |  |  |  | 2012CommercialCompressed AirCompressed Air System ImprovementsCompressed Air System Storage Improvements | .
| 2012 | 139 | Commercial | Compressed Air | Compressed Air System Improvements | Compressed Air System Supply Side Improvements | [6 empty] | 0 | 0 | 0 |  |  |  |  | 0.00014107 | 0 | 0.00012829 | 0 |  |  |  |  | 2012CommercialCompressed AirCompressed Air System ImprovementsCompressed Air System Supply Side Improvements | .
| 2012 | 140 | Commercial | Compressed Air | Compressed Air System Improvements | Compressors | [6 empty] | 0 | 0 | 0 |  |  |  |  | 0.00014107 | 0 | 0.00012829 | 0 |  |  |  |  | 2012CommercialCompressed AirCompressed Air System ImprovementsCompressors | .
| 2012 | 141 | Commercial | Compressed Air | Heat Recovery | Heat Recovery Improvements | [6 empty] | 0 | 0 | 0 |  |  |  |  | 0.00014107 | 0 | 0.00012829 | 0 |  |  |  |  | 2012CommercialCompressed AirHeat RecoveryHeat Recovery Improvements | .
| 2012 | 142 | Commercial | Electronics | Computer Technologies | Network Computer Power Management | [6 empty] | 0 | 14239659.446 | 1.6255 |  |  |  |  | 0.00013422 | 1.9113 | 0.00010767 | 1.5331 |  |  |  |  | 2012CommercialElectronicsComputer TechnologiesNetwork Computer Power Management | .
| 2012 | 143 | Commercial | Electronics | Computer Technologies | Power Supplies | [6 empty] | 0 | 397773.8406 | 0.045408 |  |  |  |  | 0.00013422 | 0.053391 | 0.00010767 | 0.042827 |  |  |  |  | 2012CommercialElectronicsComputer TechnologiesPower Supplies | .
| 2012 | 144 | Commercial | Electronics | Computer Technologies | Server Virtualization/Load Reduction | [6 empty] | 0 | 1480344.36 | 0.16899 |  |  |  |  | 0.00013422 | 0.1987 | 0.00010767 | 0.15938 |  |  |  |  | 2012CommercialElectronicsComputer TechnologiesServer Virtualization/Load Reduction | .
| 2012 | 145 | Commercial | Electronics | Computer Technologies | Servers | [6 empty] | 0 | 1862460.237 | 0.21261 |  |  |  |  | 0.00013422 | 0.24999 | 0.00010767 | 0.20052 |  |  |  |  | 2012CommercialElectronicsComputer TechnologiesServers | .
| 2012 | 146 | Commercial | Electronics | Plug Load | Power Strips | [6 empty] | 0 | 0 | 0 |  |  |  |  | 0.00013422 | 0 | 0.00010767 | 0 |  |  |  |  | 2012CommercialElectronicsPlug LoadPower Strips | .
| 2012 | 147 | Commercial | Food Preparation | Cooking | Cooking Equipment | [6 empty] | 0 | 645978.808 | 0.073742 |  |  |  |  | 0.00017223 | 0.11126 | 0.00016217 | 0.10476 |  |  |  |  | 2012CommercialFood PreparationCookingCooking Equipment | .
| 2012 | 148 | Commercial | Food Preparation | Cooking | Electric Combination Ovens | [6 empty] | 0 | 12823 | 0.0014638 |  |  |  |  | 0.00017223 | 0.0022086 | 0.00016217 | 0.0020794 |  |  |  |  | 2012CommercialFood PreparationCookingElectric Combination Ovens | .
| 2012 | 149 | Commercial | Food Preparation | Cooking | Electric Commercial Steam Cookers | [6 empty] | 0 | 11652.58 | 0.0013302 |  |  |  |  | 0.00017223 | 0.002007 | 0.00016217 | 0.0018896 |  |  |  |  | 2012CommercialFood PreparationCookingElectric Commercial Steam Cookers | .
| 2012 | 150 | Commercial | Food Preparation | Cooking | Electric Convection Ovens | [6 empty] | 0 | 189871.54 | 0.021675 |  |  |  |  | 0.00017223 | 0.032702 | 0.00016217 | 0.030791 |  |  |  |  | 2012CommercialFood PreparationCookingElectric Convection Ovens | .
| 2012 | 151 | Commercial | Food Preparation | Cooking | Electric Fryers | [6 empty] | 0 | 0 | 0 |  |  |  |  | 0.00017223 | 0 | 0.00016217 | 0 |  |  |  |  | 2012CommercialFood PreparationCookingElectric Fryers | .
| 2012 | 152 | Commercial | Food Preparation | Cooking | Hot Food Holding Cabinets | [6 empty] | 0 | 206159.32 | 0.023534 |  |  |  |  | 0.00017223 | 0.035508 | 0.00016217 | 0.033432 |  |  |  |  | 2012CommercialFood PreparationCookingHot Food Holding Cabinets | .
| 2012 | 153 | Commercial | HVAC | Envelope | Air Sealing | [6 empty] | 0 | 0 | 0 |  |  |  |  | 0.00076228 | 0 | 1.3799e-05 | 0 |  |  |  |  | 2012CommercialHVACEnvelopeAir Sealing | .
| 2012 | 154 | Commercial | HVAC | Envelope | Insulation | [6 empty] | 0 | 1169406.682 | 0.13349 |  |  |  |  | 0.00076228 | 0.89141 | 1.3799e-05 | 0.016137 |  |  |  |  | 2012CommercialHVACEnvelopeInsulation | .
| 2012 | 155 | Commercial | HVAC | Envelope | Windows | [6 empty] | 0 | 148705.425 | 0.016976 |  |  |  |  | 0.00076228 | 0.11335 | 1.3799e-05 | 0.002052 |  |  |  |  | 2012CommercialHVACEnvelopeWindows | .
| 2012 | 156 | Commercial | HVAC | Heat Recovery | Heat Recovery Improvements | [6 empty] | 0 | 549655.111 | 0.062746 |  |  |  |  | 0.00076228 | 0.41899 | 1.3799e-05 | 0.0075849 |  |  |  |  | 2012CommercialHVACHeat RecoveryHeat Recovery Improvements | .
| 2012 | 157 | Commercial | HVAC | Heat Recovery | Humidification/Dehumidification Improvements | [6 empty] | 0 | 0 | 0 |  |  |  |  | 0.00076228 | 0 | 1.3799e-05 | 0 |  |  |  |  | 2012CommercialHVACHeat RecoveryHumidification/Dehumidification Improvements | .
| 2012 | 158 | Commercial | HVAC | HVAC System Controls | Energy Management Systems/System Controls | [6 empty] | 0 | 4585544.71 | 0.52346 |  |  |  |  | 0.00076228 | 3.4955 | 1.3799e-05 | 0.063277 |  |  |  |  | 2012CommercialHVACHVAC System ControlsEnergy Management Systems/System Controls | .
| 2012 | 159 | Commercial | HVAC | HVAC System Controls | HVAC Control Improvements (non-VFD) | [6 empty] | 0 | 46944217.796 | 5.3589 |  |  |  |  | 0.00076228 | 35.7845 | 1.3799e-05 | 0.6478 |  |  |  |  | 2012CommercialHVACHVAC System ControlsHVAC Control Improvements (non-VFD) | .
| 2012 | 160 | Commercial | HVAC | HVAC System Controls | HVAC Control Improvements (VFD) | [6 empty] | 0 | 134639.7 | 0.01537 |  |  |  |  | 0.00076228 | 0.10263 | 1.3799e-05 | 0.0018579 |  |  |  |  | 2012CommercialHVACHVAC System ControlsHVAC Control Improvements (VFD) | .
| 2012 | 161 | Commercial | HVAC | HVAC System Controls | Pneumatic to DDC Control Improvements | [6 empty] | 0 | 0 | 0 |  |  |  |  | 0.00076228 | 0 | 1.3799e-05 | 0 |  |  |  |  | 2012CommercialHVACHVAC System ControlsPneumatic to DDC Control Improvements | .
| 2012 | 162 | Commercial | HVAC | HVAC System Controls | Thermostats | [6 empty] | 0 | 133904.72 | 0.015286 |  |  |  |  | 0.00076228 | 0.10207 | 1.3799e-05 | 0.0018478 |  |  |  |  | 2012CommercialHVACHVAC System ControlsThermostats | .
| 2012 | 163 | Commercial | HVAC | HVAC System Improvements | Air-Source Heat Pumps | [6 empty] | 0 | 1158026.07 | 0.13219 |  |  |  |  | 0.00076228 | 0.88274 | 1.3799e-05 | 0.01598 |  |  |  |  | 2012CommercialHVACHVAC System ImprovementsAir-Source Heat Pumps | .
| 2012 | 164 | Commercial | HVAC | HVAC System Improvements | Building Commissioning Improvements | [6 empty] | 0 | 9310985.383 | 1.0629 |  |  |  |  | 0.00076228 | 7.0976 | 1.3799e-05 | 0.12849 |  |  |  |  | 2012CommercialHVACHVAC System ImprovementsBuilding Commissioning Improvements | .
| 2012 | 165 | Commercial | HVAC | HVAC System Improvements | Centrifugal Chiller Improvements | [6 empty] | 0 | 10502193.539 | 1.1989 |  |  |  |  | 0.00076228 | 8.0056 | 1.3799e-05 | 0.14492 |  |  |  |  | 2012CommercialHVACHVAC System ImprovementsCentrifugal Chiller Improvements | .
| 2012 | 166 | Commercial | HVAC | HVAC System Improvements | Duct Insulation | [6 empty] | 0 | 0 | 0 |  |  |  |  | 0.00076228 | 0 | 1.3799e-05 | 0 |  |  |  |  | 2012CommercialHVACHVAC System ImprovementsDuct Insulation | .
| 2012 | 167 | Commercial | HVAC | HVAC System Improvements | Ductless Heat Pumps | [6 empty] | 0 | 76825.63 | 0.00877 |  |  |  |  | 0.00076228 | 0.058562 | 1.3799e-05 | 0.0010601 |  |  |  |  | 2012CommercialHVACHVAC System ImprovementsDuctless Heat Pumps | .
| 2012 | 168 | Commercial | HVAC | HVAC System Improvements | Economizer System Improvements | [6 empty] | 0 | 2298725.468 | 0.26241 |  |  |  |  | 0.00076228 | 1.7523 | 1.3799e-05 | 0.031721 |  |  |  |  | 2012CommercialHVACHVAC System ImprovementsEconomizer System Improvements | .
| 2012 | 169 | Commercial | HVAC | HVAC System Improvements | Interactive HVAC System Improvements | [6 empty] | 0 | 1170239.429 | 0.13359 |  |  |  |  | 0.00076228 | 0.89205 | 1.3799e-05 | 0.016148 |  |  |  |  | 2012CommercialHVACHVAC System ImprovementsInteractive HVAC System Improvements | .
| 2012 | 170 | Commercial | Lighting | Signs and Signals | LED Traffic Signals | [6 empty] | 0 | 749280.951 | 0.085534 |  |  |  |  | 0.00023298 | 0.17457 | 0 | 0 |  |  |  |  | 2012CommercialLightingSigns and SignalsLED Traffic Signals | .
| 2012 | 171 | Commercial | Motors/Drives | Motors | Motor Rewind | [6 empty] | 0 | 8395.9204 | 0.00095844 |  |  |  |  | 0.00024448 | 0.0020526 | 0.00016318 | 0.00137 |  |  |  |  | 2012CommercialMotors/DrivesMotorsMotor Rewind | .
| 2012 | 172 | Commercial | Motors/Drives | Motors | Motors | [6 empty] | 0 | 426338.42 | 0.048669 |  |  |  |  | 0.00024448 | 0.10423 | 0.00016318 | 0.069569 |  |  |  |  | 2012CommercialMotors/DrivesMotorsMotors | .
| 2012 | 173 | Commercial | Motors/Drives | Motors/Drives Controls | Electronically Commutated Motor (ECM) | [6 empty] | 0 | 11716.727 | 0.0013375 |  |  |  |  | 0.00024448 | 0.0028645 | 0.00016318 | 0.0019119 |  |  |  |  | 2012CommercialMotors/DrivesMotors/Drives ControlsElectronically Commutated Motor (ECM) | .
| 2012 | 174 | Commercial | Motors/Drives | Motors/Drives Controls | Energy Management Systems/System Controls | [6 empty] | 0 | 0 | 0 |  |  |  |  | 0.00024448 | 0 | 0.00016318 | 0 |  |  |  |  | 2012CommercialMotors/DrivesMotors/Drives ControlsEnergy Management Systems/System Controls | .
| 2012 | 175 | Commercial | Motors/Drives | Motors/Drives Controls | Motors/Drives Control Improvements (non-VFD) | [6 empty] | 0 | 0 | 0 |  |  |  |  | 0.00024448 | 0 | 0.00016318 | 0 |  |  |  |  | 2012CommercialMotors/DrivesMotors/Drives ControlsMotors/Drives Control Improvements (non-VFD) | .
| 2012 | 176 | Commercial | Motors/Drives | Motors/Drives Controls | Motors/Drives Control Improvements (VFD) | [6 empty] | 0 | 696919.586 | 0.079557 |  |  |  |  | 0.00024448 | 0.17038 | 0.00016318 | 0.11372 |  |  |  |  | 2012CommercialMotors/DrivesMotors/Drives ControlsMotors/Drives Control Improvements (VFD) | .
| 2012 | 177 | Commercial | Motors/Drives | Pumps and Fans | Motors/Drives Installation on Fan System | [6 empty] | 0 | 1158995.673 | 0.13231 |  |  |  |  | 0.00024448 | 0.28335 | 0.00016318 | 0.18912 |  |  |  |  | 2012CommercialMotors/DrivesPumps and FansMotors/Drives Installation on Fan System | .
| 2012 | 178 | Commercial | Motors/Drives | Pumps and Fans | Motors/Drives Installation on Vacuum Pumps | [6 empty] | 0 | 547536.385 | 0.062504 |  |  |  |  | 0.00024448 | 0.13386 | 0.00016318 | 0.089346 |  |  |  |  | 2012CommercialMotors/DrivesPumps and FansMotors/Drives Installation on Vacuum Pumps | .
| 2012 | 179 | Commercial | Process Loads | Elevators | Elevators | [6 empty] | 0 | 0 | 0 |  |  |  |  | 0.00014107 | 0 | 0.00012829 | 0 |  |  |  |  | 2012CommercialProcess LoadsElevatorsElevators | .
| 2012 | 180 | Commercial | Process Loads | Escalators | Escalators | [6 empty] | 0 | 0 | 0 |  |  |  |  | 0.00014107 | 0 | 0.00012829 | 0 |  |  |  |  | 2012CommercialProcess LoadsEscalatorsEscalators | .
| 2012 | 181 | Commercial | Process Loads | Heat Recovery | Heat Recovery Improvements | [6 empty] | 0 | 0 | 0 |  |  |  |  | 0.00014107 | 0 | 0.00012829 | 0 |  |  |  |  | 2012CommercialProcess LoadsHeat RecoveryHeat Recovery Improvements | .
| 2012 | 182 | Commercial | Process Loads | Process Loads System Controls | Process Loads Control Improvements (non-VFD) | [6 empty] | 0 | 0 | 0 |  |  |  |  | 0.00014107 | 0 | 0.00012829 | 0 |  |  |  |  | 2012CommercialProcess LoadsProcess Loads System ControlsProcess Loads Control Improvements (non-VFD) | .
| 2012 | 183 | Commercial | Process Loads | Process Loads System Controls | Process Loads Control Improvements (VFD) | [6 empty] | 0 | 0 | 0 |  |  |  |  | 0.00014107 | 0 | 0.00012829 | 0 |  |  |  |  | 2012CommercialProcess LoadsProcess Loads System ControlsProcess Loads Control Improvements (VFD) | .
| 2012 | 184 | Commercial | Process Loads | Process Loads System Improvements | Interactive Process Loads System Improvements | [6 empty] | 0 | 0 | 0 |  |  |  |  | 0.00014107 | 0 | 0.00012829 | 0 |  |  |  |  | 2012CommercialProcess LoadsProcess Loads System ImprovementsInteractive Process Loads System Improvements | .
| 2012 | 185 | Commercial | Process Loads | Pumps and Fans | Centrifugal Pump System Improvements | [6 empty] | 0 | 0 | 0 |  |  |  |  | 0.00014107 | 0 | 0.00012829 | 0 |  |  |  |  | 2012CommercialProcess LoadsPumps and FansCentrifugal Pump System Improvements | .
| 2012 | 186 | Commercial | Process Loads | Pumps and Fans | Fan System Improvements | [6 empty] | 0 | 0 | 0 |  |  |  |  | 0.00014107 | 0 | 0.00012829 | 0 |  |  |  |  | 2012CommercialProcess LoadsPumps and FansFan System Improvements | .
| 2012 | 187 | Commercial | Process Loads | Pumps and Fans | Pump System Improvements | [6 empty] | 0 | 0 | 0 |  |  |  |  | 0.00014107 | 0 | 0.00012829 | 0 |  |  |  |  | 2012CommercialProcess LoadsPumps and FansPump System Improvements | .
| 2012 | 188 | Commercial | Process Loads | Pumps and Fans | Turbine Pump System Improvements | [6 empty] | 0 | 0 | 0 |  |  |  |  | 0.00014107 | 0 | 0.00012829 | 0 |  |  |  |  | 2012CommercialProcess LoadsPumps and FansTurbine Pump System Improvements | .
| 2012 | 189 | Commercial | Process Loads | Pumps and Fans | Vacuum Pump System Improvements | [6 empty] | 0 | 0 | 0 |  |  |  |  | 0.00014107 | 0 | 0.00012829 | 0 |  |  |  |  | 2012CommercialProcess LoadsPumps and FansVacuum Pump System Improvements | .
| 2012 | 190 | Commercial | Refrigeration | Heat Recovery | Heat Recovery Improvements | [6 empty] | 0 | 0 | 0 |  |  |  |  | 0.0001159 | 0 | 0.00012882 | 0 |  |  |  |  | 2012CommercialRefrigerationHeat RecoveryHeat Recovery Improvements | .
| 2012 | 191 | Commercial | Refrigeration | Packaged Refrigeration | Freezer Decommissioning | [6 empty] | 0 | 0 | 0 |  |  |  |  | 0.0001159 | 0 | 0.00012882 | 0 |  |  |  |  | 2012CommercialRefrigerationPackaged RefrigerationFreezer Decommissioning | .
| 2012 | 192 | Commercial | Refrigeration | Packaged Refrigeration | Freezers | [6 empty] | 0 | 134557.12 | 0.01536 |  |  |  |  | 0.0001159 | 0.015595 | 0.00012882 | 0.017333 |  |  |  |  | 2012CommercialRefrigerationPackaged RefrigerationFreezers | .
| 2012 | 193 | Commercial | Refrigeration | Packaged Refrigeration | Ice Makers | [6 empty] | 0 | 156361.623 | 0.01785 |  |  |  |  | 0.0001159 | 0.018122 | 0.00012882 | 0.020142 |  |  |  |  | 2012CommercialRefrigerationPackaged RefrigerationIce Makers | .
| 2012 | 194 | Commercial | Refrigeration | Packaged Refrigeration | Packaged Refrigeration System Improvements | [6 empty] | 0 | 0 | 0 |  |  |  |  | 0.0001159 | 0 | 0.00012882 | 0 |  |  |  |  | 2012CommercialRefrigerationPackaged RefrigerationPackaged Refrigeration System Improvements | .
| 2012 | 195 | Commercial | Refrigeration | Packaged Refrigeration | Refrigerator Decommissioning | [6 empty] | 0 | 525 | 5.9932e-05 |  |  |  |  | 0.0001159 | 6.0846e-05 | 0.00012882 | 6.7629e-05 |  |  |  |  | 2012CommercialRefrigerationPackaged RefrigerationRefrigerator Decommissioning | .
| 2012 | 196 | Commercial | Refrigeration | Packaged Refrigeration | Refrigerators | [6 empty] | 0 | 846537.252 | 0.096637 |  |  |  |  | 0.0001159 | 0.098111 | 0.00012882 | 0.10905 |  |  |  |  | 2012CommercialRefrigerationPackaged RefrigerationRefrigerators | .
| 2012 | 197 | Commercial | Refrigeration | Packaged Refrigeration | Vending Machines | [6 empty] | 0 | 0 | 0 |  |  |  |  | 0.0001159 | 0 | 0.00012882 | 0 |  |  |  |  | 2012CommercialRefrigerationPackaged RefrigerationVending Machines | .
| 2012 | 198 | Commercial | Refrigeration | Pumps and Fans | Condensor Fan System Improvements | [6 empty] | 0 | 0 | 0 |  |  |  |  | 0.0001159 | 0 | 0.00012882 | 0 |  |  |  |  | 2012CommercialRefrigerationPumps and FansCondensor Fan System Improvements | .
| 2012 | 199 | Commercial | Refrigeration | Pumps and Fans | Evaporator Coil Fan System Improvements | [6 empty] | 0 | 0 | 0 |  |  |  |  | 0.0001159 | 0 | 0.00012882 | 0 |  |  |  |  | 2012CommercialRefrigerationPumps and FansEvaporator Coil Fan System Improvements | .
| 2012 | 200 | Commercial | Refrigeration | Pumps and Fans | Evaporator Fan System Improvements | [6 empty] | 0 | 0 | 0 |  |  |  |  | 0.0001159 | 0 | 0.00012882 | 0 |  |  |  |  | 2012CommercialRefrigerationPumps and FansEvaporator Fan System Improvements | .
| 2012 | 201 | Commercial | Refrigeration | Refrigeration System Controls | Defrost Control Improvements | [6 empty] | 0 | 4544076.5737 | 0.51873 |  |  |  |  | 0.0001159 | 0.52664 | 0.00012882 | 0.58536 |  |  |  |  | 2012CommercialRefrigerationRefrigeration System ControlsDefrost Control Improvements | .
| 2012 | 202 | Commercial | Refrigeration | Refrigeration System Controls | Multiplex | [6 empty] | 0 | 0 | 0 |  |  |  |  | 0.0001159 | 0 | 0.00012882 | 0 |  |  |  |  | 2012CommercialRefrigerationRefrigeration System ControlsMultiplex | .
| 2012 | 203 | Commercial | Refrigeration | Refrigeration System Controls | Refrigeration Control Improvements (non-VFD) | [6 empty] | 0 | 1505400.2754 | 0.17185 |  |  |  |  | 0.0001159 | 0.17447 | 0.00012882 | 0.19392 |  |  |  |  | 2012CommercialRefrigerationRefrigeration System ControlsRefrigeration Control Improvements (non-VFD) | .
| 2012 | 204 | Commercial | Refrigeration | Refrigeration System Controls | Refrigeration Control Improvements (VFD) | [6 empty] | 0 | 0 | 0 |  |  |  |  | 0.0001159 | 0 | 0.00012882 | 0 |  |  |  |  | 2012CommercialRefrigerationRefrigeration System ControlsRefrigeration Control Improvements (VFD) | .
| 2012 | 205 | Commercial | Refrigeration | Refrigeration System Improvements | Auto Closers | [6 empty] | 0 | 0 | 0 |  |  |  |  | 0.0001159 | 0 | 0.00012882 | 0 |  |  |  |  | 2012CommercialRefrigerationRefrigeration System ImprovementsAuto Closers | .
| 2012 | 206 | Commercial | Refrigeration | Refrigeration System Improvements | Building Commissioning Improvements | [6 empty] | 0 | 0 | 0 |  |  |  |  | 0.0001159 | 0 | 0.00012882 | 0 |  |  |  |  | 2012CommercialRefrigerationRefrigeration System ImprovementsBuilding Commissioning Improvements | .
| 2012 | 207 | Commercial | Refrigeration | Refrigeration System Improvements | Case Lighting | [6 empty] | 0 | 6918321.625 | 0.78976 |  |  |  |  | 0.0001159 | 0.80181 | 0.00012882 | 0.8912 |  |  |  |  | 2012CommercialRefrigerationRefrigeration System ImprovementsCase Lighting | .
| 2012 | 208 | Commercial | Refrigeration | Refrigeration System Improvements | Case Lighting Delamping | [6 empty] | 0 | 0 | 0 |  |  |  |  | 0.0001159 | 0 | 0.00012882 | 0 |  |  |  |  | 2012CommercialRefrigerationRefrigeration System ImprovementsCase Lighting Delamping | .
| 2012 | 209 | Commercial | Refrigeration | Refrigeration System Improvements | Cases | [6 empty] | 0 | 1030655.3728 | 0.11765 |  |  |  |  | 0.0001159 | 0.11945 | 0.00012882 | 0.13277 |  |  |  |  | 2012CommercialRefrigerationRefrigeration System ImprovementsCases | .
| 2012 | 210 | Commercial | Refrigeration | Refrigeration System Improvements | Chiller Improvements | [6 empty] | 0 | 0 | 0 |  |  |  |  | 0.0001159 | 0 | 0.00012882 | 0 |  |  |  |  | 2012CommercialRefrigerationRefrigeration System ImprovementsChiller Improvements | .
| 2012 | 211 | Commercial | Refrigeration | Refrigeration System Improvements | Compressors | [6 empty] | 0 | 147789.42 | 0.016871 |  |  |  |  | 0.0001159 | 0.017128 | 0.00012882 | 0.019038 |  |  |  |  | 2012CommercialRefrigerationRefrigeration System ImprovementsCompressors | .
| 2012 | 212 | Commercial | Refrigeration | Refrigeration System Improvements | Condensors | [6 empty] | 0 | 484975.4 | 0.055362 |  |  |  |  | 0.0001159 | 0.056207 | 0.00012882 | 0.062473 |  |  |  |  | 2012CommercialRefrigerationRefrigeration System ImprovementsCondensors | .
| 2012 | 213 | Commercial | Refrigeration | Refrigeration System Improvements | Doors | [6 empty] | 0 | 0 | 0 |  |  |  |  | 0.0001159 | 0 | 0.00012882 | 0 |  |  |  |  | 2012CommercialRefrigerationRefrigeration System ImprovementsDoors | .
| 2012 | 214 | Commercial | Refrigeration | Refrigeration System Improvements | Gasket Replacement | [6 empty] | 0 | 124193.465 | 0.014177 |  |  |  |  | 0.0001159 | 0.014394 | 0.00012882 | 0.015998 |  |  |  |  | 2012CommercialRefrigerationRefrigeration System ImprovementsGasket Replacement | .
| 2012 | 215 | Commercial | Refrigeration | Refrigeration System Improvements | Insulation | [6 empty] | 0 | 0 | 0 |  |  |  |  | 0.0001159 | 0 | 0.00012882 | 0 |  |  |  |  | 2012CommercialRefrigerationRefrigeration System ImprovementsInsulation | .
| 2012 | 216 | Commercial | Refrigeration | Refrigeration System Improvements | Interactive Refrigeration System Improvements | [6 empty] | 0 | 678044.9428 | 0.077402 |  |  |  |  | 0.0001159 | 0.078583 | 0.00012882 | 0.087344 |  |  |  |  | 2012CommercialRefrigerationRefrigeration System ImprovementsInteractive Refrigeration System Improvements | .
| 2012 | 217 | Commercial | Refrigeration | Refrigeration System Improvements | Lamps/Ballasts | [6 empty] | 0 | 0 | 0 |  |  |  |  | 0.0001159 | 0 | 0.00012882 | 0 |  |  |  |  | 2012CommercialRefrigerationRefrigeration System ImprovementsLamps/Ballasts | .
| 2012 | 218 | Commercial | Refrigeration | Refrigeration System Improvements | Motion Sensors | [6 empty] | 0 | 122299.59 | 0.013961 |  |  |  |  | 0.0001159 | 0.014174 | 0.00012882 | 0.015754 |  |  |  |  | 2012CommercialRefrigerationRefrigeration System ImprovementsMotion Sensors | .
| 2012 | 219 | Commercial | Refrigeration | Refrigeration System Improvements | Motors | [6 empty] | 0 | 5384622.5472 | 0.61468 |  |  |  |  | 0.0001159 | 0.62406 | 0.00012882 | 0.69363 |  |  |  |  | 2012CommercialRefrigerationRefrigeration System ImprovementsMotors | .
| 2012 | 220 | Commercial | Refrigeration | Refrigeration System Improvements | Multiplex | [6 empty] | 0 | 0 | 0 |  |  |  |  | 0.0001159 | 0 | 0.00012882 | 0 |  |  |  |  | 2012CommercialRefrigerationRefrigeration System ImprovementsMultiplex | .
| 2012 | 221 | Commercial | Refrigeration | Refrigeration System Improvements | Night Covers | [6 empty] | 0 | 371859.32 | 0.04245 |  |  |  |  | 0.0001159 | 0.043097 | 0.00012882 | 0.047902 |  |  |  |  | 2012CommercialRefrigerationRefrigeration System ImprovementsNight Covers | .
| 2012 | 222 | Commercial | Refrigeration | Refrigeration System Improvements | Strip Curtains | [6 empty] | 0 | 27808.154 | 0.0031744 |  |  |  |  | 0.0001159 | 0.0032229 | 0.00012882 | 0.0035822 |  |  |  |  | 2012CommercialRefrigerationRefrigeration System ImprovementsStrip Curtains | .
| 2012 | 223 | Commercial | Refrigeration | Refrigeration System Improvements | Suction Line Insulation | [6 empty] | 0 | 0 | 0 |  |  |  |  | 0.0001159 | 0 | 0.00012882 | 0 |  |  |  |  | 2012CommercialRefrigerationRefrigeration System ImprovementsSuction Line Insulation | .
| 2012 | 224 | Commercial | Water Heating | Heat Recovery | Heat Recovery Improvements | [6 empty] | 0 | 0 | 0 |  |  |  |  | 0.00017243 | 0 | 0.00012478 | 0 |  |  |  |  | 2012CommercialWater HeatingHeat RecoveryHeat Recovery Improvements | .
| 2012 | 225 | Commercial | Water Heating | Pool System Improvements | Pool Blankets | [6 empty] | 0 | 0 | 0 |  |  |  |  | 0.00017243 | 0 | 0.00012478 | 0 |  |  |  |  | 2012CommercialWater HeatingPool System ImprovementsPool Blankets | .
| 2012 | 226 | Commercial | Water Heating | Pool System Improvements | Pool System Improvements | [6 empty] | 0 | 0 | 0 |  |  |  |  | 0.00017243 | 0 | 0.00012478 | 0 |  |  |  |  | 2012CommercialWater HeatingPool System ImprovementsPool System Improvements | .
| 2012 | 227 | Commercial | Water Heating | System Efficiency Improvements | Insulation | [6 empty] | 0 | 5562.271 | 0.00063496 |  |  |  |  | 0.00017243 | 0.00095909 | 0.00012478 | 0.00069405 |  |  |  |  | 2012CommercialWater HeatingSystem Efficiency ImprovementsInsulation | .
| 2012 | 228 | Commercial | Water Heating | Water Heaters | Water Heaters | [6 empty] | 0 | 38717.856 | 0.0044198 |  |  |  |  | 0.00017243 | 0.0066761 | 0.00012478 | 0.0048312 |  |  |  |  | 2012CommercialWater HeatingWater HeatersWater Heaters | .
| 2012 | 229 | Commercial | Water Heating | Water Heating Controls | Energy Management Systems/System Controls | [6 empty] | 0 | 0 | 0 |  |  |  |  | 0.00017243 | 0 | 0.00012478 | 0 |  |  |  |  | 2012CommercialWater HeatingWater Heating ControlsEnergy Management Systems/System Controls | .
| 2012 | 230 | Commercial | Water Heating | Water Heating Controls | Water Heating Control Improvements (non-VFD) | [6 empty] | 0 | 0 | 0 |  |  |  |  | 0.00017243 | 0 | 0.00012478 | 0 |  |  |  |  | 2012CommercialWater HeatingWater Heating ControlsWater Heating Control Improvements (non-VFD) | .
| 2012 | 231 | Commercial | Water Heating | Water Heating Controls | Water Heating Control Improvements (VFD) | [6 empty] | 0 | 0 | 0 |  |  |  |  | 0.00017243 | 0 | 0.00012478 | 0 |  |  |  |  | 2012CommercialWater HeatingWater Heating ControlsWater Heating Control Improvements (VFD) | .
| 2012 | 232 | Commercial | Water Heating | Water Using Devices | Aerators | [6 empty] | 0 | 252041.451 | 0.028772 |  |  |  |  | 0.00017243 | 0.043459 | 0.00012478 | 0.031449 |  |  |  |  | 2012CommercialWater HeatingWater Using DevicesAerators | .
| 2012 | 233 | Commercial | Water Heating | Water Using Devices | Clothes Washers | [6 empty] | 0 | 11434.859 | 0.0013053 |  |  |  |  | 0.00017243 | 0.0019717 | 0.00012478 | 0.0014268 |  |  |  |  | 2012CommercialWater HeatingWater Using DevicesClothes Washers | .
| 2012 | 234 | Commercial | Water Heating | Water Using Devices | Dishwashers | [6 empty] | 0 | 655659.813 | 0.074847 |  |  |  |  | 0.00017243 | 0.11305 | 0.00012478 | 0.081813 |  |  |  |  | 2012CommercialWater HeatingWater Using DevicesDishwashers | .
| 2012 | 235 | Commercial | Water Heating | Water Using Devices | Pre Rinse Spray Valves | [6 empty] | 0 | 3310040.8 | 0.37786 |  |  |  |  | 0.00017243 | 0.57075 | 0.00012478 | 0.41302 |  |  |  |  | 2012CommercialWater HeatingWater Using DevicesPre Rinse Spray Valves | .
| 2012 | 236 | Commercial | Water Heating | Water Using Devices | Showerheads | [6 empty] | 0 | 70210.242 | 0.0080149 |  |  |  |  | 0.00017243 | 0.012106 | 0.00012478 | 0.0087608 |  |  |  |  | 2012CommercialWater HeatingWater Using DevicesShowerheads | .
| 2012 | 237 | Commercial | Whole Bldg/Meter Level | Whole Bldg/Meter Level System Improvements | Interactive Whole Bldg/Meter Level System Improvements | [6 empty] | 0 | 38542489.928 | 4.3998 |  |  |  |  | 0.00024448 | 9.4229 | 0.00016318 | 6.2893 |  |  |  |  | 2012CommercialWhole Bldg/Meter LevelWhole Bldg/Meter Level System ImprovementsInteractive Whole Bldg/Meter Level System Improvements | .
| 2012 | 238 | Commercial | Whole Bldg/Meter Level | Whole Bldg/Meter Level System Improvements | Small Office Package | [6 empty] | 0 | 0 | 0 |  |  |  |  | 0.00024448 | 0 | 0.00016318 | 0 |  |  |  |  | 2012CommercialWhole Bldg/Meter LevelWhole Bldg/Meter Level System ImprovementsSmall Office Package | .
| 2012 | 239 | Industrial | Compressed Air | Compressed Air System Controls | Compressed Air Control Improvements (non-VFD) | [6 empty] | 0 | 0 | 0 |  |  |  |  | 0.00012551 | 0 | 0.00012968 | 0 |  |  |  |  | 2012IndustrialCompressed AirCompressed Air System ControlsCompressed Air Control Improvements (non-VFD) | .
| 2012 | 240 | Industrial | Compressed Air | Compressed Air System Controls | Compressed Air Control Improvements (VFD) | [6 empty] | 0 | 0 | 0 |  |  |  |  | 0.00012551 | 0 | 0.00012968 | 0 |  |  |  |  | 2012IndustrialCompressed AirCompressed Air System ControlsCompressed Air Control Improvements (VFD) | .
| 2012 | 241 | Industrial | Compressed Air | Compressed Air System Improvements | Compressed Air System Compressor Improvements (non-VFD) | [6 empty] | 0 | 14405583.216 | 1.6445 |  |  |  |  | 0.00012551 | 1.808 | 0.00012968 | 1.8681 |  |  |  |  | 2012IndustrialCompressed AirCompressed Air System ImprovementsCompressed Air System Compressor Improvements (non-VFD) | .
| 2012 | 242 | Industrial | Compressed Air | Compressed Air System Improvements | Compressed Air System Compressor Improvements (VFD) | [6 empty] | 0 | 0 | 0 |  |  |  |  | 0.00012551 | 0 | 0.00012968 | 0 |  |  |  |  | 2012IndustrialCompressed AirCompressed Air System ImprovementsCompressed Air System Compressor Improvements (VFD) | .
| 2012 | 243 | Industrial | Compressed Air | Compressed Air System Improvements | Compressed Air System Demand Side Improvements | [6 empty] | 0 | 0 | 0 |  |  |  |  | 0.00012551 | 0 | 0.00012968 | 0 |  |  |  |  | 2012IndustrialCompressed AirCompressed Air System ImprovementsCompressed Air System Demand Side Improvements | .
| 2012 | 244 | Industrial | Compressed Air | Compressed Air System Improvements | Compressed Air System Dryer Improvements | [6 empty] | 0 | 0 | 0 |  |  |  |  | 0.00012551 | 0 | 0.00012968 | 0 |  |  |  |  | 2012IndustrialCompressed AirCompressed Air System ImprovementsCompressed Air System Dryer Improvements | .
| 2012 | 245 | Industrial | Compressed Air | Compressed Air System Improvements | Compressed Air System Regulation Improvements | [6 empty] | 0 | 0 | 0 |  |  |  |  | 0.00012551 | 0 | 0.00012968 | 0 |  |  |  |  | 2012IndustrialCompressed AirCompressed Air System ImprovementsCompressed Air System Regulation Improvements | .
| 2012 | 246 | Industrial | Compressed Air | Compressed Air System Improvements | Compressed Air System Storage Improvements | [6 empty] | 0 | 0 | 0 |  |  |  |  | 0.00012551 | 0 | 0.00012968 | 0 |  |  |  |  | 2012IndustrialCompressed AirCompressed Air System ImprovementsCompressed Air System Storage Improvements | .
| 2012 | 247 | Industrial | Compressed Air | Compressed Air System Improvements | Compressed Air System Supply Side Improvements | [6 empty] | 0 | 0 | 0 |  |  |  |  | 0.00012551 | 0 | 0.00012968 | 0 |  |  |  |  | 2012IndustrialCompressed AirCompressed Air System ImprovementsCompressed Air System Supply Side Improvements | .
| 2012 | 248 | Industrial | Compressed Air | Compressed Air System Improvements | Compressors | [6 empty] | 0 | 0 | 0 |  |  |  |  | 0.00012551 | 0 | 0.00012968 | 0 |  |  |  |  | 2012IndustrialCompressed AirCompressed Air System ImprovementsCompressors | .
| 2012 | 249 | Industrial | Compressed Air | Heat Recovery | Heat Recovery Improvements | [6 empty] | 0 | 0 | 0 |  |  |  |  | 0.00012551 | 0 | 0.00012968 | 0 |  |  |  |  | 2012IndustrialCompressed AirHeat RecoveryHeat Recovery Improvements | .
| 2012 | 250 | Industrial | Facility Distribution System | Capacitors | Fixed and Switched Shunt Capacitor | [6 empty] | 0 | 0 | 0 |  |  |  |  | 0.00012551 | 0 | 0.00012968 | 0 |  |  |  |  | 2012IndustrialFacility Distribution SystemCapacitorsFixed and Switched Shunt Capacitor | .
| 2012 | 251 | Industrial | Facility Distribution System | Conductors | Service Conductor Replacement | [6 empty] | 0 | 0 | 0 |  |  |  |  | 0.00012551 | 0 | 0.00012968 | 0 |  |  |  |  | 2012IndustrialFacility Distribution SystemConductorsService Conductor Replacement | .
| 2012 | 252 | Industrial | Facility Distribution System | Power Factor Improvements | VAR Management/Controls | [6 empty] | 0 | 0 | 0 |  |  |  |  | 0.00012551 | 0 | 0.00012968 | 0 |  |  |  |  | 2012IndustrialFacility Distribution SystemPower Factor ImprovementsVAR Management/Controls | .
| 2012 | 253 | Industrial | Facility Distribution System | Transformers | De-Energization | [6 empty] | 0 | 0 | 0 |  |  |  |  | 0.00012551 | 0 | 0.00012968 | 0 |  |  |  |  | 2012IndustrialFacility Distribution SystemTransformersDe-Energization | .
| 2012 | 254 | Industrial | Facility Distribution System | Transformers | Transformers (NEMA TP-1 or Higher) | [6 empty] | 0 | 0 | 0 |  |  |  |  | 0.00012551 | 0 | 0.00012968 | 0 |  |  |  |  | 2012IndustrialFacility Distribution SystemTransformersTransformers (NEMA TP-1 or Higher) | .
| 2012 | 255 | Industrial | Facility Distribution System | Voltage Management | Conservation Voltage Reduction (CVR) | [6 empty] | 0 | 0 | 0 |  |  |  |  | 0.00012551 | 0 | 0.00012968 | 0 |  |  |  |  | 2012IndustrialFacility Distribution SystemVoltage ManagementConservation Voltage Reduction (CVR) | .
| 2012 | 256 | Industrial | HVAC | Envelope | Air Sealing | [6 empty] | 0 | 0 | 0 |  |  |  |  | 0.00012551 | 0 | 0.00012968 | 0 |  |  |  |  | 2012IndustrialHVACEnvelopeAir Sealing | .
| 2012 | 257 | Industrial | HVAC | Envelope | Insulation | [6 empty] | 0 | 47793.75 | 0.0054559 |  |  |  |  | 0.00012551 | 0.0059986 | 0.00012968 | 0.0061979 |  |  |  |  | 2012IndustrialHVACEnvelopeInsulation | .
| 2012 | 258 | Industrial | HVAC | Envelope | Windows | [6 empty] | 0 | 0 | 0 |  |  |  |  | 0.00012551 | 0 | 0.00012968 | 0 |  |  |  |  | 2012IndustrialHVACEnvelopeWindows | .
| 2012 | 259 | Industrial | HVAC | Heat Recovery | Heat Recovery Improvements | [6 empty] | 0 | 480856.25 | 0.054892 |  |  |  |  | 0.00012551 | 0.060352 | 0.00012968 | 0.062357 |  |  |  |  | 2012IndustrialHVACHeat RecoveryHeat Recovery Improvements | .
| 2012 | 260 | Industrial | HVAC | Heat Recovery | Humidification/Dehumidification Improvements | [6 empty] | 0 | 0 | 0 |  |  |  |  | 0.00012551 | 0 | 0.00012968 | 0 |  |  |  |  | 2012IndustrialHVACHeat RecoveryHumidification/Dehumidification Improvements | .
| 2012 | 261 | Industrial | HVAC | HVAC System Controls | Energy Management Systems/System Controls | [6 empty] | 0 | 0 | 0 |  |  |  |  | 0.00012551 | 0 | 0.00012968 | 0 |  |  |  |  | 2012IndustrialHVACHVAC System ControlsEnergy Management Systems/System Controls | .
| 2012 | 262 | Industrial | HVAC | HVAC System Controls | HVAC Control Improvements (non-VFD) | [6 empty] | 0 | 0 | 0 |  |  |  |  | 0.00012551 | 0 | 0.00012968 | 0 |  |  |  |  | 2012IndustrialHVACHVAC System ControlsHVAC Control Improvements (non-VFD) | .
| 2012 | 263 | Industrial | HVAC | HVAC System Controls | HVAC Control Improvements (VFD) | [6 empty] | 0 | 0 | 0 |  |  |  |  | 0.00012551 | 0 | 0.00012968 | 0 |  |  |  |  | 2012IndustrialHVACHVAC System ControlsHVAC Control Improvements (VFD) | .
| 2012 | 264 | Industrial | HVAC | HVAC System Controls | Pneumatic to DDC Control Improvements | [6 empty] | 0 | 0 | 0 |  |  |  |  | 0.00012551 | 0 | 0.00012968 | 0 |  |  |  |  | 2012IndustrialHVACHVAC System ControlsPneumatic to DDC Control Improvements | .
| 2012 | 265 | Industrial | HVAC | HVAC System Controls | Thermostats | [6 empty] | 0 | 0 | 0 |  |  |  |  | 0.00012551 | 0 | 0.00012968 | 0 |  |  |  |  | 2012IndustrialHVACHVAC System ControlsThermostats | .
| 2012 | 266 | Industrial | HVAC | HVAC System Improvements | Air-Source Heat Pumps | [6 empty] | 0 | 17372.5 | 0.0019832 |  |  |  |  | 0.00012551 | 0.0021804 | 0.00012968 | 0.0022529 |  |  |  |  | 2012IndustrialHVACHVAC System ImprovementsAir-Source Heat Pumps | .
| 2012 | 267 | Industrial | HVAC | HVAC System Improvements | Building Commissioning Improvements | [6 empty] | 0 | 0 | 0 |  |  |  |  | 0.00012551 | 0 | 0.00012968 | 0 |  |  |  |  | 2012IndustrialHVACHVAC System ImprovementsBuilding Commissioning Improvements | .
| 2012 | 268 | Industrial | HVAC | HVAC System Improvements | Centrifugal Chiller Improvements | [6 empty] | 0 | 0 | 0 |  |  |  |  | 0.00012551 | 0 | 0.00012968 | 0 |  |  |  |  | 2012IndustrialHVACHVAC System ImprovementsCentrifugal Chiller Improvements | .
| 2012 | 269 | Industrial | HVAC | HVAC System Improvements | Duct Insulation | [6 empty] | 0 | 0 | 0 |  |  |  |  | 0.00012551 | 0 | 0.00012968 | 0 |  |  |  |  | 2012IndustrialHVACHVAC System ImprovementsDuct Insulation | .
| 2012 | 270 | Industrial | HVAC | HVAC System Improvements | Ductless Heat Pumps | [6 empty] | 0 | 0 | 0 |  |  |  |  | 0.00012551 | 0 | 0.00012968 | 0 |  |  |  |  | 2012IndustrialHVACHVAC System ImprovementsDuctless Heat Pumps | .
| 2012 | 271 | Industrial | HVAC | HVAC System Improvements | Economizer System Improvements | [6 empty] | 0 | 0 | 0 |  |  |  |  | 0.00012551 | 0 | 0.00012968 | 0 |  |  |  |  | 2012IndustrialHVACHVAC System ImprovementsEconomizer System Improvements | .
| 2012 | 272 | Industrial | HVAC | HVAC System Improvements | Interactive HVAC System Improvements | [6 empty] | 0 | 2042826.901 | 0.2332 |  |  |  |  | 0.00012551 | 0.25639 | 0.00012968 | 0.26491 |  |  |  |  | 2012IndustrialHVACHVAC System ImprovementsInteractive HVAC System Improvements | .
| 2012 | 273 | Industrial | HVAC | HVAC System Improvements | Rooftop Units | [6 empty] | 0 | 87755 | 0.010018 |  |  |  |  | 0.00012551 | 0.011014 | 0.00012968 | 0.01138 |  |  |  |  | 2012IndustrialHVACHVAC System ImprovementsRooftop Units | .
| 2012 | 274 | Industrial | HVAC | HVAC System Improvements | Rotary Screw Chiller Improvements | [6 empty] | 0 | 0 | 0 |  |  |  |  | 0.00012551 | 0 | 0.00012968 | 0 |  |  |  |  | 2012IndustrialHVACHVAC System ImprovementsRotary Screw Chiller Improvements | .
| 2012 | 275 | Industrial | HVAC | HVAC System Improvements | Scroll Chiller Improvements | [6 empty] | 0 | 0 | 0 |  |  |  |  | 0.00012551 | 0 | 0.00012968 | 0 |  |  |  |  | 2012IndustrialHVACHVAC System ImprovementsScroll Chiller Improvements | .
| 2012 | 276 | Industrial | HVAC | HVAC System Improvements | Storage Tank Insulation Improvements | [6 empty] | 0 | 0 | 0 |  |  |  |  | 0.00012551 | 0 | 0.00012968 | 0 |  |  |  |  | 2012IndustrialHVACHVAC System ImprovementsStorage Tank Insulation Improvements | .
| 2012 | 277 | Industrial | HVAC | HVAC System Improvements | Variable Refrigerant Flow System Improvements | [6 empty] | 0 | 0 | 0 |  |  |  |  | 0.00012551 | 0 | 0.00012968 | 0 |  |  |  |  | 2012IndustrialHVACHVAC System ImprovementsVariable Refrigerant Flow System Improvements | .
| 2012 | 278 | Industrial | HVAC | HVAC System Improvements | Ventilation System Improvements | [6 empty] | 0 | 0 | 0 |  |  |  |  | 0.00012551 | 0 | 0.00012968 | 0 |  |  |  |  | 2012IndustrialHVACHVAC System ImprovementsVentilation System Improvements | .
| 2012 | 279 | Industrial | HVAC | HVAC System Improvements | Water-Source Heat Pumps | [6 empty] | 0 | 0 | 0 |  |  |  |  | 0.00012551 | 0 | 0.00012968 | 0 |  |  |  |  | 2012IndustrialHVACHVAC System ImprovementsWater-Source Heat Pumps | .
| 2012 | 280 | Industrial | Lighting | Delamping | Delamping | [6 empty] | 0 | 441233.75 | 0.050369 |  |  |  |  | 0.00012551 | 0.055379 | 0.00012968 | 0.057219 |  |  |  |  | 2012IndustrialLightingDelampingDelamping | .
| 2012 | 281 | Industrial | Lighting | Lamps/Ballasts/Fixtures | Lamps/Ballasts | [6 empty] | 0 | 2204317 | 0.25163 |  |  |  |  | 0.00012551 | 0.27666 | 0.00012968 | 0.28585 |  |  |  |  | 2012IndustrialLightingLamps/Ballasts/FixturesLamps/Ballasts | .
| 2012 | 282 | Industrial | Lighting | Lamps/Ballasts/Fixtures | Lamps/Ballasts w/Controls | [6 empty] | 0 | 0 | 0 |  |  |  |  | 0.00012551 | 0 | 0.00012968 | 0 |  |  |  |  | 2012IndustrialLightingLamps/Ballasts/FixturesLamps/Ballasts w/Controls | .
| 2012 | 283 | Industrial | Lighting | Lamps/Ballasts/Fixtures | Lamps/Ballasts w/Delamping | [6 empty] | 0 | 0 | 0 |  |  |  |  | 0.00012551 | 0 | 0.00012968 | 0 |  |  |  |  | 2012IndustrialLightingLamps/Ballasts/FixturesLamps/Ballasts w/Delamping | .
| 2012 | 284 | Industrial | Lighting | Lamps/Ballasts/Fixtures | Lamps/Ballasts w/Delamping and Controls | [6 empty] | 0 | 0 | 0 |  |  |  |  | 0.00012551 | 0 | 0.00012968 | 0 |  |  |  |  | 2012IndustrialLightingLamps/Ballasts/FixturesLamps/Ballasts w/Delamping and Controls | .
| 2012 | 285 | Industrial | Lighting | Lamps/Ballasts/Fixtures | Lamps/Ballasts/Fixtures | [6 empty] | 0 | 40822376.264 | 4.6601 |  |  |  |  | 0.00012551 | 5.1236 | 0.00012968 | 5.2938 |  |  |  |  | 2012IndustrialLightingLamps/Ballasts/FixturesLamps/Ballasts/Fixtures | .
| 2012 | 286 | Industrial | Lighting | Lamps/Ballasts/Fixtures | Lamps/Ballasts/Fixtures w/Controls | [6 empty] | 0 | 0 | 0 |  |  |  |  | 0.00012551 | 0 | 0.00012968 | 0 |  |  |  |  | 2012IndustrialLightingLamps/Ballasts/FixturesLamps/Ballasts/Fixtures w/Controls | .
| 2012 | 287 | Industrial | Lighting | Lamps/Ballasts/Fixtures | Lamps/Ballasts/Fixtures w/Delamping | [6 empty] | 0 | 0 | 0 |  |  |  |  | 0.00012551 | 0 | 0.00012968 | 0 |  |  |  |  | 2012IndustrialLightingLamps/Ballasts/FixturesLamps/Ballasts/Fixtures w/Delamping | .
| 2012 | 288 | Industrial | Lighting | Lamps/Ballasts/Fixtures | Lamps/Ballasts/Fixtures w/Delamping and Controls | [6 empty] | 0 | 0 | 0 |  |  |  |  | 0.00012551 | 0 | 0.00012968 | 0 |  |  |  |  | 2012IndustrialLightingLamps/Ballasts/FixturesLamps/Ballasts/Fixtures w/Delamping and Controls | .
| 2012 | 289 | Industrial | Lighting | Lighting Controls | Control Panels | [6 empty] | 0 | 0 | 0 |  |  |  |  | 0.00012551 | 0 | 0.00012968 | 0 |  |  |  |  | 2012IndustrialLightingLighting ControlsControl Panels | .
| 2012 | 290 | Industrial | Lighting | Lighting Controls | Daylighting | [6 empty] | 0 | 0 | 0 |  |  |  |  | 0.00012551 | 0 | 0.00012968 | 0 |  |  |  |  | 2012IndustrialLightingLighting ControlsDaylighting | .
| 2012 | 291 | Industrial | Lighting | Lighting Controls | Occupancy Sensors | [6 empty] | 0 | 4804688.75 | 0.54848 |  |  |  |  | 0.00012551 | 0.60303 | 0.00012968 | 0.62307 |  |  |  |  | 2012IndustrialLightingLighting ControlsOccupancy Sensors | .
| 2012 | 292 | Industrial | Lighting | Lighting Controls | Photocells | [6 empty] | 0 | 0 | 0 |  |  |  |  | 0.00012551 | 0 | 0.00012968 | 0 |  |  |  |  | 2012IndustrialLightingLighting ControlsPhotocells | .
| 2012 | 293 | Industrial | Lighting | Lighting Controls | Timers | [6 empty] | 0 | 0 | 0 |  |  |  |  | 0.00012551 | 0 | 0.00012968 | 0 |  |  |  |  | 2012IndustrialLightingLighting ControlsTimers | .
| 2012 | 294 | Industrial | Lighting | Signs and Signals | LED Exit Signs | [6 empty] | 0 | 45381.25 | 0.0051805 |  |  |  |  | 0.00012551 | 0.0056958 | 0.00012968 | 0.005885 |  |  |  |  | 2012IndustrialLightingSigns and SignalsLED Exit Signs | .
| 2012 | 295 | Industrial | Motors/Drives | Motors | Motor Rewind | [6 empty] | 0 | 839758.429 | 0.095863 |  |  |  |  | 0.00012551 | 0.1054 | 0.00012968 | 0.1089 |  |  |  |  | 2012IndustrialMotors/DrivesMotorsMotor Rewind | .
| 2012 | 296 | Industrial | Motors/Drives | Motors | Motors | [6 empty] | 0 | 820941.03 | 0.093715 |  |  |  |  | 0.00012551 | 0.10304 | 0.00012968 | 0.10646 |  |  |  |  | 2012IndustrialMotors/DrivesMotorsMotors | .
| 2012 | 297 | Industrial | Motors/Drives | Motors/Drives Controls | Electronically Commutated Motor (ECM) | [6 empty] | 0 | 0 | 0 |  |  |  |  | 0.00012551 | 0 | 0.00012968 | 0 |  |  |  |  | 2012IndustrialMotors/DrivesMotors/Drives ControlsElectronically Commutated Motor (ECM) | .
| 2012 | 298 | Industrial | Motors/Drives | Motors/Drives Controls | Energy Management Systems/System Controls | [6 empty] | 0 | 0 | 0 |  |  |  |  | 0.00012551 | 0 | 0.00012968 | 0 |  |  |  |  | 2012IndustrialMotors/DrivesMotors/Drives ControlsEnergy Management Systems/System Controls | .
| 2012 | 299 | Industrial | Motors/Drives | Motors/Drives Controls | Motors/Drives Control Improvements (non-VFD) | [6 empty] | 0 | 0 | 0 |  |  |  |  | 0.00012551 | 0 | 0.00012968 | 0 |  |  |  |  | 2012IndustrialMotors/DrivesMotors/Drives ControlsMotors/Drives Control Improvements (non-VFD) | .
| 2012 | 300 | Industrial | Motors/Drives | Motors/Drives Controls | Motors/Drives Control Improvements (VFD) | [6 empty] | 0 | 681350 | 0.07778 |  |  |  |  | 0.00012551 | 0.085516 | 0.00012968 | 0.088357 |  |  |  |  | 2012IndustrialMotors/DrivesMotors/Drives ControlsMotors/Drives Control Improvements (VFD) | .
| 2012 | 301 | Industrial | Motors/Drives | Pumps and Fans | Motors/Drives Installation on Fan System | [6 empty] | 0 | 4212587.489 | 0.48089 |  |  |  |  | 0.00012551 | 0.52872 | 0.00012968 | 0.54629 |  |  |  |  | 2012IndustrialMotors/DrivesPumps and FansMotors/Drives Installation on Fan System | .
| 2012 | 302 | Industrial | Motors/Drives | Pumps and Fans | Motors/Drives Installation on Vacuum Pumps | [6 empty] | 0 | 0 | 0 |  |  |  |  | 0.00012551 | 0 | 0.00012968 | 0 |  |  |  |  | 2012IndustrialMotors/DrivesPumps and FansMotors/Drives Installation on Vacuum Pumps | .
| 2012 | 303 | Industrial | Process Loads | Heat Recovery | Heat Recovery Improvements | [6 empty] | 0 | 0 | 0 |  |  |  |  | 0.00012551 | 0 | 0.00012968 | 0 |  |  |  |  | 2012IndustrialProcess LoadsHeat RecoveryHeat Recovery Improvements | .
| 2012 | 304 | Industrial | Process Loads | Process Loads System Controls | Process Loads Control Improvements (non-VFD) | [6 empty] | 0 | 0 | 0 |  |  |  |  | 0.00012551 | 0 | 0.00012968 | 0 |  |  |  |  | 2012IndustrialProcess LoadsProcess Loads System ControlsProcess Loads Control Improvements (non-VFD) | .
| 2012 | 305 | Industrial | Process Loads | Process Loads System Controls | Process Loads Control Improvements (VFD) | [6 empty] | 0 | 0 | 0 |  |  |  |  | 0.00012551 | 0 | 0.00012968 | 0 |  |  |  |  | 2012IndustrialProcess LoadsProcess Loads System ControlsProcess Loads Control Improvements (VFD) | .
| 2012 | 306 | Industrial | Process Loads | Process Loads System Improvements | Interactive Process Loads System Improvements | [6 empty] | 0 | 102907648.401 | 11.7474 |  |  |  |  | 0.00012551 | 12.9159 | 0.00012968 | 13.345 |  |  |  |  | 2012IndustrialProcess LoadsProcess Loads System ImprovementsInteractive Process Loads System Improvements | .
| 2012 | 307 | Industrial | Process Loads | Pumps and Fans | Centrifugal Pump System Improvements | [6 empty] | 0 | 0 | 0 |  |  |  |  | 0.00012551 | 0 | 0.00012968 | 0 |  |  |  |  | 2012IndustrialProcess LoadsPumps and FansCentrifugal Pump System Improvements | .
| 2012 | 308 | Industrial | Process Loads | Pumps and Fans | Fan System Improvements | [6 empty] | 0 | 0 | 0 |  |  |  |  | 0.00012551 | 0 | 0.00012968 | 0 |  |  |  |  | 2012IndustrialProcess LoadsPumps and FansFan System Improvements | .
| 2012 | 309 | Industrial | Process Loads | Pumps and Fans | Pump System Improvements | [6 empty] | 0 | 0 | 0 |  |  |  |  | 0.00012551 | 0 | 0.00012968 | 0 |  |  |  |  | 2012IndustrialProcess LoadsPumps and FansPump System Improvements | .
| 2012 | 310 | Industrial | Process Loads | Pumps and Fans | Turbine Pump System Improvements | [6 empty] | 0 | 0 | 0 |  |  |  |  | 0.00012551 | 0 | 0.00012968 | 0 |  |  |  |  | 2012IndustrialProcess LoadsPumps and FansTurbine Pump System Improvements | .
| 2012 | 311 | Industrial | Process Loads | Pumps and Fans | Vacuum Pump System Improvements | [6 empty] | 0 | 0 | 0 |  |  |  |  | 0.00012551 | 0 | 0.00012968 | 0 |  |  |  |  | 2012IndustrialProcess LoadsPumps and FansVacuum Pump System Improvements | .
| 2012 | 312 | Industrial | Process Loads | Wastewater System Improvements | Interactive Wastewater System Improvements | [6 empty] | 0 | 2772123.75 | 0.31645 |  |  |  |  | 0.00012551 | 0.34793 | 0.00012968 | 0.35949 |  |  |  |  | 2012IndustrialProcess LoadsWastewater System ImprovementsInteractive Wastewater System Improvements | .
| 2012 | 313 | Industrial | Refrigeration | Heat Recovery | Heat Recovery Improvements | [6 empty] | 0 | 0 | 0 |  |  |  |  | 0.00012551 | 0 | 0.00012968 | 0 |  |  |  |  | 2012IndustrialRefrigerationHeat RecoveryHeat Recovery Improvements | .
| 2012 | 314 | Industrial | Refrigeration | Packaged Refrigeration | Packaged Refrigeration System Improvements | [6 empty] | 0 | 0 | 0 |  |  |  |  | 0.00012551 | 0 | 0.00012968 | 0 |  |  |  |  | 2012IndustrialRefrigerationPackaged RefrigerationPackaged Refrigeration System Improvements | .
| 2012 | 315 | Industrial | Refrigeration | Pumps and Fans | Condensor Fan System Improvements | [6 empty] | 0 | 0 | 0 |  |  |  |  | 0.00012551 | 0 | 0.00012968 | 0 |  |  |  |  | 2012IndustrialRefrigerationPumps and FansCondensor Fan System Improvements | .
| 2012 | 316 | Industrial | Refrigeration | Pumps and Fans | Evaporator Coil Fan System Improvements | [6 empty] | 0 | 0 | 0 |  |  |  |  | 0.00012551 | 0 | 0.00012968 | 0 |  |  |  |  | 2012IndustrialRefrigerationPumps and FansEvaporator Coil Fan System Improvements | .
| 2012 | 317 | Industrial | Refrigeration | Pumps and Fans | Evaporator Fan System Improvements | [6 empty] | 0 | 0 | 0 |  |  |  |  | 0.00012551 | 0 | 0.00012968 | 0 |  |  |  |  | 2012IndustrialRefrigerationPumps and FansEvaporator Fan System Improvements | .
| 2012 | 318 | Industrial | Refrigeration | Refrigeration System Controls | Defrost Control Improvements | [6 empty] | 0 | 0 | 0 |  |  |  |  | 0.00012551 | 0 | 0.00012968 | 0 |  |  |  |  | 2012IndustrialRefrigerationRefrigeration System ControlsDefrost Control Improvements | .
| 2012 | 319 | Industrial | Refrigeration | Refrigeration System Controls | Refrigeration Control Improvements (non-VFD) | [6 empty] | 0 | 0 | 0 |  |  |  |  | 0.00012551 | 0 | 0.00012968 | 0 |  |  |  |  | 2012IndustrialRefrigerationRefrigeration System ControlsRefrigeration Control Improvements (non-VFD) | .
| 2012 | 320 | Industrial | Refrigeration | Refrigeration System Controls | Refrigeration Control Improvements (VFD) | [6 empty] | 0 | 0 | 0 |  |  |  |  | 0.00012551 | 0 | 0.00012968 | 0 |  |  |  |  | 2012IndustrialRefrigerationRefrigeration System ControlsRefrigeration Control Improvements (VFD) | .
| 2012 | 321 | Industrial | Refrigeration | Refrigeration System Improvements | Building Commissioning Improvements | [6 empty] | 0 | 0 | 0 |  |  |  |  | 0.00012551 | 0 | 0.00012968 | 0 |  |  |  |  | 2012IndustrialRefrigerationRefrigeration System ImprovementsBuilding Commissioning Improvements | .
| 2012 | 322 | Industrial | Refrigeration | Refrigeration System Improvements | Chiller Improvements | [6 empty] | 0 | 0 | 0 |  |  |  |  | 0.00012551 | 0 | 0.00012968 | 0 |  |  |  |  | 2012IndustrialRefrigerationRefrigeration System ImprovementsChiller Improvements | .
| 2012 | 323 | Industrial | Refrigeration | Refrigeration System Improvements | Fast Acting Doors | [6 empty] | 0 | 0 | 0 |  |  |  |  | 0.00012551 | 0 | 0.00012968 | 0 |  |  |  |  | 2012IndustrialRefrigerationRefrigeration System ImprovementsFast Acting Doors | .
| 2012 | 324 | Industrial | Refrigeration | Refrigeration System Improvements | Insulation | [6 empty] | 0 | 0 | 0 |  |  |  |  | 0.00012551 | 0 | 0.00012968 | 0 |  |  |  |  | 2012IndustrialRefrigerationRefrigeration System ImprovementsInsulation | .
| 2012 | 325 | Industrial | Refrigeration | Refrigeration System Improvements | Interactive Refrigeration System Improvements | [6 empty] | 0 | 8464651.75 | 0.96628 |  |  |  |  | 0.00012551 | 1.0624 | 0.00012968 | 1.0977 |  |  |  |  | 2012IndustrialRefrigerationRefrigeration System ImprovementsInteractive Refrigeration System Improvements | .
| 2012 | 326 | Industrial | Water Heating | Heat Recovery | Heat Recovery Improvements | [6 empty] | 0 | 0 | 0 |  |  |  |  | 0.00012551 | 0 | 0.00012968 | 0 |  |  |  |  | 2012IndustrialWater HeatingHeat RecoveryHeat Recovery Improvements | .
| 2012 | 327 | Industrial | Water Heating | Pipe Insulation | Pipe Insulation | [6 empty] | 0 | 0 | 0 |  |  |  |  | 0.00012551 | 0 | 0.00012968 | 0 |  |  |  |  | 2012IndustrialWater HeatingPipe InsulationPipe Insulation | .
| 2012 | 328 | Industrial | Water Heating | System Efficiency Improvements | Insulation | [6 empty] | 0 | 0 | 0 |  |  |  |  | 0.00012551 | 0 | 0.00012968 | 0 |  |  |  |  | 2012IndustrialWater HeatingSystem Efficiency ImprovementsInsulation | .
| 2012 | 329 | Industrial | Water Heating | Water Heating Controls | Energy Management Systems/System Controls | [6 empty] | 0 | 0 | 0 |  |  |  |  | 0.00012551 | 0 | 0.00012968 | 0 |  |  |  |  | 2012IndustrialWater HeatingWater Heating ControlsEnergy Management Systems/System Controls | .
| 2012 | 330 | Industrial | Water Heating | Water Heating Controls | Water Heating Control Improvements (non-VFD) | [6 empty] | 0 | 0 | 0 |  |  |  |  | 0.00012551 | 0 | 0.00012968 | 0 |  |  |  |  | 2012IndustrialWater HeatingWater Heating ControlsWater Heating Control Improvements (non-VFD) | .
| 2012 | 331 | Industrial | Water Heating | Water Heating Controls | Water Heating Control Improvements (VFD) | [6 empty] | 0 | 0 | 0 |  |  |  |  | 0.00012551 | 0 | 0.00012968 | 0 |  |  |  |  | 2012IndustrialWater HeatingWater Heating ControlsWater Heating Control Improvements (VFD) | .
| 2012 | 332 | Industrial | Whole Bldg/Meter Level | Whole Bldg/Meter Level System Improvements | Interactive Whole Bldg/Meter Level System Improvements | [6 empty] | 0 | 49819703.98 | 5.6872 |  |  |  |  | 0.00012551 | 6.2528 | 0.00012968 | 6.4606 |  |  |  |  | 2012IndustrialWhole Bldg/Meter LevelWhole Bldg/Meter Level System ImprovementsInteractive Whole Bldg/Meter Level System Improvements | .
| 2012 | 333 | Residential | Electronics | Computer Technologies | Network Computer Power Management | [6 empty] | 0 | 0 | 0 |  |  |  |  | 0.00014549 | 0 | 0.00013343 | 0 |  |  |  |  | 2012ResidentialElectronicsComputer TechnologiesNetwork Computer Power Management | .
| 2012 | 334 | Residential | Electronics | Entertainment | Set Top Boxes | [6 empty] | 0 | 0 | 0 |  |  |  |  | 0.00021383 | 0 | 0.0001722 | 0 |  |  |  |  | 2012ResidentialElectronicsEntertainmentSet Top Boxes | .
| 2012 | 335 | Residential | Electronics | Entertainment | Televisions | [6 empty] | 0 | 0 | 0 |  |  |  |  | 0.00021383 | 0 | 0.0001722 | 0 |  |  |  |  | 2012ResidentialElectronicsEntertainmentTelevisions | .
| 2012 | 336 | Residential | Electronics | Plug Load | Power Strips | [6 empty] | 0 | 1033936.8 | 0.11803 |  |  |  |  | 0.00021383 | 0.22109 | 0.0001722 | 0.17804 |  |  |  |  | 2012ResidentialElectronicsPlug LoadPower Strips | .
| 2012 | 337 | Residential | Food Preparation | Cooking | Bi-Radient Oven | [6 empty] | 0 | 0 | 0 |  |  |  |  | 0.00057621 | 0 | 0.00039409 | 0 |  |  |  |  | 2012ResidentialFood PreparationCookingBi-Radient Oven | .
| 2012 | 338 | Residential | HVAC | Envelope | Air Sealing | [6 empty] | 0 | 773762.7 | 0.088329 |  |  |  |  | 0.00035039 | 0.27112 | 0.00029221 | 0.2261 |  |  |  |  | 2012ResidentialHVACEnvelopeAir Sealing | .
| 2012 | 340 | Residential | HVAC | Envelope | Windows | [6 empty] | 0 | 22311578.3875 | 2.547 |  |  |  |  | 0.00035039 | 7.8177 | 0.00029221 | 6.5196 |  |  |  |  | 2012ResidentialHVACEnvelopeWindows | .
| 2012 | 341 | Residential | HVAC | HVAC System | Air Conditioners | [6 empty] | 0 | 13190.8764 | 0.0015058 |  |  |  |  | 0 | 0 | 0.002609 | 0.034415 |  |  |  |  | 2012ResidentialHVACHVAC SystemAir Conditioners | .
| 2012 | 342 | Residential | HVAC | HVAC System | Air-Source Heat Pumps w/Duct Sealing | [6 empty] | 0 | 3885482.768 | 0.44355 |  |  |  |  | 0.00035039 | 1.3614 | 0.00029221 | 1.1354 |  |  |  |  | 2012ResidentialHVACHVAC SystemAir-Source Heat Pumps w/Duct Sealing | .
| 2012 | 343 | Residential | HVAC | HVAC System | Air-Source Heat Pumps w/o Duct Sealing | [6 empty] | 0 | 8994375.0907 | 1.0268 |  |  |  |  | 0.00035039 | 3.1515 | 0.00029221 | 2.6282 |  |  |  |  | 2012ResidentialHVACHVAC SystemAir-Source Heat Pumps w/o Duct Sealing | .
| 2012 | 344 | Residential | HVAC | HVAC System | Commissioning Controls Sizing | [6 empty] | 0 | 1644375.325 | 0.18771 |  |  |  |  | 0.00035039 | 0.57617 | 0.00029221 | 0.4805 |  |  |  |  | 2012ResidentialHVACHVAC SystemCommissioning Controls Sizing | .
| 2012 | 345 | Residential | HVAC | HVAC System | Duct Sealing | [6 empty] | 0 | 14630486.9316 | 1.6701 |  |  |  |  | 0.00035039 | 5.1263 | 0.00029221 | 4.2751 |  |  |  |  | 2012ResidentialHVACHVAC SystemDuct Sealing | .
| 2012 | 346 | Residential | HVAC | HVAC System | Ductless Heat Pumps | [6 empty] | 0 | 21161408.5175 | 2.4157 |  |  |  |  | 0.00044496 | 9.416 | 1.4598e-05 | 0.30892 |  |  |  |  | 2012ResidentialHVACHVAC SystemDuctless Heat Pumps | .
| 2012 | 347 | Residential | HVAC | HVAC System | Ground-Source Heat Pumps w/ Duct Sealing | [6 empty] | 0 | 65905.48 | 0.0075235 |  |  |  |  | 0.00035039 | 0.023092 | 0.00029221 | 0.019258 |  |  |  |  | 2012ResidentialHVACHVAC SystemGround-Source Heat Pumps w/ Duct Sealing | .
| 2012 | 348 | Residential | HVAC | HVAC System | Ground-Source Heat Pumps w/o Duct Sealing | [6 empty] | 0 | 724090.5855 | 0.082659 |  |  |  |  | 0.00035039 | 0.25371 | 0.00029221 | 0.21158 |  |  |  |  | 2012ResidentialHVACHVAC SystemGround-Source Heat Pumps w/o Duct Sealing | .
| 2012 | 349 | Agricultural | Motors/Drives | Compressed Air System Improvements | Motors/Drives Installation on Compressed Air System | [6 empty] | 0 | 0 | 0 |  |  |  |  | 2.6494e-06 | 0 | 0.0003126 | 0 |  |  |  |  | 2012AgriculturalMotors/DrivesCompressed Air System ImprovementsMotors/Drives Installation on Compressed Air System | .
| 2012 | 350 | Residential | HVAC | HVAC System | Thermostats | [6 empty] | 0 | 199676.66 | 0.022794 |  |  |  |  | 0.00035039 | 0.069964 | 0.00029221 | 0.058347 |  |  |  |  | 2012ResidentialHVACHVAC SystemThermostats | .
| 2012 | 351 | Residential | HVAC | HVAC System | Sealing and Commissioning | [6 empty] | 0 | 9556.13 | 0.0010909 |  |  |  |  | 0.00035039 | 0.0033484 | 0.00029221 | 0.0027924 |  |  |  |  | 2012ResidentialHVACHVAC SystemSealing and Commissioning | .
| 2012 | 352 | Residential | HVAC | HVAC System | Sealing Commissioning and Controls | [6 empty] | 0 | 8815.58 | 0.0010063 |  |  |  |  | 0.00035039 | 0.0030889 | 0.00029221 | 0.002576 |  |  |  |  | 2012ResidentialHVACHVAC SystemSealing Commissioning and Controls | .
| 2012 | 353 | Residential | HVAC | HVAC System | Ground-source Heat Pump | [6 empty] | 0 | 133782.143 | 0.015272 |  |  |  |  | 0.00035039 | 0.046876 | 0.00029221 | 0.039092 |  |  |  |  | 2012ResidentialHVACHVAC SystemGround-source Heat Pump | .
| 2012 | 354 | Residential | Lighting | Lamps/Fixtures | Fixtures | [6 empty] | 0 | 14716241.9446 | 1.6799 |  |  |  |  | 0.00026149 | 3.8481 | 8.4631e-05 | 1.2454 |  |  |  |  | 2012ResidentialLightingLamps/FixturesFixtures | .
| 2012 | 355 | Residential | Lighting | Lamps/Fixtures | Lamps | [6 empty] | 0 | 235411782.063 | 26.8735 |  |  |  |  | 0.00026149 | 61.5572 | 8.4631e-05 | 19.9231 |  |  |  |  | 2012ResidentialLightingLamps/FixturesLamps | .
| 2012 | 356 | Residential | Lighting | Lighting Controls | Lighting Controls | [6 empty] | 0 | 70910.54 | 0.0080948 |  |  |  |  | 0.00026149 | 0.018542 | 8.4631e-05 | 0.0060012 |  |  |  |  | 2012ResidentialLightingLighting ControlsLighting Controls | .
| 2012 | 357 | Residential | Refrigeration | Freezers | Freezer Decommissioning | [6 empty] | 0 | 3284641.7811 | 0.37496 |  |  |  |  | 9.1801e-05 | 0.30153 | 0.0001667 | 0.54754 |  |  |  |  | 2012ResidentialRefrigerationFreezersFreezer Decommissioning | .
| 2012 | 358 | Residential | Refrigeration | Freezers | Freezers | [6 empty] | 0 | 114643.9648 | 0.013087 |  |  |  |  | 9.1801e-05 | 0.010524 | 0.0001667 | 0.019111 |  |  |  |  | 2012ResidentialRefrigerationFreezersFreezers | .
| 2012 | 359 | Residential | Refrigeration | Refrigerators | Refrigerator Decommissioning | [6 empty] | 0 | 24440054.4259 | 2.79 |  |  |  |  | 0.0001124 | 2.747 | 0.00015305 | 3.7406 |  |  |  |  | 2012ResidentialRefrigerationRefrigeratorsRefrigerator Decommissioning | .
| 2012 | 360 | Residential | Refrigeration | Refrigerators | Refrigerators | [6 empty] | 0 | 7275175.0236 | 0.8305 |  |  |  |  | 0.0001124 | 0.8177 | 0.00015305 | 1.1135 |  |  |  |  | 2012ResidentialRefrigerationRefrigeratorsRefrigerators | .
| 2012 | 361 | Residential | Water Heating | Heat Recovery | Water Heat Recovery | [6 empty] | 0 | 1050.867 | 0.00011996 |  |  |  |  | 0.00019367 | 0.00020352 | 0.00012477 | 0.00013112 |  |  |  |  | 2012ResidentialWater HeatingHeat RecoveryWater Heat Recovery | .
| 2012 | 362 | Residential | Water Heating | Pipe Insulation | Pipe Insulation | [6 empty] | 0 | 232398.93 | 0.02653 |  |  |  |  | 0.00019367 | 0.045008 | 0.00012477 | 0.028996 |  |  |  |  | 2012ResidentialWater HeatingPipe InsulationPipe Insulation | .
| 2012 | 363 | Residential | Water Heating | Water Heaters | Heat Pump Water Heaters | [6 empty] | 0 | 844525.2693 | 0.096407 |  |  |  |  | 0.00021099 | 0.17818 | 8.8551e-05 | 0.074783 |  |  |  |  | 2012ResidentialWater HeatingWater HeatersHeat Pump Water Heaters | .
| 2012 | 364 | Residential | Water Heating | Water Heaters | Water Heaters | [6 empty] | 0 | 434702.5801 | 0.049624 |  |  |  |  | 0.00019367 | 0.084187 | 0.00012477 | 0.054237 |  |  |  |  | 2012ResidentialWater HeatingWater HeatersWater Heaters | .
| 2012 | 365 | Residential | Water Heating | Water Using Devices | Clothes Washers | [6 empty] | 0 | 12102081.2171 | 1.3815 |  |  |  |  | 0.00014765 | 1.7868 | 0.00019747 | 2.3899 |  |  |  |  | 2012ResidentialWater HeatingWater Using DevicesClothes Washers | .
| 2012 | 366 | Residential | Water Heating | Water Using Devices | Dishwashers | [6 empty] | 0 | 92207.3295 | 0.010526 |  |  |  |  | 0.00014417 | 0.013294 | 0.00013448 | 0.0124 |  |  |  |  | 2012ResidentialWater HeatingWater Using DevicesDishwashers | .
| 2012 | 367 | Residential | Water Heating | Water Using Devices | Showerheads | [6 empty] | 0 | 44317307.0178 | 5.0591 |  |  |  |  | 0.00019367 | 8.5827 | 0.00012477 | 5.5294 |  |  |  |  | 2012ResidentialWater HeatingWater Using DevicesShowerheads | .
| 2012 | 368 | Residential | Whole Bldg/Meter Level | Homes | Built Green Home | [6 empty] | 0 | 0 | 0 |  |  |  |  | 0.00023982 | 0 | 0.00015375 | 0 |  |  |  |  | 2012ResidentialWhole Bldg/Meter LevelHomesBuilt Green Home | .
| 2012 | 369 | Residential | Whole Bldg/Meter Level | Homes | EcoRated Home | [6 empty] | 0 | 128611.596 | 0.014682 |  |  |  |  | 0.00023982 | 0.030844 | 0.00015375 | 0.019774 |  |  |  |  | 2012ResidentialWhole Bldg/Meter LevelHomesEcoRated Home | .
| 2012 | 370 | Residential | Whole Bldg/Meter Level | Homes | Energy Star Home | [6 empty] | 0 | 3389016.6233 | 0.38687 |  |  |  |  | 0.00023982 | 0.81275 | 0.00015375 | 0.52105 |  |  |  |  | 2012ResidentialWhole Bldg/Meter LevelHomesEnergy Star Home | .
| 2012 | 371 | Residential | Whole Bldg/Meter Level | Homes | Montana House | [6 empty] | 0 | 48655 | 0.0055542 |  |  |  |  | 0.00023982 | 0.011668 | 0.00015375 | 0.0074805 |  |  |  |  | 2012ResidentialWhole Bldg/Meter LevelHomesMontana House | .
| 2012 | 372 | Residential | Whole Bldg/Meter Level | Homes | NEEM Certified Home | [6 empty] | 0 | 528233.2357 | 0.060301 |  |  |  |  | 0.00023982 | 0.12668 | 0.00015375 | 0.081214 |  |  |  |  | 2012ResidentialWhole Bldg/Meter LevelHomesNEEM Certified Home | .
| 2012 | 373 | Utility System Efficiency | Utility Distribution System | Capacitors | Fixed and Switched Shunt Capacitor | [6 empty] | 0 | 0 | 0 |  |  |  |  | 0.00014176 | 0 | 0.00013735 | 0 |  |  |  |  | 2012Utility System EfficiencyUtility Distribution SystemCapacitorsFixed and Switched Shunt Capacitor | .
| 2012 | 374 | Utility System Efficiency | Utility Distribution System | Conductors | Service Conductor Replacement | [6 empty] | 0 | 0 | 0 |  |  |  |  | 0.00014176 | 0 | 0.00013735 | 0 |  |  |  |  | 2012Utility System EfficiencyUtility Distribution SystemConductorsService Conductor Replacement | .
| 2012 | 375 | Utility System Efficiency | Utility Distribution System | Insulators | Insulators | [6 empty] | 0 | 0 | 0 |  |  |  |  | 0.00014176 | 0 | 0.00013735 | 0 |  |  |  |  | 2012Utility System EfficiencyUtility Distribution SystemInsulatorsInsulators | .
| 2012 | 376 | Utility System Efficiency | Utility Distribution System | Power Factor Improvements | Operation System Improvements | [6 empty] | 0 | 0 | 0 |  |  |  |  | 0.00014176 | 0 | 0.00013735 | 0 |  |  |  |  | 2012Utility System EfficiencyUtility Distribution SystemPower Factor ImprovementsOperation System Improvements | .
| 2012 | 377 | Utility System Efficiency | Utility Distribution System | Power Factor Improvements | VAR Management/Controls | [6 empty] | 0 | 0 | 0 |  |  |  |  | 0.00014176 | 0 | 0.00013735 | 0 |  |  |  |  | 2012Utility System EfficiencyUtility Distribution SystemPower Factor ImprovementsVAR Management/Controls | .
| 2012 | 378 | Utility System Efficiency | Utility Distribution System | Transformers | Transformer Load Management | [6 empty] | 0 | 0 | 0 |  |  |  |  | 0.00014176 | 0 | 0.00013735 | 0 |  |  |  |  | 2012Utility System EfficiencyUtility Distribution SystemTransformersTransformer Load Management | .
| 2012 | 379 | Utility System Efficiency | Utility Distribution System | Transformers | Transformers (NEMA TP-1 or Higher) | [6 empty] | 0 | 0 | 0 |  |  |  |  | 0.00014176 | 0 | 0.00013735 | 0 |  |  |  |  | 2012Utility System EfficiencyUtility Distribution SystemTransformersTransformers (NEMA TP-1 or Higher) | .
| 2012 | 380 | Utility System Efficiency | Utility Distribution System | Utility Station Service Loads | Utility Remote Feedback | [6 empty] | 0 | 0 | 0 |  |  |  |  | 0.00014176 | 0 | 0.00013735 | 0 |  |  |  |  | 2012Utility System EfficiencyUtility Distribution SystemUtility Station Service LoadsUtility Remote Feedback | .
| 2012 | 381 | Utility System Efficiency | Utility Distribution System | Utility Station Service Loads | Utility Service Connection Standards | [6 empty] | 0 | 0 | 0 |  |  |  |  | 0.00014176 | 0 | 0.00013735 | 0 |  |  |  |  | 2012Utility System EfficiencyUtility Distribution SystemUtility Station Service LoadsUtility Service Connection Standards | .
| 2012 | 382 | Utility System Efficiency | Utility Generation System | Utility Station Service Loads | Service Station System Improvements | [6 empty] | 0 | 0 | 0 |  |  |  |  | 0.00014176 | 0 | 0.00013735 | 0 |  |  |  |  | 2012Utility System EfficiencyUtility Generation SystemUtility Station Service LoadsService Station System Improvements | .
| 2012 | 383 | Utility System Efficiency | Utility Transmission System | Operation | Fixed and Swtiched Shunt Capacitor | [6 empty] | 0 | 0 | 0 |  |  |  |  | 0.00014176 | 0 | 0.00013735 | 0 |  |  |  |  | 2012Utility System EfficiencyUtility Transmission SystemOperationFixed and Swtiched Shunt Capacitor | .
| 2012 | 384 | Utility System Efficiency | Utility Transmission System | Capacitors | Fixed and Swtiched Shunt Capacitor | [6 empty] | 0 | 0 | 0 |  |  |  |  | 0.00014176 | 0 | 0.00013735 | 0 |  |  |  |  | 2012Utility System EfficiencyUtility Transmission SystemCapacitorsFixed and Swtiched Shunt Capacitor | .
| 2012 | 385 | Utility System Efficiency | Utility Transmission System | Conductors | Service Conductor Replacement | [6 empty] | 0 | 0 | 0 |  |  |  |  | 0.00014176 | 0 | 0.00013735 | 0 |  |  |  |  | 2012Utility System EfficiencyUtility Transmission SystemConductorsService Conductor Replacement | .
| 2012 | 386 | Utility System Efficiency | Utility Transmission System | Insulators | Fixed and Swtiched Shunt Capacitor | [6 empty] | 0 | 0 | 0 |  |  |  |  | 0.00014176 | 0 | 0.00013735 | 0 |  |  |  |  | 2012Utility System EfficiencyUtility Transmission SystemInsulatorsFixed and Swtiched Shunt Capacitor | .
| 2012 | 387 | Utility System Efficiency | Utility Transmission System | Power Factor Improvements | VAR Management/Controls | [6 empty] | 0 | 0 | 0 |  |  |  |  | 0.00014176 | 0 | 0.00013735 | 0 |  |  |  |  | 2012Utility System EfficiencyUtility Transmission SystemPower Factor ImprovementsVAR Management/Controls | .
| 2012 | 388 | Utility System Efficiency | Utility Transmission System | Transformers | Transformer Load Management | [6 empty] | 0 | 0 | 0 |  |  |  |  | 0.00014176 | 0 | 0.00013735 | 0 |  |  |  |  | 2012Utility System EfficiencyUtility Transmission SystemTransformersTransformer Load Management | .
| 2012 | 389 | Utility System Efficiency | Utility Transmission System | Transformers | Transformers (NEMA TP-1 or Higher) | [6 empty] | 0 | 0 | 0 |  |  |  |  | 0.00014176 | 0 | 0.00013735 | 0 |  |  |  |  | 2012Utility System EfficiencyUtility Transmission SystemTransformersTransformers (NEMA TP-1 or Higher) | .
| 2012 | 390 | Utility System Efficiency | Utility Transmission System | Voltage Management | Conservation Voltage Reduction (CVR) | [6 empty] | 0 | 0 | 0 |  |  |  |  | 0.00014176 | 0 | 0.00013735 | 0 |  |  |  |  | 2012Utility System EfficiencyUtility Transmission SystemVoltage ManagementConservation Voltage Reduction (CVR) | .
| 2012 | 391 | Agricultural | Compressed Air | Compressed Air System Improvements | Interactive Compressed Air System Supply/Demand Improvements | [6 empty] | 0 | 0 | 0 |  |  |  |  | 2.6494e-06 | 0 | 0.0003126 | 0 |  |  |  |  | 2012AgriculturalCompressed AirCompressed Air System ImprovementsInteractive Compressed Air System Supply/Demand Improvements | .
| 2012 | 392 | Agricultural | HVAC | HVAC System Improvements | Interactive HVAC System Improvements | [6 empty] | 0 | 0 | 0 |  |  |  |  | 2.6494e-06 | 0 | 0.0003126 | 0 |  |  |  |  | 2012AgriculturalHVACHVAC System ImprovementsInteractive HVAC System Improvements | .
| 2012 | 394 | Agricultural | Motors/Drives | Pumps and Fans | Motors/Drives Installation on Pump System | [6 empty] | 0 | 220000 | 0.025114 |  |  |  |  | 0.00034247 | 0.075342 | 0.00034247 | 0.075342 |  |  |  |  | 2012AgriculturalMotors/DrivesPumps and FansMotors/Drives Installation on Pump System | .
| 2012 | 395 | Agricultural | Process Loads | Process Loads System Improvements | Interactive Process Loads System Improvements | [6 empty] | 0 | 0 | 0 |  |  |  |  | 0.00034247 | 0 | 0.00034247 | 0 |  |  |  |  | 2012AgriculturalProcess LoadsProcess Loads System ImprovementsInteractive Process Loads System Improvements | .
| 2012 | 396 | Industrial | Motors/Drives | Pumps and Fans | Motors/Drives Installation on Blower System | [6 empty] | 0 | 0 | 0 |  |  |  |  | 0.00012551 | 0 | 0.00012968 | 0 |  |  |  |  | 2012IndustrialMotors/DrivesPumps and FansMotors/Drives Installation on Blower System | .
| 2012 | 397 | Industrial | Process Loads | Pumps and Fans | Blower System Improvements | [6 empty] | 0 | 0 | 0 |  |  |  |  | 0.00012551 | 0 | 0.00012968 | 0 |  |  |  |  | 2012IndustrialProcess LoadsPumps and FansBlower System Improvements | .
| 2012 | 398 | Residential | Whole Bldg/Meter Level | Whole Bldg/Meter Level System Improvements | Behavioral | [6 empty] | 0 | 19172607.7974 | 2.1887 |  |  |  |  | 0.00023982 | 4.598 | 0.00015375 | 2.9477 |  |  |  |  | 2012ResidentialWhole Bldg/Meter LevelWhole Bldg/Meter Level System ImprovementsBehavioral | .
| 2012 | 399 | Residential | HVAC | HVAC System | Interactive HVAC System Improvements | [6 empty] | 0 | 664530.322 | 0.07586 |  |  |  |  | 0.00035039 | 0.23284 | 0.00029221 | 0.19418 |  |  |  |  | 2012ResidentialHVACHVAC SystemInteractive HVAC System Improvements | .
| 2012 | 400 | Residential | HVAC | HVAC System | Variable Speed Heat Pumps w/o Duct Sealing | [6 empty] | 0 | 0 | 0 |  |  |  |  | 0.00035039 | 0 | 0.00029221 | 0 |  |  |  |  | 2012ResidentialHVACHVAC SystemVariable Speed Heat Pumps w/o Duct Sealing | .
| 2012 | 402 | Residential | HVAC | Envelope | Insulation | [6 empty] | 0 | 23247024.9396 | 2.6538 |  |  |  |  | 0.00035039 | 8.1455 | 0.00029221 | 6.7929 |  |  |  |  | 2012ResidentialHVACEnvelopeInsulation | .
| 2012 | 409 | Residential | HVAC | Heat Recovery | Heat Recovery Improvements | [6 empty] | 0 | 35423.8806 | 0.0040438 |  |  |  |  | 0.00035039 | 0.012412 | 0.00029221 | 0.010351 |  |  |  |  | 2012ResidentialHVACHeat RecoveryHeat Recovery Improvements | .
| 2012 | 416 | Commercial | Compressed Air | Compressed Air System Improvements | Interactive Compressed Air System Supply/Demand Improvements | [6 empty] | 0 | 0 | 0 |  |  |  |  | 0.00014107 | 0 | 0.00012829 | 0 |  |  |  |  | 2012CommercialCompressed AirCompressed Air System ImprovementsInteractive Compressed Air System Supply/Demand Improvements | .
| 2012 | 417 | Industrial | Compressed Air | Compressed Air System Improvements | Interactive Compressed Air System Supply/Demand Improvements | [6 empty] | 0 | 0 | 0 |  |  |  |  | 0.00012551 | 0 | 0.00012968 | 0 |  |  |  |  | 2012IndustrialCompressed AirCompressed Air System ImprovementsInteractive Compressed Air System Supply/Demand Improvements | .
| 2012 | 418 | Commercial | Motors/Drives | Compressed Air System Improvements | Motors/Drives Installation on Compressed Air System | [6 empty] | 0 | 0 | 0 |  |  |  |  | 0.00014107 | 0 | 0.00012829 | 0 |  |  |  |  | 2012CommercialMotors/DrivesCompressed Air System ImprovementsMotors/Drives Installation on Compressed Air System | .
| 2012 | 419 | Commercial | Motors/Drives | Pumps and Fans | Motors/Drives Installation on Pump System | [6 empty] | 0 | 0 | 0 |  |  |  |  | 0.00014107 | 0 | 0.00012829 | 0 |  |  |  |  | 2012CommercialMotors/DrivesPumps and FansMotors/Drives Installation on Pump System | .
| 2012 | 420 | Industrial | Motors/Drives | Compressed Air System Improvements | Motors/Drives Installation on Compressed Air System | [6 empty] | 0 | 0 | 0 |  |  |  |  | 0.00012551 | 0 | 0.00012968 | 0 |  |  |  |  | 2012IndustrialMotors/DrivesCompressed Air System ImprovementsMotors/Drives Installation on Compressed Air System | .
| 2012 | 421 | Industrial | Motors/Drives | Pumps and Fans | Motors/Drives Installation on Pump System | [6 empty] | 0 | 0 | 0 |  |  |  |  | 0.00012551 | 0 | 0.00012968 | 0 |  |  |  |  | 2012IndustrialMotors/DrivesPumps and FansMotors/Drives Installation on Pump System | .
| 2012 | 422 | Agricultural | Compressed Air | Compressed Air System Controls | Unknown | [6 empty] | 0 | 0 | 0 |  |  |  |  | 2.6494e-06 | 0 | 0.0003126 | 0 |  |  |  |  | 2012AgriculturalCompressed AirCompressed Air System ControlsUnknown | .
| 2012 | 423 | Agricultural | Compressed Air | Compressed Air System Improvements | Unknown | [6 empty] | 0 | 0 | 0 |  |  |  |  | 2.6494e-06 | 0 | 0.0003126 | 0 |  |  |  |  | 2012AgriculturalCompressed AirCompressed Air System ImprovementsUnknown | .
| 2012 | 424 | Agricultural | Compressed Air | Heat Recovery | Unknown | [6 empty] | 0 | 0 | 0 |  |  |  |  | 2.6494e-06 | 0 | 0.0003126 | 0 |  |  |  |  | 2012AgriculturalCompressed AirHeat RecoveryUnknown | .
| 2012 | 425 | Agricultural | HVAC | HVAC System Improvements | Unknown | [6 empty] | 0 | 0 | 0 |  |  |  |  | 0.00034247 | 0 | 0.00034247 | 0 |  |  |  |  | 2012AgriculturalHVACHVAC System ImprovementsUnknown | .
| 2012 | 426 | Agricultural | Irrigation | Center Pivot System and Equipment | Unknown | [6 empty] | 0 | 19452.32 | 0.0022206 |  |  |  |  | 2.6494e-06 | 5.1536e-05 | 0.0003126 | 0.0060809 |  |  |  |  | 2012AgriculturalIrrigationCenter Pivot System and EquipmentUnknown | .
| 2012 | 427 | Agricultural | Irrigation | Discharge Fitting Equipment | Unknown | [6 empty] | 0 | 284140.9845 | 0.032436 |  |  |  |  | 2.6494e-06 | 0.0007528 | 0.0003126 | 0.088823 |  |  |  |  | 2012AgriculturalIrrigationDischarge Fitting EquipmentUnknown | .
| 2012 | 428 | Agricultural | Irrigation | Handmove and Sideroll System and Equipment | Unknown | [6 empty] | 0 | 0 | 0 |  |  |  |  | 2.6494e-06 | 0 | 0.0003126 | 0 |  |  |  |  | 2012AgriculturalIrrigationHandmove and Sideroll System and EquipmentUnknown | .
| 2012 | 429 | Agricultural | Irrigation | Hardware | Unknown | [6 empty] | 0 | 2818457.2527 | 0.32174 |  |  |  |  | 2.6494e-06 | 0.0074671 | 0.0003126 | 0.88106 |  |  |  |  | 2012AgriculturalIrrigationHardwareUnknown | .
| 2012 | 430 | Agricultural | Irrigation | Irrigation System Improvements | Unknown | [6 empty] | 0 | 1292523.6456 | 0.14755 |  |  |  |  | 2.6494e-06 | 0.0034244 | 0.0003126 | 0.40405 |  |  |  |  | 2012AgriculturalIrrigationIrrigation System ImprovementsUnknown | .
| 2012 | 431 | Agricultural | Irrigation | Mainline System and Equipment | Unknown | [6 empty] | 0 | 0 | 0 |  |  |  |  | 2.6494e-06 | 0 | 0.0003126 | 0 |  |  |  |  | 2012AgriculturalIrrigationMainline System and EquipmentUnknown | .
| 2012 | 432 | Agricultural | Irrigation | Pumps and Fans | Unknown | [6 empty] | 0 | 14064463.4541 | 1.6055 |  |  |  |  | 2.6494e-06 | 0.037262 | 0.0003126 | 4.3966 |  |  |  |  | 2012AgriculturalIrrigationPumps and FansUnknown | .
| 2012 | 433 | Agricultural | Irrigation | Suction Fittings Equipment | Unknown | [6 empty] | 0 | 0 | 0 |  |  |  |  | 2.6494e-06 | 0 | 0.0003126 | 0 |  |  |  |  | 2012AgriculturalIrrigationSuction Fittings EquipmentUnknown | .
| 2012 | 434 | Agricultural | Irrigation | Water Management | Unknown | [6 empty] | 0 | 0 | 0 |  |  |  |  | 2.6494e-06 | 0 | 0.0003126 | 0 |  |  |  |  | 2012AgriculturalIrrigationWater ManagementUnknown | .
| 2012 | 435 | Agricultural | Lighting | Delamping | Unknown | [6 empty] | 0 | 0 | 0 |  |  |  |  | 0.00034247 | 0 | 0.00034247 | 0 |  |  |  |  | 2012AgriculturalLightingDelampingUnknown | .
| 2012 | 436 | Agricultural | Lighting | Lamps/Ballasts/Fixtures | Unknown | [6 empty] | 0 | 0 | 0 |  |  |  |  | 0.00034247 | 0 | 0.00034247 | 0 |  |  |  |  | 2012AgriculturalLightingLamps/Ballasts/FixturesUnknown | .
| 2012 | 437 | Agricultural | Lighting | Lighting Controls | Unknown | [6 empty] | 0 | 0 | 0 |  |  |  |  | 0.00034247 | 0 | 0.00034247 | 0 |  |  |  |  | 2012AgriculturalLightingLighting ControlsUnknown | .
| 2012 | 438 | Agricultural | Lighting | Signs and Signals | Unknown | [6 empty] | 0 | 0 | 0 |  |  |  |  | 0.00034247 | 0 | 0.00034247 | 0 |  |  |  |  | 2012AgriculturalLightingSigns and SignalsUnknown | .
| 2012 | 439 | Agricultural | Motors/Drives | Compressed Air System Improvements | Unknown | [6 empty] | 0 | 0 | 0 |  |  |  |  | 0.00034247 | 0 | 0.00034247 | 0 |  |  |  |  | 2012AgriculturalMotors/DrivesCompressed Air System ImprovementsUnknown | .
| 2012 | 440 | Agricultural | Motors/Drives | Motors | Unknown | [6 empty] | 0 | 0 | 0 |  |  |  |  | 0.00034247 | 0 | 0.00034247 | 0 |  |  |  |  | 2012AgriculturalMotors/DrivesMotorsUnknown | .
| 2012 | 441 | Agricultural | Motors/Drives | Motors/Drives Controls | Unknown | [6 empty] | 0 | 78150.2213 | 0.0089213 |  |  |  |  | 0.00034247 | 0.026764 | 0.00034247 | 0.026764 |  |  |  |  | 2012AgriculturalMotors/DrivesMotors/Drives ControlsUnknown | .
| 2012 | 442 | Agricultural | Motors/Drives | Pumps and Fans | Unknown | [6 empty] | 0 | 0 | 0 |  |  |  |  | 0.00034247 | 0 | 0.00034247 | 0 |  |  |  |  | 2012AgriculturalMotors/DrivesPumps and FansUnknown | .
| 2012 | 443 | Agricultural | Process Loads | Livestock Tanks | Unknown | [6 empty] | 0 | 0 | 0 |  |  |  |  | 0.00034247 | 0 | 0.00034247 | 0 |  |  |  |  | 2012AgriculturalProcess LoadsLivestock TanksUnknown | .
| 2012 | 444 | Agricultural | Process Loads | Process Loads System Improvements | Unknown | [6 empty] | 0 | 0 | 0 |  |  |  |  | 0.00034247 | 0 | 0.00034247 | 0 |  |  |  |  | 2012AgriculturalProcess LoadsProcess Loads System ImprovementsUnknown | .
| 2012 | 445 | Agricultural | Process Loads | Pumps and Fans | Unknown | [6 empty] | 0 | 28569.4 | 0.0032613 |  |  |  |  | 0.00034247 | 0.009784 | 0.00034247 | 0.009784 |  |  |  |  | 2012AgriculturalProcess LoadsPumps and FansUnknown | .
| 2012 | 446 | Agricultural | Refrigeration | Dairy System Improvements | Unknown | [6 empty] | 0 | 109133.44 | 0.012458 |  |  |  |  | 0.00034247 | 0.037374 | 0.00034247 | 0.037374 |  |  |  |  | 2012AgriculturalRefrigerationDairy System ImprovementsUnknown | .
| 2012 | 447 | Agricultural | Refrigeration | Heat Recovery | Unknown | [6 empty] | 0 | 0 | 0 |  |  |  |  | 0.00034247 | 0 | 0.00034247 | 0 |  |  |  |  | 2012AgriculturalRefrigerationHeat RecoveryUnknown | .
| 2012 | 448 | Agricultural | Refrigeration | Packaged Refrigeration | Unknown | [6 empty] | 0 | 0 | 0 |  |  |  |  | 0.00034247 | 0 | 0.00034247 | 0 |  |  |  |  | 2012AgriculturalRefrigerationPackaged RefrigerationUnknown | .
| 2012 | 449 | Agricultural | Refrigeration | Pumps and Fans | Unknown | [6 empty] | 0 | 0 | 0 |  |  |  |  | 0.00034247 | 0 | 0.00034247 | 0 |  |  |  |  | 2012AgriculturalRefrigerationPumps and FansUnknown | .
| 2012 | 450 | Agricultural | Refrigeration | Refrigeration System Controls | Unknown | [6 empty] | 0 | 0 | 0 |  |  |  |  | 0.00034247 | 0 | 0.00034247 | 0 |  |  |  |  | 2012AgriculturalRefrigerationRefrigeration System ControlsUnknown | .
| 2012 | 451 | Agricultural | Refrigeration | Refrigeration System Improvements | Unknown | [6 empty] | 0 | 12364.77 | 0.0014115 |  |  |  |  | 0.00034247 | 0.0042345 | 0.00034247 | 0.0042345 |  |  |  |  | 2012AgriculturalRefrigerationRefrigeration System ImprovementsUnknown | .
| 2012 | 452 | Agricultural | Utility Distribution System | Transformers | Unknown | [6 empty] | 0 | 0 | 0 |  |  |  |  | 2.6494e-06 | 0 | 0.0003126 | 0 |  |  |  |  | 2012AgriculturalUtility Distribution SystemTransformersUnknown | .
| 2012 | 453 | Agricultural | Water Heating | Heat Recovery | Unknown | [6 empty] | 0 | 0 | 0 |  |  |  |  | 0.00034247 | 0 | 0.00034247 | 0 |  |  |  |  | 2012AgriculturalWater HeatingHeat RecoveryUnknown | .
| 2012 | 454 | Agricultural | Water Heating | System Efficiency Improvements | Unknown | [6 empty] | 0 | 0 | 0 |  |  |  |  | 0.00034247 | 0 | 0.00034247 | 0 |  |  |  |  | 2012AgriculturalWater HeatingSystem Efficiency ImprovementsUnknown | .
| 2012 | 455 | Agricultural | Water Heating | Water Heaters | Unknown | [6 empty] | 0 | 0 | 0 |  |  |  |  | 0.00034247 | 0 | 0.00034247 | 0 |  |  |  |  | 2012AgriculturalWater HeatingWater HeatersUnknown | .
| 2012 | 456 | Agricultural | Whole Bldg/Meter Level | Whole Bldg/Meter Level System Improvements | Unknown | [6 empty] | 0 | 0 | 0 |  |  |  |  | 2.6494e-06 | 0 | 0.0003126 | 0 |  |  |  |  | 2012AgriculturalWhole Bldg/Meter LevelWhole Bldg/Meter Level System ImprovementsUnknown | .
| 2012 | 457 | Commercial | Compressed Air | Compressed Air System Controls | Unknown | [6 empty] | 0 | 50523.46 | 0.0057675 |  |  |  |  | 0.00014107 | 0.0071272 | 0.00012829 | 0.0064817 |  |  |  |  | 2012CommercialCompressed AirCompressed Air System ControlsUnknown | .
| 2012 | 458 | Commercial | Compressed Air | Compressed Air System Improvements | Unknown | [6 empty] | 0 | 60573.3789 | 0.0069148 |  |  |  |  | 0.00014107 | 0.008545 | 0.00012829 | 0.007771 |  |  |  |  | 2012CommercialCompressed AirCompressed Air System ImprovementsUnknown | .
| 2012 | 459 | Commercial | Compressed Air | Heat Recovery | Unknown | [6 empty] | 0 | 0 | 0 |  |  |  |  | 0.00014107 | 0 | 0.00012829 | 0 |  |  |  |  | 2012CommercialCompressed AirHeat RecoveryUnknown | .
| 2012 | 460 | Commercial | Electronics | Computer Technologies | Unknown | [6 empty] | 0 | 62789960.0039 | 7.1678 |  |  |  |  | 0.00013422 | 8.4279 | 0.00010767 | 6.7603 |  |  |  |  | 2012CommercialElectronicsComputer TechnologiesUnknown | .
| 2012 | 461 | Commercial | Electronics | Plug Load | Unknown | [6 empty] | 0 | 0 | 0 |  |  |  |  | 0.00013422 | 0 | 0.00010767 | 0 |  |  |  |  | 2012CommercialElectronicsPlug LoadUnknown | .
| 2012 | 462 | Commercial | Food Preparation | Cooking | Unknown | [6 empty] | 0 | 20546.1504 | 0.0023455 |  |  |  |  | 0.00017223 | 0.0035388 | 0.00016217 | 0.0033319 |  |  |  |  | 2012CommercialFood PreparationCookingUnknown | .
| 2012 | 463 | Commercial | HVAC | Envelope | Unknown | [6 empty] | 0 | 2316376.1834 | 0.26443 |  |  |  |  | 0.00076228 | 1.7657 | 1.3799e-05 | 0.031964 |  |  |  |  | 2012CommercialHVACEnvelopeUnknown | .
| 2012 | 464 | Commercial | HVAC | Heat Recovery | Unknown | [6 empty] | 0 | 288679.29 | 0.032954 |  |  |  |  | 0.00076228 | 0.22005 | 1.3799e-05 | 0.0039836 |  |  |  |  | 2012CommercialHVACHeat RecoveryUnknown | .
| 2012 | 465 | Commercial | HVAC | HVAC System Controls | Unknown | [6 empty] | 0 | 31996184.7242 | 3.6525 |  |  |  |  | 0.00076228 | 24.39 | 1.3799e-05 | 0.44153 |  |  |  |  | 2012CommercialHVACHVAC System ControlsUnknown | .
| 2012 | 466 | Commercial | HVAC | HVAC System Improvements | Unknown | [6 empty] | 0 | 52378162.9958 | 5.9792 |  |  |  |  | 0.00076228 | 39.9267 | 1.3799e-05 | 0.72278 |  |  |  |  | 2012CommercialHVACHVAC System ImprovementsUnknown | .
| 2012 | 467 | Commercial | Lighting | Delamping | Unknown | [6 empty] | 0 | 203947.02 | 0.023282 |  |  |  |  | 0.00017719 | 0.036137 | 0.00015191 | 0.030981 |  |  |  |  | 2012CommercialLightingDelampingUnknown | .
| 2012 | 468 | Commercial | Lighting | Lamps/Ballasts/Fixtures | Unknown | [6 empty] | 0 | 127667185.834 | 14.5739 |  |  |  |  | 0.00017719 | 22.6208 | 0.00015191 | 19.3934 |  |  |  |  | 2012CommercialLightingLamps/Ballasts/FixturesUnknown | .
| 2012 | 469 | Commercial | Lighting | Lighting Controls | Unknown | [6 empty] | 0 | 4067014.5619 | 0.46427 |  |  |  |  | 0.00017719 | 0.72062 | 0.00015191 | 0.6178 |  |  |  |  | 2012CommercialLightingLighting ControlsUnknown | .
| 2012 | 470 | Commercial | Lighting | Signs and Signals | Unknown | [6 empty] | 0 | 0 | 0 |  |  |  |  | 0.00023298 | 0 | 0 | 0 |  |  |  |  | 2012CommercialLightingSigns and SignalsUnknown | .
| 2012 | 471 | Commercial | Motors/Drives | Compressed Air System Improvements | Unknown | [6 empty] | 0 | 0 | 0 |  |  |  |  | 0.00014107 | 0 | 0.00012829 | 0 |  |  |  |  | 2012CommercialMotors/DrivesCompressed Air System ImprovementsUnknown | .
| 2012 | 472 | Commercial | Motors/Drives | Motors | Unknown | [6 empty] | 0 | 602222.57 | 0.068747 |  |  |  |  | 0.00014107 | 0.084954 | 0.00012829 | 0.077259 |  |  |  |  | 2012CommercialMotors/DrivesMotorsUnknown | .
| 2012 | 473 | Commercial | Motors/Drives | Motors/Drives Controls | Unknown | [6 empty] | 0 | 13071786.819 | 1.4922 |  |  |  |  | 0.00014107 | 1.844 | 0.00012829 | 1.677 |  |  |  |  | 2012CommercialMotors/DrivesMotors/Drives ControlsUnknown | .
| 2012 | 474 | Commercial | Motors/Drives | Pumps and Fans | Unknown | [6 empty] | 0 | 5615735.56 | 0.64107 |  |  |  |  | 0.00014107 | 0.7922 | 0.00012829 | 0.72044 |  |  |  |  | 2012CommercialMotors/DrivesPumps and FansUnknown | .
| 2012 | 475 | Commercial | Process Loads | Elevators | Unknown | [6 empty] | 0 | 0 | 0 |  |  |  |  | 0.00014107 | 0 | 0.00012829 | 0 |  |  |  |  | 2012CommercialProcess LoadsElevatorsUnknown | .
| 2012 | 476 | Commercial | Process Loads | Escalators | Unknown | [6 empty] | 0 | 0 | 0 |  |  |  |  | 0.00014107 | 0 | 0.00012829 | 0 |  |  |  |  | 2012CommercialProcess LoadsEscalatorsUnknown | .
| 2012 | 477 | Commercial | Process Loads | Heat Recovery | Unknown | [6 empty] | 0 | 0 | 0 |  |  |  |  | 0.00014107 | 0 | 0.00012829 | 0 |  |  |  |  | 2012CommercialProcess LoadsHeat RecoveryUnknown | .
| 2012 | 478 | Commercial | Process Loads | Process Loads System Controls | Unknown | [6 empty] | 0 | 612629.71 | 0.069935 |  |  |  |  | 0.00014107 | 0.086422 | 0.00012829 | 0.078594 |  |  |  |  | 2012CommercialProcess LoadsProcess Loads System ControlsUnknown | .
| 2012 | 479 | Commercial | Process Loads | Process Loads System Improvements | Unknown | [6 empty] | 0 | 1129634.76 | 0.12895 |  |  |  |  | 0.00014107 | 0.15936 | 0.00012829 | 0.14492 |  |  |  |  | 2012CommercialProcess LoadsProcess Loads System ImprovementsUnknown | .
| 2012 | 480 | Commercial | Process Loads | Pumps and Fans | Unknown | [6 empty] | 0 | 137131.25 | 0.015654 |  |  |  |  | 0.00014107 | 0.019345 | 0.00012829 | 0.017593 |  |  |  |  | 2012CommercialProcess LoadsPumps and FansUnknown | .
| 2012 | 481 | Commercial | Refrigeration | Heat Recovery | Unknown | [6 empty] | 0 | 120514.95 | 0.013757 |  |  |  |  | 0.0001159 | 0.013967 | 0.00012882 | 0.015524 |  |  |  |  | 2012CommercialRefrigerationHeat RecoveryUnknown | .
| 2012 | 482 | Commercial | Refrigeration | Packaged Refrigeration | Unknown | [6 empty] | 0 | 10260.6854 | 0.0011713 |  |  |  |  | 0.0001159 | 0.0011892 | 0.00012882 | 0.0013218 |  |  |  |  | 2012CommercialRefrigerationPackaged RefrigerationUnknown | .
| 2012 | 483 | Commercial | Refrigeration | Pumps and Fans | Unknown | [6 empty] | 0 | 0 | 0 |  |  |  |  | 0.0001159 | 0 | 0.00012882 | 0 |  |  |  |  | 2012CommercialRefrigerationPumps and FansUnknown | .
| 2012 | 484 | Commercial | Refrigeration | Refrigeration System Controls | Unknown | [6 empty] | 0 | 823576.78 | 0.094016 |  |  |  |  | 0.0001159 | 0.09545 | 0.00012882 | 0.10609 |  |  |  |  | 2012CommercialRefrigerationRefrigeration System ControlsUnknown | .
| 2012 | 485 | Commercial | Refrigeration | Refrigeration System Improvements | Unknown | [6 empty] | 0 | 20041553.4341 | 2.2878 |  |  |  |  | 0.0001159 | 2.3227 | 0.00012882 | 2.5817 |  |  |  |  | 2012CommercialRefrigerationRefrigeration System ImprovementsUnknown | .
| 2012 | 486 | Commercial | Water Heating | Heat Recovery | Unknown | [6 empty] | 0 | 0 | 0 |  |  |  |  | 0.00017243 | 0 | 0.00012478 | 0 |  |  |  |  | 2012CommercialWater HeatingHeat RecoveryUnknown | .
| 2012 | 487 | Commercial | Water Heating | Pool System Improvements | Unknown | [6 empty] | 0 | 0 | 0 |  |  |  |  | 0.00017243 | 0 | 0.00012478 | 0 |  |  |  |  | 2012CommercialWater HeatingPool System ImprovementsUnknown | .
| 2012 | 488 | Commercial | Water Heating | System Efficiency Improvements | Unknown | [6 empty] | 0 | 0 | 0 |  |  |  |  | 0.00017243 | 0 | 0.00012478 | 0 |  |  |  |  | 2012CommercialWater HeatingSystem Efficiency ImprovementsUnknown | .
| 2012 | 489 | Commercial | Water Heating | Water Heaters | Unknown | [6 empty] | 0 | 35798.58 | 0.0040866 |  |  |  |  | 0.00017243 | 0.0061727 | 0.00012478 | 0.0044669 |  |  |  |  | 2012CommercialWater HeatingWater HeatersUnknown | .
| 2012 | 490 | Commercial | Water Heating | Water Heating Controls | Unknown | [6 empty] | 0 | 2024.2952 | 0.00023108 |  |  |  |  | 0.00017243 | 0.00034905 | 0.00012478 | 0.00025259 |  |  |  |  | 2012CommercialWater HeatingWater Heating ControlsUnknown | .
| 2012 | 491 | Commercial | Water Heating | Water Using Devices | Unknown | [6 empty] | 0 | 256 | 2.9224e-05 |  |  |  |  | 0.00017243 | 4.4142e-05 | 0.00012478 | 3.1943e-05 |  |  |  |  | 2012CommercialWater HeatingWater Using DevicesUnknown | .
| 2012 | 492 | Commercial | Whole Bldg/Meter Level | Whole Bldg/Meter Level System Improvements | Unknown | [6 empty] | 0 | 6050730.8415 | 0.69072 |  |  |  |  | 0.00024448 | 1.4793 | 0.00016318 | 0.98734 |  |  |  |  | 2012CommercialWhole Bldg/Meter LevelWhole Bldg/Meter Level System ImprovementsUnknown | .
| 2012 | 493 | Industrial | Compressed Air | Compressed Air System Controls | Unknown | [6 empty] | 0 | 3503190.7312 | 0.39991 |  |  |  |  | 0.00012551 | 0.43968 | 0.00012968 | 0.45429 |  |  |  |  | 2012IndustrialCompressed AirCompressed Air System ControlsUnknown | .
| 2012 | 494 | Industrial | Compressed Air | Compressed Air System Improvements | Unknown | [6 empty] | 0 | 5554848.4976 | 0.63412 |  |  |  |  | 0.00012551 | 0.69718 | 0.00012968 | 0.72035 |  |  |  |  | 2012IndustrialCompressed AirCompressed Air System ImprovementsUnknown | .
| 2012 | 495 | Industrial | Compressed Air | Heat Recovery | Unknown | [6 empty] | 0 | 0 | 0 |  |  |  |  | 0.00012551 | 0 | 0.00012968 | 0 |  |  |  |  | 2012IndustrialCompressed AirHeat RecoveryUnknown | .
| 2012 | 496 | Industrial | Facility Distribution System | Capacitors | Unknown | [6 empty] | 0 | 0 | 0 |  |  |  |  | 0.00012551 | 0 | 0.00012968 | 0 |  |  |  |  | 2012IndustrialFacility Distribution SystemCapacitorsUnknown | .
| 2012 | 497 | Industrial | Facility Distribution System | Conductors | Unknown | [6 empty] | 0 | 123262.73 | 0.014071 |  |  |  |  | 0.00012551 | 0.015471 | 0.00012968 | 0.015985 |  |  |  |  | 2012IndustrialFacility Distribution SystemConductorsUnknown | .
| 2012 | 498 | Industrial | Facility Distribution System | Power Factor Improvements | Unknown | [6 empty] | 0 | 0 | 0 |  |  |  |  | 0.00012551 | 0 | 0.00012968 | 0 |  |  |  |  | 2012IndustrialFacility Distribution SystemPower Factor ImprovementsUnknown | .
| 2012 | 499 | Industrial | Facility Distribution System | Transformers | Unknown | [6 empty] | 0 | 559643.72 | 0.063886 |  |  |  |  | 0.00012551 | 0.07024 | 0.00012968 | 0.072574 |  |  |  |  | 2012IndustrialFacility Distribution SystemTransformersUnknown | .
| 2012 | 500 | Industrial | Facility Distribution System | Voltage Management | Unknown | [6 empty] | 0 | 14654.95 | 0.0016729 |  |  |  |  | 0.00012551 | 0.0018393 | 0.00012968 | 0.0019004 |  |  |  |  | 2012IndustrialFacility Distribution SystemVoltage ManagementUnknown | .
| 2012 | 501 | Industrial | HVAC | Envelope | Unknown | [6 empty] | 0 | 21453.49 | 0.002449 |  |  |  |  | 0.00012551 | 0.0026926 | 0.00012968 | 0.0027821 |  |  |  |  | 2012IndustrialHVACEnvelopeUnknown | .
| 2012 | 502 | Industrial | HVAC | Heat Recovery | Unknown | [6 empty] | 0 | 18907.04 | 0.0021583 |  |  |  |  | 0.00012551 | 0.002373 | 0.00012968 | 0.0024519 |  |  |  |  | 2012IndustrialHVACHeat RecoveryUnknown | .
| 2012 | 503 | Industrial | HVAC | HVAC System Controls | Unknown | [6 empty] | 0 | 1544288.1148 | 0.17629 |  |  |  |  | 0.00012551 | 0.19382 | 0.00012968 | 0.20026 |  |  |  |  | 2012IndustrialHVACHVAC System ControlsUnknown | .
| 2012 | 504 | Industrial | HVAC | HVAC System Improvements | Unknown | [6 empty] | 0 | 551917.15 | 0.063004 |  |  |  |  | 0.00012551 | 0.069271 | 0.00012968 | 0.071572 |  |  |  |  | 2012IndustrialHVACHVAC System ImprovementsUnknown | .
| 2012 | 505 | Industrial | Lighting | Delamping | Unknown | [6 empty] | 0 | 0 | 0 |  |  |  |  | 0.00012551 | 0 | 0.00012968 | 0 |  |  |  |  | 2012IndustrialLightingDelampingUnknown | .
| 2012 | 506 | Industrial | Lighting | Lamps/Ballasts/Fixtures | Unknown | [6 empty] | 0 | 16203726.7853 | 1.8497 |  |  |  |  | 0.00012551 | 2.0337 | 0.00012968 | 2.1013 |  |  |  |  | 2012IndustrialLightingLamps/Ballasts/FixturesUnknown | .
| 2012 | 507 | Industrial | Lighting | Lighting Controls | Unknown | [6 empty] | 0 | 0 | 0 |  |  |  |  | 0.00012551 | 0 | 0.00012968 | 0 |  |  |  |  | 2012IndustrialLightingLighting ControlsUnknown | .
| 2012 | 508 | Industrial | Lighting | Signs and Signals | Unknown | [6 empty] | 0 | 0 | 0 |  |  |  |  | 0.00012551 | 0 | 0.00012968 | 0 |  |  |  |  | 2012IndustrialLightingSigns and SignalsUnknown | .
| 2012 | 509 | Industrial | Motors/Drives | Compressed Air System Improvements | Unknown | [6 empty] | 0 | 1101555.03 | 0.12575 |  |  |  |  | 0.00012551 | 0.13826 | 0.00012968 | 0.14285 |  |  |  |  | 2012IndustrialMotors/DrivesCompressed Air System ImprovementsUnknown | .
| 2012 | 510 | Industrial | Motors/Drives | Motors | Unknown | [6 empty] | 0 | 11782674.6605 | 1.3451 |  |  |  |  | 0.00012551 | 1.4788 | 0.00012968 | 1.528 |  |  |  |  | 2012IndustrialMotors/DrivesMotorsUnknown | .
| 2012 | 511 | Industrial | Motors/Drives | Motors/Drives Controls | Unknown | [6 empty] | 0 | 11796258.5376 | 1.3466 |  |  |  |  | 0.00012551 | 1.4805 | 0.00012968 | 1.5297 |  |  |  |  | 2012IndustrialMotors/DrivesMotors/Drives ControlsUnknown | .
| 2012 | 512 | Industrial | Motors/Drives | Pumps and Fans | Unknown | [6 empty] | 0 | 12569825.39 | 1.4349 |  |  |  |  | 0.00012551 | 1.5776 | 0.00012968 | 1.63 |  |  |  |  | 2012IndustrialMotors/DrivesPumps and FansUnknown | .
| 2012 | 513 | Industrial | Process Loads | Heat Recovery | Unknown | [6 empty] | 0 | 642465.26 | 0.073341 |  |  |  |  | 0.00012551 | 0.080635 | 0.00012968 | 0.083315 |  |  |  |  | 2012IndustrialProcess LoadsHeat RecoveryUnknown | .
| 2012 | 514 | Industrial | Process Loads | Process Loads System Controls | Unknown | [6 empty] | 0 | 5963287.86 | 0.68074 |  |  |  |  | 0.00012551 | 0.74845 | 0.00012968 | 0.77332 |  |  |  |  | 2012IndustrialProcess LoadsProcess Loads System ControlsUnknown | .
| 2012 | 515 | Industrial | Process Loads | Process Loads System Improvements | Unknown | [6 empty] | 0 | 6333352.8242 | 0.72299 |  |  |  |  | 0.00012551 | 0.79489 | 0.00012968 | 0.82131 |  |  |  |  | 2012IndustrialProcess LoadsProcess Loads System ImprovementsUnknown | .
| 2012 | 516 | Industrial | Process Loads | Pumps and Fans | Unknown | [6 empty] | 0 | 946553.73 | 0.10805 |  |  |  |  | 0.00012551 | 0.1188 | 0.00012968 | 0.12275 |  |  |  |  | 2012IndustrialProcess LoadsPumps and FansUnknown | .
| 2012 | 517 | Industrial | Process Loads | Wastewater System Improvements | Unknown | [6 empty] | 0 | 477726.6 | 0.054535 |  |  |  |  | 0.00012551 | 0.059959 | 0.00012968 | 0.061951 |  |  |  |  | 2012IndustrialProcess LoadsWastewater System ImprovementsUnknown | .
| 2012 | 518 | Industrial | Refrigeration | Heat Recovery | Unknown | [6 empty] | 0 | 0 | 0 |  |  |  |  | 0.00012551 | 0 | 0.00012968 | 0 |  |  |  |  | 2012IndustrialRefrigerationHeat RecoveryUnknown | .
| 2012 | 519 | Industrial | Refrigeration | Packaged Refrigeration | Unknown | [6 empty] | 0 | 13747.6 | 0.0015694 |  |  |  |  | 0.00012551 | 0.0017254 | 0.00012968 | 0.0017828 |  |  |  |  | 2012IndustrialRefrigerationPackaged RefrigerationUnknown | .
| 2012 | 520 | Industrial | Refrigeration | Pumps and Fans | Unknown | [6 empty] | 0 | 4320926.422 | 0.49326 |  |  |  |  | 0.00012551 | 0.54232 | 0.00012968 | 0.56034 |  |  |  |  | 2012IndustrialRefrigerationPumps and FansUnknown | .
| 2012 | 521 | Industrial | Refrigeration | Refrigeration System Controls | Unknown | [6 empty] | 0 | 5619449.6992 | 0.64149 |  |  |  |  | 0.00012551 | 0.70529 | 0.00012968 | 0.72873 |  |  |  |  | 2012IndustrialRefrigerationRefrigeration System ControlsUnknown | .
| 2012 | 522 | Industrial | Refrigeration | Refrigeration System Improvements | Unknown | [6 empty] | 0 | 9687468.9644 | 1.1059 |  |  |  |  | 0.00012551 | 1.2159 | 0.00012968 | 1.2563 |  |  |  |  | 2012IndustrialRefrigerationRefrigeration System ImprovementsUnknown | .
| 2012 | 523 | Industrial | Water Heating | Heat Recovery | Unknown | [6 empty] | 0 | 0 | 0 |  |  |  |  | 0.00012551 | 0 | 0.00012968 | 0 |  |  |  |  | 2012IndustrialWater HeatingHeat RecoveryUnknown | .
| 2012 | 524 | Industrial | Water Heating | Pipe Insulation | Unknown | [6 empty] | 0 | 0 | 0 |  |  |  |  | 0.00012551 | 0 | 0.00012968 | 0 |  |  |  |  | 2012IndustrialWater HeatingPipe InsulationUnknown | .
| 2012 | 525 | Industrial | Water Heating | System Efficiency Improvements | Unknown | [6 empty] | 0 | 0 | 0 |  |  |  |  | 0.00012551 | 0 | 0.00012968 | 0 |  |  |  |  | 2012IndustrialWater HeatingSystem Efficiency ImprovementsUnknown | .
| 2012 | 526 | Industrial | Water Heating | Water Heating Controls | Unknown | [6 empty] | 0 | 0 | 0 |  |  |  |  | 0.00012551 | 0 | 0.00012968 | 0 |  |  |  |  | 2012IndustrialWater HeatingWater Heating ControlsUnknown | .
| 2012 | 527 | Industrial | Whole Bldg/Meter Level | Whole Bldg/Meter Level System Improvements | Unknown | [6 empty] | 0 | 575710.99 | 0.06572 |  |  |  |  | 0.00012551 | 0.072257 | 0.00012968 | 0.074658 |  |  |  |  | 2012IndustrialWhole Bldg/Meter LevelWhole Bldg/Meter Level System ImprovementsUnknown | .
| 2012 | 528 | Residential | Electronics | Computer Technologies | Unknown | [6 empty] | 0 | 0 | 0 |  |  |  |  | 0.00014549 | 0 | 0.00013343 | 0 |  |  |  |  | 2012ResidentialElectronicsComputer TechnologiesUnknown | .
| 2012 | 529 | Residential | Electronics | Entertainment | Unknown | [6 empty] | 0 | 244752991.4334 | 27.9398 |  |  |  |  | 0.00021383 | 52.3363 | 0.0001722 | 42.1466 |  |  |  |  | 2012ResidentialElectronicsEntertainmentUnknown | .
| 2012 | 530 | Residential | Electronics | Plug Load | Unknown | [6 empty] | 0 | 0 | 0 |  |  |  |  | 0.00021383 | 0 | 0.0001722 | 0 |  |  |  |  | 2012ResidentialElectronicsPlug LoadUnknown | .
| 2012 | 531 | Residential | Food Preparation | Cooking | Unknown | [6 empty] | 0 | 28356.9 | 0.0032371 |  |  |  |  | 0.00057621 | 0.016339 | 0.00039409 | 0.011175 |  |  |  |  | 2012ResidentialFood PreparationCookingUnknown | .
| 2012 | 532 | Residential | HVAC | Envelope | Unknown | [6 empty] | 0 | 2316618.6342 | 0.26445 |  |  |  |  | 0.00035039 | 0.81172 | 0.00029221 | 0.67693 |  |  |  |  | 2012ResidentialHVACEnvelopeUnknown | .
| 2012 | 533 | Residential | HVAC | Heat Recovery | Unknown | [6 empty] | 0 | 0 | 0 |  |  |  |  | 0.00035039 | 0 | 0.00029221 | 0 |  |  |  |  | 2012ResidentialHVACHeat RecoveryUnknown | .
| 2012 | 534 | Residential | HVAC | HVAC System | Unknown | [6 empty] | 0 | 11246030.4308 | 1.2838 |  |  |  |  | 0.00035039 | 3.9405 | 0.00029221 | 3.2862 |  |  |  |  | 2012ResidentialHVACHVAC SystemUnknown | .
| 2012 | 535 | Residential | Lighting | Lamps/Fixtures | Unknown | [6 empty] | 0 | 80481975.939 | 9.1874 |  |  |  |  | 0.00026149 | 21.045 | 8.4631e-05 | 6.8112 |  |  |  |  | 2012ResidentialLightingLamps/FixturesUnknown | .
| 2012 | 536 | Residential | Lighting | Lighting Controls | Unknown | [6 empty] | 0 | 0 | 0 |  |  |  |  | 0.00026149 | 0 | 8.4631e-05 | 0 |  |  |  |  | 2012ResidentialLightingLighting ControlsUnknown | .
| 2012 | 537 | Residential | Refrigeration | Freezers | Unknown | [6 empty] | 0 | 0 | 0 |  |  |  |  | 9.1801e-05 | 0 | 0.0001667 | 0 |  |  |  |  | 2012ResidentialRefrigerationFreezersUnknown | .
| 2012 | 538 | Residential | Refrigeration | Refrigerators | Unknown | [6 empty] | 0 | 10478158.9778 | 1.1961 |  |  |  |  | 0.0001124 | 1.1777 | 0.00015305 | 1.6037 |  |  |  |  | 2012ResidentialRefrigerationRefrigeratorsUnknown | .
| 2012 | 539 | Residential | Water Heating | Heat Recovery | Unknown | [6 empty] | 0 | 0 | 0 |  |  |  |  | 0.00019367 | 0 | 0.00012477 | 0 |  |  |  |  | 2012ResidentialWater HeatingHeat RecoveryUnknown | .
| 2012 | 540 | Residential | Water Heating | Pipe Insulation | Unknown | [6 empty] | 0 | 0 | 0 |  |  |  |  | 0.00019367 | 0 | 0.00012477 | 0 |  |  |  |  | 2012ResidentialWater HeatingPipe InsulationUnknown | .
| 2012 | 541 | Residential | Water Heating | Water Heaters | Unknown | [6 empty] | 0 | 1106615.4225 | 0.12633 |  |  |  |  | 0.00019367 | 0.21431 | 0.00012477 | 0.13807 |  |  |  |  | 2012ResidentialWater HeatingWater HeatersUnknown | .
| 2012 | 542 | Residential | Water Heating | Water Using Devices | Unknown | [6 empty] | 0 | 48267625.3416 | 5.51 |  |  |  |  | 0.00019367 | 9.3478 | 0.00012477 | 6.0223 |  |  |  |  | 2012ResidentialWater HeatingWater Using DevicesUnknown | .
| 2012 | 543 | Residential | Whole Bldg/Meter Level | Homes | Unknown | [6 empty] | 0 | 17296417.1268 | 1.9745 |  |  |  |  | 0.00023982 | 4.148 | 0.00015375 | 2.6593 |  |  |  |  | 2012ResidentialWhole Bldg/Meter LevelHomesUnknown | .
| 2012 | 544 | Residential | Whole Bldg/Meter Level | Whole Bldg/Meter Level System Improvements | Unknown | [6 empty] | 0 | 0 | 0 |  |  |  |  | 0.00023982 | 0 | 0.00015375 | 0 |  |  |  |  | 2012ResidentialWhole Bldg/Meter LevelWhole Bldg/Meter Level System ImprovementsUnknown | .
| 2012 | 545 | Utility System Efficiency | Utility Distribution System | Capacitors | Unknown | [6 empty] | 0 | 0 | 0 |  |  |  |  | 0.00014176 | 0 | 0.00013735 | 0 |  |  |  |  | 2012Utility System EfficiencyUtility Distribution SystemCapacitorsUnknown | .
| 2012 | 546 | Utility System Efficiency | Utility Distribution System | Conductors | Unknown | [6 empty] | 0 | 0 | 0 |  |  |  |  | 0.00014176 | 0 | 0.00013735 | 0 |  |  |  |  | 2012Utility System EfficiencyUtility Distribution SystemConductorsUnknown | .
| 2012 | 547 | Utility System Efficiency | Utility Distribution System | Insulators | Unknown | [6 empty] | 0 | 0 | 0 |  |  |  |  | 0.00014176 | 0 | 0.00013735 | 0 |  |  |  |  | 2012Utility System EfficiencyUtility Distribution SystemInsulatorsUnknown | .
| 2012 | 548 | Utility System Efficiency | Utility Distribution System | Power Factor Improvements | Unknown | [6 empty] | 0 | 0 | 0 |  |  |  |  | 0.00014176 | 0 | 0.00013735 | 0 |  |  |  |  | 2012Utility System EfficiencyUtility Distribution SystemPower Factor ImprovementsUnknown | .
| 2012 | 549 | Utility System Efficiency | Utility Distribution System | Transformers | Unknown | [6 empty] | 0 | 0 | 0 |  |  |  |  | 0.00014176 | 0 | 0.00013735 | 0 |  |  |  |  | 2012Utility System EfficiencyUtility Distribution SystemTransformersUnknown | .
| 2012 | 550 | Utility System Efficiency | Utility Distribution System | Utility Station Service Loads | Unknown | [6 empty] | 0 | 0 | 0 |  |  |  |  | 0.00014176 | 0 | 0.00013735 | 0 |  |  |  |  | 2012Utility System EfficiencyUtility Distribution SystemUtility Station Service LoadsUnknown | .
| 2012 | 551 | Utility System Efficiency | Utility Generation System | Utility Station Service Loads | Unknown | [6 empty] | 0 | 0 | 0 |  |  |  |  | 0.00014176 | 0 | 0.00013735 | 0 |  |  |  |  | 2012Utility System EfficiencyUtility Generation SystemUtility Station Service LoadsUnknown | .
| 2012 | 552 | Utility System Efficiency | Utility Transmission System | Capacitors | Unknown | [6 empty] | 0 | 0 | 0 |  |  |  |  | 0.00014176 | 0 | 0.00013735 | 0 |  |  |  |  | 2012Utility System EfficiencyUtility Transmission SystemCapacitorsUnknown | .
| 2012 | 553 | Utility System Efficiency | Utility Transmission System | Conductors | Unknown | [6 empty] | 0 | 0 | 0 |  |  |  |  | 0.00014176 | 0 | 0.00013735 | 0 |  |  |  |  | 2012Utility System EfficiencyUtility Transmission SystemConductorsUnknown | .
| 2012 | 554 | Utility System Efficiency | Utility Transmission System | Insulators | Unknown | [6 empty] | 0 | 0 | 0 |  |  |  |  | 0.00014176 | 0 | 0.00013735 | 0 |  |  |  |  | 2012Utility System EfficiencyUtility Transmission SystemInsulatorsUnknown | .
| 2012 | 555 | Utility System Efficiency | Utility Transmission System | Operation | Unknown | [6 empty] | 0 | 0 | 0 |  |  |  |  | 0.00014176 | 0 | 0.00013735 | 0 |  |  |  |  | 2012Utility System EfficiencyUtility Transmission SystemOperationUnknown | .
| 2012 | 556 | Utility System Efficiency | Utility Transmission System | Power Factor Improvements | Unknown | [6 empty] | 0 | 0 | 0 |  |  |  |  | 0.00014176 | 0 | 0.00013735 | 0 |  |  |  |  | 2012Utility System EfficiencyUtility Transmission SystemPower Factor ImprovementsUnknown | .
| 2012 | 557 | Utility System Efficiency | Utility Transmission System | Transformers | Unknown | [6 empty] | 0 | 0 | 0 |  |  |  |  | 0.00014176 | 0 | 0.00013735 | 0 |  |  |  |  | 2012Utility System EfficiencyUtility Transmission SystemTransformersUnknown | .
| 2012 | 558 | Utility System Efficiency | Utility Transmission System | Voltage Management | Unknown | [6 empty] | 0 | 0 | 0 |  |  |  |  | 0.00014176 | 0 | 0.00013735 | 0 |  |  |  |  | 2012Utility System EfficiencyUtility Transmission SystemVoltage ManagementUnknown | .
| 2012 | 559 | Agricultural | Unknown | Unknown | Unknown | [6 empty] | 0 | 15918.9 | 0.0018172 |  |  |  |  | 2.6494e-06 | 4.2175e-05 | 0.0003126 | 0.0049763 |  |  |  |  | 2012AgriculturalUnknownUnknownUnknown | .
| 2012 | 560 | Commercial | Unknown | Unknown | Unknown | [6 empty] | 0 | 82883727.7861 | 9.4616 |  |  |  |  | 0.00024448 | 20.2634 | 0.00016318 | 13.5248 |  |  |  |  | 2012CommercialUnknownUnknownUnknown | .
| 2012 | 561 | Industrial | Unknown | Unknown | Unknown | [6 empty] | 0 | 5959008.093 | 0.68025 |  |  |  |  | 0.00012551 | 0.74791 | 0.00012968 | 0.77276 |  |  |  |  | 2012IndustrialUnknownUnknownUnknown | .
| 2012 | 562 | Low Income | Unknown | Unknown | Unknown | [6 empty] | 0 | 0 | 0 |  |  |  |  | 0.00023982 | 0 | 0.00015375 | 0 |  |  |  |  | 2012Low IncomeUnknownUnknownUnknown | .
| 2012 | 563 | Residential | Unknown | Unknown | Unknown | [6 empty] | 0 | 3532349.8216 | 0.40324 |  |  |  |  | 0.00023982 | 0.84713 | 0.00015375 | 0.54309 |  |  |  |  | 2012ResidentialUnknownUnknownUnknown | .
| 2012 | 564 | Utility System Efficiency | Unknown | Unknown | Unknown | [6 empty] | 0 | 0 | 0 |  |  |  |  | 0.00023982 | 0 | 0.00015375 | 0 |  |  |  |  | 2012Utility System EfficiencyUnknownUnknownUnknown | .
| 2012 | 565 | Agricultural | Codes & Standards | Codes | Unknown | [6 empty] | 0 | 0 | 0 |  |  |  |  | 2.6494e-06 | 0 | 0.0003126 | 0 |  |  |  |  | 2012AgriculturalCodes & StandardsCodesUnknown | .
| 2012 | 566 | Commercial | Codes & Standards | Codes | Unknown | [6 empty] | 0 | 11897122.2027 | 1.3581 |  |  |  |  | 0.00024448 | 2.9086 | 0.00016318 | 1.9413 |  |  |  |  | 2012CommercialCodes & StandardsCodesUnknown | .
| 2012 | 567 | Industrial | Codes & Standards | Codes | Unknown | [6 empty] | 0 | 0 | 0 |  |  |  |  | 0.00012551 | 0 | 0.00012968 | 0 |  |  |  |  | 2012IndustrialCodes & StandardsCodesUnknown | .
| 2012 | 568 | Low Income | Codes & Standards | Codes | Unknown | [6 empty] | 0 | 0 | 0 |  |  |  |  | 0.00023982 | 0 | 0.00015375 | 0 |  |  |  |  | 2012Low IncomeCodes & StandardsCodesUnknown | .
| 2012 | 569 | Residential | Codes & Standards | Codes | Unknown | [6 empty] | 0 | 1355955.6928 | 0.15479 |  |  |  |  | 0.00023982 | 0.32518 | 0.00015375 | 0.20847 |  |  |  |  | 2012ResidentialCodes & StandardsCodesUnknown | .
| 2012 | 570 | Utility System Efficiency | Codes & Standards | Codes | Unknown | [6 empty] | 0 | 0 | 0 |  |  |  |  | 0.00014176 | 0 | 0.00013735 | 0 |  |  |  |  | 2012Utility System EfficiencyCodes & StandardsCodesUnknown | .
| 2012 | 571 | Agricultural | Irrigation | Unknown | Unknown | [6 empty] | 0 | 0 | 0 |  |  |  |  | 2.6494e-06 | 0 | 0.0003126 | 0 |  |  |  |  | 2012AgriculturalIrrigationUnknownUnknown | .
| 2012 | 572 | Agricultural | Irrigation | Irrigation System Improvements | Irrigation System Control Improvements (VFD) | [6 empty] | 0 | 0 | 0 |  |  |  |  | 2.6494e-06 | 0 | 0.0003126 | 0 |  |  |  |  | 2012AgriculturalIrrigationIrrigation System ImprovementsIrrigation System Control Improvements (VFD) | .
| 2012 | 573 | Commercial | Food Preparation | Motors/Drives Controls | Interactive Process Loads System Improvements | [6 empty] | 0 | 0 | 0 |  |  |  |  | 0.00017223 | 0 | 0.00016217 | 0 |  |  |  |  | 2012CommercialFood PreparationMotors/Drives ControlsInteractive Process Loads System Improvements | .
| 2012 | 574 | Commercial | HVAC | HVAC System Improvements | Fan System Improvements | [6 empty] | 0 | 0 | 0 |  |  |  |  | 0.00076228 | 0 | 1.3799e-05 | 0 |  |  |  |  | 2012CommercialHVACHVAC System ImprovementsFan System Improvements | .
| 2012 | 575 | Commercial | HVAC | HVAC System Improvements | Pump System Improvements | [6 empty] | 0 | 0 | 0 |  |  |  |  | 0.00076228 | 0 | 1.3799e-05 | 0 |  |  |  |  | 2012CommercialHVACHVAC System ImprovementsPump System Improvements | .
| 2012 | 576 | Commercial | Lighting | Lamps/Ballasts/Fixtures | Compact Fluorescents | [6 empty] | 0 | 0 | 0 |  |  |  |  | 0.00017719 | 0 | 0.00015191 | 0 |  |  |  |  | 2012CommercialLightingLamps/Ballasts/FixturesCompact Fluorescents | .
| 2012 | 577 | Commercial | Lighting | Lamps/Ballasts/Fixtures | Electronic Metal Halide | [6 empty] | 0 | 0 | 0 |  |  |  |  | 0.00017719 | 0 | 0.00015191 | 0 |  |  |  |  | 2012CommercialLightingLamps/Ballasts/FixturesElectronic Metal Halide | .
| 2012 | 578 | Commercial | Lighting | Lamps/Ballasts/Fixtures | LED Exterior General Area | [6 empty] | 0 | 0 | 0 |  |  |  |  | 0.00017719 | 0 | 0.00015191 | 0 |  |  |  |  | 2012CommercialLightingLamps/Ballasts/FixturesLED Exterior General Area | .
| 2012 | 579 | Commercial | Lighting | Lamps/Ballasts/Fixtures | LED Other | [6 empty] | 0 | 0 | 0 |  |  |  |  | 0.00017719 | 0 | 0.00015191 | 0 |  |  |  |  | 2012CommercialLightingLamps/Ballasts/FixturesLED Other | .
| 2012 | 580 | Commercial | Lighting | Lamps/Ballasts/Fixtures | LED Screw-In/Small Fixtures | [6 empty] | 0 | 0 | 0 |  |  |  |  | 0.00017719 | 0 | 0.00015191 | 0 |  |  |  |  | 2012CommercialLightingLamps/Ballasts/FixturesLED Screw-In/Small Fixtures | .
| 2012 | 581 | Commercial | Lighting | Lamps/Ballasts/Fixtures | LED Tubes and Troffers | [6 empty] | 0 | 0 | 0 |  |  |  |  | 0.00017719 | 0 | 0.00015191 | 0 |  |  |  |  | 2012CommercialLightingLamps/Ballasts/FixturesLED Tubes and Troffers | .
| 2012 | 582 | Commercial | Lighting | Lamps/Ballasts/Fixtures | Linear Fluorescent High Bay | [6 empty] | 0 | 0 | 0 |  |  |  |  | 0.00017719 | 0 | 0.00015191 | 0 |  |  |  |  | 2012CommercialLightingLamps/Ballasts/FixturesLinear Fluorescent High Bay | .
| 2012 | 583 | Commercial | Lighting | Lamps/Ballasts/Fixtures | Linear LED | [6 empty] | 0 | 0 | 0 |  |  |  |  | 0.00017719 | 0 | 0.00015191 | 0 |  |  |  |  | 2012CommercialLightingLamps/Ballasts/FixturesLinear LED | .
| 2012 | 584 | Commercial | Lighting | Lamps/Ballasts/Fixtures | New Construction | [6 empty] | 0 | 0 | 0 |  |  |  |  | 0.00017719 | 0 | 0.00015191 | 0 |  |  |  |  | 2012CommercialLightingLamps/Ballasts/FixturesNew Construction | .
| 2012 | 585 | Commercial | Lighting | Lamps/Ballasts/Fixtures | Non-Standard | [6 empty] | 0 | 0 | 0 |  |  |  |  | 0.00017719 | 0 | 0.00015191 | 0 |  |  |  |  | 2012CommercialLightingLamps/Ballasts/FixturesNon-Standard | .
| 2012 | 586 | Commercial | Lighting | Lamps/Ballasts/Fixtures | T8 Linear Fluorescents | [6 empty] | 0 | 0 | 0 |  |  |  |  | 0.00017719 | 0 | 0.00015191 | 0 |  |  |  |  | 2012CommercialLightingLamps/Ballasts/FixturesT8 Linear Fluorescents | .
| 2012 | 587 | Commercial | Lighting | Signs and Signals | LED Street Lighting | [6 empty] | 0 | 0 | 0 |  |  |  |  | 0.00023298 | 0 | 0 | 0 |  |  |  |  | 2012CommercialLightingSigns and SignalsLED Street Lighting | .
| 2012 | 588 | Residential | Electronics | Plug Load | Clothes Dryers | [6 empty] | 0 | 0 | 0 |  |  |  |  | 0.00040029 | 0 | 0.0003184 | 0 |  |  |  |  | 2012ResidentialElectronicsPlug LoadClothes Dryers | .
| 2012 | 589 | Residential | Solar PV | Solar PV | Direct Application Renewable - PV | [6 empty] | 0 | 0 | 0 |  |  |  |  | 1.5994e-05 | 0 | 0.00020212 | 0 |  |  |  |  | 2012ResidentialSolar PVSolar PVDirect Application Renewable - PV | .
| 2012 | 590 | Residential | Electronics | Computer Technologies | Computer | [6 empty] | 0 | 0 | 0 |  |  |  |  | 0.00014549 | 0 | 0.00013343 | 0 |  |  |  |  | 2012ResidentialElectronicsComputer TechnologiesComputer | .
| 2012 | 591 | Residential | Electronics | Computer Technologies | Monitor | [6 empty] | 0 | 0 | 0 |  |  |  |  | 0.00014549 | 0 | 0.00013343 | 0 |  |  |  |  | 2012ResidentialElectronicsComputer TechnologiesMonitor | .
| 2012 | 592 | Residential | Food Preparation | Cooking | Microwave | [6 empty] | 0 | 0 | 0 |  |  |  |  | 0.00037914 | 0 | 0.00027989 | 0 |  |  |  |  | 2012ResidentialFood PreparationCookingMicrowave | .
| 2013 | 1 | Commercial | HVAC | HVAC System Improvements | Reciprocating Chiller Improvements | [6 empty] | 0 | 678062.094 | 0.077404 |  |  |  |  | 0.00076228 | 0.51687 | 1.3799e-05 | 0.0093568 |  |  |  |  | 2013CommercialHVACHVAC System ImprovementsReciprocating Chiller Improvements | .
| 2013 | 2 | Commercial | HVAC | HVAC System Improvements | Rooftop Units | [6 empty] | 0 | 3564881.2704 | 0.40695 |  |  |  |  | 0.00076228 | 2.7174 | 1.3799e-05 | 0.049193 |  |  |  |  | 2013CommercialHVACHVAC System ImprovementsRooftop Units | .
| 2013 | 3 | Commercial | HVAC | HVAC System Improvements | Rotary Screw Chiller Improvements | [6 empty] | 0 | 0 | 0 |  |  |  |  | 0.00076228 | 0 | 1.3799e-05 | 0 |  |  |  |  | 2013CommercialHVACHVAC System ImprovementsRotary Screw Chiller Improvements | .
| 2013 | 4 | Commercial | HVAC | HVAC System Improvements | Scroll Chiller Improvements | [6 empty] | 0 | 0 | 0 |  |  |  |  | 0.00076228 | 0 | 1.3799e-05 | 0 |  |  |  |  | 2013CommercialHVACHVAC System ImprovementsScroll Chiller Improvements | .
| 2013 | 5 | Commercial | HVAC | HVAC System Improvements | Storage Tank Insulation Improvements | [6 empty] | 0 | 0 | 0 |  |  |  |  | 0.00076228 | 0 | 1.3799e-05 | 0 |  |  |  |  | 2013CommercialHVACHVAC System ImprovementsStorage Tank Insulation Improvements | .
| 2013 | 6 | Commercial | HVAC | HVAC System Improvements | Variable Refrigerant Flow System Improvements | [6 empty] | 0 | 295240.76 | 0.033703 |  |  |  |  | 0.00076228 | 0.22506 | 1.3799e-05 | 0.0040741 |  |  |  |  | 2013CommercialHVACHVAC System ImprovementsVariable Refrigerant Flow System Improvements | .
| 2013 | 7 | Commercial | HVAC | HVAC System Improvements | Ventilation System Improvements | [6 empty] | 0 | 7322232.876 | 0.83587 |  |  |  |  | 0.00018839 | 1.3794 | 0.00016046 | 1.1749 |  |  |  |  | 2013CommercialHVACHVAC System ImprovementsVentilation System Improvements | .
| 2013 | 8 | Commercial | HVAC | HVAC System Improvements | Water-Source Heat Pumps | [6 empty] | 0 | 759213.09 | 0.086668 |  |  |  |  | 0.00076228 | 0.57873 | 1.3799e-05 | 0.010477 |  |  |  |  | 2013CommercialHVACHVAC System ImprovementsWater-Source Heat Pumps | .
| 2013 | 9 | Commercial | Lighting | Delamping | Delamping | [6 empty] | 0 | 2112760.839 | 0.24118 |  |  |  |  | 0.00017719 | 0.37435 | 0.00015191 | 0.32094 |  |  |  |  | 2013CommercialLightingDelampingDelamping | .
| 2013 | 10 | Commercial | Lighting | Lamps/Ballasts/Fixtures | Lamps/Ballasts | [6 empty] | 0 | 76476796.961 | 8.7302 |  |  |  |  | 0.00017719 | 13.5506 | 0.00015191 | 11.6173 |  |  |  |  | 2013CommercialLightingLamps/Ballasts/FixturesLamps/Ballasts | .
| 2013 | 11 | Commercial | Lighting | Lamps/Ballasts/Fixtures | Lamps/Ballasts w/Controls | [6 empty] | 0 | 408453.97 | 0.046627 |  |  |  |  | 0.00017719 | 0.072372 | 0.00015191 | 0.062046 |  |  |  |  | 2013CommercialLightingLamps/Ballasts/FixturesLamps/Ballasts w/Controls | .
| 2013 | 12 | Commercial | Lighting | Lamps/Ballasts/Fixtures | Lamps/Ballasts w/Delamping | [6 empty] | 0 | 139129.28 | 0.015882 |  |  |  |  | 0.00017719 | 0.024652 | 0.00015191 | 0.021135 |  |  |  |  | 2013CommercialLightingLamps/Ballasts/FixturesLamps/Ballasts w/Delamping | .
| 2013 | 13 | Commercial | Lighting | Lamps/Ballasts/Fixtures | Lamps/Ballasts w/Delamping and Controls | [6 empty] | 0 | 1225255.09 | 0.13987 |  |  |  |  | 0.00017719 | 0.2171 | 0.00015191 | 0.18612 |  |  |  |  | 2013CommercialLightingLamps/Ballasts/FixturesLamps/Ballasts w/Delamping and Controls | .
| 2013 | 14 | Commercial | Lighting | Lamps/Ballasts/Fixtures | Lamps/Ballasts/Fixtures | [6 empty] | 0 | 209403065.814 | 23.9045 |  |  |  |  | 0.00017719 | 37.1033 | 0.00015191 | 31.8095 |  |  |  |  | 2013CommercialLightingLamps/Ballasts/FixturesLamps/Ballasts/Fixtures | .
| 2013 | 15 | Commercial | Lighting | Lamps/Ballasts/Fixtures | Lamps/Ballasts/Fixtures w/Controls | [6 empty] | 0 | 19543391.252 | 2.231 |  |  |  |  | 0.00017719 | 3.4628 | 0.00015191 | 2.9688 |  |  |  |  | 2013CommercialLightingLamps/Ballasts/FixturesLamps/Ballasts/Fixtures w/Controls | .
| 2013 | 16 | Commercial | Lighting | Lamps/Ballasts/Fixtures | Lamps/Ballasts/Fixtures w/Delamping | [6 empty] | 0 | 75388.24 | 0.008606 |  |  |  |  | 0.00017719 | 0.013358 | 0.00015191 | 0.011452 |  |  |  |  | 2013CommercialLightingLamps/Ballasts/FixturesLamps/Ballasts/Fixtures w/Delamping | .
| 2013 | 17 | Commercial | Lighting | Lamps/Ballasts/Fixtures | Lamps/Ballasts/Fixtures w/Delamping and Controls | [6 empty] | 0 | 2907747.05 | 0.33193 |  |  |  |  | 0.00017719 | 0.51521 | 0.00015191 | 0.4417 |  |  |  |  | 2013CommercialLightingLamps/Ballasts/FixturesLamps/Ballasts/Fixtures w/Delamping and Controls | .
| 2013 | 18 | Commercial | Lighting | Lighting Controls | Control Panels | [6 empty] | 0 | 5829784.0709 | 0.6655 |  |  |  |  | 0.00017719 | 1.033 | 0.00015191 | 0.88558 |  |  |  |  | 2013CommercialLightingLighting ControlsControl Panels | .
| 2013 | 19 | Commercial | Lighting | Lighting Controls | Daylighting | [6 empty] | 0 | 1937929.4034 | 0.22122 |  |  |  |  | 0.00017719 | 0.34337 | 0.00015191 | 0.29438 |  |  |  |  | 2013CommercialLightingLighting ControlsDaylighting | .
| 2013 | 20 | Commercial | Lighting | Lighting Controls | Occupancy Sensors | [6 empty] | 0 | 7702322.2839 | 0.87926 |  |  |  |  | 0.00017719 | 1.3647 | 0.00015191 | 1.17 |  |  |  |  | 2013CommercialLightingLighting ControlsOccupancy Sensors | .
| 2013 | 21 | Commercial | Lighting | Lighting Controls | Photocells | [6 empty] | 0 | 3212.345 | 0.00036671 |  |  |  |  | 0.00017719 | 0.00056918 | 0.00015191 | 0.00048797 |  |  |  |  | 2013CommercialLightingLighting ControlsPhotocells | .
| 2013 | 22 | Commercial | Lighting | Lighting Controls | Timers | [6 empty] | 0 | 0 | 0 |  |  |  |  | 0.00017719 | 0 | 0.00015191 | 0 |  |  |  |  | 2013CommercialLightingLighting ControlsTimers | .
| 2013 | 23 | Commercial | Lighting | Signs and Signals | LED Exit Signs | [6 empty] | 0 | 638610.883 | 0.072901 |  |  |  |  | 0.00017719 | 0.11315 | 0.00015191 | 0.097009 |  |  |  |  | 2013CommercialLightingSigns and SignalsLED Exit Signs | .
| 2013 | 24 | Agricultural | Compressed Air | Compressed Air System Controls | Compressed Air Control Improvements (non-VFD) | [6 empty] | 0 | 0 | 0 |  |  |  |  | 2.6494e-06 | 0 | 0.0003126 | 0 |  |  |  |  | 2013AgriculturalCompressed AirCompressed Air System ControlsCompressed Air Control Improvements (non-VFD) | .
| 2013 | 25 | Agricultural | Compressed Air | Compressed Air System Controls | Compressed Air Control Improvements (VFD) | [6 empty] | 0 | 0 | 0 |  |  |  |  | 2.6494e-06 | 0 | 0.0003126 | 0 |  |  |  |  | 2013AgriculturalCompressed AirCompressed Air System ControlsCompressed Air Control Improvements (VFD) | .
| 2013 | 26 | Agricultural | Compressed Air | Compressed Air System Improvements | Compressed Air System Compressor Improvements (non-VFD) | [6 empty] | 0 | 0 | 0 |  |  |  |  | 2.6494e-06 | 0 | 0.0003126 | 0 |  |  |  |  | 2013AgriculturalCompressed AirCompressed Air System ImprovementsCompressed Air System Compressor Improvements (non-VFD) | .
| 2013 | 27 | Agricultural | Compressed Air | Compressed Air System Improvements | Compressed Air System Compressor Improvements (VFD) | [6 empty] | 0 | 0 | 0 |  |  |  |  | 2.6494e-06 | 0 | 0.0003126 | 0 |  |  |  |  | 2013AgriculturalCompressed AirCompressed Air System ImprovementsCompressed Air System Compressor Improvements (VFD) | .
| 2013 | 28 | Agricultural | Compressed Air | Compressed Air System Improvements | Compressed Air System Demand Side Improvements | [6 empty] | 0 | 0 | 0 |  |  |  |  | 2.6494e-06 | 0 | 0.0003126 | 0 |  |  |  |  | 2013AgriculturalCompressed AirCompressed Air System ImprovementsCompressed Air System Demand Side Improvements | .
| 2013 | 29 | Agricultural | Compressed Air | Compressed Air System Improvements | Compressed Air System Dryer Improvements | [6 empty] | 0 | 0 | 0 |  |  |  |  | 2.6494e-06 | 0 | 0.0003126 | 0 |  |  |  |  | 2013AgriculturalCompressed AirCompressed Air System ImprovementsCompressed Air System Dryer Improvements | .
| 2013 | 30 | Agricultural | Compressed Air | Compressed Air System Improvements | Compressed Air System Regulation Improvements | [6 empty] | 0 | 0 | 0 |  |  |  |  | 2.6494e-06 | 0 | 0.0003126 | 0 |  |  |  |  | 2013AgriculturalCompressed AirCompressed Air System ImprovementsCompressed Air System Regulation Improvements | .
| 2013 | 31 | Agricultural | Compressed Air | Compressed Air System Improvements | Compressed Air System Storage Improvements | [6 empty] | 0 | 0 | 0 |  |  |  |  | 2.6494e-06 | 0 | 0.0003126 | 0 |  |  |  |  | 2013AgriculturalCompressed AirCompressed Air System ImprovementsCompressed Air System Storage Improvements | .
| 2013 | 32 | Agricultural | Compressed Air | Compressed Air System Improvements | Compressed Air System Supply Side Improvements | [6 empty] | 0 | 0 | 0 |  |  |  |  | 2.6494e-06 | 0 | 0.0003126 | 0 |  |  |  |  | 2013AgriculturalCompressed AirCompressed Air System ImprovementsCompressed Air System Supply Side Improvements | .
| 2013 | 33 | Agricultural | Compressed Air | Compressed Air System Improvements | Compressors | [6 empty] | 0 | 0 | 0 |  |  |  |  | 2.6494e-06 | 0 | 0.0003126 | 0 |  |  |  |  | 2013AgriculturalCompressed AirCompressed Air System ImprovementsCompressors | .
| 2013 | 34 | Agricultural | Compressed Air | Heat Recovery | Heat Recovery Improvements | [6 empty] | 0 | 0 | 0 |  |  |  |  | 2.6494e-06 | 0 | 0.0003126 | 0 |  |  |  |  | 2013AgriculturalCompressed AirHeat RecoveryHeat Recovery Improvements | .
| 2013 | 35 | Agricultural | Irrigation | Center Pivot System and Equipment | Center Pivot Conversions | [6 empty] | 0 | 67578.73 | 0.0077145 |  |  |  |  | 2.6494e-06 | 0.00017904 | 0.0003126 | 0.021125 |  |  |  |  | 2013AgriculturalIrrigationCenter Pivot System and EquipmentCenter Pivot Conversions | .
| 2013 | 36 | Agricultural | Irrigation | Center Pivot System and Equipment | Reduce System Friction Head | [6 empty] | 0 | 0 | 0 |  |  |  |  | 2.6494e-06 | 0 | 0.0003126 | 0 |  |  |  |  | 2013AgriculturalIrrigationCenter Pivot System and EquipmentReduce System Friction Head | .
| 2013 | 37 | Agricultural | Irrigation | Center Pivot System and Equipment | Reduce System Leakage | [6 empty] | 0 | 0 | 0 |  |  |  |  | 2.6494e-06 | 0 | 0.0003126 | 0 |  |  |  |  | 2013AgriculturalIrrigationCenter Pivot System and EquipmentReduce System Leakage | .
| 2013 | 38 | Agricultural | Irrigation | Center Pivot System and Equipment | Reduce System Lift | [6 empty] | 0 | 0 | 0 |  |  |  |  | 2.6494e-06 | 0 | 0.0003126 | 0 |  |  |  |  | 2013AgriculturalIrrigationCenter Pivot System and EquipmentReduce System Lift | .
| 2013 | 39 | Agricultural | Irrigation | Center Pivot System and Equipment | System Water Delivery Improvements | [6 empty] | 0 | 0 | 0 |  |  |  |  | 2.6494e-06 | 0 | 0.0003126 | 0 |  |  |  |  | 2013AgriculturalIrrigationCenter Pivot System and EquipmentSystem Water Delivery Improvements | .
| 2013 | 40 | Agricultural | Irrigation | Discharge Fitting Equipment | Drop Installation for Spray Heads and Pressure Regulators | [6 empty] | 0 | 59071.5521 | 0.0067433 |  |  |  |  | 2.6494e-06 | 0.0001565 | 0.0003126 | 0.018466 |  |  |  |  | 2013AgriculturalIrrigationDischarge Fitting EquipmentDrop Installation for Spray Heads and Pressure Regulators | .
| 2013 | 41 | Agricultural | Irrigation | Discharge Fitting Equipment | Flow Control Nozzles and Diffuser | [6 empty] | 0 | 35914 | 0.0040998 |  |  |  |  | 2.6494e-06 | 9.515e-05 | 0.0003126 | 0.011227 |  |  |  |  | 2013AgriculturalIrrigationDischarge Fitting EquipmentFlow Control Nozzles and Diffuser | .
| 2013 | 42 | Agricultural | Irrigation | Discharge Fitting Equipment | Impact Sprinkler Heads | [6 empty] | 0 | 1444164.5125 | 0.16486 |  |  |  |  | 2.6494e-06 | 0.0038261 | 0.0003126 | 0.45145 |  |  |  |  | 2013AgriculturalIrrigationDischarge Fitting EquipmentImpact Sprinkler Heads | .
| 2013 | 43 | Agricultural | Irrigation | Discharge Fitting Equipment | Low Angle Heads | [6 empty] | 0 | 0 | 0 |  |  |  |  | 2.6494e-06 | 0 | 0.0003126 | 0 |  |  |  |  | 2013AgriculturalIrrigationDischarge Fitting EquipmentLow Angle Heads | .
| 2013 | 44 | Agricultural | Irrigation | Discharge Fitting Equipment | Low Pressure End guns/Big guns | [6 empty] | 0 | 0 | 0 |  |  |  |  | 2.6494e-06 | 0 | 0.0003126 | 0 |  |  |  |  | 2013AgriculturalIrrigationDischarge Fitting EquipmentLow Pressure End guns/Big guns | .
| 2013 | 45 | Agricultural | Irrigation | Discharge Fitting Equipment | Nozzle Replacement | [6 empty] | 0 | 0 | 0 |  |  |  |  | 2.6494e-06 | 0 | 0.0003126 | 0 |  |  |  |  | 2013AgriculturalIrrigationDischarge Fitting EquipmentNozzle Replacement | .
| 2013 | 46 | Agricultural | Irrigation | Discharge Fitting Equipment | Spray Heads | [6 empty] | 0 | 0 | 0 |  |  |  |  | 2.6494e-06 | 0 | 0.0003126 | 0 |  |  |  |  | 2013AgriculturalIrrigationDischarge Fitting EquipmentSpray Heads | .
| 2013 | 47 | Agricultural | Irrigation | Handmove and Sideroll System and Equipment | Reduce System Friction Head | [6 empty] | 0 | 0 | 0 |  |  |  |  | 2.6494e-06 | 0 | 0.0003126 | 0 |  |  |  |  | 2013AgriculturalIrrigationHandmove and Sideroll System and EquipmentReduce System Friction Head | .
| 2013 | 48 | Agricultural | Irrigation | Handmove and Sideroll System and Equipment | Reduce System Leakage | [6 empty] | 0 | 0 | 0 |  |  |  |  | 2.6494e-06 | 0 | 0.0003126 | 0 |  |  |  |  | 2013AgriculturalIrrigationHandmove and Sideroll System and EquipmentReduce System Leakage | .
| 2013 | 49 | Agricultural | Irrigation | Handmove and Sideroll System and Equipment | Reduce System Lift | [6 empty] | 0 | 0 | 0 |  |  |  |  | 2.6494e-06 | 0 | 0.0003126 | 0 |  |  |  |  | 2013AgriculturalIrrigationHandmove and Sideroll System and EquipmentReduce System Lift | .
| 2013 | 50 | Agricultural | Irrigation | Handmove and Sideroll System and Equipment | System Water Delivery Improvements | [6 empty] | 0 | 0 | 0 |  |  |  |  | 2.6494e-06 | 0 | 0.0003126 | 0 |  |  |  |  | 2013AgriculturalIrrigationHandmove and Sideroll System and EquipmentSystem Water Delivery Improvements | .
| 2013 | 51 | Agricultural | Irrigation | Hardware | Drain Replacement | [6 empty] | 0 | 91847.1494 | 0.010485 |  |  |  |  | 2.6494e-06 | 0.00024334 | 0.0003126 | 0.028712 |  |  |  |  | 2013AgriculturalIrrigationHardwareDrain Replacement | .
| 2013 | 52 | Agricultural | Irrigation | Hardware | Drop Tube/Hose Extension | [6 empty] | 0 | 159806.6608 | 0.018243 |  |  |  |  | 2.6494e-06 | 0.00042339 | 0.0003126 | 0.049956 |  |  |  |  | 2013AgriculturalIrrigationHardwareDrop Tube/Hose Extension | .
| 2013 | 53 | Agricultural | Irrigation | Hardware | Gasket Replacement | [6 empty] | 0 | 1205570.9555 | 0.13762 |  |  |  |  | 2.6494e-06 | 0.003194 | 0.0003126 | 0.37686 |  |  |  |  | 2013AgriculturalIrrigationHardwareGasket Replacement | .
| 2013 | 54 | Agricultural | Irrigation | Hardware | Goose Necks | [6 empty] | 0 | 131218.0848 | 0.014979 |  |  |  |  | 2.6494e-06 | 0.00034765 | 0.0003126 | 0.041019 |  |  |  |  | 2013AgriculturalIrrigationHardwareGoose Necks | .
| 2013 | 55 | Agricultural | Irrigation | Hardware | Hub Replacement | [6 empty] | 0 | 32760 | 0.0037397 |  |  |  |  | 2.6494e-06 | 8.6793e-05 | 0.0003126 | 0.010241 |  |  |  |  | 2013AgriculturalIrrigationHardwareHub Replacement | .
| 2013 | 56 | Agricultural | Irrigation | Hardware | Leveler Rebuild | [6 empty] | 0 | 3052.822 | 0.0003485 |  |  |  |  | 2.6494e-06 | 8.0881e-06 | 0.0003126 | 0.00095432 |  |  |  |  | 2013AgriculturalIrrigationHardwareLeveler Rebuild | .
| 2013 | 57 | Agricultural | Irrigation | Hardware | Line Repairs | [6 empty] | 0 | 932.195 | 0.00010641 |  |  |  |  | 2.6494e-06 | 2.4697e-06 | 0.0003126 | 0.00029141 |  |  |  |  | 2013AgriculturalIrrigationHardwareLine Repairs | .
| 2013 | 58 | Agricultural | Irrigation | Hardware | Multi-Trajectory Sprays | [6 empty] | 0 | 26381 | 0.0030115 |  |  |  |  | 2.6494e-06 | 6.9893e-05 | 0.0003126 | 0.0082468 |  |  |  |  | 2013AgriculturalIrrigationHardwareMulti-Trajectory Sprays | .
| 2013 | 59 | Agricultural | Irrigation | Hardware | Nozzle Replacement | [6 empty] | 0 | 570332.914 | 0.065106 |  |  |  |  | 2.6494e-06 | 0.001511 | 0.0003126 | 0.17829 |  |  |  |  | 2013AgriculturalIrrigationHardwareNozzle Replacement | .
| 2013 | 60 | Agricultural | Irrigation | Hardware | Pipe Repair | [6 empty] | 0 | 167650.4567 | 0.019138 |  |  |  |  | 2.6494e-06 | 0.00044417 | 0.0003126 | 0.052408 |  |  |  |  | 2013AgriculturalIrrigationHardwarePipe Repair | .
| 2013 | 61 | Agricultural | Irrigation | Hardware | Regulator Replacement | [6 empty] | 0 | 2184253 | 0.24934 |  |  |  |  | 2.6494e-06 | 0.0057869 | 0.0003126 | 0.6828 |  |  |  |  | 2013AgriculturalIrrigationHardwareRegulator Replacement | .
| 2013 | 62 | Agricultural | Irrigation | Hardware | Sprinkler Replacements | [6 empty] | 0 | 5984297.8882 | 0.68314 |  |  |  |  | 2.6494e-06 | 0.015855 | 0.0003126 | 1.8707 |  |  |  |  | 2013AgriculturalIrrigationHardwareSprinkler Replacements | .
| 2013 | 63 | Agricultural | Irrigation | Irrigation System Improvements | Change in Water Source | [6 empty] | 0 | 0 | 0 |  |  |  |  | 2.6494e-06 | 0 | 0.0003126 | 0 |  |  |  |  | 2013AgriculturalIrrigationIrrigation System ImprovementsChange in Water Source | .
| 2013 | 64 | Agricultural | Irrigation | Irrigation System Improvements | Irrigation System Improvements | [6 empty] | 0 | 4112184.11 | 0.46943 |  |  |  |  | 2.6494e-06 | 0.010895 | 0.0003126 | 1.2855 |  |  |  |  | 2013AgriculturalIrrigationIrrigation System ImprovementsIrrigation System Improvements | .
| 2013 | 65 | Agricultural | Irrigation | Irrigation System Improvements | Reduce Delivery System Leakage | [6 empty] | 0 | 0 | 0 |  |  |  |  | 2.6494e-06 | 0 | 0.0003126 | 0 |  |  |  |  | 2013AgriculturalIrrigationIrrigation System ImprovementsReduce Delivery System Leakage | .
| 2013 | 66 | Agricultural | Irrigation | Mainline System and Equipment | Interactive Mainline System and Equipment Improvements | [6 empty] | 0 | 0 | 0 |  |  |  |  | 2.6494e-06 | 0 | 0.0003126 | 0 |  |  |  |  | 2013AgriculturalIrrigationMainline System and EquipmentInteractive Mainline System and Equipment Improvements | .
| 2013 | 67 | Agricultural | Irrigation | Mainline System and Equipment | Mainline System Pump Improvements | [6 empty] | 0 | 0 | 0 |  |  |  |  | 2.6494e-06 | 0 | 0.0003126 | 0 |  |  |  |  | 2013AgriculturalIrrigationMainline System and EquipmentMainline System Pump Improvements | .
| 2013 | 68 | Agricultural | Irrigation | Mainline System and Equipment | Reduce Friction Loss | [6 empty] | 0 | 773197.22 | 0.088265 |  |  |  |  | 2.6494e-06 | 0.0020485 | 0.0003126 | 0.2417 |  |  |  |  | 2013AgriculturalIrrigationMainline System and EquipmentReduce Friction Loss | .
| 2013 | 69 | Agricultural | Irrigation | Mainline System and Equipment | Reduce System Friction Head | [6 empty] | 0 | 0 | 0 |  |  |  |  | 2.6494e-06 | 0 | 0.0003126 | 0 |  |  |  |  | 2013AgriculturalIrrigationMainline System and EquipmentReduce System Friction Head | .
| 2013 | 70 | Agricultural | Irrigation | Mainline System and Equipment | Reduce System Leakage | [6 empty] | 0 | 7071.19 | 0.00080721 |  |  |  |  | 2.6494e-06 | 1.8734e-05 | 0.0003126 | 0.0022105 |  |  |  |  | 2013AgriculturalIrrigationMainline System and EquipmentReduce System Leakage | .
| 2013 | 71 | Agricultural | Irrigation | Mainline System and Equipment | Reduce System Lift | [6 empty] | 0 | 0 | 0 |  |  |  |  | 2.6494e-06 | 0 | 0.0003126 | 0 |  |  |  |  | 2013AgriculturalIrrigationMainline System and EquipmentReduce System Lift | .
| 2013 | 72 | Agricultural | Irrigation | Mainline System and Equipment | System Water Delivery Improvements | [6 empty] | 0 | 0 | 0 |  |  |  |  | 2.6494e-06 | 0 | 0.0003126 | 0 |  |  |  |  | 2013AgriculturalIrrigationMainline System and EquipmentSystem Water Delivery Improvements | .
| 2013 | 73 | Agricultural | Irrigation | Pumps and Fans | Centrifugal Pump System Improvements | [6 empty] | 0 | 647719.704 | 0.073941 |  |  |  |  | 2.6494e-06 | 0.0017161 | 0.0003126 | 0.20248 |  |  |  |  | 2013AgriculturalIrrigationPumps and FansCentrifugal Pump System Improvements | .
| 2013 | 74 | Agricultural | Irrigation | Pumps and Fans | Pump Testing Service | [6 empty] | 0 | 0 | 0 |  |  |  |  | 2.6494e-06 | 0 | 0.0003126 | 0 |  |  |  |  | 2013AgriculturalIrrigationPumps and FansPump Testing Service | .
| 2013 | 75 | Agricultural | Irrigation | Pumps and Fans | Turbine Pump System Improvements | [6 empty] | 0 | 829213.83 | 0.094659 |  |  |  |  | 2.6494e-06 | 0.0021969 | 0.0003126 | 0.25921 |  |  |  |  | 2013AgriculturalIrrigationPumps and FansTurbine Pump System Improvements | .
| 2013 | 76 | Agricultural | Irrigation | Pumps and Fans | Vacuum Pump System Improvements | [6 empty] | 0 | 0 | 0 |  |  |  |  | 2.6494e-06 | 0 | 0.0003126 | 0 |  |  |  |  | 2013AgriculturalIrrigationPumps and FansVacuum Pump System Improvements | .
| 2013 | 77 | Agricultural | Irrigation | Suction Fittings Equipment | Reduce Cavitation | [6 empty] | 0 | 0 | 0 |  |  |  |  | 2.6494e-06 | 0 | 0.0003126 | 0 |  |  |  |  | 2013AgriculturalIrrigationSuction Fittings EquipmentReduce Cavitation | .
| 2013 | 78 | Agricultural | Irrigation | Suction Fittings Equipment | Reduce System Friction Head | [6 empty] | 0 | 0 | 0 |  |  |  |  | 2.6494e-06 | 0 | 0.0003126 | 0 |  |  |  |  | 2013AgriculturalIrrigationSuction Fittings EquipmentReduce System Friction Head | .
| 2013 | 79 | Agricultural | Irrigation | Suction Fittings Equipment | Reduce System Leakage | [6 empty] | 0 | 0 | 0 |  |  |  |  | 2.6494e-06 | 0 | 0.0003126 | 0 |  |  |  |  | 2013AgriculturalIrrigationSuction Fittings EquipmentReduce System Leakage | .
| 2013 | 80 | Agricultural | Irrigation | Suction Fittings Equipment | Reduce System Lift | [6 empty] | 0 | 0 | 0 |  |  |  |  | 2.6494e-06 | 0 | 0.0003126 | 0 |  |  |  |  | 2013AgriculturalIrrigationSuction Fittings EquipmentReduce System Lift | .
| 2013 | 81 | Agricultural | Irrigation | Water Management | Scientific Irrigation Scheduling | [6 empty] | 0 | 29331505.08 | 3.3483 |  |  |  |  | 2.6494e-06 | 0.07771 | 0.0003126 | 9.1691 |  |  |  |  | 2013AgriculturalIrrigationWater ManagementScientific Irrigation Scheduling | .
| 2013 | 82 | Agricultural | Lighting | Delamping | Delamping | [6 empty] | 0 | 0 | 0 |  |  |  |  | 0.00034247 | 0 | 0.00034247 | 0 |  |  |  |  | 2013AgriculturalLightingDelampingDelamping | .
| 2013 | 83 | Agricultural | Lighting | Lamps/Ballasts/Fixtures | Lamps/Ballasts | [6 empty] | 0 | 0 | 0 |  |  |  |  | 0.00034247 | 0 | 0.00034247 | 0 |  |  |  |  | 2013AgriculturalLightingLamps/Ballasts/FixturesLamps/Ballasts | .
| 2013 | 84 | Agricultural | Lighting | Lamps/Ballasts/Fixtures | Lamps/Ballasts w/Controls | [6 empty] | 0 | 0 | 0 |  |  |  |  | 0.00034247 | 0 | 0.00034247 | 0 |  |  |  |  | 2013AgriculturalLightingLamps/Ballasts/FixturesLamps/Ballasts w/Controls | .
| 2013 | 85 | Agricultural | Lighting | Lamps/Ballasts/Fixtures | Lamps/Ballasts w/Delamping | [6 empty] | 0 | 0 | 0 |  |  |  |  | 0.00034247 | 0 | 0.00034247 | 0 |  |  |  |  | 2013AgriculturalLightingLamps/Ballasts/FixturesLamps/Ballasts w/Delamping | .
| 2013 | 86 | Agricultural | Lighting | Lamps/Ballasts/Fixtures | Lamps/Ballasts w/Delamping and Controls | [6 empty] | 0 | 0 | 0 |  |  |  |  | 0.00034247 | 0 | 0.00034247 | 0 |  |  |  |  | 2013AgriculturalLightingLamps/Ballasts/FixturesLamps/Ballasts w/Delamping and Controls | .
| 2013 | 87 | Agricultural | Lighting | Lamps/Ballasts/Fixtures | Lamps/Ballasts/Fixtures | [6 empty] | 0 | 408401.22 | 0.046621 |  |  |  |  | 0.00034247 | 0.13986 | 0.00034247 | 0.13986 |  |  |  |  | 2013AgriculturalLightingLamps/Ballasts/FixturesLamps/Ballasts/Fixtures | .
| 2013 | 88 | Agricultural | Lighting | Lamps/Ballasts/Fixtures | Lamps/Ballasts/Fixtures w/Controls | [6 empty] | 0 | 0 | 0 |  |  |  |  | 0.00034247 | 0 | 0.00034247 | 0 |  |  |  |  | 2013AgriculturalLightingLamps/Ballasts/FixturesLamps/Ballasts/Fixtures w/Controls | .
| 2013 | 89 | Agricultural | Lighting | Lamps/Ballasts/Fixtures | Lamps/Ballasts/Fixtures w/Delamping | [6 empty] | 0 | 0 | 0 |  |  |  |  | 0.00034247 | 0 | 0.00034247 | 0 |  |  |  |  | 2013AgriculturalLightingLamps/Ballasts/FixturesLamps/Ballasts/Fixtures w/Delamping | .
| 2013 | 90 | Agricultural | Lighting | Lamps/Ballasts/Fixtures | Lamps/Ballasts/Fixtures w/Delamping and Controls | [6 empty] | 0 | 0 | 0 |  |  |  |  | 0.00034247 | 0 | 0.00034247 | 0 |  |  |  |  | 2013AgriculturalLightingLamps/Ballasts/FixturesLamps/Ballasts/Fixtures w/Delamping and Controls | .
| 2013 | 91 | Agricultural | Lighting | Lamps/Ballasts/Fixtures | Stall Lighting | [6 empty] | 0 | 0 | 0 |  |  |  |  | 0.00034247 | 0 | 0.00034247 | 0 |  |  |  |  | 2013AgriculturalLightingLamps/Ballasts/FixturesStall Lighting | .
| 2013 | 92 | Agricultural | Lighting | Lighting Controls | Control Panels | [6 empty] | 0 | 0 | 0 |  |  |  |  | 0.00034247 | 0 | 0.00034247 | 0 |  |  |  |  | 2013AgriculturalLightingLighting ControlsControl Panels | .
| 2013 | 93 | Agricultural | Lighting | Lighting Controls | Daylighting | [6 empty] | 0 | 0 | 0 |  |  |  |  | 0.00034247 | 0 | 0.00034247 | 0 |  |  |  |  | 2013AgriculturalLightingLighting ControlsDaylighting | .
| 2013 | 94 | Agricultural | Lighting | Lighting Controls | Occupancy Sensors | [6 empty] | 0 | 0 | 0 |  |  |  |  | 0.00034247 | 0 | 0.00034247 | 0 |  |  |  |  | 2013AgriculturalLightingLighting ControlsOccupancy Sensors | .
| 2013 | 95 | Agricultural | Lighting | Lighting Controls | Photocells | [6 empty] | 0 | 0 | 0 |  |  |  |  | 0.00034247 | 0 | 0.00034247 | 0 |  |  |  |  | 2013AgriculturalLightingLighting ControlsPhotocells | .
| 2013 | 96 | Agricultural | Lighting | Lighting Controls | Timers | [6 empty] | 0 | 0 | 0 |  |  |  |  | 0.00034247 | 0 | 0.00034247 | 0 |  |  |  |  | 2013AgriculturalLightingLighting ControlsTimers | .
| 2013 | 97 | Agricultural | Lighting | Signs and Signals | LED Exit Signs | [6 empty] | 0 | 0 | 0 |  |  |  |  | 0.00034247 | 0 | 0.00034247 | 0 |  |  |  |  | 2013AgriculturalLightingSigns and SignalsLED Exit Signs | .
| 2013 | 98 | Agricultural | Motors/Drives | Motors | Motor Rewind | [6 empty] | 0 | 223752.7563 | 0.025543 |  |  |  |  | 2.6494e-06 | 0.0005928 | 0.0003126 | 0.069946 |  |  |  |  | 2013AgriculturalMotors/DrivesMotorsMotor Rewind | .
| 2013 | 99 | Agricultural | Motors/Drives | Motors | Motors | [6 empty] | 0 | 0 | 0 |  |  |  |  | 2.6494e-06 | 0 | 0.0003126 | 0 |  |  |  |  | 2013AgriculturalMotors/DrivesMotorsMotors | .
| 2013 | 100 | Agricultural | Motors/Drives | Motors/Drives Controls | Dairy Milking Machine Control Improvements (VFD) | [6 empty] | 0 | 28474.52 | 0.0032505 |  |  |  |  | 0.00034247 | 0.0097515 | 0.00034247 | 0.0097515 |  |  |  |  | 2013AgriculturalMotors/DrivesMotors/Drives ControlsDairy Milking Machine Control Improvements (VFD) | .
| 2013 | 101 | Agricultural | Motors/Drives | Motors/Drives Controls | Electronically Commutated Motor (ECM) | [6 empty] | 0 | 11316.74 | 0.0012919 |  |  |  |  | 0.00034247 | 0.0038756 | 0.00034247 | 0.0038756 |  |  |  |  | 2013AgriculturalMotors/DrivesMotors/Drives ControlsElectronically Commutated Motor (ECM) | .
| 2013 | 102 | Agricultural | Motors/Drives | Motors/Drives Controls | Energy Management Systems/System Controls | [6 empty] | 0 | 159717.96 | 0.018233 |  |  |  |  | 2.6494e-06 | 0.00042315 | 0.0003126 | 0.049928 |  |  |  |  | 2013AgriculturalMotors/DrivesMotors/Drives ControlsEnergy Management Systems/System Controls | .
| 2013 | 103 | Agricultural | Motors/Drives | Motors/Drives Controls | Motors/Drives Control Improvements (non-VFD) | [6 empty] | 0 | 0 | 0 |  |  |  |  | 2.6494e-06 | 0 | 0.0003126 | 0 |  |  |  |  | 2013AgriculturalMotors/DrivesMotors/Drives ControlsMotors/Drives Control Improvements (non-VFD) | .
| 2013 | 104 | Agricultural | Motors/Drives | Motors/Drives Controls | Motors/Drives Control Improvements (VFD) | [6 empty] | 0 | 5761422.19 | 0.6577 |  |  |  |  | 2.6494e-06 | 0.015264 | 0.0003126 | 1.801 |  |  |  |  | 2013AgriculturalMotors/DrivesMotors/Drives ControlsMotors/Drives Control Improvements (VFD) | .
| 2013 | 105 | Agricultural | Motors/Drives | Pumps and Fans | Motors/Drives Installation on Fan System | [6 empty] | 0 | 0 | 0 |  |  |  |  | 0.00034247 | 0 | 0.00034247 | 0 |  |  |  |  | 2013AgriculturalMotors/DrivesPumps and FansMotors/Drives Installation on Fan System | .
| 2013 | 106 | Agricultural | Motors/Drives | Pumps and Fans | Motors/Drives Installation on Vacuum Pumps | [6 empty] | 0 | 160081.8442 | 0.018274 |  |  |  |  | 0.00034247 | 0.054823 | 0.00034247 | 0.054823 |  |  |  |  | 2013AgriculturalMotors/DrivesPumps and FansMotors/Drives Installation on Vacuum Pumps | .
| 2013 | 107 | Agricultural | Process Loads | Livestock Tanks | Freeze Resistant Stock Tanks | [6 empty] | 0 | 4800 | 0.00054795 |  |  |  |  | 0.00030632 | 0.0014703 | 3.3431e-08 | 1.6047e-07 |  |  |  |  | 2013AgriculturalProcess LoadsLivestock TanksFreeze Resistant Stock Tanks | .
| 2013 | 108 | Agricultural | Process Loads | Pumps and Fans | Centrifugal Pump System Improvements | [6 empty] | 0 | 0 | 0 |  |  |  |  | 0.00034247 | 0 | 0.00034247 | 0 |  |  |  |  | 2013AgriculturalProcess LoadsPumps and FansCentrifugal Pump System Improvements | .
| 2013 | 109 | Agricultural | Process Loads | Pumps and Fans | Fan System Improvements | [6 empty] | 0 | 0 | 0 |  |  |  |  | 0.00034247 | 0 | 0.00034247 | 0 |  |  |  |  | 2013AgriculturalProcess LoadsPumps and FansFan System Improvements | .
| 2013 | 110 | Agricultural | Process Loads | Pumps and Fans | Pump System Improvements | [6 empty] | 0 | 0 | 0 |  |  |  |  | 2.6494e-06 | 0 | 0.0003126 | 0 |  |  |  |  | 2013AgriculturalProcess LoadsPumps and FansPump System Improvements | .
| 2013 | 111 | Agricultural | Process Loads | Pumps and Fans | Turbine Pump System Improvements | [6 empty] | 0 | 0 | 0 |  |  |  |  | 0.00034247 | 0 | 0.00034247 | 0 |  |  |  |  | 2013AgriculturalProcess LoadsPumps and FansTurbine Pump System Improvements | .
| 2013 | 112 | Agricultural | Process Loads | Pumps and Fans | Vacuum Pump System Improvements | [6 empty] | 0 | 0 | 0 |  |  |  |  | 0.00034247 | 0 | 0.00034247 | 0 |  |  |  |  | 2013AgriculturalProcess LoadsPumps and FansVacuum Pump System Improvements | .
| 2013 | 113 | Agricultural | Refrigeration | Dairy System Improvements | Heat Recovery Improvements | [6 empty] | 0 | 12538.5711 | 0.0014313 |  |  |  |  | 0.00034247 | 0.004294 | 0.00034247 | 0.004294 |  |  |  |  | 2013AgriculturalRefrigerationDairy System ImprovementsHeat Recovery Improvements | .
| 2013 | 114 | Agricultural | Refrigeration | Dairy System Improvements | Plate Milk Pre-cooler | [6 empty] | 0 | 186633.7557 | 0.021305 |  |  |  |  | 0.00034247 | 0.063916 | 0.00034247 | 0.063916 |  |  |  |  | 2013AgriculturalRefrigerationDairy System ImprovementsPlate Milk Pre-cooler | .
| 2013 | 115 | Agricultural | Refrigeration | Heat Recovery | Heat Recovery Improvements | [6 empty] | 0 | 0 | 0 |  |  |  |  | 0.00034247 | 0 | 0.00034247 | 0 |  |  |  |  | 2013AgriculturalRefrigerationHeat RecoveryHeat Recovery Improvements | .
| 2013 | 116 | Agricultural | Refrigeration | Packaged Refrigeration | Packaged Refrigeration System Improvements | [6 empty] | 0 | 0 | 0 |  |  |  |  | 0.00034247 | 0 | 0.00034247 | 0 |  |  |  |  | 2013AgriculturalRefrigerationPackaged RefrigerationPackaged Refrigeration System Improvements | .
| 2013 | 117 | Agricultural | Refrigeration | Pumps and Fans | Condensor Fan System Improvements | [6 empty] | 0 | 0 | 0 |  |  |  |  | 0.00034247 | 0 | 0.00034247 | 0 |  |  |  |  | 2013AgriculturalRefrigerationPumps and FansCondensor Fan System Improvements | .
| 2013 | 118 | Agricultural | Refrigeration | Pumps and Fans | Evaporator Coil Fan System Improvements | [6 empty] | 0 | 0 | 0 |  |  |  |  | 0.00034247 | 0 | 0.00034247 | 0 |  |  |  |  | 2013AgriculturalRefrigerationPumps and FansEvaporator Coil Fan System Improvements | .
| 2013 | 119 | Agricultural | Refrigeration | Pumps and Fans | Evaporator Fan System Improvements | [6 empty] | 0 | 0 | 0 |  |  |  |  | 0.00034247 | 0 | 0.00034247 | 0 |  |  |  |  | 2013AgriculturalRefrigerationPumps and FansEvaporator Fan System Improvements | .
| 2013 | 120 | Agricultural | Refrigeration | Refrigeration System Controls | Defrost Control Improvements | [6 empty] | 0 | 0 | 0 |  |  |  |  | 0.00034247 | 0 | 0.00034247 | 0 |  |  |  |  | 2013AgriculturalRefrigerationRefrigeration System ControlsDefrost Control Improvements | .
| 2013 | 121 | Agricultural | Refrigeration | Refrigeration System Controls | Refrigeration Control Improvements (non-VFD) | [6 empty] | 0 | 0 | 0 |  |  |  |  | 0.00034247 | 0 | 0.00034247 | 0 |  |  |  |  | 2013AgriculturalRefrigerationRefrigeration System ControlsRefrigeration Control Improvements (non-VFD) | .
| 2013 | 122 | Agricultural | Refrigeration | Refrigeration System Controls | Refrigeration Control Improvements (VFD) | [6 empty] | 0 | 0 | 0 |  |  |  |  | 0.00034247 | 0 | 0.00034247 | 0 |  |  |  |  | 2013AgriculturalRefrigerationRefrigeration System ControlsRefrigeration Control Improvements (VFD) | .
| 2013 | 123 | Agricultural | Refrigeration | Refrigeration System Improvements | Chiller Improvements | [6 empty] | 0 | 0 | 0 |  |  |  |  | 0.00034247 | 0 | 0.00034247 | 0 |  |  |  |  | 2013AgriculturalRefrigerationRefrigeration System ImprovementsChiller Improvements | .
| 2013 | 124 | Agricultural | Refrigeration | Refrigeration System Improvements | Insulation | [6 empty] | 0 | 0 | 0 |  |  |  |  | 0.00034247 | 0 | 0.00034247 | 0 |  |  |  |  | 2013AgriculturalRefrigerationRefrigeration System ImprovementsInsulation | .
| 2013 | 125 | Agricultural | Refrigeration | Refrigeration System Improvements | Interactive Refrigeration System Improvements | [6 empty] | 0 | 0 | 0 |  |  |  |  | 0.00034247 | 0 | 0.00034247 | 0 |  |  |  |  | 2013AgriculturalRefrigerationRefrigeration System ImprovementsInteractive Refrigeration System Improvements | .
| 2013 | 126 | Agricultural | Utility Distribution System | Transformers | De-Energization | [6 empty] | 0 | 1371505 | 0.15656 |  |  |  |  | 2.6494e-06 | 0.0036336 | 0.0003126 | 0.42874 |  |  |  |  | 2013AgriculturalUtility Distribution SystemTransformersDe-Energization | .
| 2013 | 127 | Agricultural | Water Heating | Heat Recovery | Heat Recovery Improvements | [6 empty] | 0 | 0 | 0 |  |  |  |  | 0.00034247 | 0 | 0.00034247 | 0 |  |  |  |  | 2013AgriculturalWater HeatingHeat RecoveryHeat Recovery Improvements | .
| 2013 | 128 | Agricultural | Water Heating | System Efficiency Improvements | Insulation | [6 empty] | 0 | 0 | 0 |  |  |  |  | 0.00034247 | 0 | 0.00034247 | 0 |  |  |  |  | 2013AgriculturalWater HeatingSystem Efficiency ImprovementsInsulation | .
| 2013 | 129 | Agricultural | Water Heating | Water Heaters | Water Heaters | [6 empty] | 0 | 17631.08 | 0.0020127 |  |  |  |  | 0.00034247 | 0.006038 | 0.00034247 | 0.006038 |  |  |  |  | 2013AgriculturalWater HeatingWater HeatersWater Heaters | .
| 2013 | 130 | Agricultural | Whole Bldg/Meter Level | Whole Bldg/Meter Level System Improvements | Interactive Whole Bldg/Meter Level System Improvements | [6 empty] | 0 | 0 | 0 |  |  |  |  | 2.6494e-06 | 0 | 0.0003126 | 0 |  |  |  |  | 2013AgriculturalWhole Bldg/Meter LevelWhole Bldg/Meter Level System ImprovementsInteractive Whole Bldg/Meter Level System Improvements | .
| 2013 | 131 | Commercial | Compressed Air | Compressed Air System Controls | Compressed Air Control Improvements (non-VFD) | [6 empty] | 0 | 0 | 0 |  |  |  |  | 0.00014107 | 0 | 0.00012829 | 0 |  |  |  |  | 2013CommercialCompressed AirCompressed Air System ControlsCompressed Air Control Improvements (non-VFD) | .
| 2013 | 132 | Commercial | Compressed Air | Compressed Air System Controls | Compressed Air Control Improvements (VFD) | [6 empty] | 0 | 0 | 0 |  |  |  |  | 0.00014107 | 0 | 0.00012829 | 0 |  |  |  |  | 2013CommercialCompressed AirCompressed Air System ControlsCompressed Air Control Improvements (VFD) | .
| 2013 | 133 | Commercial | Compressed Air | Compressed Air System Improvements | Compressed Air System Compressor Improvements (non-VFD) | [6 empty] | 0 | 0 | 0 |  |  |  |  | 0.00014107 | 0 | 0.00012829 | 0 |  |  |  |  | 2013CommercialCompressed AirCompressed Air System ImprovementsCompressed Air System Compressor Improvements (non-VFD) | .
| 2013 | 134 | Commercial | Compressed Air | Compressed Air System Improvements | Compressed Air System Compressor Improvements (VFD) | [6 empty] | 0 | 507279.8409 | 0.057909 |  |  |  |  | 0.00014107 | 0.071561 | 0.00012829 | 0.065079 |  |  |  |  | 2013CommercialCompressed AirCompressed Air System ImprovementsCompressed Air System Compressor Improvements (VFD) | .
| 2013 | 135 | Commercial | Compressed Air | Compressed Air System Improvements | Compressed Air System Demand Side Improvements | [6 empty] | 0 | 0 | 0 |  |  |  |  | 0.00014107 | 0 | 0.00012829 | 0 |  |  |  |  | 2013CommercialCompressed AirCompressed Air System ImprovementsCompressed Air System Demand Side Improvements | .
| 2013 | 136 | Commercial | Compressed Air | Compressed Air System Improvements | Compressed Air System Dryer Improvements | [6 empty] | 0 | 15082.4187 | 0.0017217 |  |  |  |  | 0.00014107 | 0.0021276 | 0.00012829 | 0.0019349 |  |  |  |  | 2013CommercialCompressed AirCompressed Air System ImprovementsCompressed Air System Dryer Improvements | .
| 2013 | 137 | Commercial | Compressed Air | Compressed Air System Improvements | Compressed Air System Regulation Improvements | [6 empty] | 0 | 0 | 0 |  |  |  |  | 0.00014107 | 0 | 0.00012829 | 0 |  |  |  |  | 2013CommercialCompressed AirCompressed Air System ImprovementsCompressed Air System Regulation Improvements | .
| 2013 | 138 | Commercial | Compressed Air | Compressed Air System Improvements | Compressed Air System Storage Improvements | [6 empty] | 0 | 3630.9527 | 0.00041449 |  |  |  |  | 0.00014107 | 0.00051221 | 0.00012829 | 0.00046582 |  |  |  |  | 2013CommercialCompressed AirCompressed Air System ImprovementsCompressed Air System Storage Improvements | .
| 2013 | 139 | Commercial | Compressed Air | Compressed Air System Improvements | Compressed Air System Supply Side Improvements | [6 empty] | 0 | 0 | 0 |  |  |  |  | 0.00014107 | 0 | 0.00012829 | 0 |  |  |  |  | 2013CommercialCompressed AirCompressed Air System ImprovementsCompressed Air System Supply Side Improvements | .
| 2013 | 140 | Commercial | Compressed Air | Compressed Air System Improvements | Compressors | [6 empty] | 0 | 385229.26 | 0.043976 |  |  |  |  | 0.00014107 | 0.054343 | 0.00012829 | 0.049421 |  |  |  |  | 2013CommercialCompressed AirCompressed Air System ImprovementsCompressors | .
| 2013 | 141 | Commercial | Compressed Air | Heat Recovery | Heat Recovery Improvements | [6 empty] | 0 | 0 | 0 |  |  |  |  | 0.00014107 | 0 | 0.00012829 | 0 |  |  |  |  | 2013CommercialCompressed AirHeat RecoveryHeat Recovery Improvements | .
| 2013 | 142 | Commercial | Electronics | Computer Technologies | Network Computer Power Management | [6 empty] | 0 | 2938824.525 | 0.33548 |  |  |  |  | 0.00013422 | 0.39446 | 0.00010767 | 0.31641 |  |  |  |  | 2013CommercialElectronicsComputer TechnologiesNetwork Computer Power Management | .
| 2013 | 143 | Commercial | Electronics | Computer Technologies | Power Supplies | [6 empty] | 0 | 70286263.6998 | 8.0235 |  |  |  |  | 0.00013422 | 9.4341 | 0.00010767 | 7.5674 |  |  |  |  | 2013CommercialElectronicsComputer TechnologiesPower Supplies | .
| 2013 | 144 | Commercial | Electronics | Computer Technologies | Server Virtualization/Load Reduction | [6 empty] | 0 | 669243.74 | 0.076398 |  |  |  |  | 0.00013422 | 0.089829 | 0.00010767 | 0.072055 |  |  |  |  | 2013CommercialElectronicsComputer TechnologiesServer Virtualization/Load Reduction | .
| 2013 | 145 | Commercial | Electronics | Computer Technologies | Servers | [6 empty] | 0 | 14375949.572 | 1.6411 |  |  |  |  | 0.00013422 | 1.9296 | 0.00010767 | 1.5478 |  |  |  |  | 2013CommercialElectronicsComputer TechnologiesServers | .
| 2013 | 146 | Commercial | Electronics | Plug Load | Power Strips | [6 empty] | 0 | 428261 | 0.048888 |  |  |  |  | 0.00013422 | 0.057483 | 0.00010767 | 0.046109 |  |  |  |  | 2013CommercialElectronicsPlug LoadPower Strips | .
| 2013 | 147 | Commercial | Food Preparation | Cooking | Cooking Equipment | [6 empty] | 0 | 886228.6162 | 0.10117 |  |  |  |  | 0.00017223 | 0.15264 | 0.00016217 | 0.14372 |  |  |  |  | 2013CommercialFood PreparationCookingCooking Equipment | .
| 2013 | 148 | Commercial | Food Preparation | Cooking | Electric Combination Ovens | [6 empty] | 0 | 39407.616 | 0.0044986 |  |  |  |  | 0.00017223 | 0.0067873 | 0.00016217 | 0.0063906 |  |  |  |  | 2013CommercialFood PreparationCookingElectric Combination Ovens | .
| 2013 | 149 | Commercial | Food Preparation | Cooking | Electric Commercial Steam Cookers | [6 empty] | 0 | 94091.2006 | 0.010741 |  |  |  |  | 0.00017223 | 0.016206 | 0.00016217 | 0.015258 |  |  |  |  | 2013CommercialFood PreparationCookingElectric Commercial Steam Cookers | .
| 2013 | 150 | Commercial | Food Preparation | Cooking | Electric Convection Ovens | [6 empty] | 0 | 172760.482 | 0.019722 |  |  |  |  | 0.00017223 | 0.029755 | 0.00016217 | 0.028016 |  |  |  |  | 2013CommercialFood PreparationCookingElectric Convection Ovens | .
| 2013 | 151 | Commercial | Food Preparation | Cooking | Electric Fryers | [6 empty] | 0 | 3283.968 | 0.00037488 |  |  |  |  | 0.00017223 | 0.00056561 | 0.00016217 | 0.00053255 |  |  |  |  | 2013CommercialFood PreparationCookingElectric Fryers | .
| 2013 | 152 | Commercial | Food Preparation | Cooking | Hot Food Holding Cabinets | [6 empty] | 0 | 75500.265 | 0.0086188 |  |  |  |  | 0.00017223 | 0.013004 | 0.00016217 | 0.012244 |  |  |  |  | 2013CommercialFood PreparationCookingHot Food Holding Cabinets | .
| 2013 | 153 | Commercial | HVAC | Envelope | Air Sealing | [6 empty] | 0 | 147234.7 | 0.016808 |  |  |  |  | 0.00076228 | 0.11223 | 1.3799e-05 | 0.0020317 |  |  |  |  | 2013CommercialHVACEnvelopeAir Sealing | .
| 2013 | 154 | Commercial | HVAC | Envelope | Insulation | [6 empty] | 0 | 1472075.3784 | 0.16805 |  |  |  |  | 0.00076228 | 1.1221 | 1.3799e-05 | 0.020314 |  |  |  |  | 2013CommercialHVACEnvelopeInsulation | .
| 2013 | 155 | Commercial | HVAC | Envelope | Windows | [6 empty] | 0 | 1464654.3805 | 0.1672 |  |  |  |  | 0.00076228 | 1.1165 | 1.3799e-05 | 0.020211 |  |  |  |  | 2013CommercialHVACEnvelopeWindows | .
| 2013 | 156 | Commercial | HVAC | Heat Recovery | Heat Recovery Improvements | [6 empty] | 0 | 633171.85 | 0.07228 |  |  |  |  | 0.00076228 | 0.48265 | 1.3799e-05 | 0.0087373 |  |  |  |  | 2013CommercialHVACHeat RecoveryHeat Recovery Improvements | .
| 2013 | 157 | Commercial | HVAC | Heat Recovery | Humidification/Dehumidification Improvements | [6 empty] | 0 | 0 | 0 |  |  |  |  | 0.00076228 | 0 | 1.3799e-05 | 0 |  |  |  |  | 2013CommercialHVACHeat RecoveryHumidification/Dehumidification Improvements | .
| 2013 | 158 | Commercial | HVAC | HVAC System Controls | Energy Management Systems/System Controls | [6 empty] | 0 | 17036088.5898 | 1.9448 |  |  |  |  | 0.00076228 | 12.9862 | 1.3799e-05 | 0.23509 |  |  |  |  | 2013CommercialHVACHVAC System ControlsEnergy Management Systems/System Controls | .
| 2013 | 159 | Commercial | HVAC | HVAC System Controls | HVAC Control Improvements (non-VFD) | [6 empty] | 0 | 9269348.863 | 1.0581 |  |  |  |  | 0.00076228 | 7.0658 | 1.3799e-05 | 0.12791 |  |  |  |  | 2013CommercialHVACHVAC System ControlsHVAC Control Improvements (non-VFD) | .
| 2013 | 160 | Commercial | HVAC | HVAC System Controls | HVAC Control Improvements (VFD) | [6 empty] | 0 | 4375119.0931 | 0.49944 |  |  |  |  | 0.00076228 | 3.3351 | 1.3799e-05 | 0.060374 |  |  |  |  | 2013CommercialHVACHVAC System ControlsHVAC Control Improvements (VFD) | .
| 2013 | 161 | Commercial | HVAC | HVAC System Controls | Pneumatic to DDC Control Improvements | [6 empty] | 0 | 4843835.16 | 0.55295 |  |  |  |  | 0.00076228 | 3.6923 | 1.3799e-05 | 0.066842 |  |  |  |  | 2013CommercialHVACHVAC System ControlsPneumatic to DDC Control Improvements | .
| 2013 | 162 | Commercial | HVAC | HVAC System Controls | Thermostats | [6 empty] | 0 | 1309283.5036 | 0.14946 |  |  |  |  | 0.00076228 | 0.99804 | 1.3799e-05 | 0.018067 |  |  |  |  | 2013CommercialHVACHVAC System ControlsThermostats | .
| 2013 | 163 | Commercial | HVAC | HVAC System Improvements | Air-Source Heat Pumps | [6 empty] | 0 | 2935178.996 | 0.33507 |  |  |  |  | 0.00076228 | 2.2374 | 1.3799e-05 | 0.040503 |  |  |  |  | 2013CommercialHVACHVAC System ImprovementsAir-Source Heat Pumps | .
| 2013 | 164 | Commercial | HVAC | HVAC System Improvements | Building Commissioning Improvements | [6 empty] | 0 | 30353968.2096 | 3.4651 |  |  |  |  | 0.00076228 | 23.1382 | 1.3799e-05 | 0.41886 |  |  |  |  | 2013CommercialHVACHVAC System ImprovementsBuilding Commissioning Improvements | .
| 2013 | 165 | Commercial | HVAC | HVAC System Improvements | Centrifugal Chiller Improvements | [6 empty] | 0 | 2069738.3483 | 0.23627 |  |  |  |  | 0.00076228 | 1.5777 | 1.3799e-05 | 0.028561 |  |  |  |  | 2013CommercialHVACHVAC System ImprovementsCentrifugal Chiller Improvements | .
| 2013 | 166 | Commercial | HVAC | HVAC System Improvements | Duct Insulation | [6 empty] | 0 | 123425.22 | 0.01409 |  |  |  |  | 0.00076228 | 0.094084 | 1.3799e-05 | 0.0017032 |  |  |  |  | 2013CommercialHVACHVAC System ImprovementsDuct Insulation | .
| 2013 | 167 | Commercial | HVAC | HVAC System Improvements | Ductless Heat Pumps | [6 empty] | 0 | 1120649.66 | 0.12793 |  |  |  |  | 0.00076228 | 0.85425 | 1.3799e-05 | 0.015464 |  |  |  |  | 2013CommercialHVACHVAC System ImprovementsDuctless Heat Pumps | .
| 2013 | 168 | Commercial | HVAC | HVAC System Improvements | Economizer System Improvements | [6 empty] | 0 | 5442470.9627 | 0.62129 |  |  |  |  | 0.00076228 | 4.1487 | 1.3799e-05 | 0.075102 |  |  |  |  | 2013CommercialHVACHVAC System ImprovementsEconomizer System Improvements | .
| 2013 | 169 | Commercial | HVAC | HVAC System Improvements | Interactive HVAC System Improvements | [6 empty] | 0 | 34649827.1912 | 3.9555 |  |  |  |  | 0.00076228 | 26.4128 | 1.3799e-05 | 0.47814 |  |  |  |  | 2013CommercialHVACHVAC System ImprovementsInteractive HVAC System Improvements | .
| 2013 | 170 | Commercial | Lighting | Signs and Signals | LED Traffic Signals | [6 empty] | 0 | 683922.463 | 0.078073 |  |  |  |  | 0.00023298 | 0.15934 | 0 | 0 |  |  |  |  | 2013CommercialLightingSigns and SignalsLED Traffic Signals | .
| 2013 | 171 | Commercial | Motors/Drives | Motors | Motor Rewind | [6 empty] | 0 | 0 | 0 |  |  |  |  | 0.00024448 | 0 | 0.00016318 | 0 |  |  |  |  | 2013CommercialMotors/DrivesMotorsMotor Rewind | .
| 2013 | 172 | Commercial | Motors/Drives | Motors | Motors | [6 empty] | 0 | 1875490.5219 | 0.2141 |  |  |  |  | 0.00024448 | 0.45852 | 0.00016318 | 0.30604 |  |  |  |  | 2013CommercialMotors/DrivesMotorsMotors | .
| 2013 | 173 | Commercial | Motors/Drives | Motors/Drives Controls | Electronically Commutated Motor (ECM) | [6 empty] | 0 | 648273.023 | 0.074004 |  |  |  |  | 0.00024448 | 0.15849 | 0.00016318 | 0.10578 |  |  |  |  | 2013CommercialMotors/DrivesMotors/Drives ControlsElectronically Commutated Motor (ECM) | .
| 2013 | 174 | Commercial | Motors/Drives | Motors/Drives Controls | Energy Management Systems/System Controls | [6 empty] | 0 | 18472.43 | 0.0021087 |  |  |  |  | 0.00024448 | 0.0045161 | 0.00016318 | 0.0030143 |  |  |  |  | 2013CommercialMotors/DrivesMotors/Drives ControlsEnergy Management Systems/System Controls | .
| 2013 | 175 | Commercial | Motors/Drives | Motors/Drives Controls | Motors/Drives Control Improvements (non-VFD) | [6 empty] | 0 | 0 | 0 |  |  |  |  | 0.00024448 | 0 | 0.00016318 | 0 |  |  |  |  | 2013CommercialMotors/DrivesMotors/Drives ControlsMotors/Drives Control Improvements (non-VFD) | .
| 2013 | 176 | Commercial | Motors/Drives | Motors/Drives Controls | Motors/Drives Control Improvements (VFD) | [6 empty] | 0 | 9014583.3732 | 1.0291 |  |  |  |  | 0.00024448 | 2.2039 | 0.00016318 | 1.471 |  |  |  |  | 2013CommercialMotors/DrivesMotors/Drives ControlsMotors/Drives Control Improvements (VFD) | .
| 2013 | 177 | Commercial | Motors/Drives | Pumps and Fans | Motors/Drives Installation on Fan System | [6 empty] | 0 | 6728317.849 | 0.76807 |  |  |  |  | 0.00024448 | 1.6449 | 0.00016318 | 1.0979 |  |  |  |  | 2013CommercialMotors/DrivesPumps and FansMotors/Drives Installation on Fan System | .
| 2013 | 178 | Commercial | Motors/Drives | Pumps and Fans | Motors/Drives Installation on Vacuum Pumps | [6 empty] | 0 | 171972.168 | 0.019632 |  |  |  |  | 0.00024448 | 0.042044 | 0.00016318 | 0.028062 |  |  |  |  | 2013CommercialMotors/DrivesPumps and FansMotors/Drives Installation on Vacuum Pumps | .
| 2013 | 179 | Commercial | Process Loads | Elevators | Elevators | [6 empty] | 0 | 536882.68 | 0.061288 |  |  |  |  | 0.00014107 | 0.075737 | 0.00012829 | 0.068877 |  |  |  |  | 2013CommercialProcess LoadsElevatorsElevators | .
| 2013 | 180 | Commercial | Process Loads | Escalators | Escalators | [6 empty] | 0 | 0 | 0 |  |  |  |  | 0.00014107 | 0 | 0.00012829 | 0 |  |  |  |  | 2013CommercialProcess LoadsEscalatorsEscalators | .
| 2013 | 181 | Commercial | Process Loads | Heat Recovery | Heat Recovery Improvements | [6 empty] | 0 | 0 | 0 |  |  |  |  | 0.00014107 | 0 | 0.00012829 | 0 |  |  |  |  | 2013CommercialProcess LoadsHeat RecoveryHeat Recovery Improvements | .
| 2013 | 182 | Commercial | Process Loads | Process Loads System Controls | Process Loads Control Improvements (non-VFD) | [6 empty] | 0 | 0 | 0 |  |  |  |  | 0.00014107 | 0 | 0.00012829 | 0 |  |  |  |  | 2013CommercialProcess LoadsProcess Loads System ControlsProcess Loads Control Improvements (non-VFD) | .
| 2013 | 183 | Commercial | Process Loads | Process Loads System Controls | Process Loads Control Improvements (VFD) | [6 empty] | 0 | 0 | 0 |  |  |  |  | 0.00014107 | 0 | 0.00012829 | 0 |  |  |  |  | 2013CommercialProcess LoadsProcess Loads System ControlsProcess Loads Control Improvements (VFD) | .
| 2013 | 184 | Commercial | Process Loads | Process Loads System Improvements | Interactive Process Loads System Improvements | [6 empty] | 0 | 6372706.826 | 0.72748 |  |  |  |  | 0.00014107 | 0.89898 | 0.00012829 | 0.81755 |  |  |  |  | 2013CommercialProcess LoadsProcess Loads System ImprovementsInteractive Process Loads System Improvements | .
| 2013 | 185 | Commercial | Process Loads | Pumps and Fans | Centrifugal Pump System Improvements | [6 empty] | 0 | 18728.19 | 0.0021379 |  |  |  |  | 0.00014107 | 0.0026419 | 0.00012829 | 0.0024026 |  |  |  |  | 2013CommercialProcess LoadsPumps and FansCentrifugal Pump System Improvements | .
| 2013 | 186 | Commercial | Process Loads | Pumps and Fans | Fan System Improvements | [6 empty] | 0 | 0 | 0 |  |  |  |  | 0.00014107 | 0 | 0.00012829 | 0 |  |  |  |  | 2013CommercialProcess LoadsPumps and FansFan System Improvements | .
| 2013 | 187 | Commercial | Process Loads | Pumps and Fans | Pump System Improvements | [6 empty] | 0 | 0 | 0 |  |  |  |  | 0.00014107 | 0 | 0.00012829 | 0 |  |  |  |  | 2013CommercialProcess LoadsPumps and FansPump System Improvements | .
| 2013 | 188 | Commercial | Process Loads | Pumps and Fans | Turbine Pump System Improvements | [6 empty] | 0 | 0 | 0 |  |  |  |  | 0.00014107 | 0 | 0.00012829 | 0 |  |  |  |  | 2013CommercialProcess LoadsPumps and FansTurbine Pump System Improvements | .
| 2013 | 189 | Commercial | Process Loads | Pumps and Fans | Vacuum Pump System Improvements | [6 empty] | 0 | 0 | 0 |  |  |  |  | 0.00014107 | 0 | 0.00012829 | 0 |  |  |  |  | 2013CommercialProcess LoadsPumps and FansVacuum Pump System Improvements | .
| 2013 | 190 | Commercial | Refrigeration | Heat Recovery | Heat Recovery Improvements | [6 empty] | 0 | 0 | 0 |  |  |  |  | 0.0001159 | 0 | 0.00012882 | 0 |  |  |  |  | 2013CommercialRefrigerationHeat RecoveryHeat Recovery Improvements | .
| 2013 | 191 | Commercial | Refrigeration | Packaged Refrigeration | Freezer Decommissioning | [6 empty] | 0 | 0 | 0 |  |  |  |  | 0.0001159 | 0 | 0.00012882 | 0 |  |  |  |  | 2013CommercialRefrigerationPackaged RefrigerationFreezer Decommissioning | .
| 2013 | 192 | Commercial | Refrigeration | Packaged Refrigeration | Freezers | [6 empty] | 0 | 66377.3677 | 0.0075773 |  |  |  |  | 0.0001159 | 0.0076929 | 0.00012882 | 0.0085506 |  |  |  |  | 2013CommercialRefrigerationPackaged RefrigerationFreezers | .
| 2013 | 193 | Commercial | Refrigeration | Packaged Refrigeration | Ice Makers | [6 empty] | 0 | 157810.3929 | 0.018015 |  |  |  |  | 0.0001159 | 0.01829 | 0.00012882 | 0.020329 |  |  |  |  | 2013CommercialRefrigerationPackaged RefrigerationIce Makers | .
| 2013 | 194 | Commercial | Refrigeration | Packaged Refrigeration | Packaged Refrigeration System Improvements | [6 empty] | 0 | 616557.509 | 0.070383 |  |  |  |  | 0.0001159 | 0.071457 | 0.00012882 | 0.079424 |  |  |  |  | 2013CommercialRefrigerationPackaged RefrigerationPackaged Refrigeration System Improvements | .
| 2013 | 195 | Commercial | Refrigeration | Packaged Refrigeration | Refrigerator Decommissioning | [6 empty] | 0 | 0 | 0 |  |  |  |  | 0.0001159 | 0 | 0.00012882 | 0 |  |  |  |  | 2013CommercialRefrigerationPackaged RefrigerationRefrigerator Decommissioning | .
| 2013 | 196 | Commercial | Refrigeration | Packaged Refrigeration | Refrigerators | [6 empty] | 0 | 6560703.0773 | 0.74894 |  |  |  |  | 0.0001159 | 0.76036 | 0.00012882 | 0.84513 |  |  |  |  | 2013CommercialRefrigerationPackaged RefrigerationRefrigerators | .
| 2013 | 197 | Commercial | Refrigeration | Packaged Refrigeration | Vending Machines | [6 empty] | 0 | 0 | 0 |  |  |  |  | 0.0001159 | 0 | 0.00012882 | 0 |  |  |  |  | 2013CommercialRefrigerationPackaged RefrigerationVending Machines | .
| 2013 | 198 | Commercial | Refrigeration | Pumps and Fans | Condensor Fan System Improvements | [6 empty] | 0 | 0 | 0 |  |  |  |  | 0.0001159 | 0 | 0.00012882 | 0 |  |  |  |  | 2013CommercialRefrigerationPumps and FansCondensor Fan System Improvements | .
| 2013 | 199 | Commercial | Refrigeration | Pumps and Fans | Evaporator Coil Fan System Improvements | [6 empty] | 0 | 0 | 0 |  |  |  |  | 0.0001159 | 0 | 0.00012882 | 0 |  |  |  |  | 2013CommercialRefrigerationPumps and FansEvaporator Coil Fan System Improvements | .
| 2013 | 200 | Commercial | Refrigeration | Pumps and Fans | Evaporator Fan System Improvements | [6 empty] | 0 | 0 | 0 |  |  |  |  | 0.0001159 | 0 | 0.00012882 | 0 |  |  |  |  | 2013CommercialRefrigerationPumps and FansEvaporator Fan System Improvements | .
| 2013 | 201 | Commercial | Refrigeration | Refrigeration System Controls | Defrost Control Improvements | [6 empty] | 0 | 2444383.8831 | 0.27904 |  |  |  |  | 0.0001159 | 0.2833 | 0.00012882 | 0.31488 |  |  |  |  | 2013CommercialRefrigerationRefrigeration System ControlsDefrost Control Improvements | .
| 2013 | 202 | Commercial | Refrigeration | Refrigeration System Controls | Multiplex | [6 empty] | 0 | 0 | 0 |  |  |  |  | 0.0001159 | 0 | 0.00012882 | 0 |  |  |  |  | 2013CommercialRefrigerationRefrigeration System ControlsMultiplex | .
| 2013 | 203 | Commercial | Refrigeration | Refrigeration System Controls | Refrigeration Control Improvements (non-VFD) | [6 empty] | 0 | 200941.52 | 0.022939 |  |  |  |  | 0.0001159 | 0.023288 | 0.00012882 | 0.025885 |  |  |  |  | 2013CommercialRefrigerationRefrigeration System ControlsRefrigeration Control Improvements (non-VFD) | .
| 2013 | 204 | Commercial | Refrigeration | Refrigeration System Controls | Refrigeration Control Improvements (VFD) | [6 empty] | 0 | 906696 | 0.1035 |  |  |  |  | 0.0001159 | 0.10508 | 0.00012882 | 0.1168 |  |  |  |  | 2013CommercialRefrigerationRefrigeration System ControlsRefrigeration Control Improvements (VFD) | .
| 2013 | 205 | Commercial | Refrigeration | Refrigeration System Improvements | Auto Closers | [6 empty] | 0 | 9874.449 | 0.0011272 |  |  |  |  | 0.0001159 | 0.0011444 | 0.00012882 | 0.001272 |  |  |  |  | 2013CommercialRefrigerationRefrigeration System ImprovementsAuto Closers | .
| 2013 | 206 | Commercial | Refrigeration | Refrigeration System Improvements | Building Commissioning Improvements | [6 empty] | 0 | 0 | 0 |  |  |  |  | 0.0001159 | 0 | 0.00012882 | 0 |  |  |  |  | 2013CommercialRefrigerationRefrigeration System ImprovementsBuilding Commissioning Improvements | .
| 2013 | 207 | Commercial | Refrigeration | Refrigeration System Improvements | Case Lighting | [6 empty] | 0 | 8668549.4548 | 0.98956 |  |  |  |  | 0.0001159 | 1.0047 | 0.00012882 | 1.1167 |  |  |  |  | 2013CommercialRefrigerationRefrigeration System ImprovementsCase Lighting | .
| 2013 | 208 | Commercial | Refrigeration | Refrigeration System Improvements | Case Lighting Delamping | [6 empty] | 0 | 0 | 0 |  |  |  |  | 0.0001159 | 0 | 0.00012882 | 0 |  |  |  |  | 2013CommercialRefrigerationRefrigeration System ImprovementsCase Lighting Delamping | .
| 2013 | 209 | Commercial | Refrigeration | Refrigeration System Improvements | Cases | [6 empty] | 0 | 1634246.0228 | 0.18656 |  |  |  |  | 0.0001159 | 0.1894 | 0.00012882 | 0.21052 |  |  |  |  | 2013CommercialRefrigerationRefrigeration System ImprovementsCases | .
| 2013 | 210 | Commercial | Refrigeration | Refrigeration System Improvements | Chiller Improvements | [6 empty] | 0 | 283937.11 | 0.032413 |  |  |  |  | 0.0001159 | 0.032907 | 0.00012882 | 0.036576 |  |  |  |  | 2013CommercialRefrigerationRefrigeration System ImprovementsChiller Improvements | .
| 2013 | 211 | Commercial | Refrigeration | Refrigeration System Improvements | Compressors | [6 empty] | 0 | 0 | 0 |  |  |  |  | 0.0001159 | 0 | 0.00012882 | 0 |  |  |  |  | 2013CommercialRefrigerationRefrigeration System ImprovementsCompressors | .
| 2013 | 212 | Commercial | Refrigeration | Refrigeration System Improvements | Condensors | [6 empty] | 0 | 64254.7 | 0.007335 |  |  |  |  | 0.0001159 | 0.0074469 | 0.00012882 | 0.0082771 |  |  |  |  | 2013CommercialRefrigerationRefrigeration System ImprovementsCondensors | .
| 2013 | 213 | Commercial | Refrigeration | Refrigeration System Improvements | Doors | [6 empty] | 0 | 2378924.1486 | 0.27157 |  |  |  |  | 0.0001159 | 0.27571 | 0.00012882 | 0.30645 |  |  |  |  | 2013CommercialRefrigerationRefrigeration System ImprovementsDoors | .
| 2013 | 214 | Commercial | Refrigeration | Refrigeration System Improvements | Gasket Replacement | [6 empty] | 0 | 1072951.8515 | 0.12248 |  |  |  |  | 0.0001159 | 0.12435 | 0.00012882 | 0.13822 |  |  |  |  | 2013CommercialRefrigerationRefrigeration System ImprovementsGasket Replacement | .
| 2013 | 215 | Commercial | Refrigeration | Refrigeration System Improvements | Insulation | [6 empty] | 0 | 10902.33 | 0.0012446 |  |  |  |  | 0.0001159 | 0.0012635 | 0.00012882 | 0.0014044 |  |  |  |  | 2013CommercialRefrigerationRefrigeration System ImprovementsInsulation | .
| 2013 | 216 | Commercial | Refrigeration | Refrigeration System Improvements | Interactive Refrigeration System Improvements | [6 empty] | 0 | 7164143.9327 | 0.81782 |  |  |  |  | 0.0001159 | 0.8303 | 0.00012882 | 0.92287 |  |  |  |  | 2013CommercialRefrigerationRefrigeration System ImprovementsInteractive Refrigeration System Improvements | .
| 2013 | 217 | Commercial | Refrigeration | Refrigeration System Improvements | Lamps/Ballasts | [6 empty] | 0 | 0 | 0 |  |  |  |  | 0.0001159 | 0 | 0.00012882 | 0 |  |  |  |  | 2013CommercialRefrigerationRefrigeration System ImprovementsLamps/Ballasts | .
| 2013 | 218 | Commercial | Refrigeration | Refrigeration System Improvements | Motion Sensors | [6 empty] | 0 | 0 | 0 |  |  |  |  | 0.0001159 | 0 | 0.00012882 | 0 |  |  |  |  | 2013CommercialRefrigerationRefrigeration System ImprovementsMotion Sensors | .
| 2013 | 219 | Commercial | Refrigeration | Refrigeration System Improvements | Motors | [6 empty] | 0 | 7281762.74 | 0.83125 |  |  |  |  | 0.0001159 | 0.84393 | 0.00012882 | 0.93802 |  |  |  |  | 2013CommercialRefrigerationRefrigeration System ImprovementsMotors | .
| 2013 | 220 | Commercial | Refrigeration | Refrigeration System Improvements | Multiplex | [6 empty] | 0 | 551461.2022 | 0.062952 |  |  |  |  | 0.0001159 | 0.063912 | 0.00012882 | 0.071038 |  |  |  |  | 2013CommercialRefrigerationRefrigeration System ImprovementsMultiplex | .
| 2013 | 221 | Commercial | Refrigeration | Refrigeration System Improvements | Night Covers | [6 empty] | 0 | 292965.122 | 0.033444 |  |  |  |  | 0.0001159 | 0.033954 | 0.00012882 | 0.037739 |  |  |  |  | 2013CommercialRefrigerationRefrigeration System ImprovementsNight Covers | .
| 2013 | 222 | Commercial | Refrigeration | Refrigeration System Improvements | Strip Curtains | [6 empty] | 0 | 757862.997 | 0.086514 |  |  |  |  | 0.0001159 | 0.087834 | 0.00012882 | 0.097626 |  |  |  |  | 2013CommercialRefrigerationRefrigeration System ImprovementsStrip Curtains | .
| 2013 | 223 | Commercial | Refrigeration | Refrigeration System Improvements | Suction Line Insulation | [6 empty] | 0 | 6020.608 | 0.00068728 |  |  |  |  | 0.0001159 | 0.00069777 | 0.00012882 | 0.00077556 |  |  |  |  | 2013CommercialRefrigerationRefrigeration System ImprovementsSuction Line Insulation | .
| 2013 | 224 | Commercial | Water Heating | Heat Recovery | Heat Recovery Improvements | [6 empty] | 0 | 0 | 0 |  |  |  |  | 0.00017243 | 0 | 0.00012478 | 0 |  |  |  |  | 2013CommercialWater HeatingHeat RecoveryHeat Recovery Improvements | .
| 2013 | 225 | Commercial | Water Heating | Pool System Improvements | Pool Blankets | [6 empty] | 0 | 0 | 0 |  |  |  |  | 0.00017243 | 0 | 0.00012478 | 0 |  |  |  |  | 2013CommercialWater HeatingPool System ImprovementsPool Blankets | .
| 2013 | 226 | Commercial | Water Heating | Pool System Improvements | Pool System Improvements | [6 empty] | 0 | 20726.09 | 0.002366 |  |  |  |  | 0.00017243 | 0.0035738 | 0.00012478 | 0.0025862 |  |  |  |  | 2013CommercialWater HeatingPool System ImprovementsPool System Improvements | .
| 2013 | 227 | Commercial | Water Heating | System Efficiency Improvements | Insulation | [6 empty] | 0 | 5213.513 | 0.00059515 |  |  |  |  | 0.00017243 | 0.00089896 | 0.00012478 | 0.00065054 |  |  |  |  | 2013CommercialWater HeatingSystem Efficiency ImprovementsInsulation | .
| 2013 | 228 | Commercial | Water Heating | Water Heaters | Water Heaters | [6 empty] | 0 | 449703.6411 | 0.051336 |  |  |  |  | 0.00017243 | 0.077542 | 0.00012478 | 0.056114 |  |  |  |  | 2013CommercialWater HeatingWater HeatersWater Heaters | .
| 2013 | 229 | Commercial | Water Heating | Water Heating Controls | Energy Management Systems/System Controls | [6 empty] | 0 | 0 | 0 |  |  |  |  | 0.00017243 | 0 | 0.00012478 | 0 |  |  |  |  | 2013CommercialWater HeatingWater Heating ControlsEnergy Management Systems/System Controls | .
| 2013 | 230 | Commercial | Water Heating | Water Heating Controls | Water Heating Control Improvements (non-VFD) | [6 empty] | 0 | 79222.64 | 0.0090437 |  |  |  |  | 0.00017243 | 0.01366 | 0.00012478 | 0.0098853 |  |  |  |  | 2013CommercialWater HeatingWater Heating ControlsWater Heating Control Improvements (non-VFD) | .
| 2013 | 231 | Commercial | Water Heating | Water Heating Controls | Water Heating Control Improvements (VFD) | [6 empty] | 0 | 0 | 0 |  |  |  |  | 0.00017243 | 0 | 0.00012478 | 0 |  |  |  |  | 2013CommercialWater HeatingWater Heating ControlsWater Heating Control Improvements (VFD) | .
| 2013 | 232 | Commercial | Water Heating | Water Using Devices | Aerators | [6 empty] | 0 | 5193802.274 | 0.5929 |  |  |  |  | 0.00017243 | 0.89556 | 0.00012478 | 0.64808 |  |  |  |  | 2013CommercialWater HeatingWater Using DevicesAerators | .
| 2013 | 233 | Commercial | Water Heating | Water Using Devices | Clothes Washers | [6 empty] | 0 | 1322410.3726 | 0.15096 |  |  |  |  | 0.00017243 | 0.22802 | 0.00012478 | 0.16501 |  |  |  |  | 2013CommercialWater HeatingWater Using DevicesClothes Washers | .
| 2013 | 234 | Commercial | Water Heating | Water Using Devices | Dishwashers | [6 empty] | 0 | 442398.0702 | 0.050502 |  |  |  |  | 0.00017243 | 0.076282 | 0.00012478 | 0.055202 |  |  |  |  | 2013CommercialWater HeatingWater Using DevicesDishwashers | .
| 2013 | 235 | Commercial | Water Heating | Water Using Devices | Pre Rinse Spray Valves | [6 empty] | 0 | 2163609.084 | 0.24699 |  |  |  |  | 0.00017243 | 0.37307 | 0.00012478 | 0.26997 |  |  |  |  | 2013CommercialWater HeatingWater Using DevicesPre Rinse Spray Valves | .
| 2013 | 236 | Commercial | Water Heating | Water Using Devices | Showerheads | [6 empty] | 0 | 5124529 | 0.58499 |  |  |  |  | 0.00017243 | 0.88362 | 0.00012478 | 0.63943 |  |  |  |  | 2013CommercialWater HeatingWater Using DevicesShowerheads | .
| 2013 | 237 | Commercial | Whole Bldg/Meter Level | Whole Bldg/Meter Level System Improvements | Interactive Whole Bldg/Meter Level System Improvements | [6 empty] | 0 | 96683969.3925 | 11.037 |  |  |  |  | 0.00024448 | 23.6373 | 0.00016318 | 15.7767 |  |  |  |  | 2013CommercialWhole Bldg/Meter LevelWhole Bldg/Meter Level System ImprovementsInteractive Whole Bldg/Meter Level System Improvements | .
| 2013 | 238 | Commercial | Whole Bldg/Meter Level | Whole Bldg/Meter Level System Improvements | Small Office Package | [6 empty] | 0 | 0 | 0 |  |  |  |  | 0.00024448 | 0 | 0.00016318 | 0 |  |  |  |  | 2013CommercialWhole Bldg/Meter LevelWhole Bldg/Meter Level System ImprovementsSmall Office Package | .
| 2013 | 239 | Industrial | Compressed Air | Compressed Air System Controls | Compressed Air Control Improvements (non-VFD) | [6 empty] | 0 | 94584.27 | 0.010797 |  |  |  |  | 0.00012551 | 0.011871 | 0.00012968 | 0.012266 |  |  |  |  | 2013IndustrialCompressed AirCompressed Air System ControlsCompressed Air Control Improvements (non-VFD) | .
| 2013 | 240 | Industrial | Compressed Air | Compressed Air System Controls | Compressed Air Control Improvements (VFD) | [6 empty] | 0 | 1932908.8737 | 0.22065 |  |  |  |  | 0.00012551 | 0.2426 | 0.00012968 | 0.25066 |  |  |  |  | 2013IndustrialCompressed AirCompressed Air System ControlsCompressed Air Control Improvements (VFD) | .
| 2013 | 241 | Industrial | Compressed Air | Compressed Air System Improvements | Compressed Air System Compressor Improvements (non-VFD) | [6 empty] | 0 | 2222957.9035 | 0.25376 |  |  |  |  | 0.00012551 | 0.279 | 0.00012968 | 0.28827 |  |  |  |  | 2013IndustrialCompressed AirCompressed Air System ImprovementsCompressed Air System Compressor Improvements (non-VFD) | .
| 2013 | 242 | Industrial | Compressed Air | Compressed Air System Improvements | Compressed Air System Compressor Improvements (VFD) | [6 empty] | 0 | 7906228.2952 | 0.90254 |  |  |  |  | 0.00012551 | 0.9923 | 0.00012968 | 1.0253 |  |  |  |  | 2013IndustrialCompressed AirCompressed Air System ImprovementsCompressed Air System Compressor Improvements (VFD) | .
| 2013 | 243 | Industrial | Compressed Air | Compressed Air System Improvements | Compressed Air System Demand Side Improvements | [6 empty] | 0 | 0 | 0 |  |  |  |  | 0.00012551 | 0 | 0.00012968 | 0 |  |  |  |  | 2013IndustrialCompressed AirCompressed Air System ImprovementsCompressed Air System Demand Side Improvements | .
| 2013 | 244 | Industrial | Compressed Air | Compressed Air System Improvements | Compressed Air System Dryer Improvements | [6 empty] | 0 | 527282.49 | 0.060192 |  |  |  |  | 0.00012551 | 0.066179 | 0.00012968 | 0.068378 |  |  |  |  | 2013IndustrialCompressed AirCompressed Air System ImprovementsCompressed Air System Dryer Improvements | .
| 2013 | 245 | Industrial | Compressed Air | Compressed Air System Improvements | Compressed Air System Regulation Improvements | [6 empty] | 0 | 0 | 0 |  |  |  |  | 0.00012551 | 0 | 0.00012968 | 0 |  |  |  |  | 2013IndustrialCompressed AirCompressed Air System ImprovementsCompressed Air System Regulation Improvements | .
| 2013 | 246 | Industrial | Compressed Air | Compressed Air System Improvements | Compressed Air System Storage Improvements | [6 empty] | 0 | 104336.06 | 0.011911 |  |  |  |  | 0.00012551 | 0.013095 | 0.00012968 | 0.01353 |  |  |  |  | 2013IndustrialCompressed AirCompressed Air System ImprovementsCompressed Air System Storage Improvements | .
| 2013 | 247 | Industrial | Compressed Air | Compressed Air System Improvements | Compressed Air System Supply Side Improvements | [6 empty] | 0 | 3413273.96 | 0.38964 |  |  |  |  | 0.00012551 | 0.4284 | 0.00012968 | 0.44263 |  |  |  |  | 2013IndustrialCompressed AirCompressed Air System ImprovementsCompressed Air System Supply Side Improvements | .
| 2013 | 248 | Industrial | Compressed Air | Compressed Air System Improvements | Compressors | [6 empty] | 0 | 14133635.7949 | 1.6134 |  |  |  |  | 0.00012551 | 1.7739 | 0.00012968 | 1.8328 |  |  |  |  | 2013IndustrialCompressed AirCompressed Air System ImprovementsCompressors | .
| 2013 | 249 | Industrial | Compressed Air | Heat Recovery | Heat Recovery Improvements | [6 empty] | 0 | 0 | 0 |  |  |  |  | 0.00012551 | 0 | 0.00012968 | 0 |  |  |  |  | 2013IndustrialCompressed AirHeat RecoveryHeat Recovery Improvements | .
| 2013 | 250 | Industrial | Facility Distribution System | Capacitors | Fixed and Switched Shunt Capacitor | [6 empty] | 0 | 0 | 0 |  |  |  |  | 0.00012551 | 0 | 0.00012968 | 0 |  |  |  |  | 2013IndustrialFacility Distribution SystemCapacitorsFixed and Switched Shunt Capacitor | .
| 2013 | 251 | Industrial | Facility Distribution System | Conductors | Service Conductor Replacement | [6 empty] | 0 | 0 | 0 |  |  |  |  | 0.00012551 | 0 | 0.00012968 | 0 |  |  |  |  | 2013IndustrialFacility Distribution SystemConductorsService Conductor Replacement | .
| 2013 | 252 | Industrial | Facility Distribution System | Power Factor Improvements | VAR Management/Controls | [6 empty] | 0 | 0 | 0 |  |  |  |  | 0.00012551 | 0 | 0.00012968 | 0 |  |  |  |  | 2013IndustrialFacility Distribution SystemPower Factor ImprovementsVAR Management/Controls | .
| 2013 | 253 | Industrial | Facility Distribution System | Transformers | De-Energization | [6 empty] | 0 | 0 | 0 |  |  |  |  | 0.00012551 | 0 | 0.00012968 | 0 |  |  |  |  | 2013IndustrialFacility Distribution SystemTransformersDe-Energization | .
| 2013 | 254 | Industrial | Facility Distribution System | Transformers | Transformers (NEMA TP-1 or Higher) | [6 empty] | 0 | 0 | 0 |  |  |  |  | 0.00012551 | 0 | 0.00012968 | 0 |  |  |  |  | 2013IndustrialFacility Distribution SystemTransformersTransformers (NEMA TP-1 or Higher) | .
| 2013 | 255 | Industrial | Facility Distribution System | Voltage Management | Conservation Voltage Reduction (CVR) | [6 empty] | 0 | 10752.92 | 0.0012275 |  |  |  |  | 0.00012551 | 0.0013496 | 0.00012968 | 0.0013944 |  |  |  |  | 2013IndustrialFacility Distribution SystemVoltage ManagementConservation Voltage Reduction (CVR) | .
| 2013 | 256 | Industrial | HVAC | Envelope | Air Sealing | [6 empty] | 0 | 0 | 0 |  |  |  |  | 0.00012551 | 0 | 0.00012968 | 0 |  |  |  |  | 2013IndustrialHVACEnvelopeAir Sealing | .
| 2013 | 257 | Industrial | HVAC | Envelope | Insulation | [6 empty] | 0 | 84870.4519 | 0.0096884 |  |  |  |  | 0.00012551 | 0.010652 | 0.00012968 | 0.011006 |  |  |  |  | 2013IndustrialHVACEnvelopeInsulation | .
| 2013 | 258 | Industrial | HVAC | Envelope | Windows | [6 empty] | 0 | 0 | 0 |  |  |  |  | 0.00012551 | 0 | 0.00012968 | 0 |  |  |  |  | 2013IndustrialHVACEnvelopeWindows | .
| 2013 | 259 | Industrial | HVAC | Heat Recovery | Heat Recovery Improvements | [6 empty] | 0 | 23203 | 0.0026487 |  |  |  |  | 0.00012551 | 0.0029122 | 0.00012968 | 0.003009 |  |  |  |  | 2013IndustrialHVACHeat RecoveryHeat Recovery Improvements | .
| 2013 | 260 | Industrial | HVAC | Heat Recovery | Humidification/Dehumidification Improvements | [6 empty] | 0 | 0 | 0 |  |  |  |  | 0.00012551 | 0 | 0.00012968 | 0 |  |  |  |  | 2013IndustrialHVACHeat RecoveryHumidification/Dehumidification Improvements | .
| 2013 | 261 | Industrial | HVAC | HVAC System Controls | Energy Management Systems/System Controls | [6 empty] | 0 | 0 | 0 |  |  |  |  | 0.00012551 | 0 | 0.00012968 | 0 |  |  |  |  | 2013IndustrialHVACHVAC System ControlsEnergy Management Systems/System Controls | .
| 2013 | 262 | Industrial | HVAC | HVAC System Controls | HVAC Control Improvements (non-VFD) | [6 empty] | 0 | 6206092.32 | 0.70846 |  |  |  |  | 0.00012551 | 0.77892 | 0.00012968 | 0.8048 |  |  |  |  | 2013IndustrialHVACHVAC System ControlsHVAC Control Improvements (non-VFD) | .
| 2013 | 263 | Industrial | HVAC | HVAC System Controls | HVAC Control Improvements (VFD) | [6 empty] | 0 | 1558357.9159 | 0.17789 |  |  |  |  | 0.00012551 | 0.19559 | 0.00012968 | 0.20209 |  |  |  |  | 2013IndustrialHVACHVAC System ControlsHVAC Control Improvements (VFD) | .
| 2013 | 264 | Industrial | HVAC | HVAC System Controls | Pneumatic to DDC Control Improvements | [6 empty] | 0 | 0 | 0 |  |  |  |  | 0.00012551 | 0 | 0.00012968 | 0 |  |  |  |  | 2013IndustrialHVACHVAC System ControlsPneumatic to DDC Control Improvements | .
| 2013 | 265 | Industrial | HVAC | HVAC System Controls | Thermostats | [6 empty] | 0 | 0 | 0 |  |  |  |  | 0.00012551 | 0 | 0.00012968 | 0 |  |  |  |  | 2013IndustrialHVACHVAC System ControlsThermostats | .
| 2013 | 266 | Industrial | HVAC | HVAC System Improvements | Air-Source Heat Pumps | [6 empty] | 0 | 476 | 5.4338e-05 |  |  |  |  | 0.00012551 | 5.9742e-05 | 0.00012968 | 6.1727e-05 |  |  |  |  | 2013IndustrialHVACHVAC System ImprovementsAir-Source Heat Pumps | .
| 2013 | 267 | Industrial | HVAC | HVAC System Improvements | Building Commissioning Improvements | [6 empty] | 0 | 0 | 0 |  |  |  |  | 0.00012551 | 0 | 0.00012968 | 0 |  |  |  |  | 2013IndustrialHVACHVAC System ImprovementsBuilding Commissioning Improvements | .
| 2013 | 268 | Industrial | HVAC | HVAC System Improvements | Centrifugal Chiller Improvements | [6 empty] | 0 | 0 | 0 |  |  |  |  | 0.00012551 | 0 | 0.00012968 | 0 |  |  |  |  | 2013IndustrialHVACHVAC System ImprovementsCentrifugal Chiller Improvements | .
| 2013 | 269 | Industrial | HVAC | HVAC System Improvements | Duct Insulation | [6 empty] | 0 | 0 | 0 |  |  |  |  | 0.00012551 | 0 | 0.00012968 | 0 |  |  |  |  | 2013IndustrialHVACHVAC System ImprovementsDuct Insulation | .
| 2013 | 270 | Industrial | HVAC | HVAC System Improvements | Ductless Heat Pumps | [6 empty] | 0 | 16338.76 | 0.0018652 |  |  |  |  | 0.00012551 | 0.0020507 | 0.00012968 | 0.0021188 |  |  |  |  | 2013IndustrialHVACHVAC System ImprovementsDuctless Heat Pumps | .
| 2013 | 271 | Industrial | HVAC | HVAC System Improvements | Economizer System Improvements | [6 empty] | 0 | 114479.35 | 0.013068 |  |  |  |  | 0.00012551 | 0.014368 | 0.00012968 | 0.014846 |  |  |  |  | 2013IndustrialHVACHVAC System ImprovementsEconomizer System Improvements | .
| 2013 | 272 | Industrial | HVAC | HVAC System Improvements | Interactive HVAC System Improvements | [6 empty] | 0 | 4690590.215 | 0.53546 |  |  |  |  | 0.00012551 | 0.58871 | 0.00012968 | 0.60827 |  |  |  |  | 2013IndustrialHVACHVAC System ImprovementsInteractive HVAC System Improvements | .
| 2013 | 273 | Industrial | HVAC | HVAC System Improvements | Rooftop Units | [6 empty] | 0 | 0 | 0 |  |  |  |  | 0.00012551 | 0 | 0.00012968 | 0 |  |  |  |  | 2013IndustrialHVACHVAC System ImprovementsRooftop Units | .
| 2013 | 274 | Industrial | HVAC | HVAC System Improvements | Rotary Screw Chiller Improvements | [6 empty] | 0 | 0 | 0 |  |  |  |  | 0.00012551 | 0 | 0.00012968 | 0 |  |  |  |  | 2013IndustrialHVACHVAC System ImprovementsRotary Screw Chiller Improvements | .
| 2013 | 275 | Industrial | HVAC | HVAC System Improvements | Scroll Chiller Improvements | [6 empty] | 0 | 0 | 0 |  |  |  |  | 0.00012551 | 0 | 0.00012968 | 0 |  |  |  |  | 2013IndustrialHVACHVAC System ImprovementsScroll Chiller Improvements | .
| 2013 | 276 | Industrial | HVAC | HVAC System Improvements | Storage Tank Insulation Improvements | [6 empty] | 0 | 0 | 0 |  |  |  |  | 0.00012551 | 0 | 0.00012968 | 0 |  |  |  |  | 2013IndustrialHVACHVAC System ImprovementsStorage Tank Insulation Improvements | .
| 2013 | 277 | Industrial | HVAC | HVAC System Improvements | Variable Refrigerant Flow System Improvements | [6 empty] | 0 | 0 | 0 |  |  |  |  | 0.00012551 | 0 | 0.00012968 | 0 |  |  |  |  | 2013IndustrialHVACHVAC System ImprovementsVariable Refrigerant Flow System Improvements | .
| 2013 | 278 | Industrial | HVAC | HVAC System Improvements | Ventilation System Improvements | [6 empty] | 0 | 3771235.9 | 0.43051 |  |  |  |  | 0.00012551 | 0.47332 | 0.00012968 | 0.48905 |  |  |  |  | 2013IndustrialHVACHVAC System ImprovementsVentilation System Improvements | .
| 2013 | 279 | Industrial | HVAC | HVAC System Improvements | Water-Source Heat Pumps | [6 empty] | 0 | 241559.04 | 0.027575 |  |  |  |  | 0.00012551 | 0.030318 | 0.00012968 | 0.031325 |  |  |  |  | 2013IndustrialHVACHVAC System ImprovementsWater-Source Heat Pumps | .
| 2013 | 280 | Industrial | Lighting | Delamping | Delamping | [6 empty] | 0 | 316861.56 | 0.036171 |  |  |  |  | 0.00012551 | 0.039769 | 0.00012968 | 0.04109 |  |  |  |  | 2013IndustrialLightingDelampingDelamping | .
| 2013 | 281 | Industrial | Lighting | Lamps/Ballasts/Fixtures | Lamps/Ballasts | [6 empty] | 0 | 24753634.758 | 2.8258 |  |  |  |  | 0.00012551 | 3.1068 | 0.00012968 | 3.21 |  |  |  |  | 2013IndustrialLightingLamps/Ballasts/FixturesLamps/Ballasts | .
| 2013 | 282 | Industrial | Lighting | Lamps/Ballasts/Fixtures | Lamps/Ballasts w/Controls | [6 empty] | 0 | 1156497.43 | 0.13202 |  |  |  |  | 0.00012551 | 0.14515 | 0.00012968 | 0.14997 |  |  |  |  | 2013IndustrialLightingLamps/Ballasts/FixturesLamps/Ballasts w/Controls | .
| 2013 | 283 | Industrial | Lighting | Lamps/Ballasts/Fixtures | Lamps/Ballasts w/Delamping | [6 empty] | 0 | 0 | 0 |  |  |  |  | 0.00012551 | 0 | 0.00012968 | 0 |  |  |  |  | 2013IndustrialLightingLamps/Ballasts/FixturesLamps/Ballasts w/Delamping | .
| 2013 | 284 | Industrial | Lighting | Lamps/Ballasts/Fixtures | Lamps/Ballasts w/Delamping and Controls | [6 empty] | 0 | 110925.22 | 0.012663 |  |  |  |  | 0.00012551 | 0.013922 | 0.00012968 | 0.014385 |  |  |  |  | 2013IndustrialLightingLamps/Ballasts/FixturesLamps/Ballasts w/Delamping and Controls | .
| 2013 | 285 | Industrial | Lighting | Lamps/Ballasts/Fixtures | Lamps/Ballasts/Fixtures | [6 empty] | 0 | 30584617.5333 | 3.4914 |  |  |  |  | 0.00012551 | 3.8386 | 0.00012968 | 3.9662 |  |  |  |  | 2013IndustrialLightingLamps/Ballasts/FixturesLamps/Ballasts/Fixtures | .
| 2013 | 286 | Industrial | Lighting | Lamps/Ballasts/Fixtures | Lamps/Ballasts/Fixtures w/Controls | [6 empty] | 0 | 7120207.47 | 0.81281 |  |  |  |  | 0.00012551 | 0.89365 | 0.00012968 | 0.92334 |  |  |  |  | 2013IndustrialLightingLamps/Ballasts/FixturesLamps/Ballasts/Fixtures w/Controls | .
| 2013 | 287 | Industrial | Lighting | Lamps/Ballasts/Fixtures | Lamps/Ballasts/Fixtures w/Delamping | [6 empty] | 0 | 140400.88 | 0.016027 |  |  |  |  | 0.00012551 | 0.017622 | 0.00012968 | 0.018207 |  |  |  |  | 2013IndustrialLightingLamps/Ballasts/FixturesLamps/Ballasts/Fixtures w/Delamping | .
| 2013 | 288 | Industrial | Lighting | Lamps/Ballasts/Fixtures | Lamps/Ballasts/Fixtures w/Delamping and Controls | [6 empty] | 0 | 7235764.7 | 0.826 |  |  |  |  | 0.00012551 | 0.90815 | 0.00012968 | 0.93833 |  |  |  |  | 2013IndustrialLightingLamps/Ballasts/FixturesLamps/Ballasts/Fixtures w/Delamping and Controls | .
| 2013 | 289 | Industrial | Lighting | Lighting Controls | Control Panels | [6 empty] | 0 | 66396.56 | 0.0075795 |  |  |  |  | 0.00012551 | 0.0083334 | 0.00012968 | 0.0086103 |  |  |  |  | 2013IndustrialLightingLighting ControlsControl Panels | .
| 2013 | 290 | Industrial | Lighting | Lighting Controls | Daylighting | [6 empty] | 0 | 0 | 0 |  |  |  |  | 0.00012551 | 0 | 0.00012968 | 0 |  |  |  |  | 2013IndustrialLightingLighting ControlsDaylighting | .
| 2013 | 291 | Industrial | Lighting | Lighting Controls | Occupancy Sensors | [6 empty] | 0 | 1999399.46 | 0.22824 |  |  |  |  | 0.00012551 | 0.25094 | 0.00012968 | 0.25928 |  |  |  |  | 2013IndustrialLightingLighting ControlsOccupancy Sensors | .
| 2013 | 292 | Industrial | Lighting | Lighting Controls | Photocells | [6 empty] | 0 | 0 | 0 |  |  |  |  | 0.00012551 | 0 | 0.00012968 | 0 |  |  |  |  | 2013IndustrialLightingLighting ControlsPhotocells | .
| 2013 | 293 | Industrial | Lighting | Lighting Controls | Timers | [6 empty] | 0 | 0 | 0 |  |  |  |  | 0.00012551 | 0 | 0.00012968 | 0 |  |  |  |  | 2013IndustrialLightingLighting ControlsTimers | .
| 2013 | 294 | Industrial | Lighting | Signs and Signals | LED Exit Signs | [6 empty] | 0 | 38021 | 0.0043403 |  |  |  |  | 0.00012551 | 0.004772 | 0.00012968 | 0.0049305 |  |  |  |  | 2013IndustrialLightingSigns and SignalsLED Exit Signs | .
| 2013 | 295 | Industrial | Motors/Drives | Motors | Motor Rewind | [6 empty] | 0 | 1915254.9406 | 0.21864 |  |  |  |  | 0.00012551 | 0.24038 | 0.00012968 | 0.24837 |  |  |  |  | 2013IndustrialMotors/DrivesMotorsMotor Rewind | .
| 2013 | 296 | Industrial | Motors/Drives | Motors | Motors | [6 empty] | 0 | 1939505.6283 | 0.2214 |  |  |  |  | 0.00012551 | 0.24343 | 0.00012968 | 0.25151 |  |  |  |  | 2013IndustrialMotors/DrivesMotorsMotors | .
| 2013 | 297 | Industrial | Motors/Drives | Motors/Drives Controls | Electronically Commutated Motor (ECM) | [6 empty] | 0 | 0 | 0 |  |  |  |  | 0.00012551 | 0 | 0.00012968 | 0 |  |  |  |  | 2013IndustrialMotors/DrivesMotors/Drives ControlsElectronically Commutated Motor (ECM) | .
| 2013 | 298 | Industrial | Motors/Drives | Motors/Drives Controls | Energy Management Systems/System Controls | [6 empty] | 0 | 1219935.31 | 0.13926 |  |  |  |  | 0.00012551 | 0.15311 | 0.00012968 | 0.1582 |  |  |  |  | 2013IndustrialMotors/DrivesMotors/Drives ControlsEnergy Management Systems/System Controls | .
| 2013 | 299 | Industrial | Motors/Drives | Motors/Drives Controls | Motors/Drives Control Improvements (non-VFD) | [6 empty] | 0 | 656172.5 | 0.074906 |  |  |  |  | 0.00012551 | 0.082356 | 0.00012968 | 0.085092 |  |  |  |  | 2013IndustrialMotors/DrivesMotors/Drives ControlsMotors/Drives Control Improvements (non-VFD) | .
| 2013 | 300 | Industrial | Motors/Drives | Motors/Drives Controls | Motors/Drives Control Improvements (VFD) | [6 empty] | 0 | 15031393.1085 | 1.7159 |  |  |  |  | 0.00012551 | 1.8866 | 0.00012968 | 1.9493 |  |  |  |  | 2013IndustrialMotors/DrivesMotors/Drives ControlsMotors/Drives Control Improvements (VFD) | .
| 2013 | 301 | Industrial | Motors/Drives | Pumps and Fans | Motors/Drives Installation on Fan System | [6 empty] | 0 | 7492612.4701 | 0.85532 |  |  |  |  | 0.00012551 | 0.94039 | 0.00012968 | 0.97164 |  |  |  |  | 2013IndustrialMotors/DrivesPumps and FansMotors/Drives Installation on Fan System | .
| 2013 | 302 | Industrial | Motors/Drives | Pumps and Fans | Motors/Drives Installation on Vacuum Pumps | [6 empty] | 0 | 411874.9248 | 0.047018 |  |  |  |  | 0.00012551 | 0.051694 | 0.00012968 | 0.053412 |  |  |  |  | 2013IndustrialMotors/DrivesPumps and FansMotors/Drives Installation on Vacuum Pumps | .
| 2013 | 303 | Industrial | Process Loads | Heat Recovery | Heat Recovery Improvements | [6 empty] | 0 | 0 | 0 |  |  |  |  | 0.00012551 | 0 | 0.00012968 | 0 |  |  |  |  | 2013IndustrialProcess LoadsHeat RecoveryHeat Recovery Improvements | .
| 2013 | 304 | Industrial | Process Loads | Process Loads System Controls | Process Loads Control Improvements (non-VFD) | [6 empty] | 0 | 8743142.75 | 0.99808 |  |  |  |  | 0.00012551 | 1.0973 | 0.00012968 | 1.1338 |  |  |  |  | 2013IndustrialProcess LoadsProcess Loads System ControlsProcess Loads Control Improvements (non-VFD) | .
| 2013 | 305 | Industrial | Process Loads | Process Loads System Controls | Process Loads Control Improvements (VFD) | [6 empty] | 0 | 194462.12 | 0.022199 |  |  |  |  | 0.00012551 | 0.024407 | 0.00012968 | 0.025218 |  |  |  |  | 2013IndustrialProcess LoadsProcess Loads System ControlsProcess Loads Control Improvements (VFD) | .
| 2013 | 306 | Industrial | Process Loads | Process Loads System Improvements | Interactive Process Loads System Improvements | [6 empty] | 0 | 39677658.7232 | 4.5294 |  |  |  |  | 0.00012551 | 4.9799 | 0.00012968 | 5.1454 |  |  |  |  | 2013IndustrialProcess LoadsProcess Loads System ImprovementsInteractive Process Loads System Improvements | .
| 2013 | 307 | Industrial | Process Loads | Pumps and Fans | Centrifugal Pump System Improvements | [6 empty] | 0 | 1561028.69 | 0.1782 |  |  |  |  | 0.00012551 | 0.19592 | 0.00012968 | 0.20243 |  |  |  |  | 2013IndustrialProcess LoadsPumps and FansCentrifugal Pump System Improvements | .
| 2013 | 308 | Industrial | Process Loads | Pumps and Fans | Fan System Improvements | [6 empty] | 0 | 3623896.0225 | 0.41369 |  |  |  |  | 0.00012551 | 0.45483 | 0.00012968 | 0.46994 |  |  |  |  | 2013IndustrialProcess LoadsPumps and FansFan System Improvements | .
| 2013 | 309 | Industrial | Process Loads | Pumps and Fans | Pump System Improvements | [6 empty] | 0 | 13474038.5097 | 1.5381 |  |  |  |  | 0.00012551 | 1.6911 | 0.00012968 | 1.7473 |  |  |  |  | 2013IndustrialProcess LoadsPumps and FansPump System Improvements | .
| 2013 | 310 | Industrial | Process Loads | Pumps and Fans | Turbine Pump System Improvements | [6 empty] | 0 | 2659718.9548 | 0.30362 |  |  |  |  | 0.00012551 | 0.33382 | 0.00012968 | 0.34491 |  |  |  |  | 2013IndustrialProcess LoadsPumps and FansTurbine Pump System Improvements | .
| 2013 | 311 | Industrial | Process Loads | Pumps and Fans | Vacuum Pump System Improvements | [6 empty] | 0 | 0 | 0 |  |  |  |  | 0.00012551 | 0 | 0.00012968 | 0 |  |  |  |  | 2013IndustrialProcess LoadsPumps and FansVacuum Pump System Improvements | .
| 2013 | 312 | Industrial | Process Loads | Wastewater System Improvements | Interactive Wastewater System Improvements | [6 empty] | 0 | 6314489.3169 | 0.72083 |  |  |  |  | 0.00012551 | 0.79253 | 0.00012968 | 0.81886 |  |  |  |  | 2013IndustrialProcess LoadsWastewater System ImprovementsInteractive Wastewater System Improvements | .
| 2013 | 313 | Industrial | Refrigeration | Heat Recovery | Heat Recovery Improvements | [6 empty] | 0 | 0 | 0 |  |  |  |  | 0.00012551 | 0 | 0.00012968 | 0 |  |  |  |  | 2013IndustrialRefrigerationHeat RecoveryHeat Recovery Improvements | .
| 2013 | 314 | Industrial | Refrigeration | Packaged Refrigeration | Packaged Refrigeration System Improvements | [6 empty] | 0 | 1510518.3 | 0.17243 |  |  |  |  | 0.00012551 | 0.18958 | 0.00012968 | 0.19588 |  |  |  |  | 2013IndustrialRefrigerationPackaged RefrigerationPackaged Refrigeration System Improvements | .
| 2013 | 315 | Industrial | Refrigeration | Pumps and Fans | Condensor Fan System Improvements | [6 empty] | 0 | 2892388.7712 | 0.33018 |  |  |  |  | 0.00012551 | 0.36302 | 0.00012968 | 0.37508 |  |  |  |  | 2013IndustrialRefrigerationPumps and FansCondensor Fan System Improvements | .
| 2013 | 316 | Industrial | Refrigeration | Pumps and Fans | Evaporator Coil Fan System Improvements | [6 empty] | 0 | 499619.34 | 0.057034 |  |  |  |  | 0.00012551 | 0.062707 | 0.00012968 | 0.06479 |  |  |  |  | 2013IndustrialRefrigerationPumps and FansEvaporator Coil Fan System Improvements | .
| 2013 | 317 | Industrial | Refrigeration | Pumps and Fans | Evaporator Fan System Improvements | [6 empty] | 0 | 3412169.1279 | 0.38952 |  |  |  |  | 0.00012551 | 0.42826 | 0.00012968 | 0.44249 |  |  |  |  | 2013IndustrialRefrigerationPumps and FansEvaporator Fan System Improvements | .
| 2013 | 318 | Industrial | Refrigeration | Refrigeration System Controls | Defrost Control Improvements | [6 empty] | 0 | 4935.87 | 0.00056346 |  |  |  |  | 0.00012551 | 0.0006195 | 0.00012968 | 0.00064008 |  |  |  |  | 2013IndustrialRefrigerationRefrigeration System ControlsDefrost Control Improvements | .
| 2013 | 319 | Industrial | Refrigeration | Refrigeration System Controls | Refrigeration Control Improvements (non-VFD) | [6 empty] | 0 | 510892.46 | 0.058321 |  |  |  |  | 0.00012551 | 0.064122 | 0.00012968 | 0.066252 |  |  |  |  | 2013IndustrialRefrigerationRefrigeration System ControlsRefrigeration Control Improvements (non-VFD) | .
| 2013 | 320 | Industrial | Refrigeration | Refrigeration System Controls | Refrigeration Control Improvements (VFD) | [6 empty] | 0 | 2798963.67 | 0.31952 |  |  |  |  | 0.00012551 | 0.3513 | 0.00012968 | 0.36297 |  |  |  |  | 2013IndustrialRefrigerationRefrigeration System ControlsRefrigeration Control Improvements (VFD) | .
| 2013 | 321 | Industrial | Refrigeration | Refrigeration System Improvements | Building Commissioning Improvements | [6 empty] | 0 | 0 | 0 |  |  |  |  | 0.00012551 | 0 | 0.00012968 | 0 |  |  |  |  | 2013IndustrialRefrigerationRefrigeration System ImprovementsBuilding Commissioning Improvements | .
| 2013 | 322 | Industrial | Refrigeration | Refrigeration System Improvements | Chiller Improvements | [6 empty] | 0 | 1605549.7 | 0.18328 |  |  |  |  | 0.00012551 | 0.20151 | 0.00012968 | 0.20821 |  |  |  |  | 2013IndustrialRefrigerationRefrigeration System ImprovementsChiller Improvements | .
| 2013 | 323 | Industrial | Refrigeration | Refrigeration System Improvements | Fast Acting Doors | [6 empty] | 0 | 356899.5625 | 0.040742 |  |  |  |  | 0.00012551 | 0.044794 | 0.00012968 | 0.046283 |  |  |  |  | 2013IndustrialRefrigerationRefrigeration System ImprovementsFast Acting Doors | .
| 2013 | 324 | Industrial | Refrigeration | Refrigeration System Improvements | Insulation | [6 empty] | 0 | 0 | 0 |  |  |  |  | 0.00012551 | 0 | 0.00012968 | 0 |  |  |  |  | 2013IndustrialRefrigerationRefrigeration System ImprovementsInsulation | .
| 2013 | 325 | Industrial | Refrigeration | Refrigeration System Improvements | Interactive Refrigeration System Improvements | [6 empty] | 0 | 14423154.7954 | 1.6465 |  |  |  |  | 0.00012551 | 1.8102 | 0.00012968 | 1.8704 |  |  |  |  | 2013IndustrialRefrigerationRefrigeration System ImprovementsInteractive Refrigeration System Improvements | .
| 2013 | 326 | Industrial | Water Heating | Heat Recovery | Heat Recovery Improvements | [6 empty] | 0 | 0 | 0 |  |  |  |  | 0.00012551 | 0 | 0.00012968 | 0 |  |  |  |  | 2013IndustrialWater HeatingHeat RecoveryHeat Recovery Improvements | .
| 2013 | 327 | Industrial | Water Heating | Pipe Insulation | Pipe Insulation | [6 empty] | 0 | 0 | 0 |  |  |  |  | 0.00012551 | 0 | 0.00012968 | 0 |  |  |  |  | 2013IndustrialWater HeatingPipe InsulationPipe Insulation | .
| 2013 | 328 | Industrial | Water Heating | System Efficiency Improvements | Insulation | [6 empty] | 0 | 0 | 0 |  |  |  |  | 0.00012551 | 0 | 0.00012968 | 0 |  |  |  |  | 2013IndustrialWater HeatingSystem Efficiency ImprovementsInsulation | .
| 2013 | 329 | Industrial | Water Heating | Water Heating Controls | Energy Management Systems/System Controls | [6 empty] | 0 | 0 | 0 |  |  |  |  | 0.00012551 | 0 | 0.00012968 | 0 |  |  |  |  | 2013IndustrialWater HeatingWater Heating ControlsEnergy Management Systems/System Controls | .
| 2013 | 330 | Industrial | Water Heating | Water Heating Controls | Water Heating Control Improvements (non-VFD) | [6 empty] | 0 | 0 | 0 |  |  |  |  | 0.00012551 | 0 | 0.00012968 | 0 |  |  |  |  | 2013IndustrialWater HeatingWater Heating ControlsWater Heating Control Improvements (non-VFD) | .
| 2013 | 331 | Industrial | Water Heating | Water Heating Controls | Water Heating Control Improvements (VFD) | [6 empty] | 0 | 0 | 0 |  |  |  |  | 0.00012551 | 0 | 0.00012968 | 0 |  |  |  |  | 2013IndustrialWater HeatingWater Heating ControlsWater Heating Control Improvements (VFD) | .
| 2013 | 332 | Industrial | Whole Bldg/Meter Level | Whole Bldg/Meter Level System Improvements | Interactive Whole Bldg/Meter Level System Improvements | [6 empty] | 0 | 105979212.3219 | 12.0981 |  |  |  |  | 0.00012551 | 13.3014 | 0.00012968 | 13.7433 |  |  |  |  | 2013IndustrialWhole Bldg/Meter LevelWhole Bldg/Meter Level System ImprovementsInteractive Whole Bldg/Meter Level System Improvements | .
| 2013 | 333 | Residential | Electronics | Computer Technologies | Network Computer Power Management | [6 empty] | 0 | 0 | 0 |  |  |  |  | 0.00014549 | 0 | 0.00013343 | 0 |  |  |  |  | 2013ResidentialElectronicsComputer TechnologiesNetwork Computer Power Management | .
| 2013 | 334 | Residential | Electronics | Entertainment | Set Top Boxes | [6 empty] | 0 | 0 | 0 |  |  |  |  | 0.00021383 | 0 | 0.0001722 | 0 |  |  |  |  | 2013ResidentialElectronicsEntertainmentSet Top Boxes | .
| 2013 | 335 | Residential | Electronics | Entertainment | Televisions | [6 empty] | 0 | 282459574.7562 | 32.2442 |  |  |  |  | 0.00021383 | 60.3992 | 0.0001722 | 48.6397 |  |  |  |  | 2013ResidentialElectronicsEntertainmentTelevisions | .
| 2013 | 336 | Residential | Electronics | Plug Load | Power Strips | [6 empty] | 0 | 1169699.8 | 0.13353 |  |  |  |  | 0.00021383 | 0.25012 | 0.0001722 | 0.20142 |  |  |  |  | 2013ResidentialElectronicsPlug LoadPower Strips | .
| 2013 | 337 | Residential | Food Preparation | Cooking | Bi-Radient Oven | [6 empty] | 0 | 0 | 0 |  |  |  |  | 0.00057621 | 0 | 0.00039409 | 0 |  |  |  |  | 2013ResidentialFood PreparationCookingBi-Radient Oven | .
| 2013 | 338 | Residential | HVAC | Envelope | Air Sealing | [6 empty] | 0 | 791015.1702 | 0.090299 |  |  |  |  | 0.00035039 | 0.27716 | 0.00029221 | 0.23114 |  |  |  |  | 2013ResidentialHVACEnvelopeAir Sealing | .
| 2013 | 340 | Residential | HVAC | Envelope | Windows | [6 empty] | 0 | 21350049.1121 | 2.4372 |  |  |  |  | 0.00035039 | 7.4808 | 0.00029221 | 6.2386 |  |  |  |  | 2013ResidentialHVACEnvelopeWindows | .
| 2013 | 341 | Residential | HVAC | HVAC System | Air Conditioners | [6 empty] | 0 | 27817.4665 | 0.0031755 |  |  |  |  | 0 | 0 | 0.002609 | 0.072575 |  |  |  |  | 2013ResidentialHVACHVAC SystemAir Conditioners | .
| 2013 | 342 | Residential | HVAC | HVAC System | Air-Source Heat Pumps w/Duct Sealing | [6 empty] | 0 | 3822335.93 | 0.43634 |  |  |  |  | 0.00035039 | 1.3393 | 0.00029221 | 1.1169 |  |  |  |  | 2013ResidentialHVACHVAC SystemAir-Source Heat Pumps w/Duct Sealing | .
| 2013 | 343 | Residential | HVAC | HVAC System | Air-Source Heat Pumps w/o Duct Sealing | [6 empty] | 0 | 10741028.3484 | 1.2261 |  |  |  |  | 0.00035039 | 3.7635 | 0.00029221 | 3.1386 |  |  |  |  | 2013ResidentialHVACHVAC SystemAir-Source Heat Pumps w/o Duct Sealing | .
| 2013 | 344 | Residential | HVAC | HVAC System | Commissioning Controls Sizing | [6 empty] | 0 | 1513298.5814 | 0.17275 |  |  |  |  | 0.00035039 | 0.53024 | 0.00029221 | 0.4422 |  |  |  |  | 2013ResidentialHVACHVAC SystemCommissioning Controls Sizing | .
| 2013 | 345 | Residential | HVAC | HVAC System | Duct Sealing | [6 empty] | 0 | 15976652.5462 | 1.8238 |  |  |  |  | 0.00035039 | 5.598 | 0.00029221 | 4.6685 |  |  |  |  | 2013ResidentialHVACHVAC SystemDuct Sealing | .
| 2013 | 346 | Residential | HVAC | HVAC System | Ductless Heat Pumps | [6 empty] | 0 | 28397788.5343 | 3.2418 |  |  |  |  | 0.00044496 | 12.6359 | 1.4598e-05 | 0.41456 |  |  |  |  | 2013ResidentialHVACHVAC SystemDuctless Heat Pumps | .
| 2013 | 347 | Residential | HVAC | HVAC System | Ground-Source Heat Pumps w/ Duct Sealing | [6 empty] | 0 | 0 | 0 |  |  |  |  | 0.00035039 | 0 | 0.00029221 | 0 |  |  |  |  | 2013ResidentialHVACHVAC SystemGround-Source Heat Pumps w/ Duct Sealing | .
| 2013 | 348 | Residential | HVAC | HVAC System | Ground-Source Heat Pumps w/o Duct Sealing | [6 empty] | 0 | 788052 | 0.08996 |  |  |  |  | 0.00035039 | 0.27612 | 0.00029221 | 0.23027 |  |  |  |  | 2013ResidentialHVACHVAC SystemGround-Source Heat Pumps w/o Duct Sealing | .
| 2013 | 349 | Agricultural | Motors/Drives | Compressed Air System Improvements | Motors/Drives Installation on Compressed Air System | [6 empty] | 0 | 0 | 0 |  |  |  |  | 2.6494e-06 | 0 | 0.0003126 | 0 |  |  |  |  | 2013AgriculturalMotors/DrivesCompressed Air System ImprovementsMotors/Drives Installation on Compressed Air System | .
| 2013 | 350 | Residential | HVAC | HVAC System | Thermostats | [6 empty] | 0 | 58243.002 | 0.0066487 |  |  |  |  | 0.00035039 | 0.020408 | 0.00029221 | 0.017019 |  |  |  |  | 2013ResidentialHVACHVAC SystemThermostats | .
| 2013 | 351 | Residential | HVAC | HVAC System | Sealing and Commissioning | [6 empty] | 0 | 0 | 0 |  |  |  |  | 0.00035039 | 0 | 0.00029221 | 0 |  |  |  |  | 2013ResidentialHVACHVAC SystemSealing and Commissioning | .
| 2013 | 352 | Residential | HVAC | HVAC System | Sealing Commissioning and Controls | [6 empty] | 0 | 0 | 0 |  |  |  |  | 0.00035039 | 0 | 0.00029221 | 0 |  |  |  |  | 2013ResidentialHVACHVAC SystemSealing Commissioning and Controls | .
| 2013 | 353 | Residential | HVAC | HVAC System | Ground-source Heat Pump | [6 empty] | 0 | 288908.2395 | 0.03298 |  |  |  |  | 0.00035039 | 0.10123 | 0.00029221 | 0.084421 |  |  |  |  | 2013ResidentialHVACHVAC SystemGround-source Heat Pump | .
| 2013 | 354 | Residential | Lighting | Lamps/Fixtures | Fixtures | [6 empty] | 0 | 8710077.1122 | 0.9943 |  |  |  |  | 0.00026149 | 2.2776 | 8.4631e-05 | 0.73714 |  |  |  |  | 2013ResidentialLightingLamps/FixturesFixtures | .
| 2013 | 355 | Residential | Lighting | Lamps/Fixtures | Lamps | [6 empty] | 0 | 324862884.5425 | 37.0848 |  |  |  |  | 0.00026149 | 84.9476 | 8.4631e-05 | 27.4934 |  |  |  |  | 2013ResidentialLightingLamps/FixturesLamps | .
| 2013 | 356 | Residential | Lighting | Lighting Controls | Lighting Controls | [6 empty] | 0 | 0 | 0 |  |  |  |  | 0.00026149 | 0 | 8.4631e-05 | 0 |  |  |  |  | 2013ResidentialLightingLighting ControlsLighting Controls | .
| 2013 | 357 | Residential | Refrigeration | Freezers | Freezer Decommissioning | [6 empty] | 0 | 2734398.3571 | 0.31215 |  |  |  |  | 9.1801e-05 | 0.25102 | 0.0001667 | 0.45581 |  |  |  |  | 2013ResidentialRefrigerationFreezersFreezer Decommissioning | .
| 2013 | 358 | Residential | Refrigeration | Freezers | Freezers | [6 empty] | 0 | 153203.2948 | 0.017489 |  |  |  |  | 9.1801e-05 | 0.014064 | 0.0001667 | 0.025538 |  |  |  |  | 2013ResidentialRefrigerationFreezersFreezers | .
| 2013 | 359 | Residential | Refrigeration | Refrigerators | Refrigerator Decommissioning | [6 empty] | 0 | 18201695.4015 | 2.0778 |  |  |  |  | 0.0001124 | 2.0458 | 0.00015305 | 2.7858 |  |  |  |  | 2013ResidentialRefrigerationRefrigeratorsRefrigerator Decommissioning | .
| 2013 | 360 | Residential | Refrigeration | Refrigerators | Refrigerators | [6 empty] | 0 | 16732452.1117 | 1.9101 |  |  |  |  | 0.0001124 | 1.8807 | 0.00015305 | 2.561 |  |  |  |  | 2013ResidentialRefrigerationRefrigeratorsRefrigerators | .
| 2013 | 361 | Residential | Water Heating | Heat Recovery | Water Heat Recovery | [6 empty] | 0 | 797.474 | 9.1036e-05 |  |  |  |  | 0.00019367 | 0.00015444 | 0.00012477 | 9.95e-05 |  |  |  |  | 2013ResidentialWater HeatingHeat RecoveryWater Heat Recovery | .
| 2013 | 362 | Residential | Water Heating | Pipe Insulation | Pipe Insulation | [6 empty] | 0 | 136040.59 | 0.01553 |  |  |  |  | 0.00019367 | 0.026346 | 0.00012477 | 0.016974 |  |  |  |  | 2013ResidentialWater HeatingPipe InsulationPipe Insulation | .
| 2013 | 363 | Residential | Water Heating | Water Heaters | Heat Pump Water Heaters | [6 empty] | 0 | 2724352.1299 | 0.311 |  |  |  |  | 0.00021099 | 0.5748 | 8.8551e-05 | 0.24124 |  |  |  |  | 2013ResidentialWater HeatingWater HeatersHeat Pump Water Heaters | .
| 2013 | 364 | Residential | Water Heating | Water Heaters | Water Heaters | [6 empty] | 0 | 330752.649 | 0.037757 |  |  |  |  | 0.00019367 | 0.064055 | 0.00012477 | 0.041268 |  |  |  |  | 2013ResidentialWater HeatingWater HeatersWater Heaters | .
| 2013 | 365 | Residential | Water Heating | Water Using Devices | Clothes Washers | [6 empty] | 0 | 32931693.6802 | 3.7593 |  |  |  |  | 0.00014765 | 4.8622 | 0.00019747 | 6.5032 |  |  |  |  | 2013ResidentialWater HeatingWater Using DevicesClothes Washers | .
| 2013 | 366 | Residential | Water Heating | Water Using Devices | Dishwashers | [6 empty] | 0 | 3682169.9426 | 0.42034 |  |  |  |  | 0.00014417 | 0.53087 | 0.00013448 | 0.4952 |  |  |  |  | 2013ResidentialWater HeatingWater Using DevicesDishwashers | .
| 2013 | 367 | Residential | Water Heating | Water Using Devices | Showerheads | [6 empty] | 0 | 28464326.507 | 3.2494 |  |  |  |  | 0.00019367 | 5.5125 | 0.00012477 | 3.5515 |  |  |  |  | 2013ResidentialWater HeatingWater Using DevicesShowerheads | .
| 2013 | 368 | Residential | Whole Bldg/Meter Level | Homes | Built Green Home | [6 empty] | 0 | 0 | 0 |  |  |  |  | 0.00023982 | 0 | 0.00015375 | 0 |  |  |  |  | 2013ResidentialWhole Bldg/Meter LevelHomesBuilt Green Home | .
| 2013 | 369 | Residential | Whole Bldg/Meter Level | Homes | EcoRated Home | [6 empty] | 0 | 245955.063 | 0.028077 |  |  |  |  | 0.00023982 | 0.058985 | 0.00015375 | 0.037815 |  |  |  |  | 2013ResidentialWhole Bldg/Meter LevelHomesEcoRated Home | .
| 2013 | 370 | Residential | Whole Bldg/Meter Level | Homes | Energy Star Home | [6 empty] | 0 | 3714597.8513 | 0.42404 |  |  |  |  | 0.00023982 | 0.89083 | 0.00015375 | 0.57111 |  |  |  |  | 2013ResidentialWhole Bldg/Meter LevelHomesEnergy Star Home | .
| 2013 | 371 | Residential | Whole Bldg/Meter Level | Homes | Montana House | [6 empty] | 0 | 12806 | 0.0014619 |  |  |  |  | 0.00023982 | 0.0030711 | 0.00015375 | 0.0019689 |  |  |  |  | 2013ResidentialWhole Bldg/Meter LevelHomesMontana House | .
| 2013 | 372 | Residential | Whole Bldg/Meter Level | Homes | NEEM Certified Home | [6 empty] | 0 | 550893.45 | 0.062887 |  |  |  |  | 0.00023982 | 0.13211 | 0.00015375 | 0.084698 |  |  |  |  | 2013ResidentialWhole Bldg/Meter LevelHomesNEEM Certified Home | .
| 2013 | 373 | Utility System Efficiency | Utility Distribution System | Capacitors | Fixed and Switched Shunt Capacitor | [6 empty] | 0 | 0 | 0 |  |  |  |  | 0.00014176 | 0 | 0.00013735 | 0 |  |  |  |  | 2013Utility System EfficiencyUtility Distribution SystemCapacitorsFixed and Switched Shunt Capacitor | .
| 2013 | 374 | Utility System Efficiency | Utility Distribution System | Conductors | Service Conductor Replacement | [6 empty] | 0 | 329571.59 | 0.037622 |  |  |  |  | 0.00014176 | 0.04672 | 0.00013735 | 0.045267 |  |  |  |  | 2013Utility System EfficiencyUtility Distribution SystemConductorsService Conductor Replacement | .
| 2013 | 375 | Utility System Efficiency | Utility Distribution System | Insulators | Insulators | [6 empty] | 0 | 0 | 0 |  |  |  |  | 0.00014176 | 0 | 0.00013735 | 0 |  |  |  |  | 2013Utility System EfficiencyUtility Distribution SystemInsulatorsInsulators | .
| 2013 | 376 | Utility System Efficiency | Utility Distribution System | Power Factor Improvements | Operation System Improvements | [6 empty] | 0 | 0 | 0 |  |  |  |  | 0.00014176 | 0 | 0.00013735 | 0 |  |  |  |  | 2013Utility System EfficiencyUtility Distribution SystemPower Factor ImprovementsOperation System Improvements | .
| 2013 | 377 | Utility System Efficiency | Utility Distribution System | Power Factor Improvements | VAR Management/Controls | [6 empty] | 0 | 0 | 0 |  |  |  |  | 0.00014176 | 0 | 0.00013735 | 0 |  |  |  |  | 2013Utility System EfficiencyUtility Distribution SystemPower Factor ImprovementsVAR Management/Controls | .
| 2013 | 378 | Utility System Efficiency | Utility Distribution System | Transformers | Transformer Load Management | [6 empty] | 0 | 0 | 0 |  |  |  |  | 0.00014176 | 0 | 0.00013735 | 0 |  |  |  |  | 2013Utility System EfficiencyUtility Distribution SystemTransformersTransformer Load Management | .
| 2013 | 379 | Utility System Efficiency | Utility Distribution System | Transformers | Transformers (NEMA TP-1 or Higher) | [6 empty] | 0 | 0 | 0 |  |  |  |  | 0.00014176 | 0 | 0.00013735 | 0 |  |  |  |  | 2013Utility System EfficiencyUtility Distribution SystemTransformersTransformers (NEMA TP-1 or Higher) | .
| 2013 | 380 | Utility System Efficiency | Utility Distribution System | Utility Station Service Loads | Utility Remote Feedback | [6 empty] | 0 | 0 | 0 |  |  |  |  | 0.00014176 | 0 | 0.00013735 | 0 |  |  |  |  | 2013Utility System EfficiencyUtility Distribution SystemUtility Station Service LoadsUtility Remote Feedback | .
| 2013 | 381 | Utility System Efficiency | Utility Distribution System | Utility Station Service Loads | Utility Service Connection Standards | [6 empty] | 0 | 0 | 0 |  |  |  |  | 0.00014176 | 0 | 0.00013735 | 0 |  |  |  |  | 2013Utility System EfficiencyUtility Distribution SystemUtility Station Service LoadsUtility Service Connection Standards | .
| 2013 | 382 | Utility System Efficiency | Utility Generation System | Utility Station Service Loads | Service Station System Improvements | [6 empty] | 0 | 0 | 0 |  |  |  |  | 0.00014176 | 0 | 0.00013735 | 0 |  |  |  |  | 2013Utility System EfficiencyUtility Generation SystemUtility Station Service LoadsService Station System Improvements | .
| 2013 | 383 | Utility System Efficiency | Utility Transmission System | Operation | Fixed and Swtiched Shunt Capacitor | [6 empty] | 0 | 0 | 0 |  |  |  |  | 0.00014176 | 0 | 0.00013735 | 0 |  |  |  |  | 2013Utility System EfficiencyUtility Transmission SystemOperationFixed and Swtiched Shunt Capacitor | .
| 2013 | 384 | Utility System Efficiency | Utility Transmission System | Capacitors | Fixed and Swtiched Shunt Capacitor | [6 empty] | 0 | 0 | 0 |  |  |  |  | 0.00014176 | 0 | 0.00013735 | 0 |  |  |  |  | 2013Utility System EfficiencyUtility Transmission SystemCapacitorsFixed and Swtiched Shunt Capacitor | .
| 2013 | 385 | Utility System Efficiency | Utility Transmission System | Conductors | Service Conductor Replacement | [6 empty] | 0 | 59080 | 0.0067443 |  |  |  |  | 0.00014176 | 0.0083751 | 0.00013735 | 0.0081147 |  |  |  |  | 2013Utility System EfficiencyUtility Transmission SystemConductorsService Conductor Replacement | .
| 2013 | 386 | Utility System Efficiency | Utility Transmission System | Insulators | Fixed and Swtiched Shunt Capacitor | [6 empty] | 0 | 0 | 0 |  |  |  |  | 0.00014176 | 0 | 0.00013735 | 0 |  |  |  |  | 2013Utility System EfficiencyUtility Transmission SystemInsulatorsFixed and Swtiched Shunt Capacitor | .
| 2013 | 387 | Utility System Efficiency | Utility Transmission System | Power Factor Improvements | VAR Management/Controls | [6 empty] | 0 | 0 | 0 |  |  |  |  | 0.00014176 | 0 | 0.00013735 | 0 |  |  |  |  | 2013Utility System EfficiencyUtility Transmission SystemPower Factor ImprovementsVAR Management/Controls | .
| 2013 | 388 | Utility System Efficiency | Utility Transmission System | Transformers | Transformer Load Management | [6 empty] | 0 | 0 | 0 |  |  |  |  | 0.00014176 | 0 | 0.00013735 | 0 |  |  |  |  | 2013Utility System EfficiencyUtility Transmission SystemTransformersTransformer Load Management | .
| 2013 | 389 | Utility System Efficiency | Utility Transmission System | Transformers | Transformers (NEMA TP-1 or Higher) | [6 empty] | 0 | 0 | 0 |  |  |  |  | 0.00014176 | 0 | 0.00013735 | 0 |  |  |  |  | 2013Utility System EfficiencyUtility Transmission SystemTransformersTransformers (NEMA TP-1 or Higher) | .
| 2013 | 390 | Utility System Efficiency | Utility Transmission System | Voltage Management | Conservation Voltage Reduction (CVR) | [6 empty] | 0 | 46121963.52 | 5.2651 |  |  |  |  | 0.00014176 | 6.5382 | 0.00013735 | 6.3349 |  |  |  |  | 2013Utility System EfficiencyUtility Transmission SystemVoltage ManagementConservation Voltage Reduction (CVR) | .
| 2013 | 391 | Agricultural | Compressed Air | Compressed Air System Improvements | Interactive Compressed Air System Supply/Demand Improvements | [6 empty] | 0 | 0 | 0 |  |  |  |  | 2.6494e-06 | 0 | 0.0003126 | 0 |  |  |  |  | 2013AgriculturalCompressed AirCompressed Air System ImprovementsInteractive Compressed Air System Supply/Demand Improvements | .
| 2013 | 392 | Agricultural | HVAC | HVAC System Improvements | Interactive HVAC System Improvements | [6 empty] | 0 | 0 | 0 |  |  |  |  | 2.6494e-06 | 0 | 0.0003126 | 0 |  |  |  |  | 2013AgriculturalHVACHVAC System ImprovementsInteractive HVAC System Improvements | .
| 2013 | 394 | Agricultural | Motors/Drives | Pumps and Fans | Motors/Drives Installation on Pump System | [6 empty] | 0 | 450007.59 | 0.051371 |  |  |  |  | 0.00034247 | 0.15411 | 0.00034247 | 0.15411 |  |  |  |  | 2013AgriculturalMotors/DrivesPumps and FansMotors/Drives Installation on Pump System | .
| 2013 | 395 | Agricultural | Process Loads | Process Loads System Improvements | Interactive Process Loads System Improvements | [6 empty] | 0 | 0 | 0 |  |  |  |  | 0.00034247 | 0 | 0.00034247 | 0 |  |  |  |  | 2013AgriculturalProcess LoadsProcess Loads System ImprovementsInteractive Process Loads System Improvements | .
| 2013 | 396 | Industrial | Motors/Drives | Pumps and Fans | Motors/Drives Installation on Blower System | [6 empty] | 0 | 7732551.4581 | 0.88271 |  |  |  |  | 0.00012551 | 0.97051 | 0.00012968 | 1.0028 |  |  |  |  | 2013IndustrialMotors/DrivesPumps and FansMotors/Drives Installation on Blower System | .
| 2013 | 397 | Industrial | Process Loads | Pumps and Fans | Blower System Improvements | [6 empty] | 0 | 6794045.94 | 0.77558 |  |  |  |  | 0.00012551 | 0.85271 | 0.00012968 | 0.88105 |  |  |  |  | 2013IndustrialProcess LoadsPumps and FansBlower System Improvements | .
| 2013 | 398 | Residential | Whole Bldg/Meter Level | Whole Bldg/Meter Level System Improvements | Behavioral | [6 empty] | 0 | 34048440.3217 | 3.8868 |  |  |  |  | 0.00023982 | 8.1655 | 0.00015375 | 5.2348 |  |  |  |  | 2013ResidentialWhole Bldg/Meter LevelWhole Bldg/Meter Level System ImprovementsBehavioral | .
| 2013 | 399 | Residential | HVAC | HVAC System | Interactive HVAC System Improvements | [6 empty] | 0 | 5062.784 | 0.00057794 |  |  |  |  | 0.00035039 | 0.0017739 | 0.00029221 | 0.0014794 |  |  |  |  | 2013ResidentialHVACHVAC SystemInteractive HVAC System Improvements | .
| 2013 | 400 | Residential | HVAC | HVAC System | Variable Speed Heat Pumps w/o Duct Sealing | [6 empty] | 0 | 28189 | 0.0032179 |  |  |  |  | 0.00035039 | 0.0098771 | 0.00029221 | 0.008237 |  |  |  |  | 2013ResidentialHVACHVAC SystemVariable Speed Heat Pumps w/o Duct Sealing | .
| 2013 | 402 | Residential | HVAC | Envelope | Insulation | [6 empty] | 0 | 18897309.7909 | 2.1572 |  |  |  |  | 0.00035039 | 6.6214 | 0.00029221 | 5.5219 |  |  |  |  | 2013ResidentialHVACEnvelopeInsulation | .
| 2013 | 409 | Residential | HVAC | Heat Recovery | Heat Recovery Improvements | [6 empty] | 0 | 237376.795 | 0.027098 |  |  |  |  | 0.00035039 | 0.083174 | 0.00029221 | 0.069363 |  |  |  |  | 2013ResidentialHVACHeat RecoveryHeat Recovery Improvements | .
| 2013 | 416 | Commercial | Compressed Air | Compressed Air System Improvements | Interactive Compressed Air System Supply/Demand Improvements | [6 empty] | 0 | 0 | 0 |  |  |  |  | 0.00014107 | 0 | 0.00012829 | 0 |  |  |  |  | 2013CommercialCompressed AirCompressed Air System ImprovementsInteractive Compressed Air System Supply/Demand Improvements | .
| 2013 | 417 | Industrial | Compressed Air | Compressed Air System Improvements | Interactive Compressed Air System Supply/Demand Improvements | [6 empty] | 0 | 2867301.44 | 0.32732 |  |  |  |  | 0.00012551 | 0.35987 | 0.00012968 | 0.37183 |  |  |  |  | 2013IndustrialCompressed AirCompressed Air System ImprovementsInteractive Compressed Air System Supply/Demand Improvements | .
| 2013 | 418 | Commercial | Motors/Drives | Compressed Air System Improvements | Motors/Drives Installation on Compressed Air System | [6 empty] | 0 | 0 | 0 |  |  |  |  | 0.00014107 | 0 | 0.00012829 | 0 |  |  |  |  | 2013CommercialMotors/DrivesCompressed Air System ImprovementsMotors/Drives Installation on Compressed Air System | .
| 2013 | 419 | Commercial | Motors/Drives | Pumps and Fans | Motors/Drives Installation on Pump System | [6 empty] | 0 | 1078800.5 | 0.12315 |  |  |  |  | 0.00014107 | 0.15218 | 0.00012829 | 0.1384 |  |  |  |  | 2013CommercialMotors/DrivesPumps and FansMotors/Drives Installation on Pump System | .
| 2013 | 420 | Industrial | Motors/Drives | Compressed Air System Improvements | Motors/Drives Installation on Compressed Air System | [6 empty] | 0 | 5963319.49 | 0.68074 |  |  |  |  | 0.00012551 | 0.74845 | 0.00012968 | 0.77332 |  |  |  |  | 2013IndustrialMotors/DrivesCompressed Air System ImprovementsMotors/Drives Installation on Compressed Air System | .
| 2013 | 421 | Industrial | Motors/Drives | Pumps and Fans | Motors/Drives Installation on Pump System | [6 empty] | 0 | 3086456.02 | 0.35234 |  |  |  |  | 0.00012551 | 0.38738 | 0.00012968 | 0.40025 |  |  |  |  | 2013IndustrialMotors/DrivesPumps and FansMotors/Drives Installation on Pump System | .
| 2013 | 422 | Agricultural | Compressed Air | Compressed Air System Controls | Unknown | [6 empty] | 0 | 0 | 0 |  |  |  |  | 2.6494e-06 | 0 | 0.0003126 | 0 |  |  |  |  | 2013AgriculturalCompressed AirCompressed Air System ControlsUnknown | .
| 2013 | 423 | Agricultural | Compressed Air | Compressed Air System Improvements | Unknown | [6 empty] | 0 | 0 | 0 |  |  |  |  | 2.6494e-06 | 0 | 0.0003126 | 0 |  |  |  |  | 2013AgriculturalCompressed AirCompressed Air System ImprovementsUnknown | .
| 2013 | 424 | Agricultural | Compressed Air | Heat Recovery | Unknown | [6 empty] | 0 | 0 | 0 |  |  |  |  | 2.6494e-06 | 0 | 0.0003126 | 0 |  |  |  |  | 2013AgriculturalCompressed AirHeat RecoveryUnknown | .
| 2013 | 425 | Agricultural | HVAC | HVAC System Improvements | Unknown | [6 empty] | 0 | 0 | 0 |  |  |  |  | 0.00034247 | 0 | 0.00034247 | 0 |  |  |  |  | 2013AgriculturalHVACHVAC System ImprovementsUnknown | .
| 2013 | 426 | Agricultural | Irrigation | Center Pivot System and Equipment | Unknown | [6 empty] | 0 | 0 | 0 |  |  |  |  | 2.6494e-06 | 0 | 0.0003126 | 0 |  |  |  |  | 2013AgriculturalIrrigationCenter Pivot System and EquipmentUnknown | .
| 2013 | 427 | Agricultural | Irrigation | Discharge Fitting Equipment | Unknown | [6 empty] | 0 | 0 | 0 |  |  |  |  | 2.6494e-06 | 0 | 0.0003126 | 0 |  |  |  |  | 2013AgriculturalIrrigationDischarge Fitting EquipmentUnknown | .
| 2013 | 428 | Agricultural | Irrigation | Handmove and Sideroll System and Equipment | Unknown | [6 empty] | 0 | 0 | 0 |  |  |  |  | 2.6494e-06 | 0 | 0.0003126 | 0 |  |  |  |  | 2013AgriculturalIrrigationHandmove and Sideroll System and EquipmentUnknown | .
| 2013 | 429 | Agricultural | Irrigation | Hardware | Unknown | [6 empty] | 0 | 788104.9176 | 0.089966 |  |  |  |  | 2.6494e-06 | 0.002088 | 0.0003126 | 0.24636 |  |  |  |  | 2013AgriculturalIrrigationHardwareUnknown | .
| 2013 | 430 | Agricultural | Irrigation | Irrigation System Improvements | Unknown | [6 empty] | 0 | 0 | 0 |  |  |  |  | 2.6494e-06 | 0 | 0.0003126 | 0 |  |  |  |  | 2013AgriculturalIrrigationIrrigation System ImprovementsUnknown | .
| 2013 | 431 | Agricultural | Irrigation | Mainline System and Equipment | Unknown | [6 empty] | 0 | 0 | 0 |  |  |  |  | 2.6494e-06 | 0 | 0.0003126 | 0 |  |  |  |  | 2013AgriculturalIrrigationMainline System and EquipmentUnknown | .
| 2013 | 432 | Agricultural | Irrigation | Pumps and Fans | Unknown | [6 empty] | 0 | 0 | 0 |  |  |  |  | 2.6494e-06 | 0 | 0.0003126 | 0 |  |  |  |  | 2013AgriculturalIrrigationPumps and FansUnknown | .
| 2013 | 433 | Agricultural | Irrigation | Suction Fittings Equipment | Unknown | [6 empty] | 0 | 0 | 0 |  |  |  |  | 2.6494e-06 | 0 | 0.0003126 | 0 |  |  |  |  | 2013AgriculturalIrrigationSuction Fittings EquipmentUnknown | .
| 2013 | 434 | Agricultural | Irrigation | Water Management | Unknown | [6 empty] | 0 | 0 | 0 |  |  |  |  | 2.6494e-06 | 0 | 0.0003126 | 0 |  |  |  |  | 2013AgriculturalIrrigationWater ManagementUnknown | .
| 2013 | 435 | Agricultural | Lighting | Delamping | Unknown | [6 empty] | 0 | 0 | 0 |  |  |  |  | 0.00034247 | 0 | 0.00034247 | 0 |  |  |  |  | 2013AgriculturalLightingDelampingUnknown | .
| 2013 | 436 | Agricultural | Lighting | Lamps/Ballasts/Fixtures | Unknown | [6 empty] | 0 | 0 | 0 |  |  |  |  | 0.00034247 | 0 | 0.00034247 | 0 |  |  |  |  | 2013AgriculturalLightingLamps/Ballasts/FixturesUnknown | .
| 2013 | 437 | Agricultural | Lighting | Lighting Controls | Unknown | [6 empty] | 0 | 0 | 0 |  |  |  |  | 0.00034247 | 0 | 0.00034247 | 0 |  |  |  |  | 2013AgriculturalLightingLighting ControlsUnknown | .
| 2013 | 438 | Agricultural | Lighting | Signs and Signals | Unknown | [6 empty] | 0 | 0 | 0 |  |  |  |  | 0.00034247 | 0 | 0.00034247 | 0 |  |  |  |  | 2013AgriculturalLightingSigns and SignalsUnknown | .
| 2013 | 439 | Agricultural | Motors/Drives | Compressed Air System Improvements | Unknown | [6 empty] | 0 | 0 | 0 |  |  |  |  | 0.00034247 | 0 | 0.00034247 | 0 |  |  |  |  | 2013AgriculturalMotors/DrivesCompressed Air System ImprovementsUnknown | .
| 2013 | 440 | Agricultural | Motors/Drives | Motors | Unknown | [6 empty] | 0 | 0 | 0 |  |  |  |  | 0.00034247 | 0 | 0.00034247 | 0 |  |  |  |  | 2013AgriculturalMotors/DrivesMotorsUnknown | .
| 2013 | 441 | Agricultural | Motors/Drives | Motors/Drives Controls | Unknown | [6 empty] | 0 | 0 | 0 |  |  |  |  | 0.00034247 | 0 | 0.00034247 | 0 |  |  |  |  | 2013AgriculturalMotors/DrivesMotors/Drives ControlsUnknown | .
| 2013 | 442 | Agricultural | Motors/Drives | Pumps and Fans | Unknown | [6 empty] | 0 | 0 | 0 |  |  |  |  | 0.00034247 | 0 | 0.00034247 | 0 |  |  |  |  | 2013AgriculturalMotors/DrivesPumps and FansUnknown | .
| 2013 | 443 | Agricultural | Process Loads | Livestock Tanks | Unknown | [6 empty] | 0 | 0 | 0 |  |  |  |  | 0.00034247 | 0 | 0.00034247 | 0 |  |  |  |  | 2013AgriculturalProcess LoadsLivestock TanksUnknown | .
| 2013 | 444 | Agricultural | Process Loads | Process Loads System Improvements | Unknown | [6 empty] | 0 | 0 | 0 |  |  |  |  | 0.00034247 | 0 | 0.00034247 | 0 |  |  |  |  | 2013AgriculturalProcess LoadsProcess Loads System ImprovementsUnknown | .
| 2013 | 445 | Agricultural | Process Loads | Pumps and Fans | Unknown | [6 empty] | 0 | 0 | 0 |  |  |  |  | 0.00034247 | 0 | 0.00034247 | 0 |  |  |  |  | 2013AgriculturalProcess LoadsPumps and FansUnknown | .
| 2013 | 446 | Agricultural | Refrigeration | Dairy System Improvements | Unknown | [6 empty] | 0 | 0 | 0 |  |  |  |  | 0.00034247 | 0 | 0.00034247 | 0 |  |  |  |  | 2013AgriculturalRefrigerationDairy System ImprovementsUnknown | .
| 2013 | 447 | Agricultural | Refrigeration | Heat Recovery | Unknown | [6 empty] | 0 | 0 | 0 |  |  |  |  | 0.00034247 | 0 | 0.00034247 | 0 |  |  |  |  | 2013AgriculturalRefrigerationHeat RecoveryUnknown | .
| 2013 | 448 | Agricultural | Refrigeration | Packaged Refrigeration | Unknown | [6 empty] | 0 | 0 | 0 |  |  |  |  | 0.00034247 | 0 | 0.00034247 | 0 |  |  |  |  | 2013AgriculturalRefrigerationPackaged RefrigerationUnknown | .
| 2013 | 449 | Agricultural | Refrigeration | Pumps and Fans | Unknown | [6 empty] | 0 | 0 | 0 |  |  |  |  | 0.00034247 | 0 | 0.00034247 | 0 |  |  |  |  | 2013AgriculturalRefrigerationPumps and FansUnknown | .
| 2013 | 450 | Agricultural | Refrigeration | Refrigeration System Controls | Unknown | [6 empty] | 0 | 0 | 0 |  |  |  |  | 0.00034247 | 0 | 0.00034247 | 0 |  |  |  |  | 2013AgriculturalRefrigerationRefrigeration System ControlsUnknown | .
| 2013 | 451 | Agricultural | Refrigeration | Refrigeration System Improvements | Unknown | [6 empty] | 0 | 0 | 0 |  |  |  |  | 0.00034247 | 0 | 0.00034247 | 0 |  |  |  |  | 2013AgriculturalRefrigerationRefrigeration System ImprovementsUnknown | .
| 2013 | 452 | Agricultural | Utility Distribution System | Transformers | Unknown | [6 empty] | 0 | 0 | 0 |  |  |  |  | 2.6494e-06 | 0 | 0.0003126 | 0 |  |  |  |  | 2013AgriculturalUtility Distribution SystemTransformersUnknown | .
| 2013 | 453 | Agricultural | Water Heating | Heat Recovery | Unknown | [6 empty] | 0 | 0 | 0 |  |  |  |  | 0.00034247 | 0 | 0.00034247 | 0 |  |  |  |  | 2013AgriculturalWater HeatingHeat RecoveryUnknown | .
| 2013 | 454 | Agricultural | Water Heating | System Efficiency Improvements | Unknown | [6 empty] | 0 | 0 | 0 |  |  |  |  | 0.00034247 | 0 | 0.00034247 | 0 |  |  |  |  | 2013AgriculturalWater HeatingSystem Efficiency ImprovementsUnknown | .
| 2013 | 455 | Agricultural | Water Heating | Water Heaters | Unknown | [6 empty] | 0 | 0 | 0 |  |  |  |  | 0.00034247 | 0 | 0.00034247 | 0 |  |  |  |  | 2013AgriculturalWater HeatingWater HeatersUnknown | .
| 2013 | 456 | Agricultural | Whole Bldg/Meter Level | Whole Bldg/Meter Level System Improvements | Unknown | [6 empty] | 0 | 0 | 0 |  |  |  |  | 2.6494e-06 | 0 | 0.0003126 | 0 |  |  |  |  | 2013AgriculturalWhole Bldg/Meter LevelWhole Bldg/Meter Level System ImprovementsUnknown | .
| 2013 | 457 | Commercial | Compressed Air | Compressed Air System Controls | Unknown | [6 empty] | 0 | 0 | 0 |  |  |  |  | 0.00014107 | 0 | 0.00012829 | 0 |  |  |  |  | 2013CommercialCompressed AirCompressed Air System ControlsUnknown | .
| 2013 | 458 | Commercial | Compressed Air | Compressed Air System Improvements | Unknown | [6 empty] | 0 | 0 | 0 |  |  |  |  | 0.00014107 | 0 | 0.00012829 | 0 |  |  |  |  | 2013CommercialCompressed AirCompressed Air System ImprovementsUnknown | .
| 2013 | 459 | Commercial | Compressed Air | Heat Recovery | Unknown | [6 empty] | 0 | 0 | 0 |  |  |  |  | 0.00014107 | 0 | 0.00012829 | 0 |  |  |  |  | 2013CommercialCompressed AirHeat RecoveryUnknown | .
| 2013 | 460 | Commercial | Electronics | Computer Technologies | Unknown | [6 empty] | 0 | 171200.35 | 0.019543 |  |  |  |  | 0.00013422 | 0.022979 | 0.00010767 | 0.018432 |  |  |  |  | 2013CommercialElectronicsComputer TechnologiesUnknown | .
| 2013 | 461 | Commercial | Electronics | Plug Load | Unknown | [6 empty] | 0 | 0 | 0 |  |  |  |  | 0.00013422 | 0 | 0.00010767 | 0 |  |  |  |  | 2013CommercialElectronicsPlug LoadUnknown | .
| 2013 | 462 | Commercial | Food Preparation | Cooking | Unknown | [6 empty] | 0 | 0 | 0 |  |  |  |  | 0.00017223 | 0 | 0.00016217 | 0 |  |  |  |  | 2013CommercialFood PreparationCookingUnknown | .
| 2013 | 463 | Commercial | HVAC | Envelope | Unknown | [6 empty] | 0 | 555729.5531 | 0.063439 |  |  |  |  | 0.00076228 | 0.42362 | 1.3799e-05 | 0.0076687 |  |  |  |  | 2013CommercialHVACEnvelopeUnknown | .
| 2013 | 464 | Commercial | HVAC | Heat Recovery | Unknown | [6 empty] | 0 | 0 | 0 |  |  |  |  | 0.00076228 | 0 | 1.3799e-05 | 0 |  |  |  |  | 2013CommercialHVACHeat RecoveryUnknown | .
| 2013 | 465 | Commercial | HVAC | HVAC System Controls | Unknown | [6 empty] | 0 | 0 | 0 |  |  |  |  | 0.00076228 | 0 | 1.3799e-05 | 0 |  |  |  |  | 2013CommercialHVACHVAC System ControlsUnknown | .
| 2013 | 466 | Commercial | HVAC | HVAC System Improvements | Unknown | [6 empty] | 0 | 199452.8914 | 0.022769 |  |  |  |  | 0.00076228 | 0.15204 | 1.3799e-05 | 0.0027523 |  |  |  |  | 2013CommercialHVACHVAC System ImprovementsUnknown | .
| 2013 | 467 | Commercial | Lighting | Delamping | Unknown | [6 empty] | 0 | 0 | 0 |  |  |  |  | 0.00017719 | 0 | 0.00015191 | 0 |  |  |  |  | 2013CommercialLightingDelampingUnknown | .
| 2013 | 468 | Commercial | Lighting | Lamps/Ballasts/Fixtures | Unknown | [6 empty] | 0 | 0 | 0 |  |  |  |  | 0.00017719 | 0 | 0.00015191 | 0 |  |  |  |  | 2013CommercialLightingLamps/Ballasts/FixturesUnknown | .
| 2013 | 469 | Commercial | Lighting | Lighting Controls | Unknown | [6 empty] | 0 | 0 | 0 |  |  |  |  | 0.00017719 | 0 | 0.00015191 | 0 |  |  |  |  | 2013CommercialLightingLighting ControlsUnknown | .
| 2013 | 470 | Commercial | Lighting | Signs and Signals | Unknown | [6 empty] | 0 | 0 | 0 |  |  |  |  | 0.00023298 | 0 | 0 | 0 |  |  |  |  | 2013CommercialLightingSigns and SignalsUnknown | .
| 2013 | 471 | Commercial | Motors/Drives | Compressed Air System Improvements | Unknown | [6 empty] | 0 | 0 | 0 |  |  |  |  | 0.00014107 | 0 | 0.00012829 | 0 |  |  |  |  | 2013CommercialMotors/DrivesCompressed Air System ImprovementsUnknown | .
| 2013 | 472 | Commercial | Motors/Drives | Motors | Unknown | [6 empty] | 0 | 0 | 0 |  |  |  |  | 0.00014107 | 0 | 0.00012829 | 0 |  |  |  |  | 2013CommercialMotors/DrivesMotorsUnknown | .
| 2013 | 473 | Commercial | Motors/Drives | Motors/Drives Controls | Unknown | [6 empty] | 0 | 7016356.878 | 0.80095 |  |  |  |  | 0.00014107 | 0.98978 | 0.00012829 | 0.90013 |  |  |  |  | 2013CommercialMotors/DrivesMotors/Drives ControlsUnknown | .
| 2013 | 474 | Commercial | Motors/Drives | Pumps and Fans | Unknown | [6 empty] | 0 | 0 | 0 |  |  |  |  | 0.00014107 | 0 | 0.00012829 | 0 |  |  |  |  | 2013CommercialMotors/DrivesPumps and FansUnknown | .
| 2013 | 475 | Commercial | Process Loads | Elevators | Unknown | [6 empty] | 0 | 0 | 0 |  |  |  |  | 0.00014107 | 0 | 0.00012829 | 0 |  |  |  |  | 2013CommercialProcess LoadsElevatorsUnknown | .
| 2013 | 476 | Commercial | Process Loads | Escalators | Unknown | [6 empty] | 0 | 0 | 0 |  |  |  |  | 0.00014107 | 0 | 0.00012829 | 0 |  |  |  |  | 2013CommercialProcess LoadsEscalatorsUnknown | .
| 2013 | 477 | Commercial | Process Loads | Heat Recovery | Unknown | [6 empty] | 0 | 0 | 0 |  |  |  |  | 0.00014107 | 0 | 0.00012829 | 0 |  |  |  |  | 2013CommercialProcess LoadsHeat RecoveryUnknown | .
| 2013 | 478 | Commercial | Process Loads | Process Loads System Controls | Unknown | [6 empty] | 0 | 0 | 0 |  |  |  |  | 0.00014107 | 0 | 0.00012829 | 0 |  |  |  |  | 2013CommercialProcess LoadsProcess Loads System ControlsUnknown | .
| 2013 | 479 | Commercial | Process Loads | Process Loads System Improvements | Unknown | [6 empty] | 0 | 0 | 0 |  |  |  |  | 0.00014107 | 0 | 0.00012829 | 0 |  |  |  |  | 2013CommercialProcess LoadsProcess Loads System ImprovementsUnknown | .
| 2013 | 480 | Commercial | Process Loads | Pumps and Fans | Unknown | [6 empty] | 0 | 0 | 0 |  |  |  |  | 0.00014107 | 0 | 0.00012829 | 0 |  |  |  |  | 2013CommercialProcess LoadsPumps and FansUnknown | .
| 2013 | 481 | Commercial | Refrigeration | Heat Recovery | Unknown | [6 empty] | 0 | 0 | 0 |  |  |  |  | 0.0001159 | 0 | 0.00012882 | 0 |  |  |  |  | 2013CommercialRefrigerationHeat RecoveryUnknown | .
| 2013 | 482 | Commercial | Refrigeration | Packaged Refrigeration | Unknown | [6 empty] | 0 | 0 | 0 |  |  |  |  | 0.0001159 | 0 | 0.00012882 | 0 |  |  |  |  | 2013CommercialRefrigerationPackaged RefrigerationUnknown | .
| 2013 | 483 | Commercial | Refrigeration | Pumps and Fans | Unknown | [6 empty] | 0 | 0 | 0 |  |  |  |  | 0.0001159 | 0 | 0.00012882 | 0 |  |  |  |  | 2013CommercialRefrigerationPumps and FansUnknown | .
| 2013 | 484 | Commercial | Refrigeration | Refrigeration System Controls | Unknown | [6 empty] | 0 | 2796884.1917 | 0.31928 |  |  |  |  | 0.0001159 | 0.32415 | 0.00012882 | 0.36029 |  |  |  |  | 2013CommercialRefrigerationRefrigeration System ControlsUnknown | .
| 2013 | 485 | Commercial | Refrigeration | Refrigeration System Improvements | Unknown | [6 empty] | 0 | 9111213.9073 | 1.0401 |  |  |  |  | 0.0001159 | 1.056 | 0.00012882 | 1.1737 |  |  |  |  | 2013CommercialRefrigerationRefrigeration System ImprovementsUnknown | .
| 2013 | 486 | Commercial | Water Heating | Heat Recovery | Unknown | [6 empty] | 0 | 0 | 0 |  |  |  |  | 0.00017243 | 0 | 0.00012478 | 0 |  |  |  |  | 2013CommercialWater HeatingHeat RecoveryUnknown | .
| 2013 | 487 | Commercial | Water Heating | Pool System Improvements | Unknown | [6 empty] | 0 | 0 | 0 |  |  |  |  | 0.00017243 | 0 | 0.00012478 | 0 |  |  |  |  | 2013CommercialWater HeatingPool System ImprovementsUnknown | .
| 2013 | 488 | Commercial | Water Heating | System Efficiency Improvements | Unknown | [6 empty] | 0 | 0 | 0 |  |  |  |  | 0.00017243 | 0 | 0.00012478 | 0 |  |  |  |  | 2013CommercialWater HeatingSystem Efficiency ImprovementsUnknown | .
| 2013 | 489 | Commercial | Water Heating | Water Heaters | Unknown | [6 empty] | 0 | 0 | 0 |  |  |  |  | 0.00017243 | 0 | 0.00012478 | 0 |  |  |  |  | 2013CommercialWater HeatingWater HeatersUnknown | .
| 2013 | 490 | Commercial | Water Heating | Water Heating Controls | Unknown | [6 empty] | 0 | 0 | 0 |  |  |  |  | 0.00017243 | 0 | 0.00012478 | 0 |  |  |  |  | 2013CommercialWater HeatingWater Heating ControlsUnknown | .
| 2013 | 491 | Commercial | Water Heating | Water Using Devices | Unknown | [6 empty] | 0 | 0 | 0 |  |  |  |  | 0.00017243 | 0 | 0.00012478 | 0 |  |  |  |  | 2013CommercialWater HeatingWater Using DevicesUnknown | .
| 2013 | 492 | Commercial | Whole Bldg/Meter Level | Whole Bldg/Meter Level System Improvements | Unknown | [6 empty] | 0 | 0 | 0 |  |  |  |  | 0.00024448 | 0 | 0.00016318 | 0 |  |  |  |  | 2013CommercialWhole Bldg/Meter LevelWhole Bldg/Meter Level System ImprovementsUnknown | .
| 2013 | 493 | Industrial | Compressed Air | Compressed Air System Controls | Unknown | [6 empty] | 0 | 0 | 0 |  |  |  |  | 0.00012551 | 0 | 0.00012968 | 0 |  |  |  |  | 2013IndustrialCompressed AirCompressed Air System ControlsUnknown | .
| 2013 | 494 | Industrial | Compressed Air | Compressed Air System Improvements | Unknown | [6 empty] | 0 | 1091179.479 | 0.12456 |  |  |  |  | 0.00012551 | 0.13695 | 0.00012968 | 0.1415 |  |  |  |  | 2013IndustrialCompressed AirCompressed Air System ImprovementsUnknown | .
| 2013 | 495 | Industrial | Compressed Air | Heat Recovery | Unknown | [6 empty] | 0 | 0 | 0 |  |  |  |  | 0.00012551 | 0 | 0.00012968 | 0 |  |  |  |  | 2013IndustrialCompressed AirHeat RecoveryUnknown | .
| 2013 | 496 | Industrial | Facility Distribution System | Capacitors | Unknown | [6 empty] | 0 | 0 | 0 |  |  |  |  | 0.00012551 | 0 | 0.00012968 | 0 |  |  |  |  | 2013IndustrialFacility Distribution SystemCapacitorsUnknown | .
| 2013 | 497 | Industrial | Facility Distribution System | Conductors | Unknown | [6 empty] | 0 | 0 | 0 |  |  |  |  | 0.00012551 | 0 | 0.00012968 | 0 |  |  |  |  | 2013IndustrialFacility Distribution SystemConductorsUnknown | .
| 2013 | 498 | Industrial | Facility Distribution System | Power Factor Improvements | Unknown | [6 empty] | 0 | 0 | 0 |  |  |  |  | 0.00012551 | 0 | 0.00012968 | 0 |  |  |  |  | 2013IndustrialFacility Distribution SystemPower Factor ImprovementsUnknown | .
| 2013 | 499 | Industrial | Facility Distribution System | Transformers | Unknown | [6 empty] | 0 | 0 | 0 |  |  |  |  | 0.00012551 | 0 | 0.00012968 | 0 |  |  |  |  | 2013IndustrialFacility Distribution SystemTransformersUnknown | .
| 2013 | 500 | Industrial | Facility Distribution System | Voltage Management | Unknown | [6 empty] | 0 | 0 | 0 |  |  |  |  | 0.00012551 | 0 | 0.00012968 | 0 |  |  |  |  | 2013IndustrialFacility Distribution SystemVoltage ManagementUnknown | .
| 2013 | 501 | Industrial | HVAC | Envelope | Unknown | [6 empty] | 0 | 0 | 0 |  |  |  |  | 0.00012551 | 0 | 0.00012968 | 0 |  |  |  |  | 2013IndustrialHVACEnvelopeUnknown | .
| 2013 | 502 | Industrial | HVAC | Heat Recovery | Unknown | [6 empty] | 0 | 0 | 0 |  |  |  |  | 0.00012551 | 0 | 0.00012968 | 0 |  |  |  |  | 2013IndustrialHVACHeat RecoveryUnknown | .
| 2013 | 503 | Industrial | HVAC | HVAC System Controls | Unknown | [6 empty] | 0 | 0 | 0 |  |  |  |  | 0.00012551 | 0 | 0.00012968 | 0 |  |  |  |  | 2013IndustrialHVACHVAC System ControlsUnknown | .
| 2013 | 504 | Industrial | HVAC | HVAC System Improvements | Unknown | [6 empty] | 0 | 0 | 0 |  |  |  |  | 0.00012551 | 0 | 0.00012968 | 0 |  |  |  |  | 2013IndustrialHVACHVAC System ImprovementsUnknown | .
| 2013 | 505 | Industrial | Lighting | Delamping | Unknown | [6 empty] | 0 | 0 | 0 |  |  |  |  | 0.00012551 | 0 | 0.00012968 | 0 |  |  |  |  | 2013IndustrialLightingDelampingUnknown | .
| 2013 | 506 | Industrial | Lighting | Lamps/Ballasts/Fixtures | Unknown | [6 empty] | 0 | 0 | 0 |  |  |  |  | 0.00012551 | 0 | 0.00012968 | 0 |  |  |  |  | 2013IndustrialLightingLamps/Ballasts/FixturesUnknown | .
| 2013 | 507 | Industrial | Lighting | Lighting Controls | Unknown | [6 empty] | 0 | 0 | 0 |  |  |  |  | 0.00012551 | 0 | 0.00012968 | 0 |  |  |  |  | 2013IndustrialLightingLighting ControlsUnknown | .
| 2013 | 508 | Industrial | Lighting | Signs and Signals | Unknown | [6 empty] | 0 | 0 | 0 |  |  |  |  | 0.00012551 | 0 | 0.00012968 | 0 |  |  |  |  | 2013IndustrialLightingSigns and SignalsUnknown | .
| 2013 | 509 | Industrial | Motors/Drives | Compressed Air System Improvements | Unknown | [6 empty] | 0 | 0 | 0 |  |  |  |  | 0.00012551 | 0 | 0.00012968 | 0 |  |  |  |  | 2013IndustrialMotors/DrivesCompressed Air System ImprovementsUnknown | .
| 2013 | 510 | Industrial | Motors/Drives | Motors | Unknown | [6 empty] | 0 | 0 | 0 |  |  |  |  | 0.00012551 | 0 | 0.00012968 | 0 |  |  |  |  | 2013IndustrialMotors/DrivesMotorsUnknown | .
| 2013 | 511 | Industrial | Motors/Drives | Motors/Drives Controls | Unknown | [6 empty] | 0 | 0 | 0 |  |  |  |  | 0.00012551 | 0 | 0.00012968 | 0 |  |  |  |  | 2013IndustrialMotors/DrivesMotors/Drives ControlsUnknown | .
| 2013 | 512 | Industrial | Motors/Drives | Pumps and Fans | Unknown | [6 empty] | 0 | 140101.3702 | 0.015993 |  |  |  |  | 0.00012551 | 0.017584 | 0.00012968 | 0.018168 |  |  |  |  | 2013IndustrialMotors/DrivesPumps and FansUnknown | .
| 2013 | 513 | Industrial | Process Loads | Heat Recovery | Unknown | [6 empty] | 0 | 0 | 0 |  |  |  |  | 0.00012551 | 0 | 0.00012968 | 0 |  |  |  |  | 2013IndustrialProcess LoadsHeat RecoveryUnknown | .
| 2013 | 514 | Industrial | Process Loads | Process Loads System Controls | Unknown | [6 empty] | 0 | 0 | 0 |  |  |  |  | 0.00012551 | 0 | 0.00012968 | 0 |  |  |  |  | 2013IndustrialProcess LoadsProcess Loads System ControlsUnknown | .
| 2013 | 515 | Industrial | Process Loads | Process Loads System Improvements | Unknown | [6 empty] | 0 | 0 | 0 |  |  |  |  | 0.00012551 | 0 | 0.00012968 | 0 |  |  |  |  | 2013IndustrialProcess LoadsProcess Loads System ImprovementsUnknown | .
| 2013 | 516 | Industrial | Process Loads | Pumps and Fans | Unknown | [6 empty] | 0 | 0 | 0 |  |  |  |  | 0.00012551 | 0 | 0.00012968 | 0 |  |  |  |  | 2013IndustrialProcess LoadsPumps and FansUnknown | .
| 2013 | 517 | Industrial | Process Loads | Wastewater System Improvements | Unknown | [6 empty] | 0 | 0 | 0 |  |  |  |  | 0.00012551 | 0 | 0.00012968 | 0 |  |  |  |  | 2013IndustrialProcess LoadsWastewater System ImprovementsUnknown | .
| 2013 | 518 | Industrial | Refrigeration | Heat Recovery | Unknown | [6 empty] | 0 | 0 | 0 |  |  |  |  | 0.00012551 | 0 | 0.00012968 | 0 |  |  |  |  | 2013IndustrialRefrigerationHeat RecoveryUnknown | .
| 2013 | 519 | Industrial | Refrigeration | Packaged Refrigeration | Unknown | [6 empty] | 0 | 0 | 0 |  |  |  |  | 0.00012551 | 0 | 0.00012968 | 0 |  |  |  |  | 2013IndustrialRefrigerationPackaged RefrigerationUnknown | .
| 2013 | 520 | Industrial | Refrigeration | Pumps and Fans | Unknown | [6 empty] | 0 | 0 | 0 |  |  |  |  | 0.00012551 | 0 | 0.00012968 | 0 |  |  |  |  | 2013IndustrialRefrigerationPumps and FansUnknown | .
| 2013 | 521 | Industrial | Refrigeration | Refrigeration System Controls | Unknown | [6 empty] | 0 | 0 | 0 |  |  |  |  | 0.00012551 | 0 | 0.00012968 | 0 |  |  |  |  | 2013IndustrialRefrigerationRefrigeration System ControlsUnknown | .
| 2013 | 522 | Industrial | Refrigeration | Refrigeration System Improvements | Unknown | [6 empty] | 0 | 0 | 0 |  |  |  |  | 0.00012551 | 0 | 0.00012968 | 0 |  |  |  |  | 2013IndustrialRefrigerationRefrigeration System ImprovementsUnknown | .
| 2013 | 523 | Industrial | Water Heating | Heat Recovery | Unknown | [6 empty] | 0 | 0 | 0 |  |  |  |  | 0.00012551 | 0 | 0.00012968 | 0 |  |  |  |  | 2013IndustrialWater HeatingHeat RecoveryUnknown | .
| 2013 | 524 | Industrial | Water Heating | Pipe Insulation | Unknown | [6 empty] | 0 | 0 | 0 |  |  |  |  | 0.00012551 | 0 | 0.00012968 | 0 |  |  |  |  | 2013IndustrialWater HeatingPipe InsulationUnknown | .
| 2013 | 525 | Industrial | Water Heating | System Efficiency Improvements | Unknown | [6 empty] | 0 | 0 | 0 |  |  |  |  | 0.00012551 | 0 | 0.00012968 | 0 |  |  |  |  | 2013IndustrialWater HeatingSystem Efficiency ImprovementsUnknown | .
| 2013 | 526 | Industrial | Water Heating | Water Heating Controls | Unknown | [6 empty] | 0 | 0 | 0 |  |  |  |  | 0.00012551 | 0 | 0.00012968 | 0 |  |  |  |  | 2013IndustrialWater HeatingWater Heating ControlsUnknown | .
| 2013 | 527 | Industrial | Whole Bldg/Meter Level | Whole Bldg/Meter Level System Improvements | Unknown | [6 empty] | 0 | 0 | 0 |  |  |  |  | 0.00012551 | 0 | 0.00012968 | 0 |  |  |  |  | 2013IndustrialWhole Bldg/Meter LevelWhole Bldg/Meter Level System ImprovementsUnknown | .
| 2013 | 528 | Residential | Electronics | Computer Technologies | Unknown | [6 empty] | 0 | 0 | 0 |  |  |  |  | 0.00014549 | 0 | 0.00013343 | 0 |  |  |  |  | 2013ResidentialElectronicsComputer TechnologiesUnknown | .
| 2013 | 529 | Residential | Electronics | Entertainment | Unknown | [6 empty] | 0 | 0 | 0 |  |  |  |  | 0.00021383 | 0 | 0.0001722 | 0 |  |  |  |  | 2013ResidentialElectronicsEntertainmentUnknown | .
| 2013 | 530 | Residential | Electronics | Plug Load | Unknown | [6 empty] | 0 | 0 | 0 |  |  |  |  | 0.00021383 | 0 | 0.0001722 | 0 |  |  |  |  | 2013ResidentialElectronicsPlug LoadUnknown | .
| 2013 | 531 | Residential | Food Preparation | Cooking | Unknown | [6 empty] | 0 | 0 | 0 |  |  |  |  | 0.00057621 | 0 | 0.00039409 | 0 |  |  |  |  | 2013ResidentialFood PreparationCookingUnknown | .
| 2013 | 532 | Residential | HVAC | Envelope | Unknown | [6 empty] | 0 | 1116784.4392 | 0.12749 |  |  |  |  | 0.00035039 | 0.39131 | 0.00029221 | 0.32633 |  |  |  |  | 2013ResidentialHVACEnvelopeUnknown | .
| 2013 | 533 | Residential | HVAC | Heat Recovery | Unknown | [6 empty] | 0 | 0 | 0 |  |  |  |  | 0.00035039 | 0 | 0.00029221 | 0 |  |  |  |  | 2013ResidentialHVACHeat RecoveryUnknown | .
| 2013 | 534 | Residential | HVAC | HVAC System | Unknown | [6 empty] | 0 | 716979.1861 | 0.081847 |  |  |  |  | 0.00035039 | 0.25122 | 0.00029221 | 0.20951 |  |  |  |  | 2013ResidentialHVACHVAC SystemUnknown | .
| 2013 | 535 | Residential | Lighting | Lamps/Fixtures | Unknown | [6 empty] | 0 | 0 | 0 |  |  |  |  | 0.00026149 | 0 | 8.4631e-05 | 0 |  |  |  |  | 2013ResidentialLightingLamps/FixturesUnknown | .
| 2013 | 536 | Residential | Lighting | Lighting Controls | Unknown | [6 empty] | 0 | 0 | 0 |  |  |  |  | 0.00026149 | 0 | 8.4631e-05 | 0 |  |  |  |  | 2013ResidentialLightingLighting ControlsUnknown | .
| 2013 | 537 | Residential | Refrigeration | Freezers | Unknown | [6 empty] | 0 | 0 | 0 |  |  |  |  | 9.1801e-05 | 0 | 0.0001667 | 0 |  |  |  |  | 2013ResidentialRefrigerationFreezersUnknown | .
| 2013 | 538 | Residential | Refrigeration | Refrigerators | Unknown | [6 empty] | 0 | 0 | 0 |  |  |  |  | 0.0001124 | 0 | 0.00015305 | 0 |  |  |  |  | 2013ResidentialRefrigerationRefrigeratorsUnknown | .
| 2013 | 539 | Residential | Water Heating | Heat Recovery | Unknown | [6 empty] | 0 | 0 | 0 |  |  |  |  | 0.00019367 | 0 | 0.00012477 | 0 |  |  |  |  | 2013ResidentialWater HeatingHeat RecoveryUnknown | .
| 2013 | 540 | Residential | Water Heating | Pipe Insulation | Unknown | [6 empty] | 0 | 0 | 0 |  |  |  |  | 0.00019367 | 0 | 0.00012477 | 0 |  |  |  |  | 2013ResidentialWater HeatingPipe InsulationUnknown | .
| 2013 | 541 | Residential | Water Heating | Water Heaters | Unknown | [6 empty] | 0 | 0 | 0 |  |  |  |  | 0.00019367 | 0 | 0.00012477 | 0 |  |  |  |  | 2013ResidentialWater HeatingWater HeatersUnknown | .
| 2013 | 542 | Residential | Water Heating | Water Using Devices | Unknown | [6 empty] | 0 | 3924361 | 0.44799 |  |  |  |  | 0.00019367 | 0.76001 | 0.00012477 | 0.48964 |  |  |  |  | 2013ResidentialWater HeatingWater Using DevicesUnknown | .
| 2013 | 543 | Residential | Whole Bldg/Meter Level | Homes | Unknown | [6 empty] | 0 | 0 | 0 |  |  |  |  | 0.00023982 | 0 | 0.00015375 | 0 |  |  |  |  | 2013ResidentialWhole Bldg/Meter LevelHomesUnknown | .
| 2013 | 544 | Residential | Whole Bldg/Meter Level | Whole Bldg/Meter Level System Improvements | Unknown | [6 empty] | 0 | 0 | 0 |  |  |  |  | 0.00023982 | 0 | 0.00015375 | 0 |  |  |  |  | 2013ResidentialWhole Bldg/Meter LevelWhole Bldg/Meter Level System ImprovementsUnknown | .
| 2013 | 545 | Utility System Efficiency | Utility Distribution System | Capacitors | Unknown | [6 empty] | 0 | 0 | 0 |  |  |  |  | 0.00014176 | 0 | 0.00013735 | 0 |  |  |  |  | 2013Utility System EfficiencyUtility Distribution SystemCapacitorsUnknown | .
| 2013 | 546 | Utility System Efficiency | Utility Distribution System | Conductors | Unknown | [6 empty] | 0 | 0 | 0 |  |  |  |  | 0.00014176 | 0 | 0.00013735 | 0 |  |  |  |  | 2013Utility System EfficiencyUtility Distribution SystemConductorsUnknown | .
| 2013 | 547 | Utility System Efficiency | Utility Distribution System | Insulators | Unknown | [6 empty] | 0 | 0 | 0 |  |  |  |  | 0.00014176 | 0 | 0.00013735 | 0 |  |  |  |  | 2013Utility System EfficiencyUtility Distribution SystemInsulatorsUnknown | .
| 2013 | 548 | Utility System Efficiency | Utility Distribution System | Power Factor Improvements | Unknown | [6 empty] | 0 | 0 | 0 |  |  |  |  | 0.00014176 | 0 | 0.00013735 | 0 |  |  |  |  | 2013Utility System EfficiencyUtility Distribution SystemPower Factor ImprovementsUnknown | .
| 2013 | 549 | Utility System Efficiency | Utility Distribution System | Transformers | Unknown | [6 empty] | 0 | 0 | 0 |  |  |  |  | 0.00014176 | 0 | 0.00013735 | 0 |  |  |  |  | 2013Utility System EfficiencyUtility Distribution SystemTransformersUnknown | .
| 2013 | 550 | Utility System Efficiency | Utility Distribution System | Utility Station Service Loads | Unknown | [6 empty] | 0 | 0 | 0 |  |  |  |  | 0.00014176 | 0 | 0.00013735 | 0 |  |  |  |  | 2013Utility System EfficiencyUtility Distribution SystemUtility Station Service LoadsUnknown | .
| 2013 | 551 | Utility System Efficiency | Utility Generation System | Utility Station Service Loads | Unknown | [6 empty] | 0 | 0 | 0 |  |  |  |  | 0.00014176 | 0 | 0.00013735 | 0 |  |  |  |  | 2013Utility System EfficiencyUtility Generation SystemUtility Station Service LoadsUnknown | .
| 2013 | 552 | Utility System Efficiency | Utility Transmission System | Capacitors | Unknown | [6 empty] | 0 | 0 | 0 |  |  |  |  | 0.00014176 | 0 | 0.00013735 | 0 |  |  |  |  | 2013Utility System EfficiencyUtility Transmission SystemCapacitorsUnknown | .
| 2013 | 553 | Utility System Efficiency | Utility Transmission System | Conductors | Unknown | [6 empty] | 0 | 0 | 0 |  |  |  |  | 0.00014176 | 0 | 0.00013735 | 0 |  |  |  |  | 2013Utility System EfficiencyUtility Transmission SystemConductorsUnknown | .
| 2013 | 554 | Utility System Efficiency | Utility Transmission System | Insulators | Unknown | [6 empty] | 0 | 0 | 0 |  |  |  |  | 0.00014176 | 0 | 0.00013735 | 0 |  |  |  |  | 2013Utility System EfficiencyUtility Transmission SystemInsulatorsUnknown | .
| 2013 | 555 | Utility System Efficiency | Utility Transmission System | Operation | Unknown | [6 empty] | 0 | 0 | 0 |  |  |  |  | 0.00014176 | 0 | 0.00013735 | 0 |  |  |  |  | 2013Utility System EfficiencyUtility Transmission SystemOperationUnknown | .
| 2013 | 556 | Utility System Efficiency | Utility Transmission System | Power Factor Improvements | Unknown | [6 empty] | 0 | 0 | 0 |  |  |  |  | 0.00014176 | 0 | 0.00013735 | 0 |  |  |  |  | 2013Utility System EfficiencyUtility Transmission SystemPower Factor ImprovementsUnknown | .
| 2013 | 557 | Utility System Efficiency | Utility Transmission System | Transformers | Unknown | [6 empty] | 0 | 0 | 0 |  |  |  |  | 0.00014176 | 0 | 0.00013735 | 0 |  |  |  |  | 2013Utility System EfficiencyUtility Transmission SystemTransformersUnknown | .
| 2013 | 558 | Utility System Efficiency | Utility Transmission System | Voltage Management | Unknown | [6 empty] | 0 | 0 | 0 |  |  |  |  | 0.00014176 | 0 | 0.00013735 | 0 |  |  |  |  | 2013Utility System EfficiencyUtility Transmission SystemVoltage ManagementUnknown | .
| 2013 | 559 | Agricultural | Unknown | Unknown | Unknown | [6 empty] | 0 | 0 | 0 |  |  |  |  | 2.6494e-06 | 0 | 0.0003126 | 0 |  |  |  |  | 2013AgriculturalUnknownUnknownUnknown | .
| 2013 | 560 | Commercial | Unknown | Unknown | Unknown | [6 empty] | 0 | 3299904.3688 | 0.3767 |  |  |  |  | 0.00024448 | 0.80676 | 0.00016318 | 0.53847 |  |  |  |  | 2013CommercialUnknownUnknownUnknown | .
| 2013 | 561 | Industrial | Unknown | Unknown | Unknown | [6 empty] | 0 | 1806682.8699 | 0.20624 |  |  |  |  | 0.00012551 | 0.22676 | 0.00012968 | 0.23429 |  |  |  |  | 2013IndustrialUnknownUnknownUnknown | .
| 2013 | 562 | Low Income | Unknown | Unknown | Unknown | [6 empty] | 0 | 0 | 0 |  |  |  |  | 0.00023982 | 0 | 0.00015375 | 0 |  |  |  |  | 2013Low IncomeUnknownUnknownUnknown | .
| 2013 | 563 | Residential | Unknown | Unknown | Unknown | [6 empty] | 0 | 735811.121 | 0.083997 |  |  |  |  | 0.00023982 | 0.17646 | 0.00015375 | 0.11313 |  |  |  |  | 2013ResidentialUnknownUnknownUnknown | .
| 2013 | 564 | Utility System Efficiency | Unknown | Unknown | Unknown | [6 empty] | 0 | 0 | 0 |  |  |  |  | 0.00023982 | 0 | 0.00015375 | 0 |  |  |  |  | 2013Utility System EfficiencyUnknownUnknownUnknown | .
| 2013 | 565 | Agricultural | Codes & Standards | Codes | Unknown | [6 empty] | 0 | 0 | 0 |  |  |  |  | 2.6494e-06 | 0 | 0.0003126 | 0 |  |  |  |  | 2013AgriculturalCodes & StandardsCodesUnknown | .
| 2013 | 566 | Commercial | Codes & Standards | Codes | Unknown | [6 empty] | 0 | 27636539.0823 | 3.1549 |  |  |  |  | 0.00024448 | 6.7566 | 0.00016318 | 4.5097 |  |  |  |  | 2013CommercialCodes & StandardsCodesUnknown | .
| 2013 | 567 | Industrial | Codes & Standards | Codes | Unknown | [6 empty] | 0 | 0 | 0 |  |  |  |  | 0.00012551 | 0 | 0.00012968 | 0 |  |  |  |  | 2013IndustrialCodes & StandardsCodesUnknown | .
| 2013 | 568 | Low Income | Codes & Standards | Codes | Unknown | [6 empty] | 0 | 0 | 0 |  |  |  |  | 0.00023982 | 0 | 0.00015375 | 0 |  |  |  |  | 2013Low IncomeCodes & StandardsCodesUnknown | .
| 2013 | 569 | Residential | Codes & Standards | Codes | Unknown | [6 empty] | 0 | 42132276.9938 | 4.8096 |  |  |  |  | 0.00023982 | 10.1041 | 0.00015375 | 6.4777 |  |  |  |  | 2013ResidentialCodes & StandardsCodesUnknown | .
| 2013 | 570 | Utility System Efficiency | Codes & Standards | Codes | Unknown | [6 empty] | 0 | 0 | 0 |  |  |  |  | 0.00014176 | 0 | 0.00013735 | 0 |  |  |  |  | 2013Utility System EfficiencyCodes & StandardsCodesUnknown | .
| 2013 | 571 | Agricultural | Irrigation | Unknown | Unknown | [6 empty] | 0 | 20528944.089 | 2.3435 |  |  |  |  | 2.6494e-06 | 0.054389 | 0.0003126 | 6.4174 |  |  |  |  | 2013AgriculturalIrrigationUnknownUnknown | .
| 2013 | 572 | Agricultural | Irrigation | Irrigation System Improvements | Irrigation System Control Improvements (VFD) | [6 empty] | 0 | 0 | 0 |  |  |  |  | 2.6494e-06 | 0 | 0.0003126 | 0 |  |  |  |  | 2013AgriculturalIrrigationIrrigation System ImprovementsIrrigation System Control Improvements (VFD) | .
| 2013 | 573 | Commercial | Food Preparation | Motors/Drives Controls | Interactive Process Loads System Improvements | [6 empty] | 0 | 0 | 0 |  |  |  |  | 0.00017223 | 0 | 0.00016217 | 0 |  |  |  |  | 2013CommercialFood PreparationMotors/Drives ControlsInteractive Process Loads System Improvements | .
| 2013 | 574 | Commercial | HVAC | HVAC System Improvements | Fan System Improvements | [6 empty] | 0 | 0 | 0 |  |  |  |  | 0.00076228 | 0 | 1.3799e-05 | 0 |  |  |  |  | 2013CommercialHVACHVAC System ImprovementsFan System Improvements | .
| 2013 | 575 | Commercial | HVAC | HVAC System Improvements | Pump System Improvements | [6 empty] | 0 | 0 | 0 |  |  |  |  | 0.00076228 | 0 | 1.3799e-05 | 0 |  |  |  |  | 2013CommercialHVACHVAC System ImprovementsPump System Improvements | .
| 2013 | 576 | Commercial | Lighting | Lamps/Ballasts/Fixtures | Compact Fluorescents | [6 empty] | 0 | 0 | 0 |  |  |  |  | 0.00017719 | 0 | 0.00015191 | 0 |  |  |  |  | 2013CommercialLightingLamps/Ballasts/FixturesCompact Fluorescents | .
| 2013 | 577 | Commercial | Lighting | Lamps/Ballasts/Fixtures | Electronic Metal Halide | [6 empty] | 0 | 0 | 0 |  |  |  |  | 0.00017719 | 0 | 0.00015191 | 0 |  |  |  |  | 2013CommercialLightingLamps/Ballasts/FixturesElectronic Metal Halide | .
| 2013 | 578 | Commercial | Lighting | Lamps/Ballasts/Fixtures | LED Exterior General Area | [6 empty] | 0 | 0 | 0 |  |  |  |  | 0.00017719 | 0 | 0.00015191 | 0 |  |  |  |  | 2013CommercialLightingLamps/Ballasts/FixturesLED Exterior General Area | .
| 2013 | 579 | Commercial | Lighting | Lamps/Ballasts/Fixtures | LED Other | [6 empty] | 0 | 0 | 0 |  |  |  |  | 0.00017719 | 0 | 0.00015191 | 0 |  |  |  |  | 2013CommercialLightingLamps/Ballasts/FixturesLED Other | .
| 2013 | 580 | Commercial | Lighting | Lamps/Ballasts/Fixtures | LED Screw-In/Small Fixtures | [6 empty] | 0 | 0 | 0 |  |  |  |  | 0.00017719 | 0 | 0.00015191 | 0 |  |  |  |  | 2013CommercialLightingLamps/Ballasts/FixturesLED Screw-In/Small Fixtures | .
| 2013 | 581 | Commercial | Lighting | Lamps/Ballasts/Fixtures | LED Tubes and Troffers | [6 empty] | 0 | 0 | 0 |  |  |  |  | 0.00017719 | 0 | 0.00015191 | 0 |  |  |  |  | 2013CommercialLightingLamps/Ballasts/FixturesLED Tubes and Troffers | .
| 2013 | 582 | Commercial | Lighting | Lamps/Ballasts/Fixtures | Linear Fluorescent High Bay | [6 empty] | 0 | 0 | 0 |  |  |  |  | 0.00017719 | 0 | 0.00015191 | 0 |  |  |  |  | 2013CommercialLightingLamps/Ballasts/FixturesLinear Fluorescent High Bay | .
| 2013 | 583 | Commercial | Lighting | Lamps/Ballasts/Fixtures | Linear LED | [6 empty] | 0 | 0 | 0 |  |  |  |  | 0.00017719 | 0 | 0.00015191 | 0 |  |  |  |  | 2013CommercialLightingLamps/Ballasts/FixturesLinear LED | .
| 2013 | 584 | Commercial | Lighting | Lamps/Ballasts/Fixtures | New Construction | [6 empty] | 0 | 0 | 0 |  |  |  |  | 0.00017719 | 0 | 0.00015191 | 0 |  |  |  |  | 2013CommercialLightingLamps/Ballasts/FixturesNew Construction | .
| 2013 | 585 | Commercial | Lighting | Lamps/Ballasts/Fixtures | Non-Standard | [6 empty] | 0 | 0 | 0 |  |  |  |  | 0.00017719 | 0 | 0.00015191 | 0 |  |  |  |  | 2013CommercialLightingLamps/Ballasts/FixturesNon-Standard | .
| 2013 | 586 | Commercial | Lighting | Lamps/Ballasts/Fixtures | T8 Linear Fluorescents | [6 empty] | 0 | 0 | 0 |  |  |  |  | 0.00017719 | 0 | 0.00015191 | 0 |  |  |  |  | 2013CommercialLightingLamps/Ballasts/FixturesT8 Linear Fluorescents | .
| 2013 | 587 | Commercial | Lighting | Signs and Signals | LED Street Lighting | [6 empty] | 0 | 0 | 0 |  |  |  |  | 0.00023298 | 0 | 0 | 0 |  |  |  |  | 2013CommercialLightingSigns and SignalsLED Street Lighting | .
| 2013 | 588 | Residential | Electronics | Plug Load | Clothes Dryers | [6 empty] | 0 | 0 | 0 |  |  |  |  | 0.00040029 | 0 | 0.0003184 | 0 |  |  |  |  | 2013ResidentialElectronicsPlug LoadClothes Dryers | .
| 2013 | 589 | Residential | Solar PV | Solar PV | Direct Application Renewable - PV | [6 empty] | 0 | 0 | 0 |  |  |  |  | 1.5994e-05 | 0 | 0.00020212 | 0 |  |  |  |  | 2013ResidentialSolar PVSolar PVDirect Application Renewable - PV | .
| 2013 | 590 | Residential | Electronics | Computer Technologies | Computer | [6 empty] | 0 | 0 | 0 |  |  |  |  | 0.00014549 | 0 | 0.00013343 | 0 |  |  |  |  | 2013ResidentialElectronicsComputer TechnologiesComputer | .
| 2013 | 591 | Residential | Electronics | Computer Technologies | Monitor | [6 empty] | 0 | 0 | 0 |  |  |  |  | 0.00014549 | 0 | 0.00013343 | 0 |  |  |  |  | 2013ResidentialElectronicsComputer TechnologiesMonitor | .
| 2013 | 592 | Residential | Food Preparation | Cooking | Microwave | [6 empty] | 0 | 0 | 0 |  |  |  |  | 0.00037914 | 0 | 0.00027989 | 0 |  |  |  |  | 2013ResidentialFood PreparationCookingMicrowave | .
| 2014 | 1 | Commercial | HVAC | HVAC System Improvements | Reciprocating Chiller Improvements | [6 empty] | 0 | 448836 | 0.051237 |  |  |  |  | 0.00076228 | 0.34214 | 1.3799e-05 | 0.0061936 |  |  |  |  | 2014CommercialHVACHVAC System ImprovementsReciprocating Chiller Improvements | .
| 2014 | 2 | Commercial | HVAC | HVAC System Improvements | Rooftop Units | [6 empty] | 0 | 2212538.8582 | 0.25257 |  |  |  |  | 0.00076228 | 1.6866 | 1.3799e-05 | 0.030532 |  |  |  |  | 2014CommercialHVACHVAC System ImprovementsRooftop Units | .
| 2014 | 3 | Commercial | HVAC | HVAC System Improvements | Rotary Screw Chiller Improvements | [6 empty] | 0 | 417935 | 0.04771 |  |  |  |  | 0.00076228 | 0.31858 | 1.3799e-05 | 0.0057672 |  |  |  |  | 2014CommercialHVACHVAC System ImprovementsRotary Screw Chiller Improvements | .
| 2014 | 4 | Commercial | HVAC | HVAC System Improvements | Scroll Chiller Improvements | [6 empty] | 0 | 799571 | 0.091275 |  |  |  |  | 0.00076228 | 0.6095 | 1.3799e-05 | 0.011034 |  |  |  |  | 2014CommercialHVACHVAC System ImprovementsScroll Chiller Improvements | .
| 2014 | 5 | Commercial | HVAC | HVAC System Improvements | Storage Tank Insulation Improvements | [6 empty] | 0 | 0 | 0 |  |  |  |  | 0.00076228 | 0 | 1.3799e-05 | 0 |  |  |  |  | 2014CommercialHVACHVAC System ImprovementsStorage Tank Insulation Improvements | .
| 2014 | 6 | Commercial | HVAC | HVAC System Improvements | Variable Refrigerant Flow System Improvements | [6 empty] | 0 | 364448 | 0.041604 |  |  |  |  | 0.00076228 | 0.27781 | 1.3799e-05 | 0.0050291 |  |  |  |  | 2014CommercialHVACHVAC System ImprovementsVariable Refrigerant Flow System Improvements | .
| 2014 | 7 | Commercial | HVAC | HVAC System Improvements | Ventilation System Improvements | [6 empty] | 0 | 3652465.6799 | 0.41695 |  |  |  |  | 0.00018839 | 0.68808 | 0.00016046 | 0.58606 |  |  |  |  | 2014CommercialHVACHVAC System ImprovementsVentilation System Improvements | .
| 2014 | 8 | Commercial | HVAC | HVAC System Improvements | Water-Source Heat Pumps | [6 empty] | 0 | 859960 | 0.098169 |  |  |  |  | 0.00076228 | 0.65553 | 1.3799e-05 | 0.011867 |  |  |  |  | 2014CommercialHVACHVAC System ImprovementsWater-Source Heat Pumps | .
| 2014 | 9 | Commercial | Lighting | Delamping | Delamping | [6 empty] | 0 | 7144559 | 0.81559 |  |  |  |  | 0.00017719 | 1.2659 | 0.00015191 | 1.0853 |  |  |  |  | 2014CommercialLightingDelampingDelamping | .
| 2014 | 10 | Commercial | Lighting | Lamps/Ballasts/Fixtures | Lamps/Ballasts | [6 empty] | 0 | 7114993 | 0.81221 |  |  |  |  | 0.00017719 | 1.2607 | 0.00015191 | 1.0808 |  |  |  |  | 2014CommercialLightingLamps/Ballasts/FixturesLamps/Ballasts | .
| 2014 | 11 | Commercial | Lighting | Lamps/Ballasts/Fixtures | Lamps/Ballasts w/Controls | [6 empty] | 0 | 1331638 | 0.15201 |  |  |  |  | 0.00017719 | 0.23595 | 0.00015191 | 0.20228 |  |  |  |  | 2014CommercialLightingLamps/Ballasts/FixturesLamps/Ballasts w/Controls | .
| 2014 | 12 | Commercial | Lighting | Lamps/Ballasts/Fixtures | Lamps/Ballasts w/Delamping | [6 empty] | 0 | 171948 | 0.019629 |  |  |  |  | 0.00017719 | 0.030467 | 0.00015191 | 0.02612 |  |  |  |  | 2014CommercialLightingLamps/Ballasts/FixturesLamps/Ballasts w/Delamping | .
| 2014 | 13 | Commercial | Lighting | Lamps/Ballasts/Fixtures | Lamps/Ballasts w/Delamping and Controls | [6 empty] | 0 | 143883 | 0.016425 |  |  |  |  | 0.00017719 | 0.025494 | 0.00015191 | 0.021857 |  |  |  |  | 2014CommercialLightingLamps/Ballasts/FixturesLamps/Ballasts w/Delamping and Controls | .
| 2014 | 14 | Commercial | Lighting | Lamps/Ballasts/Fixtures | Lamps/Ballasts/Fixtures | [6 empty] | 0 | 132389435.6155 | 15.1129 |  |  |  |  | 0.00017719 | 23.4575 | 0.00015191 | 20.1107 |  |  |  |  | 2014CommercialLightingLamps/Ballasts/FixturesLamps/Ballasts/Fixtures | .
| 2014 | 15 | Commercial | Lighting | Lamps/Ballasts/Fixtures | Lamps/Ballasts/Fixtures w/Controls | [6 empty] | 0 | 26582296.0666 | 3.0345 |  |  |  |  | 0.00017719 | 4.71 | 0.00015191 | 4.038 |  |  |  |  | 2014CommercialLightingLamps/Ballasts/FixturesLamps/Ballasts/Fixtures w/Controls | .
| 2014 | 16 | Commercial | Lighting | Lamps/Ballasts/Fixtures | Lamps/Ballasts/Fixtures w/Delamping | [6 empty] | 0 | 593869 | 0.067793 |  |  |  |  | 0.00017719 | 0.10523 | 0.00015191 | 0.090212 |  |  |  |  | 2014CommercialLightingLamps/Ballasts/FixturesLamps/Ballasts/Fixtures w/Delamping | .
| 2014 | 17 | Commercial | Lighting | Lamps/Ballasts/Fixtures | Lamps/Ballasts/Fixtures w/Delamping and Controls | [6 empty] | 0 | 1332419 | 0.1521 |  |  |  |  | 0.00017719 | 0.23609 | 0.00015191 | 0.2024 |  |  |  |  | 2014CommercialLightingLamps/Ballasts/FixturesLamps/Ballasts/Fixtures w/Delamping and Controls | .
| 2014 | 18 | Commercial | Lighting | Lighting Controls | Control Panels | [6 empty] | 0 | 4544202 | 0.51874 |  |  |  |  | 0.00017719 | 0.80517 | 0.00015191 | 0.69029 |  |  |  |  | 2014CommercialLightingLighting ControlsControl Panels | .
| 2014 | 19 | Commercial | Lighting | Lighting Controls | Daylighting | [6 empty] | 0 | 353986 | 0.040409 |  |  |  |  | 0.00017719 | 0.062721 | 0.00015191 | 0.053772 |  |  |  |  | 2014CommercialLightingLighting ControlsDaylighting | .
| 2014 | 20 | Commercial | Lighting | Lighting Controls | Occupancy Sensors | [6 empty] | 0 | 6154882.2009 | 0.70261 |  |  |  |  | 0.00017719 | 1.0906 | 0.00015191 | 0.93496 |  |  |  |  | 2014CommercialLightingLighting ControlsOccupancy Sensors | .
| 2014 | 21 | Commercial | Lighting | Lighting Controls | Photocells | [6 empty] | 0 | 2916 | 0.00033284 |  |  |  |  | 0.00017719 | 0.00051667 | 0.00015191 | 0.00044296 |  |  |  |  | 2014CommercialLightingLighting ControlsPhotocells | .
| 2014 | 22 | Commercial | Lighting | Lighting Controls | Timers | [6 empty] | 0 | 20715 | 0.0023647 |  |  |  |  | 0.00017719 | 0.0036704 | 0.00015191 | 0.0031467 |  |  |  |  | 2014CommercialLightingLighting ControlsTimers | .
| 2014 | 23 | Commercial | Lighting | Signs and Signals | LED Exit Signs | [6 empty] | 0 | 475328.9957 | 0.054261 |  |  |  |  | 0.00017719 | 0.084222 | 0.00015191 | 0.072205 |  |  |  |  | 2014CommercialLightingSigns and SignalsLED Exit Signs | .
| 2014 | 24 | Agricultural | Compressed Air | Compressed Air System Controls | Compressed Air Control Improvements (non-VFD) | [6 empty] | 0 | 0 | 0 |  |  |  |  | 2.6494e-06 | 0 | 0.0003126 | 0 |  |  |  |  | 2014AgriculturalCompressed AirCompressed Air System ControlsCompressed Air Control Improvements (non-VFD) | .
| 2014 | 25 | Agricultural | Compressed Air | Compressed Air System Controls | Compressed Air Control Improvements (VFD) | [6 empty] | 0 | 0 | 0 |  |  |  |  | 2.6494e-06 | 0 | 0.0003126 | 0 |  |  |  |  | 2014AgriculturalCompressed AirCompressed Air System ControlsCompressed Air Control Improvements (VFD) | .
| 2014 | 26 | Agricultural | Compressed Air | Compressed Air System Improvements | Compressed Air System Compressor Improvements (non-VFD) | [6 empty] | 0 | 0 | 0 |  |  |  |  | 2.6494e-06 | 0 | 0.0003126 | 0 |  |  |  |  | 2014AgriculturalCompressed AirCompressed Air System ImprovementsCompressed Air System Compressor Improvements (non-VFD) | .
| 2014 | 27 | Agricultural | Compressed Air | Compressed Air System Improvements | Compressed Air System Compressor Improvements (VFD) | [6 empty] | 0 | 0 | 0 |  |  |  |  | 2.6494e-06 | 0 | 0.0003126 | 0 |  |  |  |  | 2014AgriculturalCompressed AirCompressed Air System ImprovementsCompressed Air System Compressor Improvements (VFD) | .
| 2014 | 28 | Agricultural | Compressed Air | Compressed Air System Improvements | Compressed Air System Demand Side Improvements | [6 empty] | 0 | 0 | 0 |  |  |  |  | 2.6494e-06 | 0 | 0.0003126 | 0 |  |  |  |  | 2014AgriculturalCompressed AirCompressed Air System ImprovementsCompressed Air System Demand Side Improvements | .
| 2014 | 29 | Agricultural | Compressed Air | Compressed Air System Improvements | Compressed Air System Dryer Improvements | [6 empty] | 0 | 0 | 0 |  |  |  |  | 2.6494e-06 | 0 | 0.0003126 | 0 |  |  |  |  | 2014AgriculturalCompressed AirCompressed Air System ImprovementsCompressed Air System Dryer Improvements | .
| 2014 | 30 | Agricultural | Compressed Air | Compressed Air System Improvements | Compressed Air System Regulation Improvements | [6 empty] | 0 | 0 | 0 |  |  |  |  | 2.6494e-06 | 0 | 0.0003126 | 0 |  |  |  |  | 2014AgriculturalCompressed AirCompressed Air System ImprovementsCompressed Air System Regulation Improvements | .
| 2014 | 31 | Agricultural | Compressed Air | Compressed Air System Improvements | Compressed Air System Storage Improvements | [6 empty] | 0 | 0 | 0 |  |  |  |  | 2.6494e-06 | 0 | 0.0003126 | 0 |  |  |  |  | 2014AgriculturalCompressed AirCompressed Air System ImprovementsCompressed Air System Storage Improvements | .
| 2014 | 32 | Agricultural | Compressed Air | Compressed Air System Improvements | Compressed Air System Supply Side Improvements | [6 empty] | 0 | 0 | 0 |  |  |  |  | 2.6494e-06 | 0 | 0.0003126 | 0 |  |  |  |  | 2014AgriculturalCompressed AirCompressed Air System ImprovementsCompressed Air System Supply Side Improvements | .
| 2014 | 33 | Agricultural | Compressed Air | Compressed Air System Improvements | Compressors | [6 empty] | 0 | 0 | 0 |  |  |  |  | 2.6494e-06 | 0 | 0.0003126 | 0 |  |  |  |  | 2014AgriculturalCompressed AirCompressed Air System ImprovementsCompressors | .
| 2014 | 34 | Agricultural | Compressed Air | Heat Recovery | Heat Recovery Improvements | [6 empty] | 0 | 0 | 0 |  |  |  |  | 2.6494e-06 | 0 | 0.0003126 | 0 |  |  |  |  | 2014AgriculturalCompressed AirHeat RecoveryHeat Recovery Improvements | .
| 2014 | 35 | Agricultural | Irrigation | Center Pivot System and Equipment | Center Pivot Conversions | [6 empty] | 0 | 0 | 0 |  |  |  |  | 2.6494e-06 | 0 | 0.0003126 | 0 |  |  |  |  | 2014AgriculturalIrrigationCenter Pivot System and EquipmentCenter Pivot Conversions | .
| 2014 | 36 | Agricultural | Irrigation | Center Pivot System and Equipment | Reduce System Friction Head | [6 empty] | 0 | 0 | 0 |  |  |  |  | 2.6494e-06 | 0 | 0.0003126 | 0 |  |  |  |  | 2014AgriculturalIrrigationCenter Pivot System and EquipmentReduce System Friction Head | .
| 2014 | 37 | Agricultural | Irrigation | Center Pivot System and Equipment | Reduce System Leakage | [6 empty] | 0 | 0 | 0 |  |  |  |  | 2.6494e-06 | 0 | 0.0003126 | 0 |  |  |  |  | 2014AgriculturalIrrigationCenter Pivot System and EquipmentReduce System Leakage | .
| 2014 | 38 | Agricultural | Irrigation | Center Pivot System and Equipment | Reduce System Lift | [6 empty] | 0 | 0 | 0 |  |  |  |  | 2.6494e-06 | 0 | 0.0003126 | 0 |  |  |  |  | 2014AgriculturalIrrigationCenter Pivot System and EquipmentReduce System Lift | .
| 2014 | 39 | Agricultural | Irrigation | Center Pivot System and Equipment | System Water Delivery Improvements | [6 empty] | 0 | 0 | 0 |  |  |  |  | 2.6494e-06 | 0 | 0.0003126 | 0 |  |  |  |  | 2014AgriculturalIrrigationCenter Pivot System and EquipmentSystem Water Delivery Improvements | .
| 2014 | 40 | Agricultural | Irrigation | Discharge Fitting Equipment | Drop Installation for Spray Heads and Pressure Regulators | [6 empty] | 0 | 13311 | 0.0015196 |  |  |  |  | 2.6494e-06 | 3.5266e-05 | 0.0003126 | 0.0041611 |  |  |  |  | 2014AgriculturalIrrigationDischarge Fitting EquipmentDrop Installation for Spray Heads and Pressure Regulators | .
| 2014 | 41 | Agricultural | Irrigation | Discharge Fitting Equipment | Flow Control Nozzles and Diffuser | [6 empty] | 0 | 18948 | 0.002163 |  |  |  |  | 2.6494e-06 | 5.02e-05 | 0.0003126 | 0.0059232 |  |  |  |  | 2014AgriculturalIrrigationDischarge Fitting EquipmentFlow Control Nozzles and Diffuser | .
| 2014 | 42 | Agricultural | Irrigation | Discharge Fitting Equipment | Impact Sprinkler Heads | [6 empty] | 0 | 1264238 | 0.14432 |  |  |  |  | 2.6494e-06 | 0.0033494 | 0.0003126 | 0.3952 |  |  |  |  | 2014AgriculturalIrrigationDischarge Fitting EquipmentImpact Sprinkler Heads | .
| 2014 | 43 | Agricultural | Irrigation | Discharge Fitting Equipment | Low Angle Heads | [6 empty] | 0 | 0 | 0 |  |  |  |  | 2.6494e-06 | 0 | 0.0003126 | 0 |  |  |  |  | 2014AgriculturalIrrigationDischarge Fitting EquipmentLow Angle Heads | .
| 2014 | 44 | Agricultural | Irrigation | Discharge Fitting Equipment | Low Pressure End guns/Big guns | [6 empty] | 0 | 14344 | 0.0016374 |  |  |  |  | 2.6494e-06 | 3.8003e-05 | 0.0003126 | 0.004484 |  |  |  |  | 2014AgriculturalIrrigationDischarge Fitting EquipmentLow Pressure End guns/Big guns | .
| 2014 | 45 | Agricultural | Irrigation | Discharge Fitting Equipment | Nozzle Replacement | [6 empty] | 0 | 0 | 0 |  |  |  |  | 2.6494e-06 | 0 | 0.0003126 | 0 |  |  |  |  | 2014AgriculturalIrrigationDischarge Fitting EquipmentNozzle Replacement | .
| 2014 | 46 | Agricultural | Irrigation | Discharge Fitting Equipment | Spray Heads | [6 empty] | 0 | 0 | 0 |  |  |  |  | 2.6494e-06 | 0 | 0.0003126 | 0 |  |  |  |  | 2014AgriculturalIrrigationDischarge Fitting EquipmentSpray Heads | .
| 2014 | 47 | Agricultural | Irrigation | Handmove and Sideroll System and Equipment | Reduce System Friction Head | [6 empty] | 0 | 0 | 0 |  |  |  |  | 2.6494e-06 | 0 | 0.0003126 | 0 |  |  |  |  | 2014AgriculturalIrrigationHandmove and Sideroll System and EquipmentReduce System Friction Head | .
| 2014 | 48 | Agricultural | Irrigation | Handmove and Sideroll System and Equipment | Reduce System Leakage | [6 empty] | 0 | 0 | 0 |  |  |  |  | 2.6494e-06 | 0 | 0.0003126 | 0 |  |  |  |  | 2014AgriculturalIrrigationHandmove and Sideroll System and EquipmentReduce System Leakage | .
| 2014 | 49 | Agricultural | Irrigation | Handmove and Sideroll System and Equipment | Reduce System Lift | [6 empty] | 0 | 0 | 0 |  |  |  |  | 2.6494e-06 | 0 | 0.0003126 | 0 |  |  |  |  | 2014AgriculturalIrrigationHandmove and Sideroll System and EquipmentReduce System Lift | .
| 2014 | 50 | Agricultural | Irrigation | Handmove and Sideroll System and Equipment | System Water Delivery Improvements | [6 empty] | 0 | 0 | 0 |  |  |  |  | 2.6494e-06 | 0 | 0.0003126 | 0 |  |  |  |  | 2014AgriculturalIrrigationHandmove and Sideroll System and EquipmentSystem Water Delivery Improvements | .
| 2014 | 51 | Agricultural | Irrigation | Hardware | Drain Replacement | [6 empty] | 0 | 123014 | 0.014043 |  |  |  |  | 2.6494e-06 | 0.00032591 | 0.0003126 | 0.038455 |  |  |  |  | 2014AgriculturalIrrigationHardwareDrain Replacement | .
| 2014 | 52 | Agricultural | Irrigation | Hardware | Drop Tube/Hose Extension | [6 empty] | 0 | 188531 | 0.021522 |  |  |  |  | 2.6494e-06 | 0.00049949 | 0.0003126 | 0.058935 |  |  |  |  | 2014AgriculturalIrrigationHardwareDrop Tube/Hose Extension | .
| 2014 | 53 | Agricultural | Irrigation | Hardware | Gasket Replacement | [6 empty] | 0 | 648546 | 0.074035 |  |  |  |  | 2.6494e-06 | 0.0017182 | 0.0003126 | 0.20274 |  |  |  |  | 2014AgriculturalIrrigationHardwareGasket Replacement | .
| 2014 | 54 | Agricultural | Irrigation | Hardware | Goose Necks | [6 empty] | 0 | 141208 | 0.01612 |  |  |  |  | 2.6494e-06 | 0.00037411 | 0.0003126 | 0.044142 |  |  |  |  | 2014AgriculturalIrrigationHardwareGoose Necks | .
| 2014 | 55 | Agricultural | Irrigation | Hardware | Hub Replacement | [6 empty] | 0 | 68985 | 0.007875 |  |  |  |  | 2.6494e-06 | 0.00018277 | 0.0003126 | 0.021565 |  |  |  |  | 2014AgriculturalIrrigationHardwareHub Replacement | .
| 2014 | 56 | Agricultural | Irrigation | Hardware | Leveler Rebuild | [6 empty] | 0 | 5236 | 0.00059772 |  |  |  |  | 2.6494e-06 | 1.3872e-05 | 0.0003126 | 0.0016368 |  |  |  |  | 2014AgriculturalIrrigationHardwareLeveler Rebuild | .
| 2014 | 57 | Agricultural | Irrigation | Hardware | Line Repairs | [6 empty] | 0 | 1647 | 0.00018804 |  |  |  |  | 2.6494e-06 | 4.3635e-06 | 0.0003126 | 0.00051486 |  |  |  |  | 2014AgriculturalIrrigationHardwareLine Repairs | .
| 2014 | 58 | Agricultural | Irrigation | Hardware | Multi-Trajectory Sprays | [6 empty] | 0 | 60549 | 0.006912 |  |  |  |  | 2.6494e-06 | 0.00016042 | 0.0003126 | 0.018928 |  |  |  |  | 2014AgriculturalIrrigationHardwareMulti-Trajectory Sprays | .
| 2014 | 59 | Agricultural | Irrigation | Hardware | Nozzle Replacement | [6 empty] | 0 | 1354622 | 0.15464 |  |  |  |  | 2.6494e-06 | 0.0035889 | 0.0003126 | 0.42346 |  |  |  |  | 2014AgriculturalIrrigationHardwareNozzle Replacement | .
| 2014 | 60 | Agricultural | Irrigation | Hardware | Pipe Repair | [6 empty] | 0 | 254878 | 0.029096 |  |  |  |  | 2.6494e-06 | 0.00067527 | 0.0003126 | 0.079676 |  |  |  |  | 2014AgriculturalIrrigationHardwarePipe Repair | .
| 2014 | 61 | Agricultural | Irrigation | Hardware | Regulator Replacement | [6 empty] | 0 | 2294301 | 0.26191 |  |  |  |  | 2.6494e-06 | 0.0060785 | 0.0003126 | 0.71721 |  |  |  |  | 2014AgriculturalIrrigationHardwareRegulator Replacement | .
| 2014 | 62 | Agricultural | Irrigation | Hardware | Sprinkler Replacements | [6 empty] | 0 | 1104854 | 0.12612 |  |  |  |  | 2.6494e-06 | 0.0029272 | 0.0003126 | 0.34538 |  |  |  |  | 2014AgriculturalIrrigationHardwareSprinkler Replacements | .
| 2014 | 63 | Agricultural | Irrigation | Irrigation System Improvements | Change in Water Source | [6 empty] | 0 | 0 | 0 |  |  |  |  | 2.6494e-06 | 0 | 0.0003126 | 0 |  |  |  |  | 2014AgriculturalIrrigationIrrigation System ImprovementsChange in Water Source | .
| 2014 | 64 | Agricultural | Irrigation | Irrigation System Improvements | Irrigation System Improvements | [6 empty] | 0 | 1696761 | 0.19369 |  |  |  |  | 2.6494e-06 | 0.0044954 | 0.0003126 | 0.53041 |  |  |  |  | 2014AgriculturalIrrigationIrrigation System ImprovementsIrrigation System Improvements | .
| 2014 | 65 | Agricultural | Irrigation | Irrigation System Improvements | Reduce Delivery System Leakage | [6 empty] | 0 | 0 | 0 |  |  |  |  | 2.6494e-06 | 0 | 0.0003126 | 0 |  |  |  |  | 2014AgriculturalIrrigationIrrigation System ImprovementsReduce Delivery System Leakage | .
| 2014 | 66 | Agricultural | Irrigation | Mainline System and Equipment | Interactive Mainline System and Equipment Improvements | [6 empty] | 0 | 0 | 0 |  |  |  |  | 2.6494e-06 | 0 | 0.0003126 | 0 |  |  |  |  | 2014AgriculturalIrrigationMainline System and EquipmentInteractive Mainline System and Equipment Improvements | .
| 2014 | 67 | Agricultural | Irrigation | Mainline System and Equipment | Mainline System Pump Improvements | [6 empty] | 0 | 0 | 0 |  |  |  |  | 2.6494e-06 | 0 | 0.0003126 | 0 |  |  |  |  | 2014AgriculturalIrrigationMainline System and EquipmentMainline System Pump Improvements | .
| 2014 | 68 | Agricultural | Irrigation | Mainline System and Equipment | Reduce Friction Loss | [6 empty] | 0 | 0 | 0 |  |  |  |  | 2.6494e-06 | 0 | 0.0003126 | 0 |  |  |  |  | 2014AgriculturalIrrigationMainline System and EquipmentReduce Friction Loss | .
| 2014 | 69 | Agricultural | Irrigation | Mainline System and Equipment | Reduce System Friction Head | [6 empty] | 0 | 3523 | 0.00040211 |  |  |  |  | 2.6494e-06 | 9.3337e-06 | 0.0003126 | 0.0011013 |  |  |  |  | 2014AgriculturalIrrigationMainline System and EquipmentReduce System Friction Head | .
| 2014 | 70 | Agricultural | Irrigation | Mainline System and Equipment | Reduce System Leakage | [6 empty] | 0 | 0 | 0 |  |  |  |  | 2.6494e-06 | 0 | 0.0003126 | 0 |  |  |  |  | 2014AgriculturalIrrigationMainline System and EquipmentReduce System Leakage | .
| 2014 | 71 | Agricultural | Irrigation | Mainline System and Equipment | Reduce System Lift | [6 empty] | 0 | 0 | 0 |  |  |  |  | 2.6494e-06 | 0 | 0.0003126 | 0 |  |  |  |  | 2014AgriculturalIrrigationMainline System and EquipmentReduce System Lift | .
| 2014 | 72 | Agricultural | Irrigation | Mainline System and Equipment | System Water Delivery Improvements | [6 empty] | 0 | 0 | 0 |  |  |  |  | 2.6494e-06 | 0 | 0.0003126 | 0 |  |  |  |  | 2014AgriculturalIrrigationMainline System and EquipmentSystem Water Delivery Improvements | .
| 2014 | 73 | Agricultural | Irrigation | Pumps and Fans | Centrifugal Pump System Improvements | [6 empty] | 0 | 78549 | 0.0089667 |  |  |  |  | 2.6494e-06 | 0.00020811 | 0.0003126 | 0.024555 |  |  |  |  | 2014AgriculturalIrrigationPumps and FansCentrifugal Pump System Improvements | .
| 2014 | 74 | Agricultural | Irrigation | Pumps and Fans | Pump Testing Service | [6 empty] | 0 | 0 | 0 |  |  |  |  | 2.6494e-06 | 0 | 0.0003126 | 0 |  |  |  |  | 2014AgriculturalIrrigationPumps and FansPump Testing Service | .
| 2014 | 75 | Agricultural | Irrigation | Pumps and Fans | Turbine Pump System Improvements | [6 empty] | 0 | 362857 | 0.041422 |  |  |  |  | 2.6494e-06 | 0.00096134 | 0.0003126 | 0.11343 |  |  |  |  | 2014AgriculturalIrrigationPumps and FansTurbine Pump System Improvements | .
| 2014 | 76 | Agricultural | Irrigation | Pumps and Fans | Vacuum Pump System Improvements | [6 empty] | 0 | 48857 | 0.0055772 |  |  |  |  | 2.6494e-06 | 0.00012944 | 0.0003126 | 0.015273 |  |  |  |  | 2014AgriculturalIrrigationPumps and FansVacuum Pump System Improvements | .
| 2014 | 77 | Agricultural | Irrigation | Suction Fittings Equipment | Reduce Cavitation | [6 empty] | 0 | 0 | 0 |  |  |  |  | 2.6494e-06 | 0 | 0.0003126 | 0 |  |  |  |  | 2014AgriculturalIrrigationSuction Fittings EquipmentReduce Cavitation | .
| 2014 | 78 | Agricultural | Irrigation | Suction Fittings Equipment | Reduce System Friction Head | [6 empty] | 0 | 0 | 0 |  |  |  |  | 2.6494e-06 | 0 | 0.0003126 | 0 |  |  |  |  | 2014AgriculturalIrrigationSuction Fittings EquipmentReduce System Friction Head | .
| 2014 | 79 | Agricultural | Irrigation | Suction Fittings Equipment | Reduce System Leakage | [6 empty] | 0 | 0 | 0 |  |  |  |  | 2.6494e-06 | 0 | 0.0003126 | 0 |  |  |  |  | 2014AgriculturalIrrigationSuction Fittings EquipmentReduce System Leakage | .
| 2014 | 80 | Agricultural | Irrigation | Suction Fittings Equipment | Reduce System Lift | [6 empty] | 0 | 27709 | 0.0031631 |  |  |  |  | 2.6494e-06 | 7.3411e-05 | 0.0003126 | 0.0086619 |  |  |  |  | 2014AgriculturalIrrigationSuction Fittings EquipmentReduce System Lift | .
| 2014 | 81 | Agricultural | Irrigation | Water Management | Scientific Irrigation Scheduling | [6 empty] | 0 | 49531635 | 5.6543 |  |  |  |  | 2.6494e-06 | 0.13123 | 0.0003126 | 15.4837 |  |  |  |  | 2014AgriculturalIrrigationWater ManagementScientific Irrigation Scheduling | .
| 2014 | 82 | Agricultural | Lighting | Delamping | Delamping | [6 empty] | 0 | 0 | 0 |  |  |  |  | 0.00034247 | 0 | 0.00034247 | 0 |  |  |  |  | 2014AgriculturalLightingDelampingDelamping | .
| 2014 | 83 | Agricultural | Lighting | Lamps/Ballasts/Fixtures | Lamps/Ballasts | [6 empty] | 0 | 0 | 0 |  |  |  |  | 0.00034247 | 0 | 0.00034247 | 0 |  |  |  |  | 2014AgriculturalLightingLamps/Ballasts/FixturesLamps/Ballasts | .
| 2014 | 84 | Agricultural | Lighting | Lamps/Ballasts/Fixtures | Lamps/Ballasts w/Controls | [6 empty] | 0 | 0 | 0 |  |  |  |  | 0.00034247 | 0 | 0.00034247 | 0 |  |  |  |  | 2014AgriculturalLightingLamps/Ballasts/FixturesLamps/Ballasts w/Controls | .
| 2014 | 85 | Agricultural | Lighting | Lamps/Ballasts/Fixtures | Lamps/Ballasts w/Delamping | [6 empty] | 0 | 0 | 0 |  |  |  |  | 0.00034247 | 0 | 0.00034247 | 0 |  |  |  |  | 2014AgriculturalLightingLamps/Ballasts/FixturesLamps/Ballasts w/Delamping | .
| 2014 | 86 | Agricultural | Lighting | Lamps/Ballasts/Fixtures | Lamps/Ballasts w/Delamping and Controls | [6 empty] | 0 | 0 | 0 |  |  |  |  | 0.00034247 | 0 | 0.00034247 | 0 |  |  |  |  | 2014AgriculturalLightingLamps/Ballasts/FixturesLamps/Ballasts w/Delamping and Controls | .
| 2014 | 87 | Agricultural | Lighting | Lamps/Ballasts/Fixtures | Lamps/Ballasts/Fixtures | [6 empty] | 0 | 946004 | 0.10799 |  |  |  |  | 0.00034247 | 0.32397 | 0.00034247 | 0.32397 |  |  |  |  | 2014AgriculturalLightingLamps/Ballasts/FixturesLamps/Ballasts/Fixtures | .
| 2014 | 88 | Agricultural | Lighting | Lamps/Ballasts/Fixtures | Lamps/Ballasts/Fixtures w/Controls | [6 empty] | 0 | 0 | 0 |  |  |  |  | 0.00034247 | 0 | 0.00034247 | 0 |  |  |  |  | 2014AgriculturalLightingLamps/Ballasts/FixturesLamps/Ballasts/Fixtures w/Controls | .
| 2014 | 89 | Agricultural | Lighting | Lamps/Ballasts/Fixtures | Lamps/Ballasts/Fixtures w/Delamping | [6 empty] | 0 | 0 | 0 |  |  |  |  | 0.00034247 | 0 | 0.00034247 | 0 |  |  |  |  | 2014AgriculturalLightingLamps/Ballasts/FixturesLamps/Ballasts/Fixtures w/Delamping | .
| 2014 | 90 | Agricultural | Lighting | Lamps/Ballasts/Fixtures | Lamps/Ballasts/Fixtures w/Delamping and Controls | [6 empty] | 0 | 0 | 0 |  |  |  |  | 0.00034247 | 0 | 0.00034247 | 0 |  |  |  |  | 2014AgriculturalLightingLamps/Ballasts/FixturesLamps/Ballasts/Fixtures w/Delamping and Controls | .
| 2014 | 91 | Agricultural | Lighting | Lamps/Ballasts/Fixtures | Stall Lighting | [6 empty] | 0 | 0 | 0 |  |  |  |  | 0.00034247 | 0 | 0.00034247 | 0 |  |  |  |  | 2014AgriculturalLightingLamps/Ballasts/FixturesStall Lighting | .
| 2014 | 92 | Agricultural | Lighting | Lighting Controls | Control Panels | [6 empty] | 0 | 0 | 0 |  |  |  |  | 0.00034247 | 0 | 0.00034247 | 0 |  |  |  |  | 2014AgriculturalLightingLighting ControlsControl Panels | .
| 2014 | 93 | Agricultural | Lighting | Lighting Controls | Daylighting | [6 empty] | 0 | 0 | 0 |  |  |  |  | 0.00034247 | 0 | 0.00034247 | 0 |  |  |  |  | 2014AgriculturalLightingLighting ControlsDaylighting | .
| 2014 | 94 | Agricultural | Lighting | Lighting Controls | Occupancy Sensors | [6 empty] | 0 | 0 | 0 |  |  |  |  | 0.00034247 | 0 | 0.00034247 | 0 |  |  |  |  | 2014AgriculturalLightingLighting ControlsOccupancy Sensors | .
| 2014 | 95 | Agricultural | Lighting | Lighting Controls | Photocells | [6 empty] | 0 | 0 | 0 |  |  |  |  | 0.00034247 | 0 | 0.00034247 | 0 |  |  |  |  | 2014AgriculturalLightingLighting ControlsPhotocells | .
| 2014 | 96 | Agricultural | Lighting | Lighting Controls | Timers | [6 empty] | 0 | 0 | 0 |  |  |  |  | 0.00034247 | 0 | 0.00034247 | 0 |  |  |  |  | 2014AgriculturalLightingLighting ControlsTimers | .
| 2014 | 97 | Agricultural | Lighting | Signs and Signals | LED Exit Signs | [6 empty] | 0 | 0 | 0 |  |  |  |  | 0.00034247 | 0 | 0.00034247 | 0 |  |  |  |  | 2014AgriculturalLightingSigns and SignalsLED Exit Signs | .
| 2014 | 98 | Agricultural | Motors/Drives | Motors | Motor Rewind | [6 empty] | 0 | 104794 | 0.011963 |  |  |  |  | 2.6494e-06 | 0.00027764 | 0.0003126 | 0.032759 |  |  |  |  | 2014AgriculturalMotors/DrivesMotorsMotor Rewind | .
| 2014 | 99 | Agricultural | Motors/Drives | Motors | Motors | [6 empty] | 0 | 3013 | 0.00034397 |  |  |  |  | 2.6494e-06 | 7.9826e-06 | 0.0003126 | 0.00094187 |  |  |  |  | 2014AgriculturalMotors/DrivesMotorsMotors | .
| 2014 | 100 | Agricultural | Motors/Drives | Motors/Drives Controls | Dairy Milking Machine Control Improvements (VFD) | [6 empty] | 0 | 874477 | 0.099826 |  |  |  |  | 0.00034247 | 0.29948 | 0.00034247 | 0.29948 |  |  |  |  | 2014AgriculturalMotors/DrivesMotors/Drives ControlsDairy Milking Machine Control Improvements (VFD) | .
| 2014 | 101 | Agricultural | Motors/Drives | Motors/Drives Controls | Electronically Commutated Motor (ECM) | [6 empty] | 0 | 0 | 0 |  |  |  |  | 0.00034247 | 0 | 0.00034247 | 0 |  |  |  |  | 2014AgriculturalMotors/DrivesMotors/Drives ControlsElectronically Commutated Motor (ECM) | .
| 2014 | 102 | Agricultural | Motors/Drives | Motors/Drives Controls | Energy Management Systems/System Controls | [6 empty] | 0 | 0 | 0 |  |  |  |  | 2.6494e-06 | 0 | 0.0003126 | 0 |  |  |  |  | 2014AgriculturalMotors/DrivesMotors/Drives ControlsEnergy Management Systems/System Controls | .
| 2014 | 103 | Agricultural | Motors/Drives | Motors/Drives Controls | Motors/Drives Control Improvements (non-VFD) | [6 empty] | 0 | 0 | 0 |  |  |  |  | 2.6494e-06 | 0 | 0.0003126 | 0 |  |  |  |  | 2014AgriculturalMotors/DrivesMotors/Drives ControlsMotors/Drives Control Improvements (non-VFD) | .
| 2014 | 104 | Agricultural | Motors/Drives | Motors/Drives Controls | Motors/Drives Control Improvements (VFD) | [6 empty] | 0 | 9968331 | 1.1379 |  |  |  |  | 2.6494e-06 | 0.02641 | 0.0003126 | 3.1161 |  |  |  |  | 2014AgriculturalMotors/DrivesMotors/Drives ControlsMotors/Drives Control Improvements (VFD) | .
| 2014 | 105 | Agricultural | Motors/Drives | Pumps and Fans | Motors/Drives Installation on Fan System | [6 empty] | 0 | 40071 | 0.0045743 |  |  |  |  | 0.00034247 | 0.013723 | 0.00034247 | 0.013723 |  |  |  |  | 2014AgriculturalMotors/DrivesPumps and FansMotors/Drives Installation on Fan System | .
| 2014 | 106 | Agricultural | Motors/Drives | Pumps and Fans | Motors/Drives Installation on Vacuum Pumps | [6 empty] | 0 | 0 | 0 |  |  |  |  | 0.00034247 | 0 | 0.00034247 | 0 |  |  |  |  | 2014AgriculturalMotors/DrivesPumps and FansMotors/Drives Installation on Vacuum Pumps | .
| 2014 | 107 | Agricultural | Process Loads | Livestock Tanks | Freeze Resistant Stock Tanks | [6 empty] | 0 | 12436 | 0.0014196 |  |  |  |  | 0.00030632 | 0.0038093 | 3.3431e-08 | 4.1575e-07 |  |  |  |  | 2014AgriculturalProcess LoadsLivestock TanksFreeze Resistant Stock Tanks | .
| 2014 | 108 | Agricultural | Process Loads | Pumps and Fans | Centrifugal Pump System Improvements | [6 empty] | 0 | 0 | 0 |  |  |  |  | 0.00034247 | 0 | 0.00034247 | 0 |  |  |  |  | 2014AgriculturalProcess LoadsPumps and FansCentrifugal Pump System Improvements | .
| 2014 | 109 | Agricultural | Process Loads | Pumps and Fans | Fan System Improvements | [6 empty] | 0 | 0 | 0 |  |  |  |  | 0.00034247 | 0 | 0.00034247 | 0 |  |  |  |  | 2014AgriculturalProcess LoadsPumps and FansFan System Improvements | .
| 2014 | 110 | Agricultural | Process Loads | Pumps and Fans | Pump System Improvements | [6 empty] | 0 | 1805148 | 0.20607 |  |  |  |  | 2.6494e-06 | 0.0047825 | 0.0003126 | 0.56429 |  |  |  |  | 2014AgriculturalProcess LoadsPumps and FansPump System Improvements | .
| 2014 | 111 | Agricultural | Process Loads | Pumps and Fans | Turbine Pump System Improvements | [6 empty] | 0 | 0 | 0 |  |  |  |  | 0.00034247 | 0 | 0.00034247 | 0 |  |  |  |  | 2014AgriculturalProcess LoadsPumps and FansTurbine Pump System Improvements | .
| 2014 | 112 | Agricultural | Process Loads | Pumps and Fans | Vacuum Pump System Improvements | [6 empty] | 0 | 0 | 0 |  |  |  |  | 0.00034247 | 0 | 0.00034247 | 0 |  |  |  |  | 2014AgriculturalProcess LoadsPumps and FansVacuum Pump System Improvements | .
| 2014 | 113 | Agricultural | Refrigeration | Dairy System Improvements | Heat Recovery Improvements | [6 empty] | 0 | 0 | 0 |  |  |  |  | 0.00034247 | 0 | 0.00034247 | 0 |  |  |  |  | 2014AgriculturalRefrigerationDairy System ImprovementsHeat Recovery Improvements | .
| 2014 | 114 | Agricultural | Refrigeration | Dairy System Improvements | Plate Milk Pre-cooler | [6 empty] | 0 | 89957 | 0.010269 |  |  |  |  | 0.00034247 | 0.030807 | 0.00034247 | 0.030807 |  |  |  |  | 2014AgriculturalRefrigerationDairy System ImprovementsPlate Milk Pre-cooler | .
| 2014 | 115 | Agricultural | Refrigeration | Heat Recovery | Heat Recovery Improvements | [6 empty] | 0 | 0 | 0 |  |  |  |  | 0.00034247 | 0 | 0.00034247 | 0 |  |  |  |  | 2014AgriculturalRefrigerationHeat RecoveryHeat Recovery Improvements | .
| 2014 | 116 | Agricultural | Refrigeration | Packaged Refrigeration | Packaged Refrigeration System Improvements | [6 empty] | 0 | 0 | 0 |  |  |  |  | 0.00034247 | 0 | 0.00034247 | 0 |  |  |  |  | 2014AgriculturalRefrigerationPackaged RefrigerationPackaged Refrigeration System Improvements | .
| 2014 | 117 | Agricultural | Refrigeration | Pumps and Fans | Condensor Fan System Improvements | [6 empty] | 0 | 0 | 0 |  |  |  |  | 0.00034247 | 0 | 0.00034247 | 0 |  |  |  |  | 2014AgriculturalRefrigerationPumps and FansCondensor Fan System Improvements | .
| 2014 | 118 | Agricultural | Refrigeration | Pumps and Fans | Evaporator Coil Fan System Improvements | [6 empty] | 0 | 0 | 0 |  |  |  |  | 0.00034247 | 0 | 0.00034247 | 0 |  |  |  |  | 2014AgriculturalRefrigerationPumps and FansEvaporator Coil Fan System Improvements | .
| 2014 | 119 | Agricultural | Refrigeration | Pumps and Fans | Evaporator Fan System Improvements | [6 empty] | 0 | 0 | 0 |  |  |  |  | 0.00034247 | 0 | 0.00034247 | 0 |  |  |  |  | 2014AgriculturalRefrigerationPumps and FansEvaporator Fan System Improvements | .
| 2014 | 120 | Agricultural | Refrigeration | Refrigeration System Controls | Defrost Control Improvements | [6 empty] | 0 | 0 | 0 |  |  |  |  | 0.00034247 | 0 | 0.00034247 | 0 |  |  |  |  | 2014AgriculturalRefrigerationRefrigeration System ControlsDefrost Control Improvements | .
| 2014 | 121 | Agricultural | Refrigeration | Refrigeration System Controls | Refrigeration Control Improvements (non-VFD) | [6 empty] | 0 | 0 | 0 |  |  |  |  | 0.00034247 | 0 | 0.00034247 | 0 |  |  |  |  | 2014AgriculturalRefrigerationRefrigeration System ControlsRefrigeration Control Improvements (non-VFD) | .
| 2014 | 122 | Agricultural | Refrigeration | Refrigeration System Controls | Refrigeration Control Improvements (VFD) | [6 empty] | 0 | 0 | 0 |  |  |  |  | 0.00034247 | 0 | 0.00034247 | 0 |  |  |  |  | 2014AgriculturalRefrigerationRefrigeration System ControlsRefrigeration Control Improvements (VFD) | .
| 2014 | 123 | Agricultural | Refrigeration | Refrigeration System Improvements | Chiller Improvements | [6 empty] | 0 | 0 | 0 |  |  |  |  | 0.00034247 | 0 | 0.00034247 | 0 |  |  |  |  | 2014AgriculturalRefrigerationRefrigeration System ImprovementsChiller Improvements | .
| 2014 | 124 | Agricultural | Refrigeration | Refrigeration System Improvements | Insulation | [6 empty] | 0 | 0 | 0 |  |  |  |  | 0.00034247 | 0 | 0.00034247 | 0 |  |  |  |  | 2014AgriculturalRefrigerationRefrigeration System ImprovementsInsulation | .
| 2014 | 125 | Agricultural | Refrigeration | Refrigeration System Improvements | Interactive Refrigeration System Improvements | [6 empty] | 0 | 0 | 0 |  |  |  |  | 0.00034247 | 0 | 0.00034247 | 0 |  |  |  |  | 2014AgriculturalRefrigerationRefrigeration System ImprovementsInteractive Refrigeration System Improvements | .
| 2014 | 126 | Agricultural | Utility Distribution System | Transformers | De-Energization | [6 empty] | 0 | 878677 | 0.10031 |  |  |  |  | 2.6494e-06 | 0.0023279 | 0.0003126 | 0.27468 |  |  |  |  | 2014AgriculturalUtility Distribution SystemTransformersDe-Energization | .
| 2014 | 127 | Agricultural | Water Heating | Heat Recovery | Heat Recovery Improvements | [6 empty] | 0 | 0 | 0 |  |  |  |  | 0.00034247 | 0 | 0.00034247 | 0 |  |  |  |  | 2014AgriculturalWater HeatingHeat RecoveryHeat Recovery Improvements | .
| 2014 | 128 | Agricultural | Water Heating | System Efficiency Improvements | Insulation | [6 empty] | 0 | 0 | 0 |  |  |  |  | 0.00034247 | 0 | 0.00034247 | 0 |  |  |  |  | 2014AgriculturalWater HeatingSystem Efficiency ImprovementsInsulation | .
| 2014 | 129 | Agricultural | Water Heating | Water Heaters | Water Heaters | [6 empty] | 0 | 9617 | 0.0010978 |  |  |  |  | 0.00034247 | 0.0032935 | 0.00034247 | 0.0032935 |  |  |  |  | 2014AgriculturalWater HeatingWater HeatersWater Heaters | .
| 2014 | 130 | Agricultural | Whole Bldg/Meter Level | Whole Bldg/Meter Level System Improvements | Interactive Whole Bldg/Meter Level System Improvements | [6 empty] | 0 | 0 | 0 |  |  |  |  | 2.6494e-06 | 0 | 0.0003126 | 0 |  |  |  |  | 2014AgriculturalWhole Bldg/Meter LevelWhole Bldg/Meter Level System ImprovementsInteractive Whole Bldg/Meter Level System Improvements | .
| 2014 | 131 | Commercial | Compressed Air | Compressed Air System Controls | Compressed Air Control Improvements (non-VFD) | [6 empty] | 0 | 51181 | 0.0058426 |  |  |  |  | 0.00014107 | 0.00722 | 0.00012829 | 0.006566 |  |  |  |  | 2014CommercialCompressed AirCompressed Air System ControlsCompressed Air Control Improvements (non-VFD) | .
| 2014 | 132 | Commercial | Compressed Air | Compressed Air System Controls | Compressed Air Control Improvements (VFD) | [6 empty] | 0 | 305877 | 0.034917 |  |  |  |  | 0.00014107 | 0.043149 | 0.00012829 | 0.039241 |  |  |  |  | 2014CommercialCompressed AirCompressed Air System ControlsCompressed Air Control Improvements (VFD) | .
| 2014 | 133 | Commercial | Compressed Air | Compressed Air System Improvements | Compressed Air System Compressor Improvements (non-VFD) | [6 empty] | 0 | 4576 | 0.0005224 |  |  |  |  | 0.00014107 | 0.00064553 | 0.00012829 | 0.00058706 |  |  |  |  | 2014CommercialCompressed AirCompressed Air System ImprovementsCompressed Air System Compressor Improvements (non-VFD) | .
| 2014 | 134 | Commercial | Compressed Air | Compressed Air System Improvements | Compressed Air System Compressor Improvements (VFD) | [6 empty] | 0 | 305787 | 0.034907 |  |  |  |  | 0.00014107 | 0.043137 | 0.00012829 | 0.039229 |  |  |  |  | 2014CommercialCompressed AirCompressed Air System ImprovementsCompressed Air System Compressor Improvements (VFD) | .
| 2014 | 135 | Commercial | Compressed Air | Compressed Air System Improvements | Compressed Air System Demand Side Improvements | [6 empty] | 0 | 0 | 0 |  |  |  |  | 0.00014107 | 0 | 0.00012829 | 0 |  |  |  |  | 2014CommercialCompressed AirCompressed Air System ImprovementsCompressed Air System Demand Side Improvements | .
| 2014 | 136 | Commercial | Compressed Air | Compressed Air System Improvements | Compressed Air System Dryer Improvements | [6 empty] | 0 | 0 | 0 |  |  |  |  | 0.00014107 | 0 | 0.00012829 | 0 |  |  |  |  | 2014CommercialCompressed AirCompressed Air System ImprovementsCompressed Air System Dryer Improvements | .
| 2014 | 137 | Commercial | Compressed Air | Compressed Air System Improvements | Compressed Air System Regulation Improvements | [6 empty] | 0 | 0 | 0 |  |  |  |  | 0.00014107 | 0 | 0.00012829 | 0 |  |  |  |  | 2014CommercialCompressed AirCompressed Air System ImprovementsCompressed Air System Regulation Improvements | .
| 2014 | 138 | Commercial | Compressed Air | Compressed Air System Improvements | Compressed Air System Storage Improvements | [6 empty] | 0 | 0 | 0 |  |  |  |  | 0.00014107 | 0 | 0.00012829 | 0 |  |  |  |  | 2014CommercialCompressed AirCompressed Air System ImprovementsCompressed Air System Storage Improvements | .
| 2014 | 139 | Commercial | Compressed Air | Compressed Air System Improvements | Compressed Air System Supply Side Improvements | [6 empty] | 0 | 0 | 0 |  |  |  |  | 0.00014107 | 0 | 0.00012829 | 0 |  |  |  |  | 2014CommercialCompressed AirCompressed Air System ImprovementsCompressed Air System Supply Side Improvements | .
| 2014 | 140 | Commercial | Compressed Air | Compressed Air System Improvements | Compressors | [6 empty] | 0 | 398112.1783 | 0.045447 |  |  |  |  | 0.00014107 | 0.056161 | 0.00012829 | 0.051074 |  |  |  |  | 2014CommercialCompressed AirCompressed Air System ImprovementsCompressors | .
| 2014 | 141 | Commercial | Compressed Air | Heat Recovery | Heat Recovery Improvements | [6 empty] | 0 | 546055 | 0.062335 |  |  |  |  | 0.00014107 | 0.077031 | 0.00012829 | 0.070053 |  |  |  |  | 2014CommercialCompressed AirHeat RecoveryHeat Recovery Improvements | .
| 2014 | 142 | Commercial | Electronics | Computer Technologies | Network Computer Power Management | [6 empty] | 0 | 1755145 | 0.20036 |  |  |  |  | 0.00013422 | 0.23558 | 0.00010767 | 0.18897 |  |  |  |  | 2014CommercialElectronicsComputer TechnologiesNetwork Computer Power Management | .
| 2014 | 143 | Commercial | Electronics | Computer Technologies | Power Supplies | [6 empty] | 0 | 67874906 | 7.7483 |  |  |  |  | 0.00013422 | 9.1105 | 0.00010767 | 7.3078 |  |  |  |  | 2014CommercialElectronicsComputer TechnologiesPower Supplies | .
| 2014 | 144 | Commercial | Electronics | Computer Technologies | Server Virtualization/Load Reduction | [6 empty] | 0 | 432608 | 0.049385 |  |  |  |  | 0.00013422 | 0.058066 | 0.00010767 | 0.046577 |  |  |  |  | 2014CommercialElectronicsComputer TechnologiesServer Virtualization/Load Reduction | .
| 2014 | 145 | Commercial | Electronics | Computer Technologies | Servers | [6 empty] | 0 | 771040 | 0.088018 |  |  |  |  | 0.00013422 | 0.10349 | 0.00010767 | 0.083014 |  |  |  |  | 2014CommercialElectronicsComputer TechnologiesServers | .
| 2014 | 146 | Commercial | Electronics | Plug Load | Power Strips | [6 empty] | 0 | 88490.5252 | 0.010102 |  |  |  |  | 0.00013422 | 0.011878 | 0.00010767 | 0.0095274 |  |  |  |  | 2014CommercialElectronicsPlug LoadPower Strips | .
| 2014 | 147 | Commercial | Food Preparation | Cooking | Cooking Equipment | [6 empty] | 0 | 706529 | 0.080654 |  |  |  |  | 0.00017223 | 0.12169 | 0.00016217 | 0.11457 |  |  |  |  | 2014CommercialFood PreparationCookingCooking Equipment | .
| 2014 | 148 | Commercial | Food Preparation | Cooking | Electric Combination Ovens | [6 empty] | 0 | 19798.0666 | 0.0022601 |  |  |  |  | 0.00017223 | 0.0034099 | 0.00016217 | 0.0032106 |  |  |  |  | 2014CommercialFood PreparationCookingElectric Combination Ovens | .
| 2014 | 149 | Commercial | Food Preparation | Cooking | Electric Commercial Steam Cookers | [6 empty] | 0 | 39213.8464 | 0.0044765 |  |  |  |  | 0.00017223 | 0.006754 | 0.00016217 | 0.0063591 |  |  |  |  | 2014CommercialFood PreparationCookingElectric Commercial Steam Cookers | .
| 2014 | 150 | Commercial | Food Preparation | Cooking | Electric Convection Ovens | [6 empty] | 0 | 160154.1182 | 0.018282 |  |  |  |  | 0.00017223 | 0.027584 | 0.00016217 | 0.025971 |  |  |  |  | 2014CommercialFood PreparationCookingElectric Convection Ovens | .
| 2014 | 151 | Commercial | Food Preparation | Cooking | Electric Fryers | [6 empty] | 0 | 3496 | 0.00039909 |  |  |  |  | 0.00017223 | 0.00060213 | 0.00016217 | 0.00056693 |  |  |  |  | 2014CommercialFood PreparationCookingElectric Fryers | .
| 2014 | 152 | Commercial | Food Preparation | Cooking | Hot Food Holding Cabinets | [6 empty] | 0 | 106261.7712 | 0.01213 |  |  |  |  | 0.00017223 | 0.018302 | 0.00016217 | 0.017232 |  |  |  |  | 2014CommercialFood PreparationCookingHot Food Holding Cabinets | .
| 2014 | 153 | Commercial | HVAC | Envelope | Air Sealing | [6 empty] | 0 | 7683 | 0.00087705 |  |  |  |  | 0.00076228 | 0.0058566 | 1.3799e-05 | 0.00010602 |  |  |  |  | 2014CommercialHVACEnvelopeAir Sealing | .
| 2014 | 154 | Commercial | HVAC | Envelope | Insulation | [6 empty] | 0 | 2322953.6327 | 0.26518 |  |  |  |  | 0.00076228 | 1.7707 | 1.3799e-05 | 0.032055 |  |  |  |  | 2014CommercialHVACEnvelopeInsulation | .
| 2014 | 155 | Commercial | HVAC | Envelope | Windows | [6 empty] | 0 | 2449322 | 0.2796 |  |  |  |  | 0.00076228 | 1.8671 | 1.3799e-05 | 0.033799 |  |  |  |  | 2014CommercialHVACEnvelopeWindows | .
| 2014 | 156 | Commercial | HVAC | Heat Recovery | Heat Recovery Improvements | [6 empty] | 0 | 308338.8292 | 0.035199 |  |  |  |  | 0.00076228 | 0.23504 | 1.3799e-05 | 0.0042549 |  |  |  |  | 2014CommercialHVACHeat RecoveryHeat Recovery Improvements | .
| 2014 | 157 | Commercial | HVAC | Heat Recovery | Humidification/Dehumidification Improvements | [6 empty] | 0 | 25748 | 0.0029393 |  |  |  |  | 0.00076228 | 0.019627 | 1.3799e-05 | 0.0003553 |  |  |  |  | 2014CommercialHVACHeat RecoveryHumidification/Dehumidification Improvements | .
| 2014 | 158 | Commercial | HVAC | HVAC System Controls | Energy Management Systems/System Controls | [6 empty] | 0 | 27359647.2084 | 3.1232 |  |  |  |  | 0.00076228 | 20.8556 | 1.3799e-05 | 0.37754 |  |  |  |  | 2014CommercialHVACHVAC System ControlsEnergy Management Systems/System Controls | .
| 2014 | 159 | Commercial | HVAC | HVAC System Controls | HVAC Control Improvements (non-VFD) | [6 empty] | 0 | 4403668 | 0.5027 |  |  |  |  | 0.00076228 | 3.3568 | 1.3799e-05 | 0.060768 |  |  |  |  | 2014CommercialHVACHVAC System ControlsHVAC Control Improvements (non-VFD) | .
| 2014 | 160 | Commercial | HVAC | HVAC System Controls | HVAC Control Improvements (VFD) | [6 empty] | 0 | 5490944.9817 | 0.62682 |  |  |  |  | 0.00076228 | 4.1856 | 1.3799e-05 | 0.075771 |  |  |  |  | 2014CommercialHVACHVAC System ControlsHVAC Control Improvements (VFD) | .
| 2014 | 161 | Commercial | HVAC | HVAC System Controls | Pneumatic to DDC Control Improvements | [6 empty] | 0 | 1444949 | 0.16495 |  |  |  |  | 0.00076228 | 1.1015 | 1.3799e-05 | 0.019939 |  |  |  |  | 2014CommercialHVACHVAC System ControlsPneumatic to DDC Control Improvements | .
| 2014 | 162 | Commercial | HVAC | HVAC System Controls | Thermostats | [6 empty] | 0 | 2143433.6359 | 0.24468 |  |  |  |  | 0.00076228 | 1.6339 | 1.3799e-05 | 0.029578 |  |  |  |  | 2014CommercialHVACHVAC System ControlsThermostats | .
| 2014 | 163 | Commercial | HVAC | HVAC System Improvements | Air-Source Heat Pumps | [6 empty] | 0 | 5088181.4973 | 0.58084 |  |  |  |  | 0.00076228 | 3.8786 | 1.3799e-05 | 0.070213 |  |  |  |  | 2014CommercialHVACHVAC System ImprovementsAir-Source Heat Pumps | .
| 2014 | 164 | Commercial | HVAC | HVAC System Improvements | Building Commissioning Improvements | [6 empty] | 0 | 61454816.5897 | 7.0154 |  |  |  |  | 0.00076228 | 46.8456 | 1.3799e-05 | 0.84803 |  |  |  |  | 2014CommercialHVACHVAC System ImprovementsBuilding Commissioning Improvements | .
| 2014 | 165 | Commercial | HVAC | HVAC System Improvements | Centrifugal Chiller Improvements | [6 empty] | 0 | 3908934.3781 | 0.44623 |  |  |  |  | 0.00076228 | 2.9797 | 1.3799e-05 | 0.053941 |  |  |  |  | 2014CommercialHVACHVAC System ImprovementsCentrifugal Chiller Improvements | .
| 2014 | 166 | Commercial | HVAC | HVAC System Improvements | Duct Insulation | [6 empty] | 0 | 35721 | 0.0040778 |  |  |  |  | 0.00076228 | 0.027229 | 1.3799e-05 | 0.00049293 |  |  |  |  | 2014CommercialHVACHVAC System ImprovementsDuct Insulation | .
| 2014 | 167 | Commercial | HVAC | HVAC System Improvements | Ductless Heat Pumps | [6 empty] | 0 | 1911125 | 0.21817 |  |  |  |  | 0.00076228 | 1.4568 | 1.3799e-05 | 0.026372 |  |  |  |  | 2014CommercialHVACHVAC System ImprovementsDuctless Heat Pumps | .
| 2014 | 168 | Commercial | HVAC | HVAC System Improvements | Economizer System Improvements | [6 empty] | 0 | 3949706.9098 | 0.45088 |  |  |  |  | 0.00076228 | 3.0108 | 1.3799e-05 | 0.054503 |  |  |  |  | 2014CommercialHVACHVAC System ImprovementsEconomizer System Improvements | .
| 2014 | 169 | Commercial | HVAC | HVAC System Improvements | Interactive HVAC System Improvements | [6 empty] | 0 | 17363349.9323 | 1.9821 |  |  |  |  | 0.00076228 | 13.2357 | 1.3799e-05 | 0.2396 |  |  |  |  | 2014CommercialHVACHVAC System ImprovementsInteractive HVAC System Improvements | .
| 2014 | 170 | Commercial | Lighting | Signs and Signals | LED Traffic Signals | [6 empty] | 0 | 0 | 0 |  |  |  |  | 0.00023298 | 0 | 0 | 0 |  |  |  |  | 2014CommercialLightingSigns and SignalsLED Traffic Signals | .
| 2014 | 171 | Commercial | Motors/Drives | Motors | Motor Rewind | [6 empty] | 0 | 33911 | 0.0038711 |  |  |  |  | 0.00024448 | 0.0082906 | 0.00016318 | 0.0055335 |  |  |  |  | 2014CommercialMotors/DrivesMotorsMotor Rewind | .
| 2014 | 172 | Commercial | Motors/Drives | Motors | Motors | [6 empty] | 0 | 93174.7003 | 0.010636 |  |  |  |  | 0.00024448 | 0.022779 | 0.00016318 | 0.015204 |  |  |  |  | 2014CommercialMotors/DrivesMotorsMotors | .
| 2014 | 173 | Commercial | Motors/Drives | Motors/Drives Controls | Electronically Commutated Motor (ECM) | [6 empty] | 0 | 0 | 0 |  |  |  |  | 0.00024448 | 0 | 0.00016318 | 0 |  |  |  |  | 2014CommercialMotors/DrivesMotors/Drives ControlsElectronically Commutated Motor (ECM) | .
| 2014 | 174 | Commercial | Motors/Drives | Motors/Drives Controls | Energy Management Systems/System Controls | [6 empty] | 0 | 3385 | 0.00038643 |  |  |  |  | 0.00024448 | 0.00082756 | 0.00016318 | 0.00055236 |  |  |  |  | 2014CommercialMotors/DrivesMotors/Drives ControlsEnergy Management Systems/System Controls | .
| 2014 | 175 | Commercial | Motors/Drives | Motors/Drives Controls | Motors/Drives Control Improvements (non-VFD) | [6 empty] | 0 | 0 | 0 |  |  |  |  | 0.00024448 | 0 | 0.00016318 | 0 |  |  |  |  | 2014CommercialMotors/DrivesMotors/Drives ControlsMotors/Drives Control Improvements (non-VFD) | .
| 2014 | 176 | Commercial | Motors/Drives | Motors/Drives Controls | Motors/Drives Control Improvements (VFD) | [6 empty] | 0 | 9973311.8754 | 1.1385 |  |  |  |  | 0.00024448 | 2.4383 | 0.00016318 | 1.6274 |  |  |  |  | 2014CommercialMotors/DrivesMotors/Drives ControlsMotors/Drives Control Improvements (VFD) | .
| 2014 | 177 | Commercial | Motors/Drives | Pumps and Fans | Motors/Drives Installation on Fan System | [6 empty] | 0 | 729183 | 0.08324 |  |  |  |  | 0.00024448 | 0.17827 | 0.00016318 | 0.11899 |  |  |  |  | 2014CommercialMotors/DrivesPumps and FansMotors/Drives Installation on Fan System | .
| 2014 | 178 | Commercial | Motors/Drives | Pumps and Fans | Motors/Drives Installation on Vacuum Pumps | [6 empty] | 0 | 0 | 0 |  |  |  |  | 0.00024448 | 0 | 0.00016318 | 0 |  |  |  |  | 2014CommercialMotors/DrivesPumps and FansMotors/Drives Installation on Vacuum Pumps | .
| 2014 | 179 | Commercial | Process Loads | Elevators | Elevators | [6 empty] | 0 | 126582 | 0.01445 |  |  |  |  | 0.00014107 | 0.017857 | 0.00012829 | 0.016239 |  |  |  |  | 2014CommercialProcess LoadsElevatorsElevators | .
| 2014 | 180 | Commercial | Process Loads | Escalators | Escalators | [6 empty] | 0 | 0 | 0 |  |  |  |  | 0.00014107 | 0 | 0.00012829 | 0 |  |  |  |  | 2014CommercialProcess LoadsEscalatorsEscalators | .
| 2014 | 181 | Commercial | Process Loads | Heat Recovery | Heat Recovery Improvements | [6 empty] | 0 | 0 | 0 |  |  |  |  | 0.00014107 | 0 | 0.00012829 | 0 |  |  |  |  | 2014CommercialProcess LoadsHeat RecoveryHeat Recovery Improvements | .
| 2014 | 182 | Commercial | Process Loads | Process Loads System Controls | Process Loads Control Improvements (non-VFD) | [6 empty] | 0 | 27217 | 0.003107 |  |  |  |  | 0.00014107 | 0.0038394 | 0.00012829 | 0.0034917 |  |  |  |  | 2014CommercialProcess LoadsProcess Loads System ControlsProcess Loads Control Improvements (non-VFD) | .
| 2014 | 183 | Commercial | Process Loads | Process Loads System Controls | Process Loads Control Improvements (VFD) | [6 empty] | 0 | 0 | 0 |  |  |  |  | 0.00014107 | 0 | 0.00012829 | 0 |  |  |  |  | 2014CommercialProcess LoadsProcess Loads System ControlsProcess Loads Control Improvements (VFD) | .
| 2014 | 184 | Commercial | Process Loads | Process Loads System Improvements | Interactive Process Loads System Improvements | [6 empty] | 0 | 1637739.2707 | 0.18696 |  |  |  |  | 0.00014107 | 0.23103 | 0.00012829 | 0.21011 |  |  |  |  | 2014CommercialProcess LoadsProcess Loads System ImprovementsInteractive Process Loads System Improvements | .
| 2014 | 185 | Commercial | Process Loads | Pumps and Fans | Centrifugal Pump System Improvements | [6 empty] | 0 | 0 | 0 |  |  |  |  | 0.00014107 | 0 | 0.00012829 | 0 |  |  |  |  | 2014CommercialProcess LoadsPumps and FansCentrifugal Pump System Improvements | .
| 2014 | 186 | Commercial | Process Loads | Pumps and Fans | Fan System Improvements | [6 empty] | 0 | 142716 | 0.016292 |  |  |  |  | 0.00014107 | 0.020133 | 0.00012829 | 0.018309 |  |  |  |  | 2014CommercialProcess LoadsPumps and FansFan System Improvements | .
| 2014 | 187 | Commercial | Process Loads | Pumps and Fans | Pump System Improvements | [6 empty] | 0 | 104561 | 0.011936 |  |  |  |  | 0.00014107 | 0.01475 | 0.00012829 | 0.013414 |  |  |  |  | 2014CommercialProcess LoadsPumps and FansPump System Improvements | .
| 2014 | 188 | Commercial | Process Loads | Pumps and Fans | Turbine Pump System Improvements | [6 empty] | 0 | 0 | 0 |  |  |  |  | 0.00014107 | 0 | 0.00012829 | 0 |  |  |  |  | 2014CommercialProcess LoadsPumps and FansTurbine Pump System Improvements | .
| 2014 | 189 | Commercial | Process Loads | Pumps and Fans | Vacuum Pump System Improvements | [6 empty] | 0 | 15880 | 0.0018127 |  |  |  |  | 0.00014107 | 0.0022402 | 0.00012829 | 0.0020372 |  |  |  |  | 2014CommercialProcess LoadsPumps and FansVacuum Pump System Improvements | .
| 2014 | 190 | Commercial | Refrigeration | Heat Recovery | Heat Recovery Improvements | [6 empty] | 0 | 0 | 0 |  |  |  |  | 0.0001159 | 0 | 0.00012882 | 0 |  |  |  |  | 2014CommercialRefrigerationHeat RecoveryHeat Recovery Improvements | .
| 2014 | 191 | Commercial | Refrigeration | Packaged Refrigeration | Freezer Decommissioning | [6 empty] | 0 | 0 | 0 |  |  |  |  | 0.0001159 | 0 | 0.00012882 | 0 |  |  |  |  | 2014CommercialRefrigerationPackaged RefrigerationFreezer Decommissioning | .
| 2014 | 192 | Commercial | Refrigeration | Packaged Refrigeration | Freezers | [6 empty] | 0 | 9283 | 0.0010597 |  |  |  |  | 0.0001159 | 0.0010759 | 0.00012882 | 0.0011958 |  |  |  |  | 2014CommercialRefrigerationPackaged RefrigerationFreezers | .
| 2014 | 193 | Commercial | Refrigeration | Packaged Refrigeration | Ice Makers | [6 empty] | 0 | 128686.8034 | 0.01469 |  |  |  |  | 0.0001159 | 0.014914 | 0.00012882 | 0.016577 |  |  |  |  | 2014CommercialRefrigerationPackaged RefrigerationIce Makers | .
| 2014 | 194 | Commercial | Refrigeration | Packaged Refrigeration | Packaged Refrigeration System Improvements | [6 empty] | 0 | 24610 | 0.0028093 |  |  |  |  | 0.0001159 | 0.0028522 | 0.00012882 | 0.0031702 |  |  |  |  | 2014CommercialRefrigerationPackaged RefrigerationPackaged Refrigeration System Improvements | .
| 2014 | 195 | Commercial | Refrigeration | Packaged Refrigeration | Refrigerator Decommissioning | [6 empty] | 0 | 0 | 0 |  |  |  |  | 0.0001159 | 0 | 0.00012882 | 0 |  |  |  |  | 2014CommercialRefrigerationPackaged RefrigerationRefrigerator Decommissioning | .
| 2014 | 196 | Commercial | Refrigeration | Packaged Refrigeration | Refrigerators | [6 empty] | 0 | 882315 | 0.10072 |  |  |  |  | 0.0001159 | 0.10226 | 0.00012882 | 0.11366 |  |  |  |  | 2014CommercialRefrigerationPackaged RefrigerationRefrigerators | .
| 2014 | 197 | Commercial | Refrigeration | Packaged Refrigeration | Vending Machines | [6 empty] | 0 | 0 | 0 |  |  |  |  | 0.0001159 | 0 | 0.00012882 | 0 |  |  |  |  | 2014CommercialRefrigerationPackaged RefrigerationVending Machines | .
| 2014 | 198 | Commercial | Refrigeration | Pumps and Fans | Condensor Fan System Improvements | [6 empty] | 0 | 87261 | 0.0099613 |  |  |  |  | 0.0001159 | 0.010113 | 0.00012882 | 0.011241 |  |  |  |  | 2014CommercialRefrigerationPumps and FansCondensor Fan System Improvements | .
| 2014 | 199 | Commercial | Refrigeration | Pumps and Fans | Evaporator Coil Fan System Improvements | [6 empty] | 0 | 0 | 0 |  |  |  |  | 0.0001159 | 0 | 0.00012882 | 0 |  |  |  |  | 2014CommercialRefrigerationPumps and FansEvaporator Coil Fan System Improvements | .
| 2014 | 200 | Commercial | Refrigeration | Pumps and Fans | Evaporator Fan System Improvements | [6 empty] | 0 | 3674293 | 0.41944 |  |  |  |  | 0.0001159 | 0.42584 | 0.00012882 | 0.47331 |  |  |  |  | 2014CommercialRefrigerationPumps and FansEvaporator Fan System Improvements | .
| 2014 | 201 | Commercial | Refrigeration | Refrigeration System Controls | Defrost Control Improvements | [6 empty] | 0 | 1981462.6498 | 0.22619 |  |  |  |  | 0.0001159 | 0.22964 | 0.00012882 | 0.25525 |  |  |  |  | 2014CommercialRefrigerationRefrigeration System ControlsDefrost Control Improvements | .
| 2014 | 202 | Commercial | Refrigeration | Refrigeration System Controls | Multiplex | [6 empty] | 0 | 1207605.3695 | 0.13785 |  |  |  |  | 0.0001159 | 0.13996 | 0.00012882 | 0.15556 |  |  |  |  | 2014CommercialRefrigerationRefrigeration System ControlsMultiplex | .
| 2014 | 203 | Commercial | Refrigeration | Refrigeration System Controls | Refrigeration Control Improvements (non-VFD) | [6 empty] | 0 | 0 | 0 |  |  |  |  | 0.0001159 | 0 | 0.00012882 | 0 |  |  |  |  | 2014CommercialRefrigerationRefrigeration System ControlsRefrigeration Control Improvements (non-VFD) | .
| 2014 | 204 | Commercial | Refrigeration | Refrigeration System Controls | Refrigeration Control Improvements (VFD) | [6 empty] | 0 | 1294505.1933 | 0.14777 |  |  |  |  | 0.0001159 | 0.15003 | 0.00012882 | 0.16676 |  |  |  |  | 2014CommercialRefrigerationRefrigeration System ControlsRefrigeration Control Improvements (VFD) | .
| 2014 | 205 | Commercial | Refrigeration | Refrigeration System Improvements | Auto Closers | [6 empty] | 0 | 6837.5038 | 0.0007805 |  |  |  |  | 0.0001159 | 0.00079244 | 0.00012882 | 0.00088079 |  |  |  |  | 2014CommercialRefrigerationRefrigeration System ImprovementsAuto Closers | .
| 2014 | 206 | Commercial | Refrigeration | Refrigeration System Improvements | Building Commissioning Improvements | [6 empty] | 0 | 0 | 0 |  |  |  |  | 0.0001159 | 0 | 0.00012882 | 0 |  |  |  |  | 2014CommercialRefrigerationRefrigeration System ImprovementsBuilding Commissioning Improvements | .
| 2014 | 207 | Commercial | Refrigeration | Refrigeration System Improvements | Case Lighting | [6 empty] | 0 | 8077307.3265 | 0.92207 |  |  |  |  | 0.0001159 | 0.93613 | 0.00012882 | 1.0405 |  |  |  |  | 2014CommercialRefrigerationRefrigeration System ImprovementsCase Lighting | .
| 2014 | 208 | Commercial | Refrigeration | Refrigeration System Improvements | Case Lighting Delamping | [6 empty] | 0 | 22810 | 0.0026038 |  |  |  |  | 0.0001159 | 0.0026436 | 0.00012882 | 0.0029383 |  |  |  |  | 2014CommercialRefrigerationRefrigeration System ImprovementsCase Lighting Delamping | .
| 2014 | 209 | Commercial | Refrigeration | Refrigeration System Improvements | Cases | [6 empty] | 0 | 267866 | 0.030578 |  |  |  |  | 0.0001159 | 0.031045 | 0.00012882 | 0.034506 |  |  |  |  | 2014CommercialRefrigerationRefrigeration System ImprovementsCases | .
| 2014 | 210 | Commercial | Refrigeration | Refrigeration System Improvements | Chiller Improvements | [6 empty] | 0 | 0 | 0 |  |  |  |  | 0.0001159 | 0 | 0.00012882 | 0 |  |  |  |  | 2014CommercialRefrigerationRefrigeration System ImprovementsChiller Improvements | .
| 2014 | 211 | Commercial | Refrigeration | Refrigeration System Improvements | Compressors | [6 empty] | 0 | 61099 | 0.0069748 |  |  |  |  | 0.0001159 | 0.0070811 | 0.00012882 | 0.0078706 |  |  |  |  | 2014CommercialRefrigerationRefrigeration System ImprovementsCompressors | .
| 2014 | 212 | Commercial | Refrigeration | Refrigeration System Improvements | Condensors | [6 empty] | 0 | 0 | 0 |  |  |  |  | 0.0001159 | 0 | 0.00012882 | 0 |  |  |  |  | 2014CommercialRefrigerationRefrigeration System ImprovementsCondensors | .
| 2014 | 213 | Commercial | Refrigeration | Refrigeration System Improvements | Doors | [6 empty] | 0 | 143349.5027 | 0.016364 |  |  |  |  | 0.0001159 | 0.016614 | 0.00012882 | 0.018466 |  |  |  |  | 2014CommercialRefrigerationRefrigeration System ImprovementsDoors | .
| 2014 | 214 | Commercial | Refrigeration | Refrigeration System Improvements | Gasket Replacement | [6 empty] | 0 | 748569.8153 | 0.085453 |  |  |  |  | 0.0001159 | 0.086756 | 0.00012882 | 0.096429 |  |  |  |  | 2014CommercialRefrigerationRefrigeration System ImprovementsGasket Replacement | .
| 2014 | 215 | Commercial | Refrigeration | Refrigeration System Improvements | Insulation | [6 empty] | 0 | 0 | 0 |  |  |  |  | 0.0001159 | 0 | 0.00012882 | 0 |  |  |  |  | 2014CommercialRefrigerationRefrigeration System ImprovementsInsulation | .
| 2014 | 216 | Commercial | Refrigeration | Refrigeration System Improvements | Interactive Refrigeration System Improvements | [6 empty] | 0 | 12648231.6337 | 1.4439 |  |  |  |  | 0.0001159 | 1.4659 | 0.00012882 | 1.6293 |  |  |  |  | 2014CommercialRefrigerationRefrigeration System ImprovementsInteractive Refrigeration System Improvements | .
| 2014 | 217 | Commercial | Refrigeration | Refrigeration System Improvements | Lamps/Ballasts | [6 empty] | 0 | 4390519.6176 | 0.5012 |  |  |  |  | 0.0001159 | 0.50885 | 0.00012882 | 0.56558 |  |  |  |  | 2014CommercialRefrigerationRefrigeration System ImprovementsLamps/Ballasts | .
| 2014 | 218 | Commercial | Refrigeration | Refrigeration System Improvements | Motion Sensors | [6 empty] | 0 | 0 | 0 |  |  |  |  | 0.0001159 | 0 | 0.00012882 | 0 |  |  |  |  | 2014CommercialRefrigerationRefrigeration System ImprovementsMotion Sensors | .
| 2014 | 219 | Commercial | Refrigeration | Refrigeration System Improvements | Motors | [6 empty] | 0 | 2367696.4651 | 0.27028 |  |  |  |  | 0.0001159 | 0.27441 | 0.00012882 | 0.305 |  |  |  |  | 2014CommercialRefrigerationRefrigeration System ImprovementsMotors | .
| 2014 | 220 | Commercial | Refrigeration | Refrigeration System Improvements | Multiplex | [6 empty] | 0 | 0 | 0 |  |  |  |  | 0.0001159 | 0 | 0.00012882 | 0 |  |  |  |  | 2014CommercialRefrigerationRefrigeration System ImprovementsMultiplex | .
| 2014 | 221 | Commercial | Refrigeration | Refrigeration System Improvements | Night Covers | [6 empty] | 0 | 268323 | 0.030631 |  |  |  |  | 0.0001159 | 0.031098 | 0.00012882 | 0.034565 |  |  |  |  | 2014CommercialRefrigerationRefrigeration System ImprovementsNight Covers | .
| 2014 | 222 | Commercial | Refrigeration | Refrigeration System Improvements | Strip Curtains | [6 empty] | 0 | 45697.7444 | 0.0052166 |  |  |  |  | 0.0001159 | 0.0052962 | 0.00012882 | 0.0058867 |  |  |  |  | 2014CommercialRefrigerationRefrigeration System ImprovementsStrip Curtains | .
| 2014 | 223 | Commercial | Refrigeration | Refrigeration System Improvements | Suction Line Insulation | [6 empty] | 0 | 0 | 0 |  |  |  |  | 0.0001159 | 0 | 0.00012882 | 0 |  |  |  |  | 2014CommercialRefrigerationRefrigeration System ImprovementsSuction Line Insulation | .
| 2014 | 224 | Commercial | Water Heating | Heat Recovery | Heat Recovery Improvements | [6 empty] | 0 | 95041 | 0.010849 |  |  |  |  | 0.00017243 | 0.016388 | 0.00012478 | 0.011859 |  |  |  |  | 2014CommercialWater HeatingHeat RecoveryHeat Recovery Improvements | .
| 2014 | 225 | Commercial | Water Heating | Pool System Improvements | Pool Blankets | [6 empty] | 0 | 115834 | 0.013223 |  |  |  |  | 0.00017243 | 0.019973 | 0.00012478 | 0.014454 |  |  |  |  | 2014CommercialWater HeatingPool System ImprovementsPool Blankets | .
| 2014 | 226 | Commercial | Water Heating | Pool System Improvements | Pool System Improvements | [6 empty] | 0 | 55452 | 0.0063301 |  |  |  |  | 0.00017243 | 0.0095615 | 0.00012478 | 0.0069192 |  |  |  |  | 2014CommercialWater HeatingPool System ImprovementsPool System Improvements | .
| 2014 | 227 | Commercial | Water Heating | System Efficiency Improvements | Insulation | [6 empty] | 0 | 1541.3534 | 0.00017595 |  |  |  |  | 0.00017243 | 0.00026577 | 0.00012478 | 0.00019233 |  |  |  |  | 2014CommercialWater HeatingSystem Efficiency ImprovementsInsulation | .
| 2014 | 228 | Commercial | Water Heating | Water Heaters | Water Heaters | [6 empty] | 0 | 170917 | 0.019511 |  |  |  |  | 0.00017243 | 0.029471 | 0.00012478 | 0.021327 |  |  |  |  | 2014CommercialWater HeatingWater HeatersWater Heaters | .
| 2014 | 229 | Commercial | Water Heating | Water Heating Controls | Energy Management Systems/System Controls | [6 empty] | 0 | 0 | 0 |  |  |  |  | 0.00017243 | 0 | 0.00012478 | 0 |  |  |  |  | 2014CommercialWater HeatingWater Heating ControlsEnergy Management Systems/System Controls | .
| 2014 | 230 | Commercial | Water Heating | Water Heating Controls | Water Heating Control Improvements (non-VFD) | [6 empty] | 0 | 13859 | 0.0015821 |  |  |  |  | 0.00017243 | 0.0023897 | 0.00012478 | 0.0017293 |  |  |  |  | 2014CommercialWater HeatingWater Heating ControlsWater Heating Control Improvements (non-VFD) | .
| 2014 | 231 | Commercial | Water Heating | Water Heating Controls | Water Heating Control Improvements (VFD) | [6 empty] | 0 | 0 | 0 |  |  |  |  | 0.00017243 | 0 | 0.00012478 | 0 |  |  |  |  | 2014CommercialWater HeatingWater Heating ControlsWater Heating Control Improvements (VFD) | .
| 2014 | 232 | Commercial | Water Heating | Water Using Devices | Aerators | [6 empty] | 0 | 5343955.0548 | 0.61004 |  |  |  |  | 0.00017243 | 0.92145 | 0.00012478 | 0.66681 |  |  |  |  | 2014CommercialWater HeatingWater Using DevicesAerators | .
| 2014 | 233 | Commercial | Water Heating | Water Using Devices | Clothes Washers | [6 empty] | 0 | 491769.899 | 0.056138 |  |  |  |  | 0.00017243 | 0.084795 | 0.00012478 | 0.061363 |  |  |  |  | 2014CommercialWater HeatingWater Using DevicesClothes Washers | .
| 2014 | 234 | Commercial | Water Heating | Water Using Devices | Dishwashers | [6 empty] | 0 | 442839.2127 | 0.050552 |  |  |  |  | 0.00017243 | 0.076358 | 0.00012478 | 0.055257 |  |  |  |  | 2014CommercialWater HeatingWater Using DevicesDishwashers | .
| 2014 | 235 | Commercial | Water Heating | Water Using Devices | Pre Rinse Spray Valves | [6 empty] | 0 | 50539.884 | 0.0057694 |  |  |  |  | 0.00017243 | 0.0087145 | 0.00012478 | 0.0063063 |  |  |  |  | 2014CommercialWater HeatingWater Using DevicesPre Rinse Spray Valves | .
| 2014 | 236 | Commercial | Water Heating | Water Using Devices | Showerheads | [6 empty] | 0 | 8805900.3212 | 1.0052 |  |  |  |  | 0.00017243 | 1.5184 | 0.00012478 | 1.0988 |  |  |  |  | 2014CommercialWater HeatingWater Using DevicesShowerheads | .
| 2014 | 237 | Commercial | Whole Bldg/Meter Level | Whole Bldg/Meter Level System Improvements | Interactive Whole Bldg/Meter Level System Improvements | [6 empty] | 0 | 74504245.2223 | 8.5051 |  |  |  |  | 0.00024448 | 18.2148 | 0.00016318 | 12.1574 |  |  |  |  | 2014CommercialWhole Bldg/Meter LevelWhole Bldg/Meter Level System ImprovementsInteractive Whole Bldg/Meter Level System Improvements | .
| 2014 | 238 | Commercial | Whole Bldg/Meter Level | Whole Bldg/Meter Level System Improvements | Small Office Package | [6 empty] | 0 | 0 | 0 |  |  |  |  | 0.00024448 | 0 | 0.00016318 | 0 |  |  |  |  | 2014CommercialWhole Bldg/Meter LevelWhole Bldg/Meter Level System ImprovementsSmall Office Package | .
| 2014 | 239 | Industrial | Compressed Air | Compressed Air System Controls | Compressed Air Control Improvements (non-VFD) | [6 empty] | 0 | 6266757 | 0.71538 |  |  |  |  | 0.00012551 | 0.78654 | 0.00012968 | 0.81267 |  |  |  |  | 2014IndustrialCompressed AirCompressed Air System ControlsCompressed Air Control Improvements (non-VFD) | .
| 2014 | 240 | Industrial | Compressed Air | Compressed Air System Controls | Compressed Air Control Improvements (VFD) | [6 empty] | 0 | 207725.0269 | 0.023713 |  |  |  |  | 0.00012551 | 0.026071 | 0.00012968 | 0.026938 |  |  |  |  | 2014IndustrialCompressed AirCompressed Air System ControlsCompressed Air Control Improvements (VFD) | .
| 2014 | 241 | Industrial | Compressed Air | Compressed Air System Improvements | Compressed Air System Compressor Improvements (non-VFD) | [6 empty] | 0 | 112898 | 0.012888 |  |  |  |  | 0.00012551 | 0.01417 | 0.00012968 | 0.014641 |  |  |  |  | 2014IndustrialCompressed AirCompressed Air System ImprovementsCompressed Air System Compressor Improvements (non-VFD) | .
| 2014 | 242 | Industrial | Compressed Air | Compressed Air System Improvements | Compressed Air System Compressor Improvements (VFD) | [6 empty] | 0 | 2991002 | 0.34144 |  |  |  |  | 0.00012551 | 0.3754 | 0.00012968 | 0.38787 |  |  |  |  | 2014IndustrialCompressed AirCompressed Air System ImprovementsCompressed Air System Compressor Improvements (VFD) | .
| 2014 | 243 | Industrial | Compressed Air | Compressed Air System Improvements | Compressed Air System Demand Side Improvements | [6 empty] | 0 | 0 | 0 |  |  |  |  | 0.00012551 | 0 | 0.00012968 | 0 |  |  |  |  | 2014IndustrialCompressed AirCompressed Air System ImprovementsCompressed Air System Demand Side Improvements | .
| 2014 | 244 | Industrial | Compressed Air | Compressed Air System Improvements | Compressed Air System Dryer Improvements | [6 empty] | 0 | 203666 | 0.02325 |  |  |  |  | 0.00012551 | 0.025562 | 0.00012968 | 0.026411 |  |  |  |  | 2014IndustrialCompressed AirCompressed Air System ImprovementsCompressed Air System Dryer Improvements | .
| 2014 | 245 | Industrial | Compressed Air | Compressed Air System Improvements | Compressed Air System Regulation Improvements | [6 empty] | 0 | 0 | 0 |  |  |  |  | 0.00012551 | 0 | 0.00012968 | 0 |  |  |  |  | 2014IndustrialCompressed AirCompressed Air System ImprovementsCompressed Air System Regulation Improvements | .
| 2014 | 246 | Industrial | Compressed Air | Compressed Air System Improvements | Compressed Air System Storage Improvements | [6 empty] | 0 | 38806 | 0.00443 |  |  |  |  | 0.00012551 | 0.0048705 | 0.00012968 | 0.0050323 |  |  |  |  | 2014IndustrialCompressed AirCompressed Air System ImprovementsCompressed Air System Storage Improvements | .
| 2014 | 247 | Industrial | Compressed Air | Compressed Air System Improvements | Compressed Air System Supply Side Improvements | [6 empty] | 0 | 2596753 | 0.29643 |  |  |  |  | 0.00012551 | 0.32592 | 0.00012968 | 0.33675 |  |  |  |  | 2014IndustrialCompressed AirCompressed Air System ImprovementsCompressed Air System Supply Side Improvements | .
| 2014 | 248 | Industrial | Compressed Air | Compressed Air System Improvements | Compressors | [6 empty] | 0 | 15512402.797 | 1.7708 |  |  |  |  | 0.00012551 | 1.9469 | 0.00012968 | 2.0116 |  |  |  |  | 2014IndustrialCompressed AirCompressed Air System ImprovementsCompressors | .
| 2014 | 249 | Industrial | Compressed Air | Heat Recovery | Heat Recovery Improvements | [6 empty] | 0 | 0 | 0 |  |  |  |  | 0.00012551 | 0 | 0.00012968 | 0 |  |  |  |  | 2014IndustrialCompressed AirHeat RecoveryHeat Recovery Improvements | .
| 2014 | 250 | Industrial | Facility Distribution System | Capacitors | Fixed and Switched Shunt Capacitor | [6 empty] | 0 | 0 | 0 |  |  |  |  | 0.00012551 | 0 | 0.00012968 | 0 |  |  |  |  | 2014IndustrialFacility Distribution SystemCapacitorsFixed and Switched Shunt Capacitor | .
| 2014 | 251 | Industrial | Facility Distribution System | Conductors | Service Conductor Replacement | [6 empty] | 0 | 0 | 0 |  |  |  |  | 0.00012551 | 0 | 0.00012968 | 0 |  |  |  |  | 2014IndustrialFacility Distribution SystemConductorsService Conductor Replacement | .
| 2014 | 252 | Industrial | Facility Distribution System | Power Factor Improvements | VAR Management/Controls | [6 empty] | 0 | 0 | 0 |  |  |  |  | 0.00012551 | 0 | 0.00012968 | 0 |  |  |  |  | 2014IndustrialFacility Distribution SystemPower Factor ImprovementsVAR Management/Controls | .
| 2014 | 253 | Industrial | Facility Distribution System | Transformers | De-Energization | [6 empty] | 0 | 0 | 0 |  |  |  |  | 0.00012551 | 0 | 0.00012968 | 0 |  |  |  |  | 2014IndustrialFacility Distribution SystemTransformersDe-Energization | .
| 2014 | 254 | Industrial | Facility Distribution System | Transformers | Transformers (NEMA TP-1 or Higher) | [6 empty] | 0 | 0 | 0 |  |  |  |  | 0.00012551 | 0 | 0.00012968 | 0 |  |  |  |  | 2014IndustrialFacility Distribution SystemTransformersTransformers (NEMA TP-1 or Higher) | .
| 2014 | 255 | Industrial | Facility Distribution System | Voltage Management | Conservation Voltage Reduction (CVR) | [6 empty] | 0 | 0 | 0 |  |  |  |  | 0.00012551 | 0 | 0.00012968 | 0 |  |  |  |  | 2014IndustrialFacility Distribution SystemVoltage ManagementConservation Voltage Reduction (CVR) | .
| 2014 | 256 | Industrial | HVAC | Envelope | Air Sealing | [6 empty] | 0 | 0 | 0 |  |  |  |  | 0.00012551 | 0 | 0.00012968 | 0 |  |  |  |  | 2014IndustrialHVACEnvelopeAir Sealing | .
| 2014 | 257 | Industrial | HVAC | Envelope | Insulation | [6 empty] | 0 | 113194.0526 | 0.012922 |  |  |  |  | 0.00012551 | 0.014207 | 0.00012968 | 0.014679 |  |  |  |  | 2014IndustrialHVACEnvelopeInsulation | .
| 2014 | 258 | Industrial | HVAC | Envelope | Windows | [6 empty] | 0 | 0 | 0 |  |  |  |  | 0.00012551 | 0 | 0.00012968 | 0 |  |  |  |  | 2014IndustrialHVACEnvelopeWindows | .
| 2014 | 259 | Industrial | HVAC | Heat Recovery | Heat Recovery Improvements | [6 empty] | 0 | 213729 | 0.024398 |  |  |  |  | 0.00012551 | 0.026825 | 0.00012968 | 0.027716 |  |  |  |  | 2014IndustrialHVACHeat RecoveryHeat Recovery Improvements | .
| 2014 | 260 | Industrial | HVAC | Heat Recovery | Humidification/Dehumidification Improvements | [6 empty] | 0 | 0 | 0 |  |  |  |  | 0.00012551 | 0 | 0.00012968 | 0 |  |  |  |  | 2014IndustrialHVACHeat RecoveryHumidification/Dehumidification Improvements | .
| 2014 | 261 | Industrial | HVAC | HVAC System Controls | Energy Management Systems/System Controls | [6 empty] | 0 | 1483280.3437 | 0.16932 |  |  |  |  | 0.00012551 | 0.18617 | 0.00012968 | 0.19235 |  |  |  |  | 2014IndustrialHVACHVAC System ControlsEnergy Management Systems/System Controls | .
| 2014 | 262 | Industrial | HVAC | HVAC System Controls | HVAC Control Improvements (non-VFD) | [6 empty] | 0 | 5959199 | 0.68027 |  |  |  |  | 0.00012551 | 0.74793 | 0.00012968 | 0.77279 |  |  |  |  | 2014IndustrialHVACHVAC System ControlsHVAC Control Improvements (non-VFD) | .
| 2014 | 263 | Industrial | HVAC | HVAC System Controls | HVAC Control Improvements (VFD) | [6 empty] | 0 | 152732 | 0.017435 |  |  |  |  | 0.00012551 | 0.019169 | 0.00012968 | 0.019806 |  |  |  |  | 2014IndustrialHVACHVAC System ControlsHVAC Control Improvements (VFD) | .
| 2014 | 264 | Industrial | HVAC | HVAC System Controls | Pneumatic to DDC Control Improvements | [6 empty] | 0 | 0 | 0 |  |  |  |  | 0.00012551 | 0 | 0.00012968 | 0 |  |  |  |  | 2014IndustrialHVACHVAC System ControlsPneumatic to DDC Control Improvements | .
| 2014 | 265 | Industrial | HVAC | HVAC System Controls | Thermostats | [6 empty] | 0 | 0 | 0 |  |  |  |  | 0.00012551 | 0 | 0.00012968 | 0 |  |  |  |  | 2014IndustrialHVACHVAC System ControlsThermostats | .
| 2014 | 266 | Industrial | HVAC | HVAC System Improvements | Air-Source Heat Pumps | [6 empty] | 0 | 0 | 0 |  |  |  |  | 0.00012551 | 0 | 0.00012968 | 0 |  |  |  |  | 2014IndustrialHVACHVAC System ImprovementsAir-Source Heat Pumps | .
| 2014 | 267 | Industrial | HVAC | HVAC System Improvements | Building Commissioning Improvements | [6 empty] | 0 | 2943314.7154 | 0.33599 |  |  |  |  | 0.00012551 | 0.36941 | 0.00012968 | 0.38169 |  |  |  |  | 2014IndustrialHVACHVAC System ImprovementsBuilding Commissioning Improvements | .
| 2014 | 268 | Industrial | HVAC | HVAC System Improvements | Centrifugal Chiller Improvements | [6 empty] | 0 | 0 | 0 |  |  |  |  | 0.00012551 | 0 | 0.00012968 | 0 |  |  |  |  | 2014IndustrialHVACHVAC System ImprovementsCentrifugal Chiller Improvements | .
| 2014 | 269 | Industrial | HVAC | HVAC System Improvements | Duct Insulation | [6 empty] | 0 | 0 | 0 |  |  |  |  | 0.00012551 | 0 | 0.00012968 | 0 |  |  |  |  | 2014IndustrialHVACHVAC System ImprovementsDuct Insulation | .
| 2014 | 270 | Industrial | HVAC | HVAC System Improvements | Ductless Heat Pumps | [6 empty] | 0 | 0 | 0 |  |  |  |  | 0.00012551 | 0 | 0.00012968 | 0 |  |  |  |  | 2014IndustrialHVACHVAC System ImprovementsDuctless Heat Pumps | .
| 2014 | 271 | Industrial | HVAC | HVAC System Improvements | Economizer System Improvements | [6 empty] | 0 | 416853 | 0.047586 |  |  |  |  | 0.00012551 | 0.052319 | 0.00012968 | 0.054057 |  |  |  |  | 2014IndustrialHVACHVAC System ImprovementsEconomizer System Improvements | .
| 2014 | 272 | Industrial | HVAC | HVAC System Improvements | Interactive HVAC System Improvements | [6 empty] | 0 | 10895499.1762 | 1.2438 |  |  |  |  | 0.00012551 | 1.3675 | 0.00012968 | 1.4129 |  |  |  |  | 2014IndustrialHVACHVAC System ImprovementsInteractive HVAC System Improvements | .
| 2014 | 273 | Industrial | HVAC | HVAC System Improvements | Rooftop Units | [6 empty] | 0 | 391101 | 0.044646 |  |  |  |  | 0.00012551 | 0.049087 | 0.00012968 | 0.050718 |  |  |  |  | 2014IndustrialHVACHVAC System ImprovementsRooftop Units | .
| 2014 | 274 | Industrial | HVAC | HVAC System Improvements | Rotary Screw Chiller Improvements | [6 empty] | 0 | 1243070 | 0.1419 |  |  |  |  | 0.00012551 | 0.15602 | 0.00012968 | 0.1612 |  |  |  |  | 2014IndustrialHVACHVAC System ImprovementsRotary Screw Chiller Improvements | .
| 2014 | 275 | Industrial | HVAC | HVAC System Improvements | Scroll Chiller Improvements | [6 empty] | 0 | 0 | 0 |  |  |  |  | 0.00012551 | 0 | 0.00012968 | 0 |  |  |  |  | 2014IndustrialHVACHVAC System ImprovementsScroll Chiller Improvements | .
| 2014 | 276 | Industrial | HVAC | HVAC System Improvements | Storage Tank Insulation Improvements | [6 empty] | 0 | 0 | 0 |  |  |  |  | 0.00012551 | 0 | 0.00012968 | 0 |  |  |  |  | 2014IndustrialHVACHVAC System ImprovementsStorage Tank Insulation Improvements | .
| 2014 | 277 | Industrial | HVAC | HVAC System Improvements | Variable Refrigerant Flow System Improvements | [6 empty] | 0 | 0 | 0 |  |  |  |  | 0.00012551 | 0 | 0.00012968 | 0 |  |  |  |  | 2014IndustrialHVACHVAC System ImprovementsVariable Refrigerant Flow System Improvements | .
| 2014 | 278 | Industrial | HVAC | HVAC System Improvements | Ventilation System Improvements | [6 empty] | 0 | 1107017 | 0.12637 |  |  |  |  | 0.00012551 | 0.13894 | 0.00012968 | 0.14356 |  |  |  |  | 2014IndustrialHVACHVAC System ImprovementsVentilation System Improvements | .
| 2014 | 279 | Industrial | HVAC | HVAC System Improvements | Water-Source Heat Pumps | [6 empty] | 0 | 0 | 0 |  |  |  |  | 0.00012551 | 0 | 0.00012968 | 0 |  |  |  |  | 2014IndustrialHVACHVAC System ImprovementsWater-Source Heat Pumps | .
| 2014 | 280 | Industrial | Lighting | Delamping | Delamping | [6 empty] | 0 | 62669 | 0.007154 |  |  |  |  | 0.00012551 | 0.0078655 | 0.00012968 | 0.0081269 |  |  |  |  | 2014IndustrialLightingDelampingDelamping | .
| 2014 | 281 | Industrial | Lighting | Lamps/Ballasts/Fixtures | Lamps/Ballasts | [6 empty] | 0 | 12476416 | 1.4242 |  |  |  |  | 0.00012551 | 1.5659 | 0.00012968 | 1.6179 |  |  |  |  | 2014IndustrialLightingLamps/Ballasts/FixturesLamps/Ballasts | .
| 2014 | 282 | Industrial | Lighting | Lamps/Ballasts/Fixtures | Lamps/Ballasts w/Controls | [6 empty] | 0 | 43326 | 0.0049459 |  |  |  |  | 0.00012551 | 0.0054378 | 0.00012968 | 0.0056185 |  |  |  |  | 2014IndustrialLightingLamps/Ballasts/FixturesLamps/Ballasts w/Controls | .
| 2014 | 283 | Industrial | Lighting | Lamps/Ballasts/Fixtures | Lamps/Ballasts w/Delamping | [6 empty] | 0 | 0 | 0 |  |  |  |  | 0.00012551 | 0 | 0.00012968 | 0 |  |  |  |  | 2014IndustrialLightingLamps/Ballasts/FixturesLamps/Ballasts w/Delamping | .
| 2014 | 284 | Industrial | Lighting | Lamps/Ballasts/Fixtures | Lamps/Ballasts w/Delamping and Controls | [6 empty] | 0 | 0 | 0 |  |  |  |  | 0.00012551 | 0 | 0.00012968 | 0 |  |  |  |  | 2014IndustrialLightingLamps/Ballasts/FixturesLamps/Ballasts w/Delamping and Controls | .
| 2014 | 285 | Industrial | Lighting | Lamps/Ballasts/Fixtures | Lamps/Ballasts/Fixtures | [6 empty] | 0 | 58457685.0623 | 6.6733 |  |  |  |  | 0.00012551 | 7.337 | 0.00012968 | 7.5808 |  |  |  |  | 2014IndustrialLightingLamps/Ballasts/FixturesLamps/Ballasts/Fixtures | .
| 2014 | 286 | Industrial | Lighting | Lamps/Ballasts/Fixtures | Lamps/Ballasts/Fixtures w/Controls | [6 empty] | 0 | 2712511 | 0.30965 |  |  |  |  | 0.00012551 | 0.34044 | 0.00012968 | 0.35176 |  |  |  |  | 2014IndustrialLightingLamps/Ballasts/FixturesLamps/Ballasts/Fixtures w/Controls | .
| 2014 | 287 | Industrial | Lighting | Lamps/Ballasts/Fixtures | Lamps/Ballasts/Fixtures w/Delamping | [6 empty] | 0 | 76962 | 0.0087856 |  |  |  |  | 0.00012551 | 0.0096594 | 0.00012968 | 0.0099804 |  |  |  |  | 2014IndustrialLightingLamps/Ballasts/FixturesLamps/Ballasts/Fixtures w/Delamping | .
| 2014 | 288 | Industrial | Lighting | Lamps/Ballasts/Fixtures | Lamps/Ballasts/Fixtures w/Delamping and Controls | [6 empty] | 0 | 2723971 | 0.31096 |  |  |  |  | 0.00012551 | 0.34188 | 0.00012968 | 0.35324 |  |  |  |  | 2014IndustrialLightingLamps/Ballasts/FixturesLamps/Ballasts/Fixtures w/Delamping and Controls | .
| 2014 | 289 | Industrial | Lighting | Lighting Controls | Control Panels | [6 empty] | 0 | 1175225.9603 | 0.13416 |  |  |  |  | 0.00012551 | 0.1475 | 0.00012968 | 0.1524 |  |  |  |  | 2014IndustrialLightingLighting ControlsControl Panels | .
| 2014 | 290 | Industrial | Lighting | Lighting Controls | Daylighting | [6 empty] | 0 | 0 | 0 |  |  |  |  | 0.00012551 | 0 | 0.00012968 | 0 |  |  |  |  | 2014IndustrialLightingLighting ControlsDaylighting | .
| 2014 | 291 | Industrial | Lighting | Lighting Controls | Occupancy Sensors | [6 empty] | 0 | 2796732 | 0.31926 |  |  |  |  | 0.00012551 | 0.35102 | 0.00012968 | 0.36268 |  |  |  |  | 2014IndustrialLightingLighting ControlsOccupancy Sensors | .
| 2014 | 292 | Industrial | Lighting | Lighting Controls | Photocells | [6 empty] | 0 | 0 | 0 |  |  |  |  | 0.00012551 | 0 | 0.00012968 | 0 |  |  |  |  | 2014IndustrialLightingLighting ControlsPhotocells | .
| 2014 | 293 | Industrial | Lighting | Lighting Controls | Timers | [6 empty] | 0 | 0 | 0 |  |  |  |  | 0.00012551 | 0 | 0.00012968 | 0 |  |  |  |  | 2014IndustrialLightingLighting ControlsTimers | .
| 2014 | 294 | Industrial | Lighting | Signs and Signals | LED Exit Signs | [6 empty] | 0 | 503997 | 0.057534 |  |  |  |  | 0.00012551 | 0.063256 | 0.00012968 | 0.065358 |  |  |  |  | 2014IndustrialLightingSigns and SignalsLED Exit Signs | .
| 2014 | 295 | Industrial | Motors/Drives | Motors | Motor Rewind | [6 empty] | 0 | 2147708.2535 | 0.24517 |  |  |  |  | 0.00012551 | 0.26956 | 0.00012968 | 0.27851 |  |  |  |  | 2014IndustrialMotors/DrivesMotorsMotor Rewind | .
| 2014 | 296 | Industrial | Motors/Drives | Motors | Motors | [6 empty] | 0 | 2579343 | 0.29445 |  |  |  |  | 0.00012551 | 0.32373 | 0.00012968 | 0.33449 |  |  |  |  | 2014IndustrialMotors/DrivesMotorsMotors | .
| 2014 | 297 | Industrial | Motors/Drives | Motors/Drives Controls | Electronically Commutated Motor (ECM) | [6 empty] | 0 | 0 | 0 |  |  |  |  | 0.00012551 | 0 | 0.00012968 | 0 |  |  |  |  | 2014IndustrialMotors/DrivesMotors/Drives ControlsElectronically Commutated Motor (ECM) | .
| 2014 | 298 | Industrial | Motors/Drives | Motors/Drives Controls | Energy Management Systems/System Controls | [6 empty] | 0 | 32305 | 0.0036877 |  |  |  |  | 0.00012551 | 0.0040546 | 0.00012968 | 0.0041893 |  |  |  |  | 2014IndustrialMotors/DrivesMotors/Drives ControlsEnergy Management Systems/System Controls | .
| 2014 | 299 | Industrial | Motors/Drives | Motors/Drives Controls | Motors/Drives Control Improvements (non-VFD) | [6 empty] | 0 | 1479180 | 0.16886 |  |  |  |  | 0.00012551 | 0.18565 | 0.00012968 | 0.19182 |  |  |  |  | 2014IndustrialMotors/DrivesMotors/Drives ControlsMotors/Drives Control Improvements (non-VFD) | .
| 2014 | 300 | Industrial | Motors/Drives | Motors/Drives Controls | Motors/Drives Control Improvements (VFD) | [6 empty] | 0 | 24100048.2223 | 2.7511 |  |  |  |  | 0.00012551 | 3.0248 | 0.00012968 | 3.1253 |  |  |  |  | 2014IndustrialMotors/DrivesMotors/Drives ControlsMotors/Drives Control Improvements (VFD) | .
| 2014 | 301 | Industrial | Motors/Drives | Pumps and Fans | Motors/Drives Installation on Fan System | [6 empty] | 0 | 4200532 | 0.47951 |  |  |  |  | 0.00012551 | 0.52721 | 0.00012968 | 0.54472 |  |  |  |  | 2014IndustrialMotors/DrivesPumps and FansMotors/Drives Installation on Fan System | .
| 2014 | 302 | Industrial | Motors/Drives | Pumps and Fans | Motors/Drives Installation on Vacuum Pumps | [6 empty] | 0 | 3021312.5671 | 0.3449 |  |  |  |  | 0.00012551 | 0.3792 | 0.00012968 | 0.3918 |  |  |  |  | 2014IndustrialMotors/DrivesPumps and FansMotors/Drives Installation on Vacuum Pumps | .
| 2014 | 303 | Industrial | Process Loads | Heat Recovery | Heat Recovery Improvements | [6 empty] | 0 | 0 | 0 |  |  |  |  | 0.00012551 | 0 | 0.00012968 | 0 |  |  |  |  | 2014IndustrialProcess LoadsHeat RecoveryHeat Recovery Improvements | .
| 2014 | 304 | Industrial | Process Loads | Process Loads System Controls | Process Loads Control Improvements (non-VFD) | [6 empty] | 0 | 359456 | 0.041034 |  |  |  |  | 0.00012551 | 0.045115 | 0.00012968 | 0.046614 |  |  |  |  | 2014IndustrialProcess LoadsProcess Loads System ControlsProcess Loads Control Improvements (non-VFD) | .
| 2014 | 305 | Industrial | Process Loads | Process Loads System Controls | Process Loads Control Improvements (VFD) | [6 empty] | 0 | 0 | 0 |  |  |  |  | 0.00012551 | 0 | 0.00012968 | 0 |  |  |  |  | 2014IndustrialProcess LoadsProcess Loads System ControlsProcess Loads Control Improvements (VFD) | .
| 2014 | 306 | Industrial | Process Loads | Process Loads System Improvements | Interactive Process Loads System Improvements | [6 empty] | 0 | 19182610.1472 | 2.1898 |  |  |  |  | 0.00012551 | 2.4076 | 0.00012968 | 2.4876 |  |  |  |  | 2014IndustrialProcess LoadsProcess Loads System ImprovementsInteractive Process Loads System Improvements | .
| 2014 | 307 | Industrial | Process Loads | Pumps and Fans | Centrifugal Pump System Improvements | [6 empty] | 0 | 462333 | 0.052778 |  |  |  |  | 0.00012551 | 0.058027 | 0.00012968 | 0.059955 |  |  |  |  | 2014IndustrialProcess LoadsPumps and FansCentrifugal Pump System Improvements | .
| 2014 | 308 | Industrial | Process Loads | Pumps and Fans | Fan System Improvements | [6 empty] | 0 | 7054144 | 0.80527 |  |  |  |  | 0.00012551 | 0.88536 | 0.00012968 | 0.91478 |  |  |  |  | 2014IndustrialProcess LoadsPumps and FansFan System Improvements | .
| 2014 | 309 | Industrial | Process Loads | Pumps and Fans | Pump System Improvements | [6 empty] | 0 | 5602140 | 0.63951 |  |  |  |  | 0.00012551 | 0.70312 | 0.00012968 | 0.72648 |  |  |  |  | 2014IndustrialProcess LoadsPumps and FansPump System Improvements | .
| 2014 | 310 | Industrial | Process Loads | Pumps and Fans | Turbine Pump System Improvements | [6 empty] | 0 | 183206 | 0.020914 |  |  |  |  | 0.00012551 | 0.022994 | 0.00012968 | 0.023758 |  |  |  |  | 2014IndustrialProcess LoadsPumps and FansTurbine Pump System Improvements | .
| 2014 | 311 | Industrial | Process Loads | Pumps and Fans | Vacuum Pump System Improvements | [6 empty] | 0 | 0 | 0 |  |  |  |  | 0.00012551 | 0 | 0.00012968 | 0 |  |  |  |  | 2014IndustrialProcess LoadsPumps and FansVacuum Pump System Improvements | .
| 2014 | 312 | Industrial | Process Loads | Wastewater System Improvements | Interactive Wastewater System Improvements | [6 empty] | 0 | 2865253 | 0.32708 |  |  |  |  | 0.00012551 | 0.35962 | 0.00012968 | 0.37156 |  |  |  |  | 2014IndustrialProcess LoadsWastewater System ImprovementsInteractive Wastewater System Improvements | .
| 2014 | 313 | Industrial | Refrigeration | Heat Recovery | Heat Recovery Improvements | [6 empty] | 0 | 286599 | 0.032717 |  |  |  |  | 0.00012551 | 0.035971 | 0.00012968 | 0.037166 |  |  |  |  | 2014IndustrialRefrigerationHeat RecoveryHeat Recovery Improvements | .
| 2014 | 314 | Industrial | Refrigeration | Packaged Refrigeration | Packaged Refrigeration System Improvements | [6 empty] | 0 | 44299 | 0.0050569 |  |  |  |  | 0.00012551 | 0.0055599 | 0.00012968 | 0.0057447 |  |  |  |  | 2014IndustrialRefrigerationPackaged RefrigerationPackaged Refrigeration System Improvements | .
| 2014 | 315 | Industrial | Refrigeration | Pumps and Fans | Condensor Fan System Improvements | [6 empty] | 0 | 683207 | 0.077992 |  |  |  |  | 0.00012551 | 0.085749 | 0.00012968 | 0.088598 |  |  |  |  | 2014IndustrialRefrigerationPumps and FansCondensor Fan System Improvements | .
| 2014 | 316 | Industrial | Refrigeration | Pumps and Fans | Evaporator Coil Fan System Improvements | [6 empty] | 0 | 468716 | 0.053506 |  |  |  |  | 0.00012551 | 0.058828 | 0.00012968 | 0.060783 |  |  |  |  | 2014IndustrialRefrigerationPumps and FansEvaporator Coil Fan System Improvements | .
| 2014 | 317 | Industrial | Refrigeration | Pumps and Fans | Evaporator Fan System Improvements | [6 empty] | 0 | 3378790 | 0.38571 |  |  |  |  | 0.00012551 | 0.42407 | 0.00012968 | 0.43816 |  |  |  |  | 2014IndustrialRefrigerationPumps and FansEvaporator Fan System Improvements | .
| 2014 | 318 | Industrial | Refrigeration | Refrigeration System Controls | Defrost Control Improvements | [6 empty] | 0 | 28360 | 0.0032374 |  |  |  |  | 0.00012551 | 0.0035594 | 0.00012968 | 0.0036777 |  |  |  |  | 2014IndustrialRefrigerationRefrigeration System ControlsDefrost Control Improvements | .
| 2014 | 319 | Industrial | Refrigeration | Refrigeration System Controls | Refrigeration Control Improvements (non-VFD) | [6 empty] | 0 | 0 | 0 |  |  |  |  | 0.00012551 | 0 | 0.00012968 | 0 |  |  |  |  | 2014IndustrialRefrigerationRefrigeration System ControlsRefrigeration Control Improvements (non-VFD) | .
| 2014 | 320 | Industrial | Refrigeration | Refrigeration System Controls | Refrigeration Control Improvements (VFD) | [6 empty] | 0 | 9413048.1976 | 1.0745 |  |  |  |  | 0.00012551 | 1.1814 | 0.00012968 | 1.2207 |  |  |  |  | 2014IndustrialRefrigerationRefrigeration System ControlsRefrigeration Control Improvements (VFD) | .
| 2014 | 321 | Industrial | Refrigeration | Refrigeration System Improvements | Building Commissioning Improvements | [6 empty] | 0 | 0 | 0 |  |  |  |  | 0.00012551 | 0 | 0.00012968 | 0 |  |  |  |  | 2014IndustrialRefrigerationRefrigeration System ImprovementsBuilding Commissioning Improvements | .
| 2014 | 322 | Industrial | Refrigeration | Refrigeration System Improvements | Chiller Improvements | [6 empty] | 0 | 168192 | 0.0192 |  |  |  |  | 0.00012551 | 0.02111 | 0.00012968 | 0.021811 |  |  |  |  | 2014IndustrialRefrigerationRefrigeration System ImprovementsChiller Improvements | .
| 2014 | 323 | Industrial | Refrigeration | Refrigeration System Improvements | Fast Acting Doors | [6 empty] | 0 | 1100835 | 0.12567 |  |  |  |  | 0.00012551 | 0.13816 | 0.00012968 | 0.14276 |  |  |  |  | 2014IndustrialRefrigerationRefrigeration System ImprovementsFast Acting Doors | .
| 2014 | 324 | Industrial | Refrigeration | Refrigeration System Improvements | Insulation | [6 empty] | 0 | 16474 | 0.0018806 |  |  |  |  | 0.00012551 | 0.0020676 | 0.00012968 | 0.0021363 |  |  |  |  | 2014IndustrialRefrigerationRefrigeration System ImprovementsInsulation | .
| 2014 | 325 | Industrial | Refrigeration | Refrigeration System Improvements | Interactive Refrigeration System Improvements | [6 empty] | 0 | 38185523 | 4.3591 |  |  |  |  | 0.00012551 | 4.7926 | 0.00012968 | 4.9519 |  |  |  |  | 2014IndustrialRefrigerationRefrigeration System ImprovementsInteractive Refrigeration System Improvements | .
| 2014 | 326 | Industrial | Water Heating | Heat Recovery | Heat Recovery Improvements | [6 empty] | 0 | 0 | 0 |  |  |  |  | 0.00012551 | 0 | 0.00012968 | 0 |  |  |  |  | 2014IndustrialWater HeatingHeat RecoveryHeat Recovery Improvements | .
| 2014 | 327 | Industrial | Water Heating | Pipe Insulation | Pipe Insulation | [6 empty] | 0 | 0 | 0 |  |  |  |  | 0.00012551 | 0 | 0.00012968 | 0 |  |  |  |  | 2014IndustrialWater HeatingPipe InsulationPipe Insulation | .
| 2014 | 328 | Industrial | Water Heating | System Efficiency Improvements | Insulation | [6 empty] | 0 | 0 | 0 |  |  |  |  | 0.00012551 | 0 | 0.00012968 | 0 |  |  |  |  | 2014IndustrialWater HeatingSystem Efficiency ImprovementsInsulation | .
| 2014 | 329 | Industrial | Water Heating | Water Heating Controls | Energy Management Systems/System Controls | [6 empty] | 0 | 0 | 0 |  |  |  |  | 0.00012551 | 0 | 0.00012968 | 0 |  |  |  |  | 2014IndustrialWater HeatingWater Heating ControlsEnergy Management Systems/System Controls | .
| 2014 | 330 | Industrial | Water Heating | Water Heating Controls | Water Heating Control Improvements (non-VFD) | [6 empty] | 0 | 0 | 0 |  |  |  |  | 0.00012551 | 0 | 0.00012968 | 0 |  |  |  |  | 2014IndustrialWater HeatingWater Heating ControlsWater Heating Control Improvements (non-VFD) | .
| 2014 | 331 | Industrial | Water Heating | Water Heating Controls | Water Heating Control Improvements (VFD) | [6 empty] | 0 | 0 | 0 |  |  |  |  | 0.00012551 | 0 | 0.00012968 | 0 |  |  |  |  | 2014IndustrialWater HeatingWater Heating ControlsWater Heating Control Improvements (VFD) | .
| 2014 | 332 | Industrial | Whole Bldg/Meter Level | Whole Bldg/Meter Level System Improvements | Interactive Whole Bldg/Meter Level System Improvements | [6 empty] | 0 | 90988173.8797 | 10.3868 |  |  |  |  | 0.00012551 | 11.4198 | 0.00012968 | 11.7993 |  |  |  |  | 2014IndustrialWhole Bldg/Meter LevelWhole Bldg/Meter Level System ImprovementsInteractive Whole Bldg/Meter Level System Improvements | .
| 2014 | 333 | Residential | Electronics | Computer Technologies | Network Computer Power Management | [6 empty] | 0 | 0 | 0 |  |  |  |  | 0.00014549 | 0 | 0.00013343 | 0 |  |  |  |  | 2014ResidentialElectronicsComputer TechnologiesNetwork Computer Power Management | .
| 2014 | 334 | Residential | Electronics | Entertainment | Set Top Boxes | [6 empty] | 0 | 0 | 0 |  |  |  |  | 0.00021383 | 0 | 0.0001722 | 0 |  |  |  |  | 2014ResidentialElectronicsEntertainmentSet Top Boxes | .
| 2014 | 335 | Residential | Electronics | Entertainment | Televisions | [6 empty] | 0 | 298308480 | 34.0535 |  |  |  |  | 0.00021383 | 63.7882 | 0.0001722 | 51.3689 |  |  |  |  | 2014ResidentialElectronicsEntertainmentTelevisions | .
| 2014 | 336 | Residential | Electronics | Plug Load | Power Strips | [6 empty] | 0 | 5841884.4039 | 0.66688 |  |  |  |  | 0.00021383 | 1.2492 | 0.0001722 | 1.006 |  |  |  |  | 2014ResidentialElectronicsPlug LoadPower Strips | .
| 2014 | 337 | Residential | Food Preparation | Cooking | Bi-Radient Oven | [6 empty] | 0 | 0 | 0 |  |  |  |  | 0.00057621 | 0 | 0.00039409 | 0 |  |  |  |  | 2014ResidentialFood PreparationCookingBi-Radient Oven | .
| 2014 | 338 | Residential | HVAC | Envelope | Air Sealing | [6 empty] | 0 | 598421.1224 | 0.068313 |  |  |  |  | 0.00035039 | 0.20968 | 0.00029221 | 0.17486 |  |  |  |  | 2014ResidentialHVACEnvelopeAir Sealing | .
| 2014 | 340 | Residential | HVAC | Envelope | Windows | [6 empty] | 0 | 25294413.9135 | 2.8875 |  |  |  |  | 0.00035039 | 8.8629 | 0.00029221 | 7.3912 |  |  |  |  | 2014ResidentialHVACEnvelopeWindows | .
| 2014 | 341 | Residential | HVAC | HVAC System | Air Conditioners | [6 empty] | 0 | 17402 | 0.0019867 |  |  |  |  | 0 | 0 | 0.002609 | 0.045401 |  |  |  |  | 2014ResidentialHVACHVAC SystemAir Conditioners | .
| 2014 | 342 | Residential | HVAC | HVAC System | Air-Source Heat Pumps w/Duct Sealing | [6 empty] | 0 | 6299291.5403 | 0.7191 |  |  |  |  | 0.00035039 | 2.2072 | 0.00029221 | 1.8407 |  |  |  |  | 2014ResidentialHVACHVAC SystemAir-Source Heat Pumps w/Duct Sealing | .
| 2014 | 343 | Residential | HVAC | HVAC System | Air-Source Heat Pumps w/o Duct Sealing | [6 empty] | 0 | 11484195.5693 | 1.311 |  |  |  |  | 0.00035039 | 4.0239 | 0.00029221 | 3.3558 |  |  |  |  | 2014ResidentialHVACHVAC SystemAir-Source Heat Pumps w/o Duct Sealing | .
| 2014 | 344 | Residential | HVAC | HVAC System | Commissioning Controls Sizing | [6 empty] | 0 | 1519582.6896 | 0.17347 |  |  |  |  | 0.00035039 | 0.53244 | 0.00029221 | 0.44403 |  |  |  |  | 2014ResidentialHVACHVAC SystemCommissioning Controls Sizing | .
| 2014 | 345 | Residential | HVAC | HVAC System | Duct Sealing | [6 empty] | 0 | 17506390.2009 | 1.9984 |  |  |  |  | 0.00035039 | 6.134 | 0.00029221 | 5.1155 |  |  |  |  | 2014ResidentialHVACHVAC SystemDuct Sealing | .
| 2014 | 346 | Residential | HVAC | HVAC System | Ductless Heat Pumps | [6 empty] | 0 | 41224973.3921 | 4.706 |  |  |  |  | 0.00044496 | 18.3435 | 1.4598e-05 | 0.60182 |  |  |  |  | 2014ResidentialHVACHVAC SystemDuctless Heat Pumps | .
| 2014 | 347 | Residential | HVAC | HVAC System | Ground-Source Heat Pumps w/ Duct Sealing | [6 empty] | 0 | 13961 | 0.0015937 |  |  |  |  | 0.00035039 | 0.0048918 | 0.00029221 | 0.0040795 |  |  |  |  | 2014ResidentialHVACHVAC SystemGround-Source Heat Pumps w/ Duct Sealing | .
| 2014 | 348 | Residential | HVAC | HVAC System | Ground-Source Heat Pumps w/o Duct Sealing | [6 empty] | 0 | 603850.174 | 0.068933 |  |  |  |  | 0.00035039 | 0.21158 | 0.00029221 | 0.17645 |  |  |  |  | 2014ResidentialHVACHVAC SystemGround-Source Heat Pumps w/o Duct Sealing | .
| 2014 | 349 | Agricultural | Motors/Drives | Compressed Air System Improvements | Motors/Drives Installation on Compressed Air System | [6 empty] | 0 | 0 | 0 |  |  |  |  | 2.6494e-06 | 0 | 0.0003126 | 0 |  |  |  |  | 2014AgriculturalMotors/DrivesCompressed Air System ImprovementsMotors/Drives Installation on Compressed Air System | .
| 2014 | 350 | Residential | HVAC | HVAC System | Thermostats | [6 empty] | 0 | 41544 | 0.0047423 |  |  |  |  | 0.00035039 | 0.014557 | 0.00029221 | 0.012139 |  |  |  |  | 2014ResidentialHVACHVAC SystemThermostats | .
| 2014 | 351 | Residential | HVAC | HVAC System | Sealing and Commissioning | [6 empty] | 0 | 0 | 0 |  |  |  |  | 0.00035039 | 0 | 0.00029221 | 0 |  |  |  |  | 2014ResidentialHVACHVAC SystemSealing and Commissioning | .
| 2014 | 352 | Residential | HVAC | HVAC System | Sealing Commissioning and Controls | [6 empty] | 0 | 0 | 0 |  |  |  |  | 0.00035039 | 0 | 0.00029221 | 0 |  |  |  |  | 2014ResidentialHVACHVAC SystemSealing Commissioning and Controls | .
| 2014 | 353 | Residential | HVAC | HVAC System | Ground-source Heat Pump | [6 empty] | 0 | 0 | 0 |  |  |  |  | 0.00035039 | 0 | 0.00029221 | 0 |  |  |  |  | 2014ResidentialHVACHVAC SystemGround-source Heat Pump | .
| 2014 | 354 | Residential | Lighting | Lamps/Fixtures | Fixtures | [6 empty] | 0 | 11119471.2481 | 1.2693 |  |  |  |  | 0.00026149 | 2.9076 | 8.4631e-05 | 0.94105 |  |  |  |  | 2014ResidentialLightingLamps/FixturesFixtures | .
| 2014 | 355 | Residential | Lighting | Lamps/Fixtures | Lamps | [6 empty] | 0 | 311832359.6845 | 35.5973 |  |  |  |  | 0.00026149 | 81.5403 | 8.4631e-05 | 26.3906 |  |  |  |  | 2014ResidentialLightingLamps/FixturesLamps | .
| 2014 | 356 | Residential | Lighting | Lighting Controls | Lighting Controls | [6 empty] | 0 | 0 | 0 |  |  |  |  | 0.00026149 | 0 | 8.4631e-05 | 0 |  |  |  |  | 2014ResidentialLightingLighting ControlsLighting Controls | .
| 2014 | 357 | Residential | Refrigeration | Freezers | Freezer Decommissioning | [6 empty] | 0 | 2000298.5242 | 0.22834 |  |  |  |  | 9.1801e-05 | 0.18363 | 0.0001667 | 0.33344 |  |  |  |  | 2014ResidentialRefrigerationFreezersFreezer Decommissioning | .
| 2014 | 358 | Residential | Refrigeration | Freezers | Freezers | [6 empty] | 0 | 343118.2728 | 0.039169 |  |  |  |  | 9.1801e-05 | 0.031499 | 0.0001667 | 0.057197 |  |  |  |  | 2014ResidentialRefrigerationFreezersFreezers | .
| 2014 | 359 | Residential | Refrigeration | Refrigerators | Refrigerator Decommissioning | [6 empty] | 0 | 11708587.4565 | 1.3366 |  |  |  |  | 0.0001124 | 1.316 | 0.00015305 | 1.792 |  |  |  |  | 2014ResidentialRefrigerationRefrigeratorsRefrigerator Decommissioning | .
| 2014 | 360 | Residential | Refrigeration | Refrigerators | Refrigerators | [6 empty] | 0 | 23214643.13 | 2.6501 |  |  |  |  | 0.0001124 | 2.6092 | 0.00015305 | 3.5531 |  |  |  |  | 2014ResidentialRefrigerationRefrigeratorsRefrigerators | .
| 2014 | 361 | Residential | Water Heating | Heat Recovery | Water Heat Recovery | [6 empty] | 0 | 0 | 0 |  |  |  |  | 0.00019367 | 0 | 0.00012477 | 0 |  |  |  |  | 2014ResidentialWater HeatingHeat RecoveryWater Heat Recovery | .
| 2014 | 362 | Residential | Water Heating | Pipe Insulation | Pipe Insulation | [6 empty] | 0 | 2015 | 0.00023008 |  |  |  |  | 0.00019367 | 0.00039024 | 0.00012477 | 0.00025141 |  |  |  |  | 2014ResidentialWater HeatingPipe InsulationPipe Insulation | .
| 2014 | 363 | Residential | Water Heating | Water Heaters | Heat Pump Water Heaters | [6 empty] | 0 | 3739456.3287 | 0.42688 |  |  |  |  | 0.00021099 | 0.78897 | 8.8551e-05 | 0.33113 |  |  |  |  | 2014ResidentialWater HeatingWater HeatersHeat Pump Water Heaters | .
| 2014 | 364 | Residential | Water Heating | Water Heaters | Water Heaters | [6 empty] | 0 | 7219449.348 | 0.82414 |  |  |  |  | 0.00019367 | 1.3982 | 0.00012477 | 0.90076 |  |  |  |  | 2014ResidentialWater HeatingWater HeatersWater Heaters | .
| 2014 | 365 | Residential | Water Heating | Water Using Devices | Clothes Washers | [6 empty] | 0 | 27574348.1063 | 3.1478 |  |  |  |  | 0.00014765 | 4.0712 | 0.00019747 | 5.4452 |  |  |  |  | 2014ResidentialWater HeatingWater Using DevicesClothes Washers | .
| 2014 | 366 | Residential | Water Heating | Water Using Devices | Dishwashers | [6 empty] | 0 | 4273106 | 0.4878 |  |  |  |  | 0.00014417 | 0.61607 | 0.00013448 | 0.57467 |  |  |  |  | 2014ResidentialWater HeatingWater Using DevicesDishwashers | .
| 2014 | 367 | Residential | Water Heating | Water Using Devices | Showerheads | [6 empty] | 0 | 40275712.9882 | 4.5977 |  |  |  |  | 0.00019367 | 7.8 | 0.00012477 | 5.0252 |  |  |  |  | 2014ResidentialWater HeatingWater Using DevicesShowerheads | .
| 2014 | 368 | Residential | Whole Bldg/Meter Level | Homes | Built Green Home | [6 empty] | 0 | 3336 | 0.00038082 |  |  |  |  | 0.00023982 | 0.00080004 | 0.00015375 | 0.0005129 |  |  |  |  | 2014ResidentialWhole Bldg/Meter LevelHomesBuilt Green Home | .
| 2014 | 369 | Residential | Whole Bldg/Meter Level | Homes | EcoRated Home | [6 empty] | 0 | 142329 | 0.016248 |  |  |  |  | 0.00023982 | 0.034133 | 0.00015375 | 0.021883 |  |  |  |  | 2014ResidentialWhole Bldg/Meter LevelHomesEcoRated Home | .
| 2014 | 370 | Residential | Whole Bldg/Meter Level | Homes | Energy Star Home | [6 empty] | 0 | 37763978.9828 | 4.311 |  |  |  |  | 0.00023982 | 9.0565 | 0.00015375 | 5.8061 |  |  |  |  | 2014ResidentialWhole Bldg/Meter LevelHomesEnergy Star Home | .
| 2014 | 371 | Residential | Whole Bldg/Meter Level | Homes | Montana House | [6 empty] | 0 | 29570 | 0.0033756 |  |  |  |  | 0.00023982 | 0.0070915 | 0.00015375 | 0.0045463 |  |  |  |  | 2014ResidentialWhole Bldg/Meter LevelHomesMontana House | .
| 2014 | 372 | Residential | Whole Bldg/Meter Level | Homes | NEEM Certified Home | [6 empty] | 0 | 976159 | 0.11143 |  |  |  |  | 0.00023982 | 0.2341 | 0.00015375 | 0.15008 |  |  |  |  | 2014ResidentialWhole Bldg/Meter LevelHomesNEEM Certified Home | .
| 2014 | 373 | Utility System Efficiency | Utility Distribution System | Capacitors | Fixed and Switched Shunt Capacitor | [6 empty] | 0 | 0 | 0 |  |  |  |  | 0.00014176 | 0 | 0.00013735 | 0 |  |  |  |  | 2014Utility System EfficiencyUtility Distribution SystemCapacitorsFixed and Switched Shunt Capacitor | .
| 2014 | 374 | Utility System Efficiency | Utility Distribution System | Conductors | Service Conductor Replacement | [6 empty] | 0 | 63376 | 0.0072347 |  |  |  |  | 0.00014176 | 0.0089841 | 0.00013735 | 0.0087048 |  |  |  |  | 2014Utility System EfficiencyUtility Distribution SystemConductorsService Conductor Replacement | .
| 2014 | 375 | Utility System Efficiency | Utility Distribution System | Insulators | Insulators | [6 empty] | 0 | 0 | 0 |  |  |  |  | 0.00014176 | 0 | 0.00013735 | 0 |  |  |  |  | 2014Utility System EfficiencyUtility Distribution SystemInsulatorsInsulators | .
| 2014 | 376 | Utility System Efficiency | Utility Distribution System | Power Factor Improvements | Operation System Improvements | [6 empty] | 0 | 0 | 0 |  |  |  |  | 0.00014176 | 0 | 0.00013735 | 0 |  |  |  |  | 2014Utility System EfficiencyUtility Distribution SystemPower Factor ImprovementsOperation System Improvements | .
| 2014 | 377 | Utility System Efficiency | Utility Distribution System | Power Factor Improvements | VAR Management/Controls | [6 empty] | 0 | 0 | 0 |  |  |  |  | 0.00014176 | 0 | 0.00013735 | 0 |  |  |  |  | 2014Utility System EfficiencyUtility Distribution SystemPower Factor ImprovementsVAR Management/Controls | .
| 2014 | 378 | Utility System Efficiency | Utility Distribution System | Transformers | Transformer Load Management | [6 empty] | 0 | 0 | 0 |  |  |  |  | 0.00014176 | 0 | 0.00013735 | 0 |  |  |  |  | 2014Utility System EfficiencyUtility Distribution SystemTransformersTransformer Load Management | .
| 2014 | 379 | Utility System Efficiency | Utility Distribution System | Transformers | Transformers (NEMA TP-1 or Higher) | [6 empty] | 0 | 0 | 0 |  |  |  |  | 0.00014176 | 0 | 0.00013735 | 0 |  |  |  |  | 2014Utility System EfficiencyUtility Distribution SystemTransformersTransformers (NEMA TP-1 or Higher) | .
| 2014 | 380 | Utility System Efficiency | Utility Distribution System | Utility Station Service Loads | Utility Remote Feedback | [6 empty] | 0 | 0 | 0 |  |  |  |  | 0.00014176 | 0 | 0.00013735 | 0 |  |  |  |  | 2014Utility System EfficiencyUtility Distribution SystemUtility Station Service LoadsUtility Remote Feedback | .
| 2014 | 381 | Utility System Efficiency | Utility Distribution System | Utility Station Service Loads | Utility Service Connection Standards | [6 empty] | 0 | 0 | 0 |  |  |  |  | 0.00014176 | 0 | 0.00013735 | 0 |  |  |  |  | 2014Utility System EfficiencyUtility Distribution SystemUtility Station Service LoadsUtility Service Connection Standards | .
| 2014 | 382 | Utility System Efficiency | Utility Generation System | Utility Station Service Loads | Service Station System Improvements | [6 empty] | 0 | 0 | 0 |  |  |  |  | 0.00014176 | 0 | 0.00013735 | 0 |  |  |  |  | 2014Utility System EfficiencyUtility Generation SystemUtility Station Service LoadsService Station System Improvements | .
| 2014 | 383 | Utility System Efficiency | Utility Transmission System | Operation | Fixed and Swtiched Shunt Capacitor | [6 empty] | 0 | 0 | 0 |  |  |  |  | 0.00014176 | 0 | 0.00013735 | 0 |  |  |  |  | 2014Utility System EfficiencyUtility Transmission SystemOperationFixed and Swtiched Shunt Capacitor | .
| 2014 | 384 | Utility System Efficiency | Utility Transmission System | Capacitors | Fixed and Swtiched Shunt Capacitor | [6 empty] | 0 | 0 | 0 |  |  |  |  | 0.00014176 | 0 | 0.00013735 | 0 |  |  |  |  | 2014Utility System EfficiencyUtility Transmission SystemCapacitorsFixed and Swtiched Shunt Capacitor | .
| 2014 | 385 | Utility System Efficiency | Utility Transmission System | Conductors | Service Conductor Replacement | [6 empty] | 0 | 0 | 0 |  |  |  |  | 0.00014176 | 0 | 0.00013735 | 0 |  |  |  |  | 2014Utility System EfficiencyUtility Transmission SystemConductorsService Conductor Replacement | .
| 2014 | 386 | Utility System Efficiency | Utility Transmission System | Insulators | Fixed and Swtiched Shunt Capacitor | [6 empty] | 0 | 0 | 0 |  |  |  |  | 0.00014176 | 0 | 0.00013735 | 0 |  |  |  |  | 2014Utility System EfficiencyUtility Transmission SystemInsulatorsFixed and Swtiched Shunt Capacitor | .
| 2014 | 387 | Utility System Efficiency | Utility Transmission System | Power Factor Improvements | VAR Management/Controls | [6 empty] | 0 | 0 | 0 |  |  |  |  | 0.00014176 | 0 | 0.00013735 | 0 |  |  |  |  | 2014Utility System EfficiencyUtility Transmission SystemPower Factor ImprovementsVAR Management/Controls | .
| 2014 | 388 | Utility System Efficiency | Utility Transmission System | Transformers | Transformer Load Management | [6 empty] | 0 | 0 | 0 |  |  |  |  | 0.00014176 | 0 | 0.00013735 | 0 |  |  |  |  | 2014Utility System EfficiencyUtility Transmission SystemTransformersTransformer Load Management | .
| 2014 | 389 | Utility System Efficiency | Utility Transmission System | Transformers | Transformers (NEMA TP-1 or Higher) | [6 empty] | 0 | 0 | 0 |  |  |  |  | 0.00014176 | 0 | 0.00013735 | 0 |  |  |  |  | 2014Utility System EfficiencyUtility Transmission SystemTransformersTransformers (NEMA TP-1 or Higher) | .
| 2014 | 390 | Utility System Efficiency | Utility Transmission System | Voltage Management | Conservation Voltage Reduction (CVR) | [6 empty] | 0 | 8974280.246 | 1.0245 |  |  |  |  | 0.00014176 | 1.2722 | 0.00013735 | 1.2326 |  |  |  |  | 2014Utility System EfficiencyUtility Transmission SystemVoltage ManagementConservation Voltage Reduction (CVR) | .
| 2014 | 391 | Agricultural | Compressed Air | Compressed Air System Improvements | Interactive Compressed Air System Supply/Demand Improvements | [6 empty] | 0 | 0 | 0 |  |  |  |  | 2.6494e-06 | 0 | 0.0003126 | 0 |  |  |  |  | 2014AgriculturalCompressed AirCompressed Air System ImprovementsInteractive Compressed Air System Supply/Demand Improvements | .
| 2014 | 392 | Agricultural | HVAC | HVAC System Improvements | Interactive HVAC System Improvements | [6 empty] | 0 | 0 | 0 |  |  |  |  | 2.6494e-06 | 0 | 0.0003126 | 0 |  |  |  |  | 2014AgriculturalHVACHVAC System ImprovementsInteractive HVAC System Improvements | .
| 2014 | 394 | Agricultural | Motors/Drives | Pumps and Fans | Motors/Drives Installation on Pump System | [6 empty] | 0 | 927903 | 0.10592 |  |  |  |  | 0.00034247 | 0.31777 | 0.00034247 | 0.31777 |  |  |  |  | 2014AgriculturalMotors/DrivesPumps and FansMotors/Drives Installation on Pump System | .
| 2014 | 395 | Agricultural | Process Loads | Process Loads System Improvements | Interactive Process Loads System Improvements | [6 empty] | 0 | 30518 | 0.0034838 |  |  |  |  | 0.00034247 | 0.010451 | 0.00034247 | 0.010451 |  |  |  |  | 2014AgriculturalProcess LoadsProcess Loads System ImprovementsInteractive Process Loads System Improvements | .
| 2014 | 396 | Industrial | Motors/Drives | Pumps and Fans | Motors/Drives Installation on Blower System | [6 empty] | 0 | 6374352 | 0.72767 |  |  |  |  | 0.00012551 | 0.80004 | 0.00012968 | 0.82662 |  |  |  |  | 2014IndustrialMotors/DrivesPumps and FansMotors/Drives Installation on Blower System | .
| 2014 | 397 | Industrial | Process Loads | Pumps and Fans | Blower System Improvements | [6 empty] | 0 | 643814 | 0.073495 |  |  |  |  | 0.00012551 | 0.080805 | 0.00012968 | 0.083489 |  |  |  |  | 2014IndustrialProcess LoadsPumps and FansBlower System Improvements | .
| 2014 | 398 | Residential | Whole Bldg/Meter Level | Whole Bldg/Meter Level System Improvements | Behavioral | [6 empty] | 0 | 52036513.6917 | 5.9402 |  |  |  |  | 0.00023982 | 12.4794 | 0.00015375 | 8.0004 |  |  |  |  | 2014ResidentialWhole Bldg/Meter LevelWhole Bldg/Meter Level System ImprovementsBehavioral | .
| 2014 | 399 | Residential | HVAC | HVAC System | Interactive HVAC System Improvements | [6 empty] | 0 | 6041.8206 | 0.00068975 |  |  |  |  | 0.00035039 | 0.002117 | 0.00029221 | 0.0017655 |  |  |  |  | 2014ResidentialHVACHVAC SystemInteractive HVAC System Improvements | .
| 2014 | 400 | Residential | HVAC | HVAC System | Variable Speed Heat Pumps w/o Duct Sealing | [6 empty] | 0 | 71377 | 0.008148 |  |  |  |  | 0.00035039 | 0.02501 | 0.00029221 | 0.020857 |  |  |  |  | 2014ResidentialHVACHVAC SystemVariable Speed Heat Pumps w/o Duct Sealing | .
| 2014 | 402 | Residential | HVAC | Envelope | Insulation | [6 empty] | 0 | 18063544.84 | 2.062 |  |  |  |  | 0.00035039 | 6.3293 | 0.00029221 | 5.2783 |  |  |  |  | 2014ResidentialHVACEnvelopeInsulation | .
| 2014 | 409 | Residential | HVAC | Heat Recovery | Heat Recovery Improvements | [6 empty] | 0 | 0 | 0 |  |  |  |  | 0.00035039 | 0 | 0.00029221 | 0 |  |  |  |  | 2014ResidentialHVACHeat RecoveryHeat Recovery Improvements | .
| 2014 | 416 | Commercial | Compressed Air | Compressed Air System Improvements | Interactive Compressed Air System Supply/Demand Improvements | [6 empty] | 0 | 0 | 0 |  |  |  |  | 0.00014107 | 0 | 0.00012829 | 0 |  |  |  |  | 2014CommercialCompressed AirCompressed Air System ImprovementsInteractive Compressed Air System Supply/Demand Improvements | .
| 2014 | 417 | Industrial | Compressed Air | Compressed Air System Improvements | Interactive Compressed Air System Supply/Demand Improvements | [6 empty] | 0 | 1463260 | 0.16704 |  |  |  |  | 0.00012551 | 0.18365 | 0.00012968 | 0.18975 |  |  |  |  | 2014IndustrialCompressed AirCompressed Air System ImprovementsInteractive Compressed Air System Supply/Demand Improvements | .
| 2014 | 418 | Commercial | Motors/Drives | Compressed Air System Improvements | Motors/Drives Installation on Compressed Air System | [6 empty] | 0 | 6285 | 0.00071745 |  |  |  |  | 0.00014107 | 0.00088661 | 0.00012829 | 0.0008063 |  |  |  |  | 2014CommercialMotors/DrivesCompressed Air System ImprovementsMotors/Drives Installation on Compressed Air System | .
| 2014 | 419 | Commercial | Motors/Drives | Pumps and Fans | Motors/Drives Installation on Pump System | [6 empty] | 0 | 513875 | 0.058662 |  |  |  |  | 0.00014107 | 0.072491 | 0.00012829 | 0.065925 |  |  |  |  | 2014CommercialMotors/DrivesPumps and FansMotors/Drives Installation on Pump System | .
| 2014 | 420 | Industrial | Motors/Drives | Compressed Air System Improvements | Motors/Drives Installation on Compressed Air System | [6 empty] | 0 | 0 | 0 |  |  |  |  | 0.00012551 | 0 | 0.00012968 | 0 |  |  |  |  | 2014IndustrialMotors/DrivesCompressed Air System ImprovementsMotors/Drives Installation on Compressed Air System | .
| 2014 | 421 | Industrial | Motors/Drives | Pumps and Fans | Motors/Drives Installation on Pump System | [6 empty] | 0 | 121624 | 0.013884 |  |  |  |  | 0.00012551 | 0.015265 | 0.00012968 | 0.015772 |  |  |  |  | 2014IndustrialMotors/DrivesPumps and FansMotors/Drives Installation on Pump System | .
| 2014 | 422 | Agricultural | Compressed Air | Compressed Air System Controls | Unknown | [6 empty] | 0 | 0 | 0 |  |  |  |  | 2.6494e-06 | 0 | 0.0003126 | 0 |  |  |  |  | 2014AgriculturalCompressed AirCompressed Air System ControlsUnknown | .
| 2014 | 423 | Agricultural | Compressed Air | Compressed Air System Improvements | Unknown | [6 empty] | 0 | 0 | 0 |  |  |  |  | 2.6494e-06 | 0 | 0.0003126 | 0 |  |  |  |  | 2014AgriculturalCompressed AirCompressed Air System ImprovementsUnknown | .
| 2014 | 424 | Agricultural | Compressed Air | Heat Recovery | Unknown | [6 empty] | 0 | 0 | 0 |  |  |  |  | 2.6494e-06 | 0 | 0.0003126 | 0 |  |  |  |  | 2014AgriculturalCompressed AirHeat RecoveryUnknown | .
| 2014 | 425 | Agricultural | HVAC | HVAC System Improvements | Unknown | [6 empty] | 0 | 0 | 0 |  |  |  |  | 0.00034247 | 0 | 0.00034247 | 0 |  |  |  |  | 2014AgriculturalHVACHVAC System ImprovementsUnknown | .
| 2014 | 426 | Agricultural | Irrigation | Center Pivot System and Equipment | Unknown | [6 empty] | 0 | 0 | 0 |  |  |  |  | 2.6494e-06 | 0 | 0.0003126 | 0 |  |  |  |  | 2014AgriculturalIrrigationCenter Pivot System and EquipmentUnknown | .
| 2014 | 427 | Agricultural | Irrigation | Discharge Fitting Equipment | Unknown | [6 empty] | 0 | 0 | 0 |  |  |  |  | 2.6494e-06 | 0 | 0.0003126 | 0 |  |  |  |  | 2014AgriculturalIrrigationDischarge Fitting EquipmentUnknown | .
| 2014 | 428 | Agricultural | Irrigation | Handmove and Sideroll System and Equipment | Unknown | [6 empty] | 0 | 0 | 0 |  |  |  |  | 2.6494e-06 | 0 | 0.0003126 | 0 |  |  |  |  | 2014AgriculturalIrrigationHandmove and Sideroll System and EquipmentUnknown | .
| 2014 | 429 | Agricultural | Irrigation | Hardware | Unknown | [6 empty] | 0 | 1682499 | 0.19207 |  |  |  |  | 2.6494e-06 | 0.0044576 | 0.0003126 | 0.52595 |  |  |  |  | 2014AgriculturalIrrigationHardwareUnknown | .
| 2014 | 430 | Agricultural | Irrigation | Irrigation System Improvements | Unknown | [6 empty] | 0 | 0 | 0 |  |  |  |  | 2.6494e-06 | 0 | 0.0003126 | 0 |  |  |  |  | 2014AgriculturalIrrigationIrrigation System ImprovementsUnknown | .
| 2014 | 431 | Agricultural | Irrigation | Mainline System and Equipment | Unknown | [6 empty] | 0 | 0 | 0 |  |  |  |  | 2.6494e-06 | 0 | 0.0003126 | 0 |  |  |  |  | 2014AgriculturalIrrigationMainline System and EquipmentUnknown | .
| 2014 | 432 | Agricultural | Irrigation | Pumps and Fans | Unknown | [6 empty] | 0 | 0 | 0 |  |  |  |  | 2.6494e-06 | 0 | 0.0003126 | 0 |  |  |  |  | 2014AgriculturalIrrigationPumps and FansUnknown | .
| 2014 | 433 | Agricultural | Irrigation | Suction Fittings Equipment | Unknown | [6 empty] | 0 | 0 | 0 |  |  |  |  | 2.6494e-06 | 0 | 0.0003126 | 0 |  |  |  |  | 2014AgriculturalIrrigationSuction Fittings EquipmentUnknown | .
| 2014 | 434 | Agricultural | Irrigation | Water Management | Unknown | [6 empty] | 0 | 0 | 0 |  |  |  |  | 2.6494e-06 | 0 | 0.0003126 | 0 |  |  |  |  | 2014AgriculturalIrrigationWater ManagementUnknown | .
| 2014 | 435 | Agricultural | Lighting | Delamping | Unknown | [6 empty] | 0 | 0 | 0 |  |  |  |  | 0.00034247 | 0 | 0.00034247 | 0 |  |  |  |  | 2014AgriculturalLightingDelampingUnknown | .
| 2014 | 436 | Agricultural | Lighting | Lamps/Ballasts/Fixtures | Unknown | [6 empty] | 0 | 0 | 0 |  |  |  |  | 0.00034247 | 0 | 0.00034247 | 0 |  |  |  |  | 2014AgriculturalLightingLamps/Ballasts/FixturesUnknown | .
| 2014 | 437 | Agricultural | Lighting | Lighting Controls | Unknown | [6 empty] | 0 | 0 | 0 |  |  |  |  | 0.00034247 | 0 | 0.00034247 | 0 |  |  |  |  | 2014AgriculturalLightingLighting ControlsUnknown | .
| 2014 | 438 | Agricultural | Lighting | Signs and Signals | Unknown | [6 empty] | 0 | 0 | 0 |  |  |  |  | 0.00034247 | 0 | 0.00034247 | 0 |  |  |  |  | 2014AgriculturalLightingSigns and SignalsUnknown | .
| 2014 | 439 | Agricultural | Motors/Drives | Compressed Air System Improvements | Unknown | [6 empty] | 0 | 0 | 0 |  |  |  |  | 0.00034247 | 0 | 0.00034247 | 0 |  |  |  |  | 2014AgriculturalMotors/DrivesCompressed Air System ImprovementsUnknown | .
| 2014 | 440 | Agricultural | Motors/Drives | Motors | Unknown | [6 empty] | 0 | 0 | 0 |  |  |  |  | 0.00034247 | 0 | 0.00034247 | 0 |  |  |  |  | 2014AgriculturalMotors/DrivesMotorsUnknown | .
| 2014 | 441 | Agricultural | Motors/Drives | Motors/Drives Controls | Unknown | [6 empty] | 0 | 0 | 0 |  |  |  |  | 0.00034247 | 0 | 0.00034247 | 0 |  |  |  |  | 2014AgriculturalMotors/DrivesMotors/Drives ControlsUnknown | .
| 2014 | 442 | Agricultural | Motors/Drives | Pumps and Fans | Unknown | [6 empty] | 0 | 0 | 0 |  |  |  |  | 0.00034247 | 0 | 0.00034247 | 0 |  |  |  |  | 2014AgriculturalMotors/DrivesPumps and FansUnknown | .
| 2014 | 443 | Agricultural | Process Loads | Livestock Tanks | Unknown | [6 empty] | 0 | 0 | 0 |  |  |  |  | 0.00034247 | 0 | 0.00034247 | 0 |  |  |  |  | 2014AgriculturalProcess LoadsLivestock TanksUnknown | .
| 2014 | 444 | Agricultural | Process Loads | Process Loads System Improvements | Unknown | [6 empty] | 0 | 0 | 0 |  |  |  |  | 0.00034247 | 0 | 0.00034247 | 0 |  |  |  |  | 2014AgriculturalProcess LoadsProcess Loads System ImprovementsUnknown | .
| 2014 | 445 | Agricultural | Process Loads | Pumps and Fans | Unknown | [6 empty] | 0 | 0 | 0 |  |  |  |  | 0.00034247 | 0 | 0.00034247 | 0 |  |  |  |  | 2014AgriculturalProcess LoadsPumps and FansUnknown | .
| 2014 | 446 | Agricultural | Refrigeration | Dairy System Improvements | Unknown | [6 empty] | 0 | 0 | 0 |  |  |  |  | 0.00034247 | 0 | 0.00034247 | 0 |  |  |  |  | 2014AgriculturalRefrigerationDairy System ImprovementsUnknown | .
| 2014 | 447 | Agricultural | Refrigeration | Heat Recovery | Unknown | [6 empty] | 0 | 0 | 0 |  |  |  |  | 0.00034247 | 0 | 0.00034247 | 0 |  |  |  |  | 2014AgriculturalRefrigerationHeat RecoveryUnknown | .
| 2014 | 448 | Agricultural | Refrigeration | Packaged Refrigeration | Unknown | [6 empty] | 0 | 0 | 0 |  |  |  |  | 0.00034247 | 0 | 0.00034247 | 0 |  |  |  |  | 2014AgriculturalRefrigerationPackaged RefrigerationUnknown | .
| 2014 | 449 | Agricultural | Refrigeration | Pumps and Fans | Unknown | [6 empty] | 0 | 0 | 0 |  |  |  |  | 0.00034247 | 0 | 0.00034247 | 0 |  |  |  |  | 2014AgriculturalRefrigerationPumps and FansUnknown | .
| 2014 | 450 | Agricultural | Refrigeration | Refrigeration System Controls | Unknown | [6 empty] | 0 | 0 | 0 |  |  |  |  | 0.00034247 | 0 | 0.00034247 | 0 |  |  |  |  | 2014AgriculturalRefrigerationRefrigeration System ControlsUnknown | .
| 2014 | 451 | Agricultural | Refrigeration | Refrigeration System Improvements | Unknown | [6 empty] | 0 | 0 | 0 |  |  |  |  | 0.00034247 | 0 | 0.00034247 | 0 |  |  |  |  | 2014AgriculturalRefrigerationRefrigeration System ImprovementsUnknown | .
| 2014 | 452 | Agricultural | Utility Distribution System | Transformers | Unknown | [6 empty] | 0 | 0 | 0 |  |  |  |  | 2.6494e-06 | 0 | 0.0003126 | 0 |  |  |  |  | 2014AgriculturalUtility Distribution SystemTransformersUnknown | .
| 2014 | 453 | Agricultural | Water Heating | Heat Recovery | Unknown | [6 empty] | 0 | 0 | 0 |  |  |  |  | 0.00034247 | 0 | 0.00034247 | 0 |  |  |  |  | 2014AgriculturalWater HeatingHeat RecoveryUnknown | .
| 2014 | 454 | Agricultural | Water Heating | System Efficiency Improvements | Unknown | [6 empty] | 0 | 0 | 0 |  |  |  |  | 0.00034247 | 0 | 0.00034247 | 0 |  |  |  |  | 2014AgriculturalWater HeatingSystem Efficiency ImprovementsUnknown | .
| 2014 | 455 | Agricultural | Water Heating | Water Heaters | Unknown | [6 empty] | 0 | 0 | 0 |  |  |  |  | 0.00034247 | 0 | 0.00034247 | 0 |  |  |  |  | 2014AgriculturalWater HeatingWater HeatersUnknown | .
| 2014 | 456 | Agricultural | Whole Bldg/Meter Level | Whole Bldg/Meter Level System Improvements | Unknown | [6 empty] | 0 | 0 | 0 |  |  |  |  | 2.6494e-06 | 0 | 0.0003126 | 0 |  |  |  |  | 2014AgriculturalWhole Bldg/Meter LevelWhole Bldg/Meter Level System ImprovementsUnknown | .
| 2014 | 457 | Commercial | Compressed Air | Compressed Air System Controls | Unknown | [6 empty] | 0 | 0 | 0 |  |  |  |  | 0.00014107 | 0 | 0.00012829 | 0 |  |  |  |  | 2014CommercialCompressed AirCompressed Air System ControlsUnknown | .
| 2014 | 458 | Commercial | Compressed Air | Compressed Air System Improvements | Unknown | [6 empty] | 0 | 0 | 0 |  |  |  |  | 0.00014107 | 0 | 0.00012829 | 0 |  |  |  |  | 2014CommercialCompressed AirCompressed Air System ImprovementsUnknown | .
| 2014 | 459 | Commercial | Compressed Air | Heat Recovery | Unknown | [6 empty] | 0 | 0 | 0 |  |  |  |  | 0.00014107 | 0 | 0.00012829 | 0 |  |  |  |  | 2014CommercialCompressed AirHeat RecoveryUnknown | .
| 2014 | 460 | Commercial | Electronics | Computer Technologies | Unknown | [6 empty] | 0 | 0 | 0 |  |  |  |  | 0.00013422 | 0 | 0.00010767 | 0 |  |  |  |  | 2014CommercialElectronicsComputer TechnologiesUnknown | .
| 2014 | 461 | Commercial | Electronics | Plug Load | Unknown | [6 empty] | 0 | 0 | 0 |  |  |  |  | 0.00013422 | 0 | 0.00010767 | 0 |  |  |  |  | 2014CommercialElectronicsPlug LoadUnknown | .
| 2014 | 462 | Commercial | Food Preparation | Cooking | Unknown | [6 empty] | 0 | 0 | 0 |  |  |  |  | 0.00017223 | 0 | 0.00016217 | 0 |  |  |  |  | 2014CommercialFood PreparationCookingUnknown | .
| 2014 | 463 | Commercial | HVAC | Envelope | Unknown | [6 empty] | 0 | 472330 | 0.053919 |  |  |  |  | 0.00076228 | 0.36005 | 1.3799e-05 | 0.0065178 |  |  |  |  | 2014CommercialHVACEnvelopeUnknown | .
| 2014 | 464 | Commercial | HVAC | Heat Recovery | Unknown | [6 empty] | 0 | 0 | 0 |  |  |  |  | 0.00076228 | 0 | 1.3799e-05 | 0 |  |  |  |  | 2014CommercialHVACHeat RecoveryUnknown | .
| 2014 | 465 | Commercial | HVAC | HVAC System Controls | Unknown | [6 empty] | 0 | 0 | 0 |  |  |  |  | 0.00076228 | 0 | 1.3799e-05 | 0 |  |  |  |  | 2014CommercialHVACHVAC System ControlsUnknown | .
| 2014 | 466 | Commercial | HVAC | HVAC System Improvements | Unknown | [6 empty] | 0 | 125651 | 0.014344 |  |  |  |  | 0.00076228 | 0.095781 | 1.3799e-05 | 0.0017339 |  |  |  |  | 2014CommercialHVACHVAC System ImprovementsUnknown | .
| 2014 | 467 | Commercial | Lighting | Delamping | Unknown | [6 empty] | 0 | 0 | 0 |  |  |  |  | 0.00017719 | 0 | 0.00015191 | 0 |  |  |  |  | 2014CommercialLightingDelampingUnknown | .
| 2014 | 468 | Commercial | Lighting | Lamps/Ballasts/Fixtures | Unknown | [6 empty] | 0 | 12283459 | 1.4022 |  |  |  |  | 0.00017719 | 2.1765 | 0.00015191 | 1.8659 |  |  |  |  | 2014CommercialLightingLamps/Ballasts/FixturesUnknown | .
| 2014 | 469 | Commercial | Lighting | Lighting Controls | Unknown | [6 empty] | 0 | 1742754 | 0.19894 |  |  |  |  | 0.00017719 | 0.30879 | 0.00015191 | 0.26473 |  |  |  |  | 2014CommercialLightingLighting ControlsUnknown | .
| 2014 | 470 | Commercial | Lighting | Signs and Signals | Unknown | [6 empty] | 0 | 0 | 0 |  |  |  |  | 0.00023298 | 0 | 0 | 0 |  |  |  |  | 2014CommercialLightingSigns and SignalsUnknown | .
| 2014 | 471 | Commercial | Motors/Drives | Compressed Air System Improvements | Unknown | [6 empty] | 0 | 0 | 0 |  |  |  |  | 0.00014107 | 0 | 0.00012829 | 0 |  |  |  |  | 2014CommercialMotors/DrivesCompressed Air System ImprovementsUnknown | .
| 2014 | 472 | Commercial | Motors/Drives | Motors | Unknown | [6 empty] | 0 | 0 | 0 |  |  |  |  | 0.00014107 | 0 | 0.00012829 | 0 |  |  |  |  | 2014CommercialMotors/DrivesMotorsUnknown | .
| 2014 | 473 | Commercial | Motors/Drives | Motors/Drives Controls | Unknown | [6 empty] | 0 | 0 | 0 |  |  |  |  | 0.00014107 | 0 | 0.00012829 | 0 |  |  |  |  | 2014CommercialMotors/DrivesMotors/Drives ControlsUnknown | .
| 2014 | 474 | Commercial | Motors/Drives | Pumps and Fans | Unknown | [6 empty] | 0 | 0 | 0 |  |  |  |  | 0.00014107 | 0 | 0.00012829 | 0 |  |  |  |  | 2014CommercialMotors/DrivesPumps and FansUnknown | .
| 2014 | 475 | Commercial | Process Loads | Elevators | Unknown | [6 empty] | 0 | 0 | 0 |  |  |  |  | 0.00014107 | 0 | 0.00012829 | 0 |  |  |  |  | 2014CommercialProcess LoadsElevatorsUnknown | .
| 2014 | 476 | Commercial | Process Loads | Escalators | Unknown | [6 empty] | 0 | 0 | 0 |  |  |  |  | 0.00014107 | 0 | 0.00012829 | 0 |  |  |  |  | 2014CommercialProcess LoadsEscalatorsUnknown | .
| 2014 | 477 | Commercial | Process Loads | Heat Recovery | Unknown | [6 empty] | 0 | 0 | 0 |  |  |  |  | 0.00014107 | 0 | 0.00012829 | 0 |  |  |  |  | 2014CommercialProcess LoadsHeat RecoveryUnknown | .
| 2014 | 478 | Commercial | Process Loads | Process Loads System Controls | Unknown | [6 empty] | 0 | 0 | 0 |  |  |  |  | 0.00014107 | 0 | 0.00012829 | 0 |  |  |  |  | 2014CommercialProcess LoadsProcess Loads System ControlsUnknown | .
| 2014 | 479 | Commercial | Process Loads | Process Loads System Improvements | Unknown | [6 empty] | 0 | 0 | 0 |  |  |  |  | 0.00014107 | 0 | 0.00012829 | 0 |  |  |  |  | 2014CommercialProcess LoadsProcess Loads System ImprovementsUnknown | .
| 2014 | 480 | Commercial | Process Loads | Pumps and Fans | Unknown | [6 empty] | 0 | 0 | 0 |  |  |  |  | 0.00014107 | 0 | 0.00012829 | 0 |  |  |  |  | 2014CommercialProcess LoadsPumps and FansUnknown | .
| 2014 | 481 | Commercial | Refrigeration | Heat Recovery | Unknown | [6 empty] | 0 | 0 | 0 |  |  |  |  | 0.0001159 | 0 | 0.00012882 | 0 |  |  |  |  | 2014CommercialRefrigerationHeat RecoveryUnknown | .
| 2014 | 482 | Commercial | Refrigeration | Packaged Refrigeration | Unknown | [6 empty] | 0 | 0 | 0 |  |  |  |  | 0.0001159 | 0 | 0.00012882 | 0 |  |  |  |  | 2014CommercialRefrigerationPackaged RefrigerationUnknown | .
| 2014 | 483 | Commercial | Refrigeration | Pumps and Fans | Unknown | [6 empty] | 0 | 0 | 0 |  |  |  |  | 0.0001159 | 0 | 0.00012882 | 0 |  |  |  |  | 2014CommercialRefrigerationPumps and FansUnknown | .
| 2014 | 484 | Commercial | Refrigeration | Refrigeration System Controls | Unknown | [6 empty] | 0 | 0 | 0 |  |  |  |  | 0.0001159 | 0 | 0.00012882 | 0 |  |  |  |  | 2014CommercialRefrigerationRefrigeration System ControlsUnknown | .
| 2014 | 485 | Commercial | Refrigeration | Refrigeration System Improvements | Unknown | [6 empty] | 0 | 0 | 0 |  |  |  |  | 0.0001159 | 0 | 0.00012882 | 0 |  |  |  |  | 2014CommercialRefrigerationRefrigeration System ImprovementsUnknown | .
| 2014 | 486 | Commercial | Water Heating | Heat Recovery | Unknown | [6 empty] | 0 | 0 | 0 |  |  |  |  | 0.00017243 | 0 | 0.00012478 | 0 |  |  |  |  | 2014CommercialWater HeatingHeat RecoveryUnknown | .
| 2014 | 487 | Commercial | Water Heating | Pool System Improvements | Unknown | [6 empty] | 0 | 0 | 0 |  |  |  |  | 0.00017243 | 0 | 0.00012478 | 0 |  |  |  |  | 2014CommercialWater HeatingPool System ImprovementsUnknown | .
| 2014 | 488 | Commercial | Water Heating | System Efficiency Improvements | Unknown | [6 empty] | 0 | 0 | 0 |  |  |  |  | 0.00017243 | 0 | 0.00012478 | 0 |  |  |  |  | 2014CommercialWater HeatingSystem Efficiency ImprovementsUnknown | .
| 2014 | 489 | Commercial | Water Heating | Water Heaters | Unknown | [6 empty] | 0 | 0 | 0 |  |  |  |  | 0.00017243 | 0 | 0.00012478 | 0 |  |  |  |  | 2014CommercialWater HeatingWater HeatersUnknown | .
| 2014 | 490 | Commercial | Water Heating | Water Heating Controls | Unknown | [6 empty] | 0 | 0 | 0 |  |  |  |  | 0.00017243 | 0 | 0.00012478 | 0 |  |  |  |  | 2014CommercialWater HeatingWater Heating ControlsUnknown | .
| 2014 | 491 | Commercial | Water Heating | Water Using Devices | Unknown | [6 empty] | 0 | 0 | 0 |  |  |  |  | 0.00017243 | 0 | 0.00012478 | 0 |  |  |  |  | 2014CommercialWater HeatingWater Using DevicesUnknown | .
| 2014 | 492 | Commercial | Whole Bldg/Meter Level | Whole Bldg/Meter Level System Improvements | Unknown | [6 empty] | 0 | 0 | 0 |  |  |  |  | 0.00024448 | 0 | 0.00016318 | 0 |  |  |  |  | 2014CommercialWhole Bldg/Meter LevelWhole Bldg/Meter Level System ImprovementsUnknown | .
| 2014 | 493 | Industrial | Compressed Air | Compressed Air System Controls | Unknown | [6 empty] | 0 | 0 | 0 |  |  |  |  | 0.00012551 | 0 | 0.00012968 | 0 |  |  |  |  | 2014IndustrialCompressed AirCompressed Air System ControlsUnknown | .
| 2014 | 494 | Industrial | Compressed Air | Compressed Air System Improvements | Unknown | [6 empty] | 0 | 0 | 0 |  |  |  |  | 0.00012551 | 0 | 0.00012968 | 0 |  |  |  |  | 2014IndustrialCompressed AirCompressed Air System ImprovementsUnknown | .
| 2014 | 495 | Industrial | Compressed Air | Heat Recovery | Unknown | [6 empty] | 0 | 0 | 0 |  |  |  |  | 0.00012551 | 0 | 0.00012968 | 0 |  |  |  |  | 2014IndustrialCompressed AirHeat RecoveryUnknown | .
| 2014 | 496 | Industrial | Facility Distribution System | Capacitors | Unknown | [6 empty] | 0 | 0 | 0 |  |  |  |  | 0.00012551 | 0 | 0.00012968 | 0 |  |  |  |  | 2014IndustrialFacility Distribution SystemCapacitorsUnknown | .
| 2014 | 497 | Industrial | Facility Distribution System | Conductors | Unknown | [6 empty] | 0 | 0 | 0 |  |  |  |  | 0.00012551 | 0 | 0.00012968 | 0 |  |  |  |  | 2014IndustrialFacility Distribution SystemConductorsUnknown | .
| 2014 | 498 | Industrial | Facility Distribution System | Power Factor Improvements | Unknown | [6 empty] | 0 | 0 | 0 |  |  |  |  | 0.00012551 | 0 | 0.00012968 | 0 |  |  |  |  | 2014IndustrialFacility Distribution SystemPower Factor ImprovementsUnknown | .
| 2014 | 499 | Industrial | Facility Distribution System | Transformers | Unknown | [6 empty] | 0 | 0 | 0 |  |  |  |  | 0.00012551 | 0 | 0.00012968 | 0 |  |  |  |  | 2014IndustrialFacility Distribution SystemTransformersUnknown | .
| 2014 | 500 | Industrial | Facility Distribution System | Voltage Management | Unknown | [6 empty] | 0 | 0 | 0 |  |  |  |  | 0.00012551 | 0 | 0.00012968 | 0 |  |  |  |  | 2014IndustrialFacility Distribution SystemVoltage ManagementUnknown | .
| 2014 | 501 | Industrial | HVAC | Envelope | Unknown | [6 empty] | 0 | 0 | 0 |  |  |  |  | 0.00012551 | 0 | 0.00012968 | 0 |  |  |  |  | 2014IndustrialHVACEnvelopeUnknown | .
| 2014 | 502 | Industrial | HVAC | Heat Recovery | Unknown | [6 empty] | 0 | 0 | 0 |  |  |  |  | 0.00012551 | 0 | 0.00012968 | 0 |  |  |  |  | 2014IndustrialHVACHeat RecoveryUnknown | .
| 2014 | 503 | Industrial | HVAC | HVAC System Controls | Unknown | [6 empty] | 0 | 0 | 0 |  |  |  |  | 0.00012551 | 0 | 0.00012968 | 0 |  |  |  |  | 2014IndustrialHVACHVAC System ControlsUnknown | .
| 2014 | 504 | Industrial | HVAC | HVAC System Improvements | Unknown | [6 empty] | 0 | 0 | 0 |  |  |  |  | 0.00012551 | 0 | 0.00012968 | 0 |  |  |  |  | 2014IndustrialHVACHVAC System ImprovementsUnknown | .
| 2014 | 505 | Industrial | Lighting | Delamping | Unknown | [6 empty] | 0 | 0 | 0 |  |  |  |  | 0.00012551 | 0 | 0.00012968 | 0 |  |  |  |  | 2014IndustrialLightingDelampingUnknown | .
| 2014 | 506 | Industrial | Lighting | Lamps/Ballasts/Fixtures | Unknown | [6 empty] | 0 | 0 | 0 |  |  |  |  | 0.00012551 | 0 | 0.00012968 | 0 |  |  |  |  | 2014IndustrialLightingLamps/Ballasts/FixturesUnknown | .
| 2014 | 507 | Industrial | Lighting | Lighting Controls | Unknown | [6 empty] | 0 | 0 | 0 |  |  |  |  | 0.00012551 | 0 | 0.00012968 | 0 |  |  |  |  | 2014IndustrialLightingLighting ControlsUnknown | .
| 2014 | 508 | Industrial | Lighting | Signs and Signals | Unknown | [6 empty] | 0 | 0 | 0 |  |  |  |  | 0.00012551 | 0 | 0.00012968 | 0 |  |  |  |  | 2014IndustrialLightingSigns and SignalsUnknown | .
| 2014 | 509 | Industrial | Motors/Drives | Compressed Air System Improvements | Unknown | [6 empty] | 0 | 0 | 0 |  |  |  |  | 0.00012551 | 0 | 0.00012968 | 0 |  |  |  |  | 2014IndustrialMotors/DrivesCompressed Air System ImprovementsUnknown | .
| 2014 | 510 | Industrial | Motors/Drives | Motors | Unknown | [6 empty] | 0 | 0 | 0 |  |  |  |  | 0.00012551 | 0 | 0.00012968 | 0 |  |  |  |  | 2014IndustrialMotors/DrivesMotorsUnknown | .
| 2014 | 511 | Industrial | Motors/Drives | Motors/Drives Controls | Unknown | [6 empty] | 0 | 0 | 0 |  |  |  |  | 0.00012551 | 0 | 0.00012968 | 0 |  |  |  |  | 2014IndustrialMotors/DrivesMotors/Drives ControlsUnknown | .
| 2014 | 512 | Industrial | Motors/Drives | Pumps and Fans | Unknown | [6 empty] | 0 | 1791262 | 0.20448 |  |  |  |  | 0.00012551 | 0.22482 | 0.00012968 | 0.23229 |  |  |  |  | 2014IndustrialMotors/DrivesPumps and FansUnknown | .
| 2014 | 513 | Industrial | Process Loads | Heat Recovery | Unknown | [6 empty] | 0 | 0 | 0 |  |  |  |  | 0.00012551 | 0 | 0.00012968 | 0 |  |  |  |  | 2014IndustrialProcess LoadsHeat RecoveryUnknown | .
| 2014 | 514 | Industrial | Process Loads | Process Loads System Controls | Unknown | [6 empty] | 0 | 0 | 0 |  |  |  |  | 0.00012551 | 0 | 0.00012968 | 0 |  |  |  |  | 2014IndustrialProcess LoadsProcess Loads System ControlsUnknown | .
| 2014 | 515 | Industrial | Process Loads | Process Loads System Improvements | Unknown | [6 empty] | 0 | 0 | 0 |  |  |  |  | 0.00012551 | 0 | 0.00012968 | 0 |  |  |  |  | 2014IndustrialProcess LoadsProcess Loads System ImprovementsUnknown | .
| 2014 | 516 | Industrial | Process Loads | Pumps and Fans | Unknown | [6 empty] | 0 | 0 | 0 |  |  |  |  | 0.00012551 | 0 | 0.00012968 | 0 |  |  |  |  | 2014IndustrialProcess LoadsPumps and FansUnknown | .
| 2014 | 517 | Industrial | Process Loads | Wastewater System Improvements | Unknown | [6 empty] | 0 | 0 | 0 |  |  |  |  | 0.00012551 | 0 | 0.00012968 | 0 |  |  |  |  | 2014IndustrialProcess LoadsWastewater System ImprovementsUnknown | .
| 2014 | 518 | Industrial | Refrigeration | Heat Recovery | Unknown | [6 empty] | 0 | 0 | 0 |  |  |  |  | 0.00012551 | 0 | 0.00012968 | 0 |  |  |  |  | 2014IndustrialRefrigerationHeat RecoveryUnknown | .
| 2014 | 519 | Industrial | Refrigeration | Packaged Refrigeration | Unknown | [6 empty] | 0 | 0 | 0 |  |  |  |  | 0.00012551 | 0 | 0.00012968 | 0 |  |  |  |  | 2014IndustrialRefrigerationPackaged RefrigerationUnknown | .
| 2014 | 520 | Industrial | Refrigeration | Pumps and Fans | Unknown | [6 empty] | 0 | 0 | 0 |  |  |  |  | 0.00012551 | 0 | 0.00012968 | 0 |  |  |  |  | 2014IndustrialRefrigerationPumps and FansUnknown | .
| 2014 | 521 | Industrial | Refrigeration | Refrigeration System Controls | Unknown | [6 empty] | 0 | 0 | 0 |  |  |  |  | 0.00012551 | 0 | 0.00012968 | 0 |  |  |  |  | 2014IndustrialRefrigerationRefrigeration System ControlsUnknown | .
| 2014 | 522 | Industrial | Refrigeration | Refrigeration System Improvements | Unknown | [6 empty] | 0 | 2695758 | 0.30773 |  |  |  |  | 0.00012551 | 0.33834 | 0.00012968 | 0.34958 |  |  |  |  | 2014IndustrialRefrigerationRefrigeration System ImprovementsUnknown | .
| 2014 | 523 | Industrial | Water Heating | Heat Recovery | Unknown | [6 empty] | 0 | 0 | 0 |  |  |  |  | 0.00012551 | 0 | 0.00012968 | 0 |  |  |  |  | 2014IndustrialWater HeatingHeat RecoveryUnknown | .
| 2014 | 524 | Industrial | Water Heating | Pipe Insulation | Unknown | [6 empty] | 0 | 0 | 0 |  |  |  |  | 0.00012551 | 0 | 0.00012968 | 0 |  |  |  |  | 2014IndustrialWater HeatingPipe InsulationUnknown | .
| 2014 | 525 | Industrial | Water Heating | System Efficiency Improvements | Unknown | [6 empty] | 0 | 0 | 0 |  |  |  |  | 0.00012551 | 0 | 0.00012968 | 0 |  |  |  |  | 2014IndustrialWater HeatingSystem Efficiency ImprovementsUnknown | .
| 2014 | 526 | Industrial | Water Heating | Water Heating Controls | Unknown | [6 empty] | 0 | 0 | 0 |  |  |  |  | 0.00012551 | 0 | 0.00012968 | 0 |  |  |  |  | 2014IndustrialWater HeatingWater Heating ControlsUnknown | .
| 2014 | 527 | Industrial | Whole Bldg/Meter Level | Whole Bldg/Meter Level System Improvements | Unknown | [6 empty] | 0 | 0 | 0 |  |  |  |  | 0.00012551 | 0 | 0.00012968 | 0 |  |  |  |  | 2014IndustrialWhole Bldg/Meter LevelWhole Bldg/Meter Level System ImprovementsUnknown | .
| 2014 | 528 | Residential | Electronics | Computer Technologies | Unknown | [6 empty] | 0 | 0 | 0 |  |  |  |  | 0.00014549 | 0 | 0.00013343 | 0 |  |  |  |  | 2014ResidentialElectronicsComputer TechnologiesUnknown | .
| 2014 | 529 | Residential | Electronics | Entertainment | Unknown | [6 empty] | 0 | 0 | 0 |  |  |  |  | 0.00021383 | 0 | 0.0001722 | 0 |  |  |  |  | 2014ResidentialElectronicsEntertainmentUnknown | .
| 2014 | 530 | Residential | Electronics | Plug Load | Unknown | [6 empty] | 0 | 0 | 0 |  |  |  |  | 0.00021383 | 0 | 0.0001722 | 0 |  |  |  |  | 2014ResidentialElectronicsPlug LoadUnknown | .
| 2014 | 531 | Residential | Food Preparation | Cooking | Unknown | [6 empty] | 0 | 0 | 0 |  |  |  |  | 0.00057621 | 0 | 0.00039409 | 0 |  |  |  |  | 2014ResidentialFood PreparationCookingUnknown | .
| 2014 | 532 | Residential | HVAC | Envelope | Unknown | [6 empty] | 0 | 17325 | 0.0019777 |  |  |  |  | 0.00035039 | 0.0060705 | 0.00029221 | 0.0050625 |  |  |  |  | 2014ResidentialHVACEnvelopeUnknown | .
| 2014 | 533 | Residential | HVAC | Heat Recovery | Unknown | [6 empty] | 0 | 0 | 0 |  |  |  |  | 0.00035039 | 0 | 0.00029221 | 0 |  |  |  |  | 2014ResidentialHVACHeat RecoveryUnknown | .
| 2014 | 534 | Residential | HVAC | HVAC System | Unknown | [6 empty] | 0 | 208926.0602 | 0.02385 |  |  |  |  | 0.00035039 | 0.073205 | 0.00029221 | 0.06105 |  |  |  |  | 2014ResidentialHVACHVAC SystemUnknown | .
| 2014 | 535 | Residential | Lighting | Lamps/Fixtures | Unknown | [6 empty] | 0 | 25014971 | 2.8556 |  |  |  |  | 0.00026149 | 6.5411 | 8.4631e-05 | 2.117 |  |  |  |  | 2014ResidentialLightingLamps/FixturesUnknown | .
| 2014 | 536 | Residential | Lighting | Lighting Controls | Unknown | [6 empty] | 0 | 0 | 0 |  |  |  |  | 0.00026149 | 0 | 8.4631e-05 | 0 |  |  |  |  | 2014ResidentialLightingLighting ControlsUnknown | .
| 2014 | 537 | Residential | Refrigeration | Freezers | Unknown | [6 empty] | 0 | 0 | 0 |  |  |  |  | 9.1801e-05 | 0 | 0.0001667 | 0 |  |  |  |  | 2014ResidentialRefrigerationFreezersUnknown | .
| 2014 | 538 | Residential | Refrigeration | Refrigerators | Unknown | [6 empty] | 0 | 0 | 0 |  |  |  |  | 0.0001124 | 0 | 0.00015305 | 0 |  |  |  |  | 2014ResidentialRefrigerationRefrigeratorsUnknown | .
| 2014 | 539 | Residential | Water Heating | Heat Recovery | Unknown | [6 empty] | 0 | 0 | 0 |  |  |  |  | 0.00019367 | 0 | 0.00012477 | 0 |  |  |  |  | 2014ResidentialWater HeatingHeat RecoveryUnknown | .
| 2014 | 540 | Residential | Water Heating | Pipe Insulation | Unknown | [6 empty] | 0 | 0 | 0 |  |  |  |  | 0.00019367 | 0 | 0.00012477 | 0 |  |  |  |  | 2014ResidentialWater HeatingPipe InsulationUnknown | .
| 2014 | 541 | Residential | Water Heating | Water Heaters | Unknown | [6 empty] | 0 | 0 | 0 |  |  |  |  | 0.00019367 | 0 | 0.00012477 | 0 |  |  |  |  | 2014ResidentialWater HeatingWater HeatersUnknown | .
| 2014 | 542 | Residential | Water Heating | Water Using Devices | Unknown | [6 empty] | 0 | 6901318 | 0.78782 |  |  |  |  | 0.00019367 | 1.3365 | 0.00012477 | 0.86107 |  |  |  |  | 2014ResidentialWater HeatingWater Using DevicesUnknown | .
| 2014 | 543 | Residential | Whole Bldg/Meter Level | Homes | Unknown | [6 empty] | 0 | 0 | 0 |  |  |  |  | 0.00023982 | 0 | 0.00015375 | 0 |  |  |  |  | 2014ResidentialWhole Bldg/Meter LevelHomesUnknown | .
| 2014 | 544 | Residential | Whole Bldg/Meter Level | Whole Bldg/Meter Level System Improvements | Unknown | [6 empty] | 0 | 0 | 0 |  |  |  |  | 0.00023982 | 0 | 0.00015375 | 0 |  |  |  |  | 2014ResidentialWhole Bldg/Meter LevelWhole Bldg/Meter Level System ImprovementsUnknown | .
| 2014 | 545 | Utility System Efficiency | Utility Distribution System | Capacitors | Unknown | [6 empty] | 0 | 0 | 0 |  |  |  |  | 0.00014176 | 0 | 0.00013735 | 0 |  |  |  |  | 2014Utility System EfficiencyUtility Distribution SystemCapacitorsUnknown | .
| 2014 | 546 | Utility System Efficiency | Utility Distribution System | Conductors | Unknown | [6 empty] | 0 | 0 | 0 |  |  |  |  | 0.00014176 | 0 | 0.00013735 | 0 |  |  |  |  | 2014Utility System EfficiencyUtility Distribution SystemConductorsUnknown | .
| 2014 | 547 | Utility System Efficiency | Utility Distribution System | Insulators | Unknown | [6 empty] | 0 | 0 | 0 |  |  |  |  | 0.00014176 | 0 | 0.00013735 | 0 |  |  |  |  | 2014Utility System EfficiencyUtility Distribution SystemInsulatorsUnknown | .
| 2014 | 548 | Utility System Efficiency | Utility Distribution System | Power Factor Improvements | Unknown | [6 empty] | 0 | 0 | 0 |  |  |  |  | 0.00014176 | 0 | 0.00013735 | 0 |  |  |  |  | 2014Utility System EfficiencyUtility Distribution SystemPower Factor ImprovementsUnknown | .
| 2014 | 549 | Utility System Efficiency | Utility Distribution System | Transformers | Unknown | [6 empty] | 0 | 0 | 0 |  |  |  |  | 0.00014176 | 0 | 0.00013735 | 0 |  |  |  |  | 2014Utility System EfficiencyUtility Distribution SystemTransformersUnknown | .
| 2014 | 550 | Utility System Efficiency | Utility Distribution System | Utility Station Service Loads | Unknown | [6 empty] | 0 | 0 | 0 |  |  |  |  | 0.00014176 | 0 | 0.00013735 | 0 |  |  |  |  | 2014Utility System EfficiencyUtility Distribution SystemUtility Station Service LoadsUnknown | .
| 2014 | 551 | Utility System Efficiency | Utility Generation System | Utility Station Service Loads | Unknown | [6 empty] | 0 | 0 | 0 |  |  |  |  | 0.00014176 | 0 | 0.00013735 | 0 |  |  |  |  | 2014Utility System EfficiencyUtility Generation SystemUtility Station Service LoadsUnknown | .
| 2014 | 552 | Utility System Efficiency | Utility Transmission System | Capacitors | Unknown | [6 empty] | 0 | 0 | 0 |  |  |  |  | 0.00014176 | 0 | 0.00013735 | 0 |  |  |  |  | 2014Utility System EfficiencyUtility Transmission SystemCapacitorsUnknown | .
| 2014 | 553 | Utility System Efficiency | Utility Transmission System | Conductors | Unknown | [6 empty] | 0 | 0 | 0 |  |  |  |  | 0.00014176 | 0 | 0.00013735 | 0 |  |  |  |  | 2014Utility System EfficiencyUtility Transmission SystemConductorsUnknown | .
| 2014 | 554 | Utility System Efficiency | Utility Transmission System | Insulators | Unknown | [6 empty] | 0 | 0 | 0 |  |  |  |  | 0.00014176 | 0 | 0.00013735 | 0 |  |  |  |  | 2014Utility System EfficiencyUtility Transmission SystemInsulatorsUnknown | .
| 2014 | 555 | Utility System Efficiency | Utility Transmission System | Operation | Unknown | [6 empty] | 0 | 0 | 0 |  |  |  |  | 0.00014176 | 0 | 0.00013735 | 0 |  |  |  |  | 2014Utility System EfficiencyUtility Transmission SystemOperationUnknown | .
| 2014 | 556 | Utility System Efficiency | Utility Transmission System | Power Factor Improvements | Unknown | [6 empty] | 0 | 0 | 0 |  |  |  |  | 0.00014176 | 0 | 0.00013735 | 0 |  |  |  |  | 2014Utility System EfficiencyUtility Transmission SystemPower Factor ImprovementsUnknown | .
| 2014 | 557 | Utility System Efficiency | Utility Transmission System | Transformers | Unknown | [6 empty] | 0 | 0 | 0 |  |  |  |  | 0.00014176 | 0 | 0.00013735 | 0 |  |  |  |  | 2014Utility System EfficiencyUtility Transmission SystemTransformersUnknown | .
| 2014 | 558 | Utility System Efficiency | Utility Transmission System | Voltage Management | Unknown | [6 empty] | 0 | 0 | 0 |  |  |  |  | 0.00014176 | 0 | 0.00013735 | 0 |  |  |  |  | 2014Utility System EfficiencyUtility Transmission SystemVoltage ManagementUnknown | .
| 2014 | 559 | Agricultural | Unknown | Unknown | Unknown | [6 empty] | 0 | 1529572 | 0.17461 |  |  |  |  | 2.6494e-06 | 0.0040524 | 0.0003126 | 0.47815 |  |  |  |  | 2014AgriculturalUnknownUnknownUnknown | .
| 2014 | 560 | Commercial | Unknown | Unknown | Unknown | [6 empty] | 0 | 18981757.4103 | 2.1669 |  |  |  |  | 0.00024448 | 4.6407 | 0.00016318 | 3.0974 |  |  |  |  | 2014CommercialUnknownUnknownUnknown | .
| 2014 | 561 | Industrial | Unknown | Unknown | Unknown | [6 empty] | 0 | 53763066 | 6.1373 |  |  |  |  | 0.00012551 | 6.7478 | 0.00012968 | 6.972 |  |  |  |  | 2014IndustrialUnknownUnknownUnknown | .
| 2014 | 562 | Low Income | Unknown | Unknown | Unknown | [6 empty] | 0 | 0 | 0 |  |  |  |  | 0.00023982 | 0 | 0.00015375 | 0 |  |  |  |  | 2014Low IncomeUnknownUnknownUnknown | .
| 2014 | 563 | Residential | Unknown | Unknown | Unknown | [6 empty] | 0 | 36425219 | 4.1581 |  |  |  |  | 0.00023982 | 8.7355 | 0.00015375 | 5.6003 |  |  |  |  | 2014ResidentialUnknownUnknownUnknown | .
| 2014 | 564 | Utility System Efficiency | Unknown | Unknown | Unknown | [6 empty] | 0 | 0 | 0 |  |  |  |  | 0.00023982 | 0 | 0.00015375 | 0 |  |  |  |  | 2014Utility System EfficiencyUnknownUnknownUnknown | .
| 2014 | 565 | Agricultural | Codes & Standards | Codes | Unknown | [6 empty] | 0 | 0 | 0 |  |  |  |  | 2.6494e-06 | 0 | 0.0003126 | 0 |  |  |  |  | 2014AgriculturalCodes & StandardsCodesUnknown | .
| 2014 | 566 | Commercial | Codes & Standards | Codes | Unknown | [6 empty] | 0 | 41305589 | 4.7152 |  |  |  |  | 0.00024448 | 10.0984 | 0.00016318 | 6.7401 |  |  |  |  | 2014CommercialCodes & StandardsCodesUnknown | .
| 2014 | 567 | Industrial | Codes & Standards | Codes | Unknown | [6 empty] | 0 | 0 | 0 |  |  |  |  | 0.00012551 | 0 | 0.00012968 | 0 |  |  |  |  | 2014IndustrialCodes & StandardsCodesUnknown | .
| 2014 | 568 | Low Income | Codes & Standards | Codes | Unknown | [6 empty] | 0 | 0 | 0 |  |  |  |  | 0.00023982 | 0 | 0.00015375 | 0 |  |  |  |  | 2014Low IncomeCodes & StandardsCodesUnknown | .
| 2014 | 569 | Residential | Codes & Standards | Codes | Unknown | [6 empty] | 0 | 0 | 0 |  |  |  |  | 0.00023982 | 0 | 0.00015375 | 0 |  |  |  |  | 2014ResidentialCodes & StandardsCodesUnknown | .
| 2014 | 570 | Utility System Efficiency | Codes & Standards | Codes | Unknown | [6 empty] | 0 | 0 | 0 |  |  |  |  | 0.00014176 | 0 | 0.00013735 | 0 |  |  |  |  | 2014Utility System EfficiencyCodes & StandardsCodesUnknown | .
| 2014 | 571 | Agricultural | Irrigation | Unknown | Unknown | [6 empty] | 0 | 20302176 | 2.3176 |  |  |  |  | 2.6494e-06 | 0.053788 | 0.0003126 | 6.3465 |  |  |  |  | 2014AgriculturalIrrigationUnknownUnknown | .
| 2014 | 572 | Agricultural | Irrigation | Irrigation System Improvements | Irrigation System Control Improvements (VFD) | [6 empty] | 0 | 16532 | 0.0018872 |  |  |  |  | 2.6494e-06 | 4.3799e-05 | 0.0003126 | 0.005168 |  |  |  |  | 2014AgriculturalIrrigationIrrigation System ImprovementsIrrigation System Control Improvements (VFD) | .
| 2014 | 573 | Commercial | Food Preparation | Motors/Drives Controls | Interactive Process Loads System Improvements | [6 empty] | 0 | 11556 | 0.0013192 |  |  |  |  | 0.00017223 | 0.0019903 | 0.00016217 | 0.001874 |  |  |  |  | 2014CommercialFood PreparationMotors/Drives ControlsInteractive Process Loads System Improvements | .
| 2014 | 574 | Commercial | HVAC | HVAC System Improvements | Fan System Improvements | [6 empty] | 0 | 1164393 | 0.13292 |  |  |  |  | 0.00076228 | 0.88759 | 1.3799e-05 | 0.016068 |  |  |  |  | 2014CommercialHVACHVAC System ImprovementsFan System Improvements | .
| 2014 | 575 | Commercial | HVAC | HVAC System Improvements | Pump System Improvements | [6 empty] | 0 | 96535 | 0.01102 |  |  |  |  | 0.00076228 | 0.073586 | 1.3799e-05 | 0.0013321 |  |  |  |  | 2014CommercialHVACHVAC System ImprovementsPump System Improvements | .
| 2014 | 576 | Commercial | Lighting | Lamps/Ballasts/Fixtures | Compact Fluorescents | [6 empty] | 0 | 3446748.8571 | 0.39346 |  |  |  |  | 0.00017719 | 0.61072 | 0.00015191 | 0.52358 |  |  |  |  | 2014CommercialLightingLamps/Ballasts/FixturesCompact Fluorescents | .
| 2014 | 577 | Commercial | Lighting | Lamps/Ballasts/Fixtures | Electronic Metal Halide | [6 empty] | 0 | 428088.5188 | 0.048869 |  |  |  |  | 0.00017719 | 0.075851 | 0.00015191 | 0.065029 |  |  |  |  | 2014CommercialLightingLamps/Ballasts/FixturesElectronic Metal Halide | .
| 2014 | 578 | Commercial | Lighting | Lamps/Ballasts/Fixtures | LED Exterior General Area | [6 empty] | 0 | 19804513 | 2.2608 |  |  |  |  | 0.00017719 | 3.5091 | 0.00015191 | 3.0084 |  |  |  |  | 2014CommercialLightingLamps/Ballasts/FixturesLED Exterior General Area | .
| 2014 | 579 | Commercial | Lighting | Lamps/Ballasts/Fixtures | LED Other | [6 empty] | 0 | 488136.4501 | 0.055723 |  |  |  |  | 0.00017719 | 0.086491 | 0.00015191 | 0.074151 |  |  |  |  | 2014CommercialLightingLamps/Ballasts/FixturesLED Other | .
| 2014 | 580 | Commercial | Lighting | Lamps/Ballasts/Fixtures | LED Screw-In/Small Fixtures | [6 empty] | 0 | 69756035.3469 | 7.963 |  |  |  |  | 0.00017719 | 12.3598 | 0.00015191 | 10.5963 |  |  |  |  | 2014CommercialLightingLamps/Ballasts/FixturesLED Screw-In/Small Fixtures | .
| 2014 | 581 | Commercial | Lighting | Lamps/Ballasts/Fixtures | LED Tubes and Troffers | [6 empty] | 0 | 277128 | 0.031635 |  |  |  |  | 0.00017719 | 0.049103 | 0.00015191 | 0.042097 |  |  |  |  | 2014CommercialLightingLamps/Ballasts/FixturesLED Tubes and Troffers | .
| 2014 | 582 | Commercial | Lighting | Lamps/Ballasts/Fixtures | Linear Fluorescent High Bay | [6 empty] | 0 | 4306952.435 | 0.49166 |  |  |  |  | 0.00017719 | 0.76313 | 0.00015191 | 0.65425 |  |  |  |  | 2014CommercialLightingLamps/Ballasts/FixturesLinear Fluorescent High Bay | .
| 2014 | 583 | Commercial | Lighting | Lamps/Ballasts/Fixtures | Linear LED | [6 empty] | 0 | 563121 | 0.064283 |  |  |  |  | 0.00017719 | 0.099777 | 0.00015191 | 0.085541 |  |  |  |  | 2014CommercialLightingLamps/Ballasts/FixturesLinear LED | .
| 2014 | 584 | Commercial | Lighting | Lamps/Ballasts/Fixtures | New Construction | [6 empty] | 0 | 172632 | 0.019707 |  |  |  |  | 0.00017719 | 0.030588 | 0.00015191 | 0.026224 |  |  |  |  | 2014CommercialLightingLamps/Ballasts/FixturesNew Construction | .
| 2014 | 585 | Commercial | Lighting | Lamps/Ballasts/Fixtures | Non-Standard | [6 empty] | 0 | 338 | 3.855e-05 |  |  |  |  | 0.00017719 | 5.9889e-05 | 0.00015191 | 5.1344e-05 |  |  |  |  | 2014CommercialLightingLamps/Ballasts/FixturesNon-Standard | .
| 2014 | 586 | Commercial | Lighting | Lamps/Ballasts/Fixtures | T8 Linear Fluorescents | [6 empty] | 0 | 14546536.073 | 1.6606 |  |  |  |  | 0.00017719 | 2.5774 | 0.00015191 | 2.2097 |  |  |  |  | 2014CommercialLightingLamps/Ballasts/FixturesT8 Linear Fluorescents | .
| 2014 | 587 | Commercial | Lighting | Signs and Signals | LED Street Lighting | [6 empty] | 0 | 54414.6079 | 0.0062117 |  |  |  |  | 0.00023298 | 0.012677 | 0 | 0 |  |  |  |  | 2014CommercialLightingSigns and SignalsLED Street Lighting | .
| 2014 | 588 | Residential | Electronics | Plug Load | Clothes Dryers | [6 empty] | 0 | 0 | 0 |  |  |  |  | 0.00040029 | 0 | 0.0003184 | 0 |  |  |  |  | 2014ResidentialElectronicsPlug LoadClothes Dryers | .
| 2014 | 589 | Residential | Solar PV | Solar PV | Direct Application Renewable - PV | [6 empty] | 0 | 0 | 0 |  |  |  |  | 1.5994e-05 | 0 | 0.00020212 | 0 |  |  |  |  | 2014ResidentialSolar PVSolar PVDirect Application Renewable - PV | .
| 2014 | 590 | Residential | Electronics | Computer Technologies | Computer | [6 empty] | 0 | 0 | 0 |  |  |  |  | 0.00014549 | 0 | 0.00013343 | 0 |  |  |  |  | 2014ResidentialElectronicsComputer TechnologiesComputer | .
| 2014 | 591 | Residential | Electronics | Computer Technologies | Monitor | [6 empty] | 0 | 0 | 0 |  |  |  |  | 0.00014549 | 0 | 0.00013343 | 0 |  |  |  |  | 2014ResidentialElectronicsComputer TechnologiesMonitor | .
| 2014 | 592 | Residential | Food Preparation | Cooking | Microwave | [6 empty] | 0 | 0 | 0 |  |  |  |  | 0.00037914 | 0 | 0.00027989 | 0 |  |  |  |  | 2014ResidentialFood PreparationCookingMicrowave | .
| 2015 | 1 | Commercial | HVAC | HVAC System Improvements | Reciprocating Chiller Improvements | [6 empty] | 0 | 162423.7661 | 0.018542 |  |  |  |  | 0.00076228 | 0.12381 | 1.3799e-05 | 0.0022413 |  |  |  |  | 2015CommercialHVACHVAC System ImprovementsReciprocating Chiller Improvements | .
| 2015 | 2 | Commercial | HVAC | HVAC System Improvements | Rooftop Units | [6 empty] | 0 | 1113796.6551 | 0.12715 |  |  |  |  | 0.00076228 | 0.84902 | 1.3799e-05 | 0.01537 |  |  |  |  | 2015CommercialHVACHVAC System ImprovementsRooftop Units | .
| 2015 | 3 | Commercial | HVAC | HVAC System Improvements | Rotary Screw Chiller Improvements | [6 empty] | 0 | 34876.11 | 0.0039813 |  |  |  |  | 0.00076228 | 0.026585 | 1.3799e-05 | 0.00048127 |  |  |  |  | 2015CommercialHVACHVAC System ImprovementsRotary Screw Chiller Improvements | .
| 2015 | 4 | Commercial | HVAC | HVAC System Improvements | Scroll Chiller Improvements | [6 empty] | 0 | 0 | 0 |  |  |  |  | 0.00076228 | 0 | 1.3799e-05 | 0 |  |  |  |  | 2015CommercialHVACHVAC System ImprovementsScroll Chiller Improvements | .
| 2015 | 5 | Commercial | HVAC | HVAC System Improvements | Storage Tank Insulation Improvements | [6 empty] | 0 | 0 | 0 |  |  |  |  | 0.00076228 | 0 | 1.3799e-05 | 0 |  |  |  |  | 2015CommercialHVACHVAC System ImprovementsStorage Tank Insulation Improvements | .
| 2015 | 6 | Commercial | HVAC | HVAC System Improvements | Variable Refrigerant Flow System Improvements | [6 empty] | 0 | 632438.643 | 0.072196 |  |  |  |  | 0.00076228 | 0.48209 | 1.3799e-05 | 0.0087272 |  |  |  |  | 2015CommercialHVACHVAC System ImprovementsVariable Refrigerant Flow System Improvements | .
| 2015 | 7 | Commercial | HVAC | HVAC System Improvements | Ventilation System Improvements | [6 empty] | 0 | 2804958.7684 | 0.3202 |  |  |  |  | 0.00018839 | 0.52842 | 0.00016046 | 0.45007 |  |  |  |  | 2015CommercialHVACHVAC System ImprovementsVentilation System Improvements | .
| 2015 | 8 | Commercial | HVAC | HVAC System Improvements | Water-Source Heat Pumps | [6 empty] | 0 | 132985.206 | 0.015181 |  |  |  |  | 0.00076228 | 0.10137 | 1.3799e-05 | 0.0018351 |  |  |  |  | 2015CommercialHVACHVAC System ImprovementsWater-Source Heat Pumps | .
| 2015 | 9 | Commercial | Lighting | Delamping | Delamping | [6 empty] | 0 | 1320423.5684 | 0.15073 |  |  |  |  | 0.00017719 | 0.23396 | 0.00015191 | 0.20058 |  |  |  |  | 2015CommercialLightingDelampingDelamping | .
| 2015 | 10 | Commercial | Lighting | Lamps/Ballasts/Fixtures | Lamps/Ballasts | [6 empty] | 0 | 7634056.9047 | 0.87147 |  |  |  |  | 0.00017719 | 1.3526 | 0.00015191 | 1.1597 |  |  |  |  | 2015CommercialLightingLamps/Ballasts/FixturesLamps/Ballasts | .
| 2015 | 11 | Commercial | Lighting | Lamps/Ballasts/Fixtures | Lamps/Ballasts w/Controls | [6 empty] | 0 | 421956.206 | 0.048169 |  |  |  |  | 0.00017719 | 0.074765 | 0.00015191 | 0.064098 |  |  |  |  | 2015CommercialLightingLamps/Ballasts/FixturesLamps/Ballasts w/Controls | .
| 2015 | 12 | Commercial | Lighting | Lamps/Ballasts/Fixtures | Lamps/Ballasts w/Delamping | [6 empty] | 0 | 0 | 0 |  |  |  |  | 0.00017719 | 0 | 0.00015191 | 0 |  |  |  |  | 2015CommercialLightingLamps/Ballasts/FixturesLamps/Ballasts w/Delamping | .
| 2015 | 13 | Commercial | Lighting | Lamps/Ballasts/Fixtures | Lamps/Ballasts w/Delamping and Controls | [6 empty] | 0 | 0 | 0 |  |  |  |  | 0.00017719 | 0 | 0.00015191 | 0 |  |  |  |  | 2015CommercialLightingLamps/Ballasts/FixturesLamps/Ballasts w/Delamping and Controls | .
| 2015 | 14 | Commercial | Lighting | Lamps/Ballasts/Fixtures | Lamps/Ballasts/Fixtures | [6 empty] | 0 | 112867503.525 | 12.8844 |  |  |  |  | 0.00017719 | 19.9985 | 0.00015191 | 17.1452 |  |  |  |  | 2015CommercialLightingLamps/Ballasts/FixturesLamps/Ballasts/Fixtures | .
| 2015 | 15 | Commercial | Lighting | Lamps/Ballasts/Fixtures | Lamps/Ballasts/Fixtures w/Controls | [6 empty] | 0 | 25198126.9459 | 2.8765 |  |  |  |  | 0.00017719 | 4.4648 | 0.00015191 | 3.8277 |  |  |  |  | 2015CommercialLightingLamps/Ballasts/FixturesLamps/Ballasts/Fixtures w/Controls | .
| 2015 | 16 | Commercial | Lighting | Lamps/Ballasts/Fixtures | Lamps/Ballasts/Fixtures w/Delamping | [6 empty] | 0 | 47162.358 | 0.0053838 |  |  |  |  | 0.00017719 | 0.0083565 | 0.00015191 | 0.0071642 |  |  |  |  | 2015CommercialLightingLamps/Ballasts/FixturesLamps/Ballasts/Fixtures w/Delamping | .
| 2015 | 17 | Commercial | Lighting | Lamps/Ballasts/Fixtures | Lamps/Ballasts/Fixtures w/Delamping and Controls | [6 empty] | 0 | 599891.979 | 0.068481 |  |  |  |  | 0.00017719 | 0.10629 | 0.00015191 | 0.091127 |  |  |  |  | 2015CommercialLightingLamps/Ballasts/FixturesLamps/Ballasts/Fixtures w/Delamping and Controls | .
| 2015 | 18 | Commercial | Lighting | Lighting Controls | Control Panels | [6 empty] | 0 | 1407298.72 | 0.16065 |  |  |  |  | 0.00017719 | 0.24935 | 0.00015191 | 0.21378 |  |  |  |  | 2015CommercialLightingLighting ControlsControl Panels | .
| 2015 | 19 | Commercial | Lighting | Lighting Controls | Daylighting | [6 empty] | 0 | 22771.2124 | 0.0025995 |  |  |  |  | 0.00017719 | 0.0040347 | 0.00015191 | 0.0034591 |  |  |  |  | 2015CommercialLightingLighting ControlsDaylighting | .
| 2015 | 20 | Commercial | Lighting | Lighting Controls | Occupancy Sensors | [6 empty] | 0 | 3704011.4814 | 0.42283 |  |  |  |  | 0.00017719 | 0.6563 | 0.00015191 | 0.56266 |  |  |  |  | 2015CommercialLightingLighting ControlsOccupancy Sensors | .
| 2015 | 21 | Commercial | Lighting | Lighting Controls | Photocells | [6 empty] | 0 | 0 | 0 |  |  |  |  | 0.00017719 | 0 | 0.00015191 | 0 |  |  |  |  | 2015CommercialLightingLighting ControlsPhotocells | .
| 2015 | 22 | Commercial | Lighting | Lighting Controls | Timers | [6 empty] | 0 | 38868.42 | 0.004437 |  |  |  |  | 0.00017719 | 0.0068869 | 0.00015191 | 0.0059043 |  |  |  |  | 2015CommercialLightingLighting ControlsTimers | .
| 2015 | 23 | Commercial | Lighting | Signs and Signals | LED Exit Signs | [6 empty] | 0 | 546383.7125 | 0.062373 |  |  |  |  | 0.00017719 | 0.096811 | 0.00015191 | 0.082999 |  |  |  |  | 2015CommercialLightingSigns and SignalsLED Exit Signs | .
| 2015 | 24 | Agricultural | Compressed Air | Compressed Air System Controls | Compressed Air Control Improvements (non-VFD) | [6 empty] | 0 | 0 | 0 |  |  |  |  | 2.6494e-06 | 0 | 0.0003126 | 0 |  |  |  |  | 2015AgriculturalCompressed AirCompressed Air System ControlsCompressed Air Control Improvements (non-VFD) | .
| 2015 | 25 | Agricultural | Compressed Air | Compressed Air System Controls | Compressed Air Control Improvements (VFD) | [6 empty] | 0 | 0 | 0 |  |  |  |  | 2.6494e-06 | 0 | 0.0003126 | 0 |  |  |  |  | 2015AgriculturalCompressed AirCompressed Air System ControlsCompressed Air Control Improvements (VFD) | .
| 2015 | 26 | Agricultural | Compressed Air | Compressed Air System Improvements | Compressed Air System Compressor Improvements (non-VFD) | [6 empty] | 0 | 0 | 0 |  |  |  |  | 2.6494e-06 | 0 | 0.0003126 | 0 |  |  |  |  | 2015AgriculturalCompressed AirCompressed Air System ImprovementsCompressed Air System Compressor Improvements (non-VFD) | .
| 2015 | 27 | Agricultural | Compressed Air | Compressed Air System Improvements | Compressed Air System Compressor Improvements (VFD) | [6 empty] | 0 | 0 | 0 |  |  |  |  | 2.6494e-06 | 0 | 0.0003126 | 0 |  |  |  |  | 2015AgriculturalCompressed AirCompressed Air System ImprovementsCompressed Air System Compressor Improvements (VFD) | .
| 2015 | 28 | Agricultural | Compressed Air | Compressed Air System Improvements | Compressed Air System Demand Side Improvements | [6 empty] | 0 | 0 | 0 |  |  |  |  | 2.6494e-06 | 0 | 0.0003126 | 0 |  |  |  |  | 2015AgriculturalCompressed AirCompressed Air System ImprovementsCompressed Air System Demand Side Improvements | .
| 2015 | 29 | Agricultural | Compressed Air | Compressed Air System Improvements | Compressed Air System Dryer Improvements | [6 empty] | 0 | 0 | 0 |  |  |  |  | 2.6494e-06 | 0 | 0.0003126 | 0 |  |  |  |  | 2015AgriculturalCompressed AirCompressed Air System ImprovementsCompressed Air System Dryer Improvements | .
| 2015 | 30 | Agricultural | Compressed Air | Compressed Air System Improvements | Compressed Air System Regulation Improvements | [6 empty] | 0 | 0 | 0 |  |  |  |  | 2.6494e-06 | 0 | 0.0003126 | 0 |  |  |  |  | 2015AgriculturalCompressed AirCompressed Air System ImprovementsCompressed Air System Regulation Improvements | .
| 2015 | 31 | Agricultural | Compressed Air | Compressed Air System Improvements | Compressed Air System Storage Improvements | [6 empty] | 0 | 0 | 0 |  |  |  |  | 2.6494e-06 | 0 | 0.0003126 | 0 |  |  |  |  | 2015AgriculturalCompressed AirCompressed Air System ImprovementsCompressed Air System Storage Improvements | .
| 2015 | 32 | Agricultural | Compressed Air | Compressed Air System Improvements | Compressed Air System Supply Side Improvements | [6 empty] | 0 | 0 | 0 |  |  |  |  | 2.6494e-06 | 0 | 0.0003126 | 0 |  |  |  |  | 2015AgriculturalCompressed AirCompressed Air System ImprovementsCompressed Air System Supply Side Improvements | .
| 2015 | 33 | Agricultural | Compressed Air | Compressed Air System Improvements | Compressors | [6 empty] | 0 | 63719.848 | 0.007274 |  |  |  |  | 2.6494e-06 | 0.00016882 | 0.0003126 | 0.019919 |  |  |  |  | 2015AgriculturalCompressed AirCompressed Air System ImprovementsCompressors | .
| 2015 | 34 | Agricultural | Compressed Air | Heat Recovery | Heat Recovery Improvements | [6 empty] | 0 | 0 | 0 |  |  |  |  | 2.6494e-06 | 0 | 0.0003126 | 0 |  |  |  |  | 2015AgriculturalCompressed AirHeat RecoveryHeat Recovery Improvements | .
| 2015 | 35 | Agricultural | Irrigation | Center Pivot System and Equipment | Center Pivot Conversions | [6 empty] | 0 | 26128.428 | 0.0029827 |  |  |  |  | 2.6494e-06 | 6.9224e-05 | 0.0003126 | 0.0081678 |  |  |  |  | 2015AgriculturalIrrigationCenter Pivot System and EquipmentCenter Pivot Conversions | .
| 2015 | 36 | Agricultural | Irrigation | Center Pivot System and Equipment | Reduce System Friction Head | [6 empty] | 0 | 0 | 0 |  |  |  |  | 2.6494e-06 | 0 | 0.0003126 | 0 |  |  |  |  | 2015AgriculturalIrrigationCenter Pivot System and EquipmentReduce System Friction Head | .
| 2015 | 37 | Agricultural | Irrigation | Center Pivot System and Equipment | Reduce System Leakage | [6 empty] | 0 | 0 | 0 |  |  |  |  | 2.6494e-06 | 0 | 0.0003126 | 0 |  |  |  |  | 2015AgriculturalIrrigationCenter Pivot System and EquipmentReduce System Leakage | .
| 2015 | 38 | Agricultural | Irrigation | Center Pivot System and Equipment | Reduce System Lift | [6 empty] | 0 | 0 | 0 |  |  |  |  | 2.6494e-06 | 0 | 0.0003126 | 0 |  |  |  |  | 2015AgriculturalIrrigationCenter Pivot System and EquipmentReduce System Lift | .
| 2015 | 39 | Agricultural | Irrigation | Center Pivot System and Equipment | System Water Delivery Improvements | [6 empty] | 0 | 0 | 0 |  |  |  |  | 2.6494e-06 | 0 | 0.0003126 | 0 |  |  |  |  | 2015AgriculturalIrrigationCenter Pivot System and EquipmentSystem Water Delivery Improvements | .
| 2015 | 40 | Agricultural | Irrigation | Discharge Fitting Equipment | Drop Installation for Spray Heads and Pressure Regulators | [6 empty] | 0 | 0 | 0 |  |  |  |  | 2.6494e-06 | 0 | 0.0003126 | 0 |  |  |  |  | 2015AgriculturalIrrigationDischarge Fitting EquipmentDrop Installation for Spray Heads and Pressure Regulators | .
| 2015 | 41 | Agricultural | Irrigation | Discharge Fitting Equipment | Flow Control Nozzles and Diffuser | [6 empty] | 0 | 35415.36 | 0.0040428 |  |  |  |  | 2.6494e-06 | 9.3828e-05 | 0.0003126 | 0.011071 |  |  |  |  | 2015AgriculturalIrrigationDischarge Fitting EquipmentFlow Control Nozzles and Diffuser | .
| 2015 | 42 | Agricultural | Irrigation | Discharge Fitting Equipment | Impact Sprinkler Heads | [6 empty] | 0 | 2481299.55 | 0.28325 |  |  |  |  | 2.6494e-06 | 0.0065739 | 0.0003126 | 0.77566 |  |  |  |  | 2015AgriculturalIrrigationDischarge Fitting EquipmentImpact Sprinkler Heads | .
| 2015 | 43 | Agricultural | Irrigation | Discharge Fitting Equipment | Low Angle Heads | [6 empty] | 0 | 0 | 0 |  |  |  |  | 2.6494e-06 | 0 | 0.0003126 | 0 |  |  |  |  | 2015AgriculturalIrrigationDischarge Fitting EquipmentLow Angle Heads | .
| 2015 | 44 | Agricultural | Irrigation | Discharge Fitting Equipment | Low Pressure End guns/Big guns | [6 empty] | 0 | 0 | 0 |  |  |  |  | 2.6494e-06 | 0 | 0.0003126 | 0 |  |  |  |  | 2015AgriculturalIrrigationDischarge Fitting EquipmentLow Pressure End guns/Big guns | .
| 2015 | 45 | Agricultural | Irrigation | Discharge Fitting Equipment | Nozzle Replacement | [6 empty] | 0 | 1430 | 0.00016324 |  |  |  |  | 2.6494e-06 | 3.7886e-06 | 0.0003126 | 0.00044702 |  |  |  |  | 2015AgriculturalIrrigationDischarge Fitting EquipmentNozzle Replacement | .
| 2015 | 46 | Agricultural | Irrigation | Discharge Fitting Equipment | Spray Heads | [6 empty] | 0 | 0 | 0 |  |  |  |  | 2.6494e-06 | 0 | 0.0003126 | 0 |  |  |  |  | 2015AgriculturalIrrigationDischarge Fitting EquipmentSpray Heads | .
| 2015 | 47 | Agricultural | Irrigation | Handmove and Sideroll System and Equipment | Reduce System Friction Head | [6 empty] | 0 | 0 | 0 |  |  |  |  | 2.6494e-06 | 0 | 0.0003126 | 0 |  |  |  |  | 2015AgriculturalIrrigationHandmove and Sideroll System and EquipmentReduce System Friction Head | .
| 2015 | 48 | Agricultural | Irrigation | Handmove and Sideroll System and Equipment | Reduce System Leakage | [6 empty] | 0 | 0 | 0 |  |  |  |  | 2.6494e-06 | 0 | 0.0003126 | 0 |  |  |  |  | 2015AgriculturalIrrigationHandmove and Sideroll System and EquipmentReduce System Leakage | .
| 2015 | 49 | Agricultural | Irrigation | Handmove and Sideroll System and Equipment | Reduce System Lift | [6 empty] | 0 | 0 | 0 |  |  |  |  | 2.6494e-06 | 0 | 0.0003126 | 0 |  |  |  |  | 2015AgriculturalIrrigationHandmove and Sideroll System and EquipmentReduce System Lift | .
| 2015 | 50 | Agricultural | Irrigation | Handmove and Sideroll System and Equipment | System Water Delivery Improvements | [6 empty] | 0 | 0 | 0 |  |  |  |  | 2.6494e-06 | 0 | 0.0003126 | 0 |  |  |  |  | 2015AgriculturalIrrigationHandmove and Sideroll System and EquipmentSystem Water Delivery Improvements | .
| 2015 | 51 | Agricultural | Irrigation | Hardware | Drain Replacement | [6 empty] | 0 | 117815.81 | 0.013449 |  |  |  |  | 2.6494e-06 | 0.00031214 | 0.0003126 | 0.03683 |  |  |  |  | 2015AgriculturalIrrigationHardwareDrain Replacement | .
| 2015 | 52 | Agricultural | Irrigation | Hardware | Drop Tube/Hose Extension | [6 empty] | 0 | 204556.89 | 0.023351 |  |  |  |  | 2.6494e-06 | 0.00054195 | 0.0003126 | 0.063945 |  |  |  |  | 2015AgriculturalIrrigationHardwareDrop Tube/Hose Extension | .
| 2015 | 53 | Agricultural | Irrigation | Hardware | Gasket Replacement | [6 empty] | 0 | 1191500.73 | 0.13602 |  |  |  |  | 2.6494e-06 | 0.0031567 | 0.0003126 | 0.37247 |  |  |  |  | 2015AgriculturalIrrigationHardwareGasket Replacement | .
| 2015 | 54 | Agricultural | Irrigation | Hardware | Goose Necks | [6 empty] | 0 | 153062.64 | 0.017473 |  |  |  |  | 2.6494e-06 | 0.00040552 | 0.0003126 | 0.047848 |  |  |  |  | 2015AgriculturalIrrigationHardwareGoose Necks | .
| 2015 | 55 | Agricultural | Irrigation | Hardware | Hub Replacement | [6 empty] | 0 | 24696 | 0.0028192 |  |  |  |  | 2.6494e-06 | 6.5429e-05 | 0.0003126 | 0.00772 |  |  |  |  | 2015AgriculturalIrrigationHardwareHub Replacement | .
| 2015 | 56 | Agricultural | Irrigation | Hardware | Leveler Rebuild | [6 empty] | 0 | 4594.69 | 0.00052451 |  |  |  |  | 2.6494e-06 | 1.2173e-05 | 0.0003126 | 0.0014363 |  |  |  |  | 2015AgriculturalIrrigationHardwareLeveler Rebuild | .
| 2015 | 57 | Agricultural | Irrigation | Hardware | Line Repairs | [6 empty] | 0 | 22187 | 0.0025328 |  |  |  |  | 2.6494e-06 | 5.8782e-05 | 0.0003126 | 0.0069357 |  |  |  |  | 2015AgriculturalIrrigationHardwareLine Repairs | .
| 2015 | 58 | Agricultural | Irrigation | Hardware | Multi-Trajectory Sprays | [6 empty] | 0 | 78548.52 | 0.0089667 |  |  |  |  | 2.6494e-06 | 0.0002081 | 0.0003126 | 0.024554 |  |  |  |  | 2015AgriculturalIrrigationHardwareMulti-Trajectory Sprays | .
| 2015 | 59 | Agricultural | Irrigation | Hardware | Nozzle Replacement | [6 empty] | 0 | 1220439.12 | 0.13932 |  |  |  |  | 2.6494e-06 | 0.0032334 | 0.0003126 | 0.38151 |  |  |  |  | 2015AgriculturalIrrigationHardwareNozzle Replacement | .
| 2015 | 60 | Agricultural | Irrigation | Hardware | Pipe Repair | [6 empty] | 0 | 218702.78 | 0.024966 |  |  |  |  | 2.6494e-06 | 0.00057942 | 0.0003126 | 0.068367 |  |  |  |  | 2015AgriculturalIrrigationHardwarePipe Repair | .
| 2015 | 61 | Agricultural | Irrigation | Hardware | Regulator Replacement | [6 empty] | 0 | 3206647.38 | 0.36606 |  |  |  |  | 2.6494e-06 | 0.0084956 | 0.0003126 | 1.0024 |  |  |  |  | 2015AgriculturalIrrigationHardwareRegulator Replacement | .
| 2015 | 62 | Agricultural | Irrigation | Hardware | Sprinkler Replacements | [6 empty] | 0 | 1522942 | 0.17385 |  |  |  |  | 2.6494e-06 | 0.0040348 | 0.0003126 | 0.47608 |  |  |  |  | 2015AgriculturalIrrigationHardwareSprinkler Replacements | .
| 2015 | 63 | Agricultural | Irrigation | Irrigation System Improvements | Change in Water Source | [6 empty] | 0 | 0 | 0 |  |  |  |  | 2.6494e-06 | 0 | 0.0003126 | 0 |  |  |  |  | 2015AgriculturalIrrigationIrrigation System ImprovementsChange in Water Source | .
| 2015 | 64 | Agricultural | Irrigation | Irrigation System Improvements | Irrigation System Improvements | [6 empty] | 0 | 4170168.01 | 0.47605 |  |  |  |  | 2.6494e-06 | 0.011048 | 0.0003126 | 1.3036 |  |  |  |  | 2015AgriculturalIrrigationIrrigation System ImprovementsIrrigation System Improvements | .
| 2015 | 65 | Agricultural | Irrigation | Irrigation System Improvements | Reduce Delivery System Leakage | [6 empty] | 0 | 0 | 0 |  |  |  |  | 2.6494e-06 | 0 | 0.0003126 | 0 |  |  |  |  | 2015AgriculturalIrrigationIrrigation System ImprovementsReduce Delivery System Leakage | .
| 2015 | 66 | Agricultural | Irrigation | Mainline System and Equipment | Interactive Mainline System and Equipment Improvements | [6 empty] | 0 | 0 | 0 |  |  |  |  | 2.6494e-06 | 0 | 0.0003126 | 0 |  |  |  |  | 2015AgriculturalIrrigationMainline System and EquipmentInteractive Mainline System and Equipment Improvements | .
| 2015 | 67 | Agricultural | Irrigation | Mainline System and Equipment | Mainline System Pump Improvements | [6 empty] | 0 | 0 | 0 |  |  |  |  | 2.6494e-06 | 0 | 0.0003126 | 0 |  |  |  |  | 2015AgriculturalIrrigationMainline System and EquipmentMainline System Pump Improvements | .
| 2015 | 68 | Agricultural | Irrigation | Mainline System and Equipment | Reduce Friction Loss | [6 empty] | 0 | 315105.317 | 0.035971 |  |  |  |  | 2.6494e-06 | 0.00083483 | 0.0003126 | 0.098503 |  |  |  |  | 2015AgriculturalIrrigationMainline System and EquipmentReduce Friction Loss | .
| 2015 | 69 | Agricultural | Irrigation | Mainline System and Equipment | Reduce System Friction Head | [6 empty] | 0 | 388161.93 | 0.044311 |  |  |  |  | 2.6494e-06 | 0.0010284 | 0.0003126 | 0.12134 |  |  |  |  | 2015AgriculturalIrrigationMainline System and EquipmentReduce System Friction Head | .
| 2015 | 70 | Agricultural | Irrigation | Mainline System and Equipment | Reduce System Leakage | [6 empty] | 0 | 10718.02 | 0.0012235 |  |  |  |  | 2.6494e-06 | 2.8396e-05 | 0.0003126 | 0.0033505 |  |  |  |  | 2015AgriculturalIrrigationMainline System and EquipmentReduce System Leakage | .
| 2015 | 71 | Agricultural | Irrigation | Mainline System and Equipment | Reduce System Lift | [6 empty] | 0 | 0 | 0 |  |  |  |  | 2.6494e-06 | 0 | 0.0003126 | 0 |  |  |  |  | 2015AgriculturalIrrigationMainline System and EquipmentReduce System Lift | .
| 2015 | 72 | Agricultural | Irrigation | Mainline System and Equipment | System Water Delivery Improvements | [6 empty] | 0 | 0 | 0 |  |  |  |  | 2.6494e-06 | 0 | 0.0003126 | 0 |  |  |  |  | 2015AgriculturalIrrigationMainline System and EquipmentSystem Water Delivery Improvements | .
| 2015 | 73 | Agricultural | Irrigation | Pumps and Fans | Centrifugal Pump System Improvements | [6 empty] | 0 | 1191684.067 | 0.13604 |  |  |  |  | 2.6494e-06 | 0.0031572 | 0.0003126 | 0.37252 |  |  |  |  | 2015AgriculturalIrrigationPumps and FansCentrifugal Pump System Improvements | .
| 2015 | 74 | Agricultural | Irrigation | Pumps and Fans | Pump Testing Service | [6 empty] | 0 | 0 | 0 |  |  |  |  | 2.6494e-06 | 0 | 0.0003126 | 0 |  |  |  |  | 2015AgriculturalIrrigationPumps and FansPump Testing Service | .
| 2015 | 75 | Agricultural | Irrigation | Pumps and Fans | Turbine Pump System Improvements | [6 empty] | 0 | 1754415.502 | 0.20028 |  |  |  |  | 2.6494e-06 | 0.0046481 | 0.0003126 | 0.54844 |  |  |  |  | 2015AgriculturalIrrigationPumps and FansTurbine Pump System Improvements | .
| 2015 | 76 | Agricultural | Irrigation | Pumps and Fans | Vacuum Pump System Improvements | [6 empty] | 0 | 0 | 0 |  |  |  |  | 2.6494e-06 | 0 | 0.0003126 | 0 |  |  |  |  | 2015AgriculturalIrrigationPumps and FansVacuum Pump System Improvements | .
| 2015 | 77 | Agricultural | Irrigation | Suction Fittings Equipment | Reduce Cavitation | [6 empty] | 0 | 0 | 0 |  |  |  |  | 2.6494e-06 | 0 | 0.0003126 | 0 |  |  |  |  | 2015AgriculturalIrrigationSuction Fittings EquipmentReduce Cavitation | .
| 2015 | 78 | Agricultural | Irrigation | Suction Fittings Equipment | Reduce System Friction Head | [6 empty] | 0 | 0 | 0 |  |  |  |  | 2.6494e-06 | 0 | 0.0003126 | 0 |  |  |  |  | 2015AgriculturalIrrigationSuction Fittings EquipmentReduce System Friction Head | .
| 2015 | 79 | Agricultural | Irrigation | Suction Fittings Equipment | Reduce System Leakage | [6 empty] | 0 | 0 | 0 |  |  |  |  | 2.6494e-06 | 0 | 0.0003126 | 0 |  |  |  |  | 2015AgriculturalIrrigationSuction Fittings EquipmentReduce System Leakage | .
| 2015 | 80 | Agricultural | Irrigation | Suction Fittings Equipment | Reduce System Lift | [6 empty] | 0 | 0 | 0 |  |  |  |  | 2.6494e-06 | 0 | 0.0003126 | 0 |  |  |  |  | 2015AgriculturalIrrigationSuction Fittings EquipmentReduce System Lift | .
| 2015 | 81 | Agricultural | Irrigation | Water Management | Scientific Irrigation Scheduling | [6 empty] | 0 | 76871356.7354 | 8.7753 |  |  |  |  | 2.6494e-06 | 0.20366 | 0.0003126 | 24.0302 |  |  |  |  | 2015AgriculturalIrrigationWater ManagementScientific Irrigation Scheduling | .
| 2015 | 82 | Agricultural | Lighting | Delamping | Delamping | [6 empty] | 0 | 0 | 0 |  |  |  |  | 0.00034247 | 0 | 0.00034247 | 0 |  |  |  |  | 2015AgriculturalLightingDelampingDelamping | .
| 2015 | 83 | Agricultural | Lighting | Lamps/Ballasts/Fixtures | Lamps/Ballasts | [6 empty] | 0 | 0 | 0 |  |  |  |  | 0.00034247 | 0 | 0.00034247 | 0 |  |  |  |  | 2015AgriculturalLightingLamps/Ballasts/FixturesLamps/Ballasts | .
| 2015 | 84 | Agricultural | Lighting | Lamps/Ballasts/Fixtures | Lamps/Ballasts w/Controls | [6 empty] | 0 | 0 | 0 |  |  |  |  | 0.00034247 | 0 | 0.00034247 | 0 |  |  |  |  | 2015AgriculturalLightingLamps/Ballasts/FixturesLamps/Ballasts w/Controls | .
| 2015 | 85 | Agricultural | Lighting | Lamps/Ballasts/Fixtures | Lamps/Ballasts w/Delamping | [6 empty] | 0 | 0 | 0 |  |  |  |  | 0.00034247 | 0 | 0.00034247 | 0 |  |  |  |  | 2015AgriculturalLightingLamps/Ballasts/FixturesLamps/Ballasts w/Delamping | .
| 2015 | 86 | Agricultural | Lighting | Lamps/Ballasts/Fixtures | Lamps/Ballasts w/Delamping and Controls | [6 empty] | 0 | 0 | 0 |  |  |  |  | 0.00034247 | 0 | 0.00034247 | 0 |  |  |  |  | 2015AgriculturalLightingLamps/Ballasts/FixturesLamps/Ballasts w/Delamping and Controls | .
| 2015 | 87 | Agricultural | Lighting | Lamps/Ballasts/Fixtures | Lamps/Ballasts/Fixtures | [6 empty] | 0 | 2456759.8 | 0.28045 |  |  |  |  | 0.00034247 | 0.84136 | 0.00034247 | 0.84136 |  |  |  |  | 2015AgriculturalLightingLamps/Ballasts/FixturesLamps/Ballasts/Fixtures | .
| 2015 | 88 | Agricultural | Lighting | Lamps/Ballasts/Fixtures | Lamps/Ballasts/Fixtures w/Controls | [6 empty] | 0 | 0 | 0 |  |  |  |  | 0.00034247 | 0 | 0.00034247 | 0 |  |  |  |  | 2015AgriculturalLightingLamps/Ballasts/FixturesLamps/Ballasts/Fixtures w/Controls | .
| 2015 | 89 | Agricultural | Lighting | Lamps/Ballasts/Fixtures | Lamps/Ballasts/Fixtures w/Delamping | [6 empty] | 0 | 0 | 0 |  |  |  |  | 0.00034247 | 0 | 0.00034247 | 0 |  |  |  |  | 2015AgriculturalLightingLamps/Ballasts/FixturesLamps/Ballasts/Fixtures w/Delamping | .
| 2015 | 90 | Agricultural | Lighting | Lamps/Ballasts/Fixtures | Lamps/Ballasts/Fixtures w/Delamping and Controls | [6 empty] | 0 | 0 | 0 |  |  |  |  | 0.00034247 | 0 | 0.00034247 | 0 |  |  |  |  | 2015AgriculturalLightingLamps/Ballasts/FixturesLamps/Ballasts/Fixtures w/Delamping and Controls | .
| 2015 | 91 | Agricultural | Lighting | Lamps/Ballasts/Fixtures | Stall Lighting | [6 empty] | 0 | 0 | 0 |  |  |  |  | 0.00034247 | 0 | 0.00034247 | 0 |  |  |  |  | 2015AgriculturalLightingLamps/Ballasts/FixturesStall Lighting | .
| 2015 | 92 | Agricultural | Lighting | Lighting Controls | Control Panels | [6 empty] | 0 | 0 | 0 |  |  |  |  | 0.00034247 | 0 | 0.00034247 | 0 |  |  |  |  | 2015AgriculturalLightingLighting ControlsControl Panels | .
| 2015 | 93 | Agricultural | Lighting | Lighting Controls | Daylighting | [6 empty] | 0 | 0 | 0 |  |  |  |  | 0.00034247 | 0 | 0.00034247 | 0 |  |  |  |  | 2015AgriculturalLightingLighting ControlsDaylighting | .
| 2015 | 94 | Agricultural | Lighting | Lighting Controls | Occupancy Sensors | [6 empty] | 0 | 0 | 0 |  |  |  |  | 0.00034247 | 0 | 0.00034247 | 0 |  |  |  |  | 2015AgriculturalLightingLighting ControlsOccupancy Sensors | .
| 2015 | 95 | Agricultural | Lighting | Lighting Controls | Photocells | [6 empty] | 0 | 0 | 0 |  |  |  |  | 0.00034247 | 0 | 0.00034247 | 0 |  |  |  |  | 2015AgriculturalLightingLighting ControlsPhotocells | .
| 2015 | 96 | Agricultural | Lighting | Lighting Controls | Timers | [6 empty] | 0 | 20809 | 0.0023755 |  |  |  |  | 0.00034247 | 0.0071264 | 0.00034247 | 0.0071264 |  |  |  |  | 2015AgriculturalLightingLighting ControlsTimers | .
| 2015 | 97 | Agricultural | Lighting | Signs and Signals | LED Exit Signs | [6 empty] | 0 | 0 | 0 |  |  |  |  | 0.00034247 | 0 | 0.00034247 | 0 |  |  |  |  | 2015AgriculturalLightingSigns and SignalsLED Exit Signs | .
| 2015 | 98 | Agricultural | Motors/Drives | Motors | Motor Rewind | [6 empty] | 0 | 185812 | 0.021211 |  |  |  |  | 2.6494e-06 | 0.00049229 | 0.0003126 | 0.058085 |  |  |  |  | 2015AgriculturalMotors/DrivesMotorsMotor Rewind | .
| 2015 | 99 | Agricultural | Motors/Drives | Motors | Motors | [6 empty] | 0 | 105450.606 | 0.012038 |  |  |  |  | 2.6494e-06 | 0.00027938 | 0.0003126 | 0.032964 |  |  |  |  | 2015AgriculturalMotors/DrivesMotorsMotors | .
| 2015 | 100 | Agricultural | Motors/Drives | Motors/Drives Controls | Dairy Milking Machine Control Improvements (VFD) | [6 empty] | 0 | 37575 | 0.0042894 |  |  |  |  | 0.00034247 | 0.012868 | 0.00034247 | 0.012868 |  |  |  |  | 2015AgriculturalMotors/DrivesMotors/Drives ControlsDairy Milking Machine Control Improvements (VFD) | .
| 2015 | 101 | Agricultural | Motors/Drives | Motors/Drives Controls | Electronically Commutated Motor (ECM) | [6 empty] | 0 | 0 | 0 |  |  |  |  | 0.00034247 | 0 | 0.00034247 | 0 |  |  |  |  | 2015AgriculturalMotors/DrivesMotors/Drives ControlsElectronically Commutated Motor (ECM) | .
| 2015 | 102 | Agricultural | Motors/Drives | Motors/Drives Controls | Energy Management Systems/System Controls | [6 empty] | 0 | 101706.716 | 0.01161 |  |  |  |  | 2.6494e-06 | 0.00026946 | 0.0003126 | 0.031794 |  |  |  |  | 2015AgriculturalMotors/DrivesMotors/Drives ControlsEnergy Management Systems/System Controls | .
| 2015 | 103 | Agricultural | Motors/Drives | Motors/Drives Controls | Motors/Drives Control Improvements (non-VFD) | [6 empty] | 0 | 9506.412 | 0.0010852 |  |  |  |  | 2.6494e-06 | 2.5186e-05 | 0.0003126 | 0.0029717 |  |  |  |  | 2015AgriculturalMotors/DrivesMotors/Drives ControlsMotors/Drives Control Improvements (non-VFD) | .
| 2015 | 104 | Agricultural | Motors/Drives | Motors/Drives Controls | Motors/Drives Control Improvements (VFD) | [6 empty] | 0 | 3707280.6518 | 0.42321 |  |  |  |  | 2.6494e-06 | 0.009822 | 0.0003126 | 1.1589 |  |  |  |  | 2015AgriculturalMotors/DrivesMotors/Drives ControlsMotors/Drives Control Improvements (VFD) | .
| 2015 | 105 | Agricultural | Motors/Drives | Pumps and Fans | Motors/Drives Installation on Fan System | [6 empty] | 0 | 214259.051 | 0.024459 |  |  |  |  | 0.00034247 | 0.073376 | 0.00034247 | 0.073376 |  |  |  |  | 2015AgriculturalMotors/DrivesPumps and FansMotors/Drives Installation on Fan System | .
| 2015 | 106 | Agricultural | Motors/Drives | Pumps and Fans | Motors/Drives Installation on Vacuum Pumps | [6 empty] | 0 | 0 | 0 |  |  |  |  | 0.00034247 | 0 | 0.00034247 | 0 |  |  |  |  | 2015AgriculturalMotors/DrivesPumps and FansMotors/Drives Installation on Vacuum Pumps | .
| 2015 | 107 | Agricultural | Process Loads | Livestock Tanks | Freeze Resistant Stock Tanks | [6 empty] | 0 | 0 | 0 |  |  |  |  | 0.00030632 | 0 | 3.3431e-08 | 0 |  |  |  |  | 2015AgriculturalProcess LoadsLivestock TanksFreeze Resistant Stock Tanks | .
| 2015 | 108 | Agricultural | Process Loads | Pumps and Fans | Centrifugal Pump System Improvements | [6 empty] | 0 | 0 | 0 |  |  |  |  | 0.00034247 | 0 | 0.00034247 | 0 |  |  |  |  | 2015AgriculturalProcess LoadsPumps and FansCentrifugal Pump System Improvements | .
| 2015 | 109 | Agricultural | Process Loads | Pumps and Fans | Fan System Improvements | [6 empty] | 0 | 0 | 0 |  |  |  |  | 0.00034247 | 0 | 0.00034247 | 0 |  |  |  |  | 2015AgriculturalProcess LoadsPumps and FansFan System Improvements | .
| 2015 | 110 | Agricultural | Process Loads | Pumps and Fans | Pump System Improvements | [6 empty] | 0 | 104544.347 | 0.011934 |  |  |  |  | 2.6494e-06 | 0.00027698 | 0.0003126 | 0.032681 |  |  |  |  | 2015AgriculturalProcess LoadsPumps and FansPump System Improvements | .
| 2015 | 111 | Agricultural | Process Loads | Pumps and Fans | Turbine Pump System Improvements | [6 empty] | 0 | 0 | 0 |  |  |  |  | 0.00034247 | 0 | 0.00034247 | 0 |  |  |  |  | 2015AgriculturalProcess LoadsPumps and FansTurbine Pump System Improvements | .
| 2015 | 112 | Agricultural | Process Loads | Pumps and Fans | Vacuum Pump System Improvements | [6 empty] | 0 | 0 | 0 |  |  |  |  | 0.00034247 | 0 | 0.00034247 | 0 |  |  |  |  | 2015AgriculturalProcess LoadsPumps and FansVacuum Pump System Improvements | .
| 2015 | 113 | Agricultural | Refrigeration | Dairy System Improvements | Heat Recovery Improvements | [6 empty] | 0 | 0 | 0 |  |  |  |  | 0.00034247 | 0 | 0.00034247 | 0 |  |  |  |  | 2015AgriculturalRefrigerationDairy System ImprovementsHeat Recovery Improvements | .
| 2015 | 114 | Agricultural | Refrigeration | Dairy System Improvements | Plate Milk Pre-cooler | [6 empty] | 0 | 35691.43 | 0.0040744 |  |  |  |  | 0.00034247 | 0.012223 | 0.00034247 | 0.012223 |  |  |  |  | 2015AgriculturalRefrigerationDairy System ImprovementsPlate Milk Pre-cooler | .
| 2015 | 115 | Agricultural | Refrigeration | Heat Recovery | Heat Recovery Improvements | [6 empty] | 0 | 0 | 0 |  |  |  |  | 0.00034247 | 0 | 0.00034247 | 0 |  |  |  |  | 2015AgriculturalRefrigerationHeat RecoveryHeat Recovery Improvements | .
| 2015 | 116 | Agricultural | Refrigeration | Packaged Refrigeration | Packaged Refrigeration System Improvements | [6 empty] | 0 | 0 | 0 |  |  |  |  | 0.00034247 | 0 | 0.00034247 | 0 |  |  |  |  | 2015AgriculturalRefrigerationPackaged RefrigerationPackaged Refrigeration System Improvements | .
| 2015 | 117 | Agricultural | Refrigeration | Pumps and Fans | Condensor Fan System Improvements | [6 empty] | 0 | 0 | 0 |  |  |  |  | 0.00034247 | 0 | 0.00034247 | 0 |  |  |  |  | 2015AgriculturalRefrigerationPumps and FansCondensor Fan System Improvements | .
| 2015 | 118 | Agricultural | Refrigeration | Pumps and Fans | Evaporator Coil Fan System Improvements | [6 empty] | 0 | 0 | 0 |  |  |  |  | 0.00034247 | 0 | 0.00034247 | 0 |  |  |  |  | 2015AgriculturalRefrigerationPumps and FansEvaporator Coil Fan System Improvements | .
| 2015 | 119 | Agricultural | Refrigeration | Pumps and Fans | Evaporator Fan System Improvements | [6 empty] | 0 | 0 | 0 |  |  |  |  | 0.00034247 | 0 | 0.00034247 | 0 |  |  |  |  | 2015AgriculturalRefrigerationPumps and FansEvaporator Fan System Improvements | .
| 2015 | 120 | Agricultural | Refrigeration | Refrigeration System Controls | Defrost Control Improvements | [6 empty] | 0 | 0 | 0 |  |  |  |  | 0.00034247 | 0 | 0.00034247 | 0 |  |  |  |  | 2015AgriculturalRefrigerationRefrigeration System ControlsDefrost Control Improvements | .
| 2015 | 121 | Agricultural | Refrigeration | Refrigeration System Controls | Refrigeration Control Improvements (non-VFD) | [6 empty] | 0 | 0 | 0 |  |  |  |  | 0.00034247 | 0 | 0.00034247 | 0 |  |  |  |  | 2015AgriculturalRefrigerationRefrigeration System ControlsRefrigeration Control Improvements (non-VFD) | .
| 2015 | 122 | Agricultural | Refrigeration | Refrigeration System Controls | Refrigeration Control Improvements (VFD) | [6 empty] | 0 | 0 | 0 |  |  |  |  | 0.00034247 | 0 | 0.00034247 | 0 |  |  |  |  | 2015AgriculturalRefrigerationRefrigeration System ControlsRefrigeration Control Improvements (VFD) | .
| 2015 | 123 | Agricultural | Refrigeration | Refrigeration System Improvements | Chiller Improvements | [6 empty] | 0 | 146404.408 | 0.016713 |  |  |  |  | 0.00034247 | 0.050138 | 0.00034247 | 0.050138 |  |  |  |  | 2015AgriculturalRefrigerationRefrigeration System ImprovementsChiller Improvements | .
| 2015 | 124 | Agricultural | Refrigeration | Refrigeration System Improvements | Insulation | [6 empty] | 0 | 0 | 0 |  |  |  |  | 0.00034247 | 0 | 0.00034247 | 0 |  |  |  |  | 2015AgriculturalRefrigerationRefrigeration System ImprovementsInsulation | .
| 2015 | 125 | Agricultural | Refrigeration | Refrigeration System Improvements | Interactive Refrigeration System Improvements | [6 empty] | 0 | 82377 | 0.0094038 |  |  |  |  | 0.00034247 | 0.028211 | 0.00034247 | 0.028211 |  |  |  |  | 2015AgriculturalRefrigerationRefrigeration System ImprovementsInteractive Refrigeration System Improvements | .
| 2015 | 126 | Agricultural | Utility Distribution System | Transformers | De-Energization | [6 empty] | 0 | 1773911 | 0.2025 |  |  |  |  | 2.6494e-06 | 0.0046997 | 0.0003126 | 0.55453 |  |  |  |  | 2015AgriculturalUtility Distribution SystemTransformersDe-Energization | .
| 2015 | 127 | Agricultural | Water Heating | Heat Recovery | Heat Recovery Improvements | [6 empty] | 0 | 0 | 0 |  |  |  |  | 0.00034247 | 0 | 0.00034247 | 0 |  |  |  |  | 2015AgriculturalWater HeatingHeat RecoveryHeat Recovery Improvements | .
| 2015 | 128 | Agricultural | Water Heating | System Efficiency Improvements | Insulation | [6 empty] | 0 | 0 | 0 |  |  |  |  | 0.00034247 | 0 | 0.00034247 | 0 |  |  |  |  | 2015AgriculturalWater HeatingSystem Efficiency ImprovementsInsulation | .
| 2015 | 129 | Agricultural | Water Heating | Water Heaters | Water Heaters | [6 empty] | 0 | 0 | 0 |  |  |  |  | 0.00034247 | 0 | 0.00034247 | 0 |  |  |  |  | 2015AgriculturalWater HeatingWater HeatersWater Heaters | .
| 2015 | 130 | Agricultural | Whole Bldg/Meter Level | Whole Bldg/Meter Level System Improvements | Interactive Whole Bldg/Meter Level System Improvements | [6 empty] | 0 | 0 | 0 |  |  |  |  | 2.6494e-06 | 0 | 0.0003126 | 0 |  |  |  |  | 2015AgriculturalWhole Bldg/Meter LevelWhole Bldg/Meter Level System ImprovementsInteractive Whole Bldg/Meter Level System Improvements | .
| 2015 | 131 | Commercial | Compressed Air | Compressed Air System Controls | Compressed Air Control Improvements (non-VFD) | [6 empty] | 0 | 836416.988 | 0.095481 |  |  |  |  | 0.00014107 | 0.11799 | 0.00012829 | 0.1073 |  |  |  |  | 2015CommercialCompressed AirCompressed Air System ControlsCompressed Air Control Improvements (non-VFD) | .
| 2015 | 132 | Commercial | Compressed Air | Compressed Air System Controls | Compressed Air Control Improvements (VFD) | [6 empty] | 0 | 210783 | 0.024062 |  |  |  |  | 0.00014107 | 0.029735 | 0.00012829 | 0.027041 |  |  |  |  | 2015CommercialCompressed AirCompressed Air System ControlsCompressed Air Control Improvements (VFD) | .
| 2015 | 133 | Commercial | Compressed Air | Compressed Air System Improvements | Compressed Air System Compressor Improvements (non-VFD) | [6 empty] | 0 | 0 | 0 |  |  |  |  | 0.00014107 | 0 | 0.00012829 | 0 |  |  |  |  | 2015CommercialCompressed AirCompressed Air System ImprovementsCompressed Air System Compressor Improvements (non-VFD) | .
| 2015 | 134 | Commercial | Compressed Air | Compressed Air System Improvements | Compressed Air System Compressor Improvements (VFD) | [6 empty] | 0 | 29558 | 0.0033742 |  |  |  |  | 0.00014107 | 0.0041697 | 0.00012829 | 0.003792 |  |  |  |  | 2015CommercialCompressed AirCompressed Air System ImprovementsCompressed Air System Compressor Improvements (VFD) | .
| 2015 | 135 | Commercial | Compressed Air | Compressed Air System Improvements | Compressed Air System Demand Side Improvements | [6 empty] | 0 | 1146 | 0.00013082 |  |  |  |  | 0.00014107 | 0.00016166 | 0.00012829 | 0.00014702 |  |  |  |  | 2015CommercialCompressed AirCompressed Air System ImprovementsCompressed Air System Demand Side Improvements | .
| 2015 | 136 | Commercial | Compressed Air | Compressed Air System Improvements | Compressed Air System Dryer Improvements | [6 empty] | 0 | 0 | 0 |  |  |  |  | 0.00014107 | 0 | 0.00012829 | 0 |  |  |  |  | 2015CommercialCompressed AirCompressed Air System ImprovementsCompressed Air System Dryer Improvements | .
| 2015 | 137 | Commercial | Compressed Air | Compressed Air System Improvements | Compressed Air System Regulation Improvements | [6 empty] | 0 | 0 | 0 |  |  |  |  | 0.00014107 | 0 | 0.00012829 | 0 |  |  |  |  | 2015CommercialCompressed AirCompressed Air System ImprovementsCompressed Air System Regulation Improvements | .
| 2015 | 138 | Commercial | Compressed Air | Compressed Air System Improvements | Compressed Air System Storage Improvements | [6 empty] | 0 | 0 | 0 |  |  |  |  | 0.00014107 | 0 | 0.00012829 | 0 |  |  |  |  | 2015CommercialCompressed AirCompressed Air System ImprovementsCompressed Air System Storage Improvements | .
| 2015 | 139 | Commercial | Compressed Air | Compressed Air System Improvements | Compressed Air System Supply Side Improvements | [6 empty] | 0 | 0 | 0 |  |  |  |  | 0.00014107 | 0 | 0.00012829 | 0 |  |  |  |  | 2015CommercialCompressed AirCompressed Air System ImprovementsCompressed Air System Supply Side Improvements | .
| 2015 | 140 | Commercial | Compressed Air | Compressed Air System Improvements | Compressors | [6 empty] | 0 | 10938.32 | 0.0012487 |  |  |  |  | 0.00014107 | 0.001543 | 0.00012829 | 0.0014033 |  |  |  |  | 2015CommercialCompressed AirCompressed Air System ImprovementsCompressors | .
| 2015 | 141 | Commercial | Compressed Air | Heat Recovery | Heat Recovery Improvements | [6 empty] | 0 | 0 | 0 |  |  |  |  | 0.00014107 | 0 | 0.00012829 | 0 |  |  |  |  | 2015CommercialCompressed AirHeat RecoveryHeat Recovery Improvements | .
| 2015 | 142 | Commercial | Electronics | Computer Technologies | Network Computer Power Management | [6 empty] | 0 | 338766.8 | 0.038672 |  |  |  |  | 0.00013422 | 0.045471 | 0.00010767 | 0.036474 |  |  |  |  | 2015CommercialElectronicsComputer TechnologiesNetwork Computer Power Management | .
| 2015 | 143 | Commercial | Electronics | Computer Technologies | Power Supplies | [6 empty] | 0 | 0 | 0 |  |  |  |  | 0.00013422 | 0 | 0.00010767 | 0 |  |  |  |  | 2015CommercialElectronicsComputer TechnologiesPower Supplies | .
| 2015 | 144 | Commercial | Electronics | Computer Technologies | Server Virtualization/Load Reduction | [6 empty] | 0 | 997508.2579 | 0.11387 |  |  |  |  | 0.00013422 | 0.13389 | 0.00010767 | 0.1074 |  |  |  |  | 2015CommercialElectronicsComputer TechnologiesServer Virtualization/Load Reduction | .
| 2015 | 145 | Commercial | Electronics | Computer Technologies | Servers | [6 empty] | 0 | 0 | 0 |  |  |  |  | 0.00013422 | 0 | 0.00010767 | 0 |  |  |  |  | 2015CommercialElectronicsComputer TechnologiesServers | .
| 2015 | 146 | Commercial | Electronics | Plug Load | Power Strips | [6 empty] | 0 | 1289858.1428 | 0.14724 |  |  |  |  | 0.00013422 | 0.17313 | 0.00010767 | 0.13887 |  |  |  |  | 2015CommercialElectronicsPlug LoadPower Strips | .
| 2015 | 147 | Commercial | Food Preparation | Cooking | Cooking Equipment | [6 empty] | 0 | 562015.726 | 0.064157 |  |  |  |  | 0.00017223 | 0.096798 | 0.00016217 | 0.09114 |  |  |  |  | 2015CommercialFood PreparationCookingCooking Equipment | .
| 2015 | 148 | Commercial | Food Preparation | Cooking | Electric Combination Ovens | [6 empty] | 0 | 24698.174 | 0.0028194 |  |  |  |  | 0.00017223 | 0.0042539 | 0.00016217 | 0.0040052 |  |  |  |  | 2015CommercialFood PreparationCookingElectric Combination Ovens | .
| 2015 | 149 | Commercial | Food Preparation | Cooking | Electric Commercial Steam Cookers | [6 empty] | 0 | 139685.2581 | 0.015946 |  |  |  |  | 0.00017223 | 0.024059 | 0.00016217 | 0.022652 |  |  |  |  | 2015CommercialFood PreparationCookingElectric Commercial Steam Cookers | .
| 2015 | 150 | Commercial | Food Preparation | Cooking | Electric Convection Ovens | [6 empty] | 0 | 159163.8801 | 0.018169 |  |  |  |  | 0.00017223 | 0.027413 | 0.00016217 | 0.025811 |  |  |  |  | 2015CommercialFood PreparationCookingElectric Convection Ovens | .
| 2015 | 151 | Commercial | Food Preparation | Cooking | Electric Fryers | [6 empty] | 0 | 15996 | 0.001826 |  |  |  |  | 0.00017223 | 0.0027551 | 0.00016217 | 0.002594 |  |  |  |  | 2015CommercialFood PreparationCookingElectric Fryers | .
| 2015 | 152 | Commercial | Food Preparation | Cooking | Hot Food Holding Cabinets | [6 empty] | 0 | 189747.9 | 0.021661 |  |  |  |  | 0.00017223 | 0.032681 | 0.00016217 | 0.030771 |  |  |  |  | 2015CommercialFood PreparationCookingHot Food Holding Cabinets | .
| 2015 | 153 | Commercial | HVAC | Envelope | Air Sealing | [6 empty] | 0 | 37835.063 | 0.0043191 |  |  |  |  | 0.00076228 | 0.028841 | 1.3799e-05 | 0.0005221 |  |  |  |  | 2015CommercialHVACEnvelopeAir Sealing | .
| 2015 | 154 | Commercial | HVAC | Envelope | Insulation | [6 empty] | 0 | 3093420.5903 | 0.35313 |  |  |  |  | 0.00076228 | 2.358 | 1.3799e-05 | 0.042687 |  |  |  |  | 2015CommercialHVACEnvelopeInsulation | .
| 2015 | 155 | Commercial | HVAC | Envelope | Windows | [6 empty] | 0 | 2105316.7282 | 0.24033 |  |  |  |  | 0.00076228 | 1.6048 | 1.3799e-05 | 0.029052 |  |  |  |  | 2015CommercialHVACEnvelopeWindows | .
| 2015 | 156 | Commercial | HVAC | Heat Recovery | Heat Recovery Improvements | [6 empty] | 0 | 206221.6252 | 0.023541 |  |  |  |  | 0.00076228 | 0.1572 | 1.3799e-05 | 0.0028457 |  |  |  |  | 2015CommercialHVACHeat RecoveryHeat Recovery Improvements | .
| 2015 | 157 | Commercial | HVAC | Heat Recovery | Humidification/Dehumidification Improvements | [6 empty] | 0 | 0 | 0 |  |  |  |  | 0.00076228 | 0 | 1.3799e-05 | 0 |  |  |  |  | 2015CommercialHVACHeat RecoveryHumidification/Dehumidification Improvements | .
| 2015 | 158 | Commercial | HVAC | HVAC System Controls | Energy Management Systems/System Controls | [6 empty] | 0 | 14193155.6143 | 1.6202 |  |  |  |  | 0.00076228 | 10.8191 | 1.3799e-05 | 0.19586 |  |  |  |  | 2015CommercialHVACHVAC System ControlsEnergy Management Systems/System Controls | .
| 2015 | 159 | Commercial | HVAC | HVAC System Controls | HVAC Control Improvements (non-VFD) | [6 empty] | 0 | 3135717.975 | 0.35796 |  |  |  |  | 0.00076228 | 2.3903 | 1.3799e-05 | 0.043271 |  |  |  |  | 2015CommercialHVACHVAC System ControlsHVAC Control Improvements (non-VFD) | .
| 2015 | 160 | Commercial | HVAC | HVAC System Controls | HVAC Control Improvements (VFD) | [6 empty] | 0 | 2081592.708 | 0.23762 |  |  |  |  | 0.00076228 | 1.5868 | 1.3799e-05 | 0.028725 |  |  |  |  | 2015CommercialHVACHVAC System ControlsHVAC Control Improvements (VFD) | .
| 2015 | 161 | Commercial | HVAC | HVAC System Controls | Pneumatic to DDC Control Improvements | [6 empty] | 0 | 572211.46 | 0.065321 |  |  |  |  | 0.00076228 | 0.43618 | 1.3799e-05 | 0.0078961 |  |  |  |  | 2015CommercialHVACHVAC System ControlsPneumatic to DDC Control Improvements | .
| 2015 | 162 | Commercial | HVAC | HVAC System Controls | Thermostats | [6 empty] | 0 | 5239420.426 | 0.59811 |  |  |  |  | 0.00076228 | 3.9939 | 1.3799e-05 | 0.0723 |  |  |  |  | 2015CommercialHVACHVAC System ControlsThermostats | .
| 2015 | 163 | Commercial | HVAC | HVAC System Improvements | Air-Source Heat Pumps | [6 empty] | 0 | 5345709.6547 | 0.61024 |  |  |  |  | 0.00076228 | 4.0749 | 1.3799e-05 | 0.073767 |  |  |  |  | 2015CommercialHVACHVAC System ImprovementsAir-Source Heat Pumps | .
| 2015 | 164 | Commercial | HVAC | HVAC System Improvements | Building Commissioning Improvements | [6 empty] | 0 | 39363707.7877 | 4.4936 |  |  |  |  | 0.00076228 | 30.0061 | 1.3799e-05 | 0.54319 |  |  |  |  | 2015CommercialHVACHVAC System ImprovementsBuilding Commissioning Improvements | .
| 2015 | 165 | Commercial | HVAC | HVAC System Improvements | Centrifugal Chiller Improvements | [6 empty] | 0 | 7528950.08 | 0.85947 |  |  |  |  | 0.00076228 | 5.7392 | 1.3799e-05 | 0.10389 |  |  |  |  | 2015CommercialHVACHVAC System ImprovementsCentrifugal Chiller Improvements | .
| 2015 | 166 | Commercial | HVAC | HVAC System Improvements | Duct Insulation | [6 empty] | 0 | 3058.8 | 0.00034918 |  |  |  |  | 0.00076228 | 0.0023317 | 1.3799e-05 | 4.2209e-05 |  |  |  |  | 2015CommercialHVACHVAC System ImprovementsDuct Insulation | .
| 2015 | 167 | Commercial | HVAC | HVAC System Improvements | Ductless Heat Pumps | [6 empty] | 0 | 2445094.7237 | 0.27912 |  |  |  |  | 0.00076228 | 1.8638 | 1.3799e-05 | 0.033741 |  |  |  |  | 2015CommercialHVACHVAC System ImprovementsDuctless Heat Pumps | .
| 2015 | 168 | Commercial | HVAC | HVAC System Improvements | Economizer System Improvements | [6 empty] | 0 | 572470.8367 | 0.065351 |  |  |  |  | 0.00076228 | 0.43638 | 1.3799e-05 | 0.0078997 |  |  |  |  | 2015CommercialHVACHVAC System ImprovementsEconomizer System Improvements | .
| 2015 | 169 | Commercial | HVAC | HVAC System Improvements | Interactive HVAC System Improvements | [6 empty] | 0 | 22261464.6718 | 2.5413 |  |  |  |  | 0.00076228 | 16.9694 | 1.3799e-05 | 0.30719 |  |  |  |  | 2015CommercialHVACHVAC System ImprovementsInteractive HVAC System Improvements | .
| 2015 | 170 | Commercial | Lighting | Signs and Signals | LED Traffic Signals | [6 empty] | 0 | 0 | 0 |  |  |  |  | 0.00023298 | 0 | 0 | 0 |  |  |  |  | 2015CommercialLightingSigns and SignalsLED Traffic Signals | .
| 2015 | 171 | Commercial | Motors/Drives | Motors | Motor Rewind | [6 empty] | 0 | 16867 | 0.0019256 |  |  |  |  | 0.00024448 | 0.0041236 | 0.00016318 | 0.0027523 |  |  |  |  | 2015CommercialMotors/DrivesMotorsMotor Rewind | .
| 2015 | 172 | Commercial | Motors/Drives | Motors | Motors | [6 empty] | 0 | 2569016.708 | 0.29327 |  |  |  |  | 0.00024448 | 0.62807 | 0.00016318 | 0.41921 |  |  |  |  | 2015CommercialMotors/DrivesMotorsMotors | .
| 2015 | 173 | Commercial | Motors/Drives | Motors/Drives Controls | Electronically Commutated Motor (ECM) | [6 empty] | 0 | 2171 | 0.00024783 |  |  |  |  | 0.00024448 | 0.00053077 | 0.00016318 | 0.00035426 |  |  |  |  | 2015CommercialMotors/DrivesMotors/Drives ControlsElectronically Commutated Motor (ECM) | .
| 2015 | 174 | Commercial | Motors/Drives | Motors/Drives Controls | Energy Management Systems/System Controls | [6 empty] | 0 | 0 | 0 |  |  |  |  | 0.00024448 | 0 | 0.00016318 | 0 |  |  |  |  | 2015CommercialMotors/DrivesMotors/Drives ControlsEnergy Management Systems/System Controls | .
| 2015 | 175 | Commercial | Motors/Drives | Motors/Drives Controls | Motors/Drives Control Improvements (non-VFD) | [6 empty] | 0 | 31099.5 | 0.0035502 |  |  |  |  | 0.00024448 | 0.0076032 | 0.00016318 | 0.0050747 |  |  |  |  | 2015CommercialMotors/DrivesMotors/Drives ControlsMotors/Drives Control Improvements (non-VFD) | .
| 2015 | 176 | Commercial | Motors/Drives | Motors/Drives Controls | Motors/Drives Control Improvements (VFD) | [6 empty] | 0 | 27068875.2459 | 3.0901 |  |  |  |  | 0.00024448 | 6.6178 | 0.00016318 | 4.417 |  |  |  |  | 2015CommercialMotors/DrivesMotors/Drives ControlsMotors/Drives Control Improvements (VFD) | .
| 2015 | 177 | Commercial | Motors/Drives | Pumps and Fans | Motors/Drives Installation on Fan System | [6 empty] | 0 | 0 | 0 |  |  |  |  | 0.00024448 | 0 | 0.00016318 | 0 |  |  |  |  | 2015CommercialMotors/DrivesPumps and FansMotors/Drives Installation on Fan System | .
| 2015 | 178 | Commercial | Motors/Drives | Pumps and Fans | Motors/Drives Installation on Vacuum Pumps | [6 empty] | 0 | 0 | 0 |  |  |  |  | 0.00024448 | 0 | 0.00016318 | 0 |  |  |  |  | 2015CommercialMotors/DrivesPumps and FansMotors/Drives Installation on Vacuum Pumps | .
| 2015 | 179 | Commercial | Process Loads | Elevators | Elevators | [6 empty] | 0 | 242649.6 | 0.0277 |  |  |  |  | 0.00014107 | 0.03423 | 0.00012829 | 0.03113 |  |  |  |  | 2015CommercialProcess LoadsElevatorsElevators | .
| 2015 | 180 | Commercial | Process Loads | Escalators | Escalators | [6 empty] | 0 | 0 | 0 |  |  |  |  | 0.00014107 | 0 | 0.00012829 | 0 |  |  |  |  | 2015CommercialProcess LoadsEscalatorsEscalators | .
| 2015 | 181 | Commercial | Process Loads | Heat Recovery | Heat Recovery Improvements | [6 empty] | 0 | 0 | 0 |  |  |  |  | 0.00014107 | 0 | 0.00012829 | 0 |  |  |  |  | 2015CommercialProcess LoadsHeat RecoveryHeat Recovery Improvements | .
| 2015 | 182 | Commercial | Process Loads | Process Loads System Controls | Process Loads Control Improvements (non-VFD) | [6 empty] | 0 | 14564.43 | 0.0016626 |  |  |  |  | 0.00014107 | 0.0020546 | 0.00012829 | 0.0018685 |  |  |  |  | 2015CommercialProcess LoadsProcess Loads System ControlsProcess Loads Control Improvements (non-VFD) | .
| 2015 | 183 | Commercial | Process Loads | Process Loads System Controls | Process Loads Control Improvements (VFD) | [6 empty] | 0 | 0 | 0 |  |  |  |  | 0.00014107 | 0 | 0.00012829 | 0 |  |  |  |  | 2015CommercialProcess LoadsProcess Loads System ControlsProcess Loads Control Improvements (VFD) | .
| 2015 | 184 | Commercial | Process Loads | Process Loads System Improvements | Interactive Process Loads System Improvements | [6 empty] | 0 | 33871.47 | 0.0038666 |  |  |  |  | 0.00014107 | 0.0047782 | 0.00012829 | 0.0043454 |  |  |  |  | 2015CommercialProcess LoadsProcess Loads System ImprovementsInteractive Process Loads System Improvements | .
| 2015 | 185 | Commercial | Process Loads | Pumps and Fans | Centrifugal Pump System Improvements | [6 empty] | 0 | 90822.93 | 0.010368 |  |  |  |  | 0.00014107 | 0.012812 | 0.00012829 | 0.011652 |  |  |  |  | 2015CommercialProcess LoadsPumps and FansCentrifugal Pump System Improvements | .
| 2015 | 186 | Commercial | Process Loads | Pumps and Fans | Fan System Improvements | [6 empty] | 0 | 0 | 0 |  |  |  |  | 0.00014107 | 0 | 0.00012829 | 0 |  |  |  |  | 2015CommercialProcess LoadsPumps and FansFan System Improvements | .
| 2015 | 187 | Commercial | Process Loads | Pumps and Fans | Pump System Improvements | [6 empty] | 0 | 0 | 0 |  |  |  |  | 0.00014107 | 0 | 0.00012829 | 0 |  |  |  |  | 2015CommercialProcess LoadsPumps and FansPump System Improvements | .
| 2015 | 188 | Commercial | Process Loads | Pumps and Fans | Turbine Pump System Improvements | [6 empty] | 0 | 0 | 0 |  |  |  |  | 0.00014107 | 0 | 0.00012829 | 0 |  |  |  |  | 2015CommercialProcess LoadsPumps and FansTurbine Pump System Improvements | .
| 2015 | 189 | Commercial | Process Loads | Pumps and Fans | Vacuum Pump System Improvements | [6 empty] | 0 | 0 | 0 |  |  |  |  | 0.00014107 | 0 | 0.00012829 | 0 |  |  |  |  | 2015CommercialProcess LoadsPumps and FansVacuum Pump System Improvements | .
| 2015 | 190 | Commercial | Refrigeration | Heat Recovery | Heat Recovery Improvements | [6 empty] | 0 | 0 | 0 |  |  |  |  | 0.0001159 | 0 | 0.00012882 | 0 |  |  |  |  | 2015CommercialRefrigerationHeat RecoveryHeat Recovery Improvements | .
| 2015 | 191 | Commercial | Refrigeration | Packaged Refrigeration | Freezer Decommissioning | [6 empty] | 0 | 0 | 0 |  |  |  |  | 0.0001159 | 0 | 0.00012882 | 0 |  |  |  |  | 2015CommercialRefrigerationPackaged RefrigerationFreezer Decommissioning | .
| 2015 | 192 | Commercial | Refrigeration | Packaged Refrigeration | Freezers | [6 empty] | 0 | 761 | 8.6872e-05 |  |  |  |  | 0.0001159 | 8.8197e-05 | 0.00012882 | 9.803e-05 |  |  |  |  | 2015CommercialRefrigerationPackaged RefrigerationFreezers | .
| 2015 | 193 | Commercial | Refrigeration | Packaged Refrigeration | Ice Makers | [6 empty] | 0 | 194914.2729 | 0.02225 |  |  |  |  | 0.0001159 | 0.02259 | 0.00012882 | 0.025108 |  |  |  |  | 2015CommercialRefrigerationPackaged RefrigerationIce Makers | .
| 2015 | 194 | Commercial | Refrigeration | Packaged Refrigeration | Packaged Refrigeration System Improvements | [6 empty] | 0 | 0 | 0 |  |  |  |  | 0.0001159 | 0 | 0.00012882 | 0 |  |  |  |  | 2015CommercialRefrigerationPackaged RefrigerationPackaged Refrigeration System Improvements | .
| 2015 | 195 | Commercial | Refrigeration | Packaged Refrigeration | Refrigerator Decommissioning | [6 empty] | 0 | 0 | 0 |  |  |  |  | 0.0001159 | 0 | 0.00012882 | 0 |  |  |  |  | 2015CommercialRefrigerationPackaged RefrigerationRefrigerator Decommissioning | .
| 2015 | 196 | Commercial | Refrigeration | Packaged Refrigeration | Refrigerators | [6 empty] | 0 | 808098.97 | 0.092249 |  |  |  |  | 0.0001159 | 0.093656 | 0.00012882 | 0.1041 |  |  |  |  | 2015CommercialRefrigerationPackaged RefrigerationRefrigerators | .
| 2015 | 197 | Commercial | Refrigeration | Packaged Refrigeration | Vending Machines | [6 empty] | 0 | 0 | 0 |  |  |  |  | 0.0001159 | 0 | 0.00012882 | 0 |  |  |  |  | 2015CommercialRefrigerationPackaged RefrigerationVending Machines | .
| 2015 | 198 | Commercial | Refrigeration | Pumps and Fans | Condensor Fan System Improvements | [6 empty] | 0 | 31359 | 0.0035798 |  |  |  |  | 0.0001159 | 0.0036344 | 0.00012882 | 0.0040396 |  |  |  |  | 2015CommercialRefrigerationPumps and FansCondensor Fan System Improvements | .
| 2015 | 199 | Commercial | Refrigeration | Pumps and Fans | Evaporator Coil Fan System Improvements | [6 empty] | 0 | 0 | 0 |  |  |  |  | 0.0001159 | 0 | 0.00012882 | 0 |  |  |  |  | 2015CommercialRefrigerationPumps and FansEvaporator Coil Fan System Improvements | .
| 2015 | 200 | Commercial | Refrigeration | Pumps and Fans | Evaporator Fan System Improvements | [6 empty] | 0 | 48189 | 0.005501 |  |  |  |  | 0.0001159 | 0.0055849 | 0.00012882 | 0.0062076 |  |  |  |  | 2015CommercialRefrigerationPumps and FansEvaporator Fan System Improvements | .
| 2015 | 201 | Commercial | Refrigeration | Refrigeration System Controls | Defrost Control Improvements | [6 empty] | 0 | 1021332.196 | 0.11659 |  |  |  |  | 0.0001159 | 0.11837 | 0.00012882 | 0.13157 |  |  |  |  | 2015CommercialRefrigerationRefrigeration System ControlsDefrost Control Improvements | .
| 2015 | 202 | Commercial | Refrigeration | Refrigeration System Controls | Multiplex | [6 empty] | 0 | 420155 | 0.047963 |  |  |  |  | 0.0001159 | 0.048694 | 0.00012882 | 0.054123 |  |  |  |  | 2015CommercialRefrigerationRefrigeration System ControlsMultiplex | .
| 2015 | 203 | Commercial | Refrigeration | Refrigeration System Controls | Refrigeration Control Improvements (non-VFD) | [6 empty] | 0 | 248415.6327 | 0.028358 |  |  |  |  | 0.0001159 | 0.02879 | 0.00012882 | 0.032 |  |  |  |  | 2015CommercialRefrigerationRefrigeration System ControlsRefrigeration Control Improvements (non-VFD) | .
| 2015 | 204 | Commercial | Refrigeration | Refrigeration System Controls | Refrigeration Control Improvements (VFD) | [6 empty] | 0 | 381512.31 | 0.043552 |  |  |  |  | 0.0001159 | 0.044216 | 0.00012882 | 0.049146 |  |  |  |  | 2015CommercialRefrigerationRefrigeration System ControlsRefrigeration Control Improvements (VFD) | .
| 2015 | 205 | Commercial | Refrigeration | Refrigeration System Improvements | Auto Closers | [6 empty] | 0 | 0 | 0 |  |  |  |  | 0.0001159 | 0 | 0.00012882 | 0 |  |  |  |  | 2015CommercialRefrigerationRefrigeration System ImprovementsAuto Closers | .
| 2015 | 206 | Commercial | Refrigeration | Refrigeration System Improvements | Building Commissioning Improvements | [6 empty] | 0 | 0 | 0 |  |  |  |  | 0.0001159 | 0 | 0.00012882 | 0 |  |  |  |  | 2015CommercialRefrigerationRefrigeration System ImprovementsBuilding Commissioning Improvements | .
| 2015 | 207 | Commercial | Refrigeration | Refrigeration System Improvements | Case Lighting | [6 empty] | 0 | 4052355.29 | 0.4626 |  |  |  |  | 0.0001159 | 0.46965 | 0.00012882 | 0.52202 |  |  |  |  | 2015CommercialRefrigerationRefrigeration System ImprovementsCase Lighting | .
| 2015 | 208 | Commercial | Refrigeration | Refrigeration System Improvements | Case Lighting Delamping | [6 empty] | 0 | 3960 | 0.00045205 |  |  |  |  | 0.0001159 | 0.00045895 | 0.00012882 | 0.00051012 |  |  |  |  | 2015CommercialRefrigerationRefrigeration System ImprovementsCase Lighting Delamping | .
| 2015 | 209 | Commercial | Refrigeration | Refrigeration System Improvements | Cases | [6 empty] | 0 | 64825.8628 | 0.0074002 |  |  |  |  | 0.0001159 | 0.0075131 | 0.00012882 | 0.0083507 |  |  |  |  | 2015CommercialRefrigerationRefrigeration System ImprovementsCases | .
| 2015 | 210 | Commercial | Refrigeration | Refrigeration System Improvements | Chiller Improvements | [6 empty] | 0 | 0 | 0 |  |  |  |  | 0.0001159 | 0 | 0.00012882 | 0 |  |  |  |  | 2015CommercialRefrigerationRefrigeration System ImprovementsChiller Improvements | .
| 2015 | 211 | Commercial | Refrigeration | Refrigeration System Improvements | Compressors | [6 empty] | 0 | 0 | 0 |  |  |  |  | 0.0001159 | 0 | 0.00012882 | 0 |  |  |  |  | 2015CommercialRefrigerationRefrigeration System ImprovementsCompressors | .
| 2015 | 212 | Commercial | Refrigeration | Refrigeration System Improvements | Condensors | [6 empty] | 0 | 7227.0693 | 0.00082501 |  |  |  |  | 0.0001159 | 0.00083759 | 0.00012882 | 0.00093097 |  |  |  |  | 2015CommercialRefrigerationRefrigeration System ImprovementsCondensors | .
| 2015 | 213 | Commercial | Refrigeration | Refrigeration System Improvements | Doors | [6 empty] | 0 | 521715 | 0.059557 |  |  |  |  | 0.0001159 | 0.060465 | 0.00012882 | 0.067206 |  |  |  |  | 2015CommercialRefrigerationRefrigeration System ImprovementsDoors | .
| 2015 | 214 | Commercial | Refrigeration | Refrigeration System Improvements | Gasket Replacement | [6 empty] | 0 | 0 | 0 |  |  |  |  | 0.0001159 | 0 | 0.00012882 | 0 |  |  |  |  | 2015CommercialRefrigerationRefrigeration System ImprovementsGasket Replacement | .
| 2015 | 215 | Commercial | Refrigeration | Refrigeration System Improvements | Insulation | [6 empty] | 0 | 0 | 0 |  |  |  |  | 0.0001159 | 0 | 0.00012882 | 0 |  |  |  |  | 2015CommercialRefrigerationRefrigeration System ImprovementsInsulation | .
| 2015 | 216 | Commercial | Refrigeration | Refrigeration System Improvements | Interactive Refrigeration System Improvements | [6 empty] | 0 | 25572007.6341 | 2.9192 |  |  |  |  | 0.0001159 | 2.9637 | 0.00012882 | 3.2941 |  |  |  |  | 2015CommercialRefrigerationRefrigeration System ImprovementsInteractive Refrigeration System Improvements | .
| 2015 | 217 | Commercial | Refrigeration | Refrigeration System Improvements | Lamps/Ballasts | [6 empty] | 0 | 0 | 0 |  |  |  |  | 0.0001159 | 0 | 0.00012882 | 0 |  |  |  |  | 2015CommercialRefrigerationRefrigeration System ImprovementsLamps/Ballasts | .
| 2015 | 218 | Commercial | Refrigeration | Refrigeration System Improvements | Motion Sensors | [6 empty] | 0 | 0 | 0 |  |  |  |  | 0.0001159 | 0 | 0.00012882 | 0 |  |  |  |  | 2015CommercialRefrigerationRefrigeration System ImprovementsMotion Sensors | .
| 2015 | 219 | Commercial | Refrigeration | Refrigeration System Improvements | Motors | [6 empty] | 0 | 841200.13 | 0.096027 |  |  |  |  | 0.0001159 | 0.097492 | 0.00012882 | 0.10836 |  |  |  |  | 2015CommercialRefrigerationRefrigeration System ImprovementsMotors | .
| 2015 | 220 | Commercial | Refrigeration | Refrigeration System Improvements | Multiplex | [6 empty] | 0 | 0 | 0 |  |  |  |  | 0.0001159 | 0 | 0.00012882 | 0 |  |  |  |  | 2015CommercialRefrigerationRefrigeration System ImprovementsMultiplex | .
| 2015 | 221 | Commercial | Refrigeration | Refrigeration System Improvements | Night Covers | [6 empty] | 0 | 137212.02 | 0.015663 |  |  |  |  | 0.0001159 | 0.015902 | 0.00012882 | 0.017675 |  |  |  |  | 2015CommercialRefrigerationRefrigeration System ImprovementsNight Covers | .
| 2015 | 222 | Commercial | Refrigeration | Refrigeration System Improvements | Strip Curtains | [6 empty] | 0 | 0 | 0 |  |  |  |  | 0.0001159 | 0 | 0.00012882 | 0 |  |  |  |  | 2015CommercialRefrigerationRefrigeration System ImprovementsStrip Curtains | .
| 2015 | 223 | Commercial | Refrigeration | Refrigeration System Improvements | Suction Line Insulation | [6 empty] | 0 | 0 | 0 |  |  |  |  | 0.0001159 | 0 | 0.00012882 | 0 |  |  |  |  | 2015CommercialRefrigerationRefrigeration System ImprovementsSuction Line Insulation | .
| 2015 | 224 | Commercial | Water Heating | Heat Recovery | Heat Recovery Improvements | [6 empty] | 0 | 0 | 0 |  |  |  |  | 0.00017243 | 0 | 0.00012478 | 0 |  |  |  |  | 2015CommercialWater HeatingHeat RecoveryHeat Recovery Improvements | .
| 2015 | 225 | Commercial | Water Heating | Pool System Improvements | Pool Blankets | [6 empty] | 0 | 44371.615 | 0.0050653 |  |  |  |  | 0.00017243 | 0.0076509 | 0.00012478 | 0.0055366 |  |  |  |  | 2015CommercialWater HeatingPool System ImprovementsPool Blankets | .
| 2015 | 226 | Commercial | Water Heating | Pool System Improvements | Pool System Improvements | [6 empty] | 0 | 0 | 0 |  |  |  |  | 0.00017243 | 0 | 0.00012478 | 0 |  |  |  |  | 2015CommercialWater HeatingPool System ImprovementsPool System Improvements | .
| 2015 | 227 | Commercial | Water Heating | System Efficiency Improvements | Insulation | [6 empty] | 0 | 0 | 0 |  |  |  |  | 0.00017243 | 0 | 0.00012478 | 0 |  |  |  |  | 2015CommercialWater HeatingSystem Efficiency ImprovementsInsulation | .
| 2015 | 228 | Commercial | Water Heating | Water Heaters | Water Heaters | [6 empty] | 0 | 415619.696 | 0.047445 |  |  |  |  | 0.00017243 | 0.071665 | 0.00012478 | 0.051861 |  |  |  |  | 2015CommercialWater HeatingWater HeatersWater Heaters | .
| 2015 | 229 | Commercial | Water Heating | Water Heating Controls | Energy Management Systems/System Controls | [6 empty] | 0 | 0 | 0 |  |  |  |  | 0.00017243 | 0 | 0.00012478 | 0 |  |  |  |  | 2015CommercialWater HeatingWater Heating ControlsEnergy Management Systems/System Controls | .
| 2015 | 230 | Commercial | Water Heating | Water Heating Controls | Water Heating Control Improvements (non-VFD) | [6 empty] | 0 | 3132.09 | 0.00035754 |  |  |  |  | 0.00017243 | 0.00054006 | 0.00012478 | 0.00039082 |  |  |  |  | 2015CommercialWater HeatingWater Heating ControlsWater Heating Control Improvements (non-VFD) | .
| 2015 | 231 | Commercial | Water Heating | Water Heating Controls | Water Heating Control Improvements (VFD) | [6 empty] | 0 | 0 | 0 |  |  |  |  | 0.00017243 | 0 | 0.00012478 | 0 |  |  |  |  | 2015CommercialWater HeatingWater Heating ControlsWater Heating Control Improvements (VFD) | .
| 2015 | 232 | Commercial | Water Heating | Water Using Devices | Aerators | [6 empty] | 0 | 5589583.8942 | 0.63808 |  |  |  |  | 0.00017243 | 0.9638 | 0.00012478 | 0.69746 |  |  |  |  | 2015CommercialWater HeatingWater Using DevicesAerators | .
| 2015 | 233 | Commercial | Water Heating | Water Using Devices | Clothes Washers | [6 empty] | 0 | 165668.28 | 0.018912 |  |  |  |  | 0.00017243 | 0.028566 | 0.00012478 | 0.020672 |  |  |  |  | 2015CommercialWater HeatingWater Using DevicesClothes Washers | .
| 2015 | 234 | Commercial | Water Heating | Water Using Devices | Dishwashers | [6 empty] | 0 | 412577.8112 | 0.047098 |  |  |  |  | 0.00017243 | 0.07114 | 0.00012478 | 0.051481 |  |  |  |  | 2015CommercialWater HeatingWater Using DevicesDishwashers | .
| 2015 | 235 | Commercial | Water Heating | Water Using Devices | Pre Rinse Spray Valves | [6 empty] | 0 | 79938 | 0.0091253 |  |  |  |  | 0.00017243 | 0.013784 | 0.00012478 | 0.0099746 |  |  |  |  | 2015CommercialWater HeatingWater Using DevicesPre Rinse Spray Valves | .
| 2015 | 236 | Commercial | Water Heating | Water Using Devices | Showerheads | [6 empty] | 0 | 7399556.4239 | 0.8447 |  |  |  |  | 0.00017243 | 1.2759 | 0.00012478 | 0.92331 |  |  |  |  | 2015CommercialWater HeatingWater Using DevicesShowerheads | .
| 2015 | 237 | Commercial | Whole Bldg/Meter Level | Whole Bldg/Meter Level System Improvements | Interactive Whole Bldg/Meter Level System Improvements | [6 empty] | 0 | 133213670.1335 | 15.207 |  |  |  |  | 0.00024448 | 32.5681 | 0.00016318 | 21.7375 |  |  |  |  | 2015CommercialWhole Bldg/Meter LevelWhole Bldg/Meter Level System ImprovementsInteractive Whole Bldg/Meter Level System Improvements | .
| 2015 | 238 | Commercial | Whole Bldg/Meter Level | Whole Bldg/Meter Level System Improvements | Small Office Package | [6 empty] | 0 | 0 | 0 |  |  |  |  | 0.00024448 | 0 | 0.00016318 | 0 |  |  |  |  | 2015CommercialWhole Bldg/Meter LevelWhole Bldg/Meter Level System ImprovementsSmall Office Package | .
| 2015 | 239 | Industrial | Compressed Air | Compressed Air System Controls | Compressed Air Control Improvements (non-VFD) | [6 empty] | 0 | 9600972.3451 | 1.096 |  |  |  |  | 0.00012551 | 1.205 | 0.00012968 | 1.245 |  |  |  |  | 2015IndustrialCompressed AirCompressed Air System ControlsCompressed Air Control Improvements (non-VFD) | .
| 2015 | 240 | Industrial | Compressed Air | Compressed Air System Controls | Compressed Air Control Improvements (VFD) | [6 empty] | 0 | 1389736.092 | 0.15865 |  |  |  |  | 0.00012551 | 0.17442 | 0.00012968 | 0.18022 |  |  |  |  | 2015IndustrialCompressed AirCompressed Air System ControlsCompressed Air Control Improvements (VFD) | .
| 2015 | 241 | Industrial | Compressed Air | Compressed Air System Improvements | Compressed Air System Compressor Improvements (non-VFD) | [6 empty] | 0 | 86071.359 | 0.0098255 |  |  |  |  | 0.00012551 | 0.010803 | 0.00012968 | 0.011162 |  |  |  |  | 2015IndustrialCompressed AirCompressed Air System ImprovementsCompressed Air System Compressor Improvements (non-VFD) | .
| 2015 | 242 | Industrial | Compressed Air | Compressed Air System Improvements | Compressed Air System Compressor Improvements (VFD) | [6 empty] | 0 | 2526743.547 | 0.28844 |  |  |  |  | 0.00012551 | 0.31713 | 0.00012968 | 0.32767 |  |  |  |  | 2015IndustrialCompressed AirCompressed Air System ImprovementsCompressed Air System Compressor Improvements (VFD) | .
| 2015 | 243 | Industrial | Compressed Air | Compressed Air System Improvements | Compressed Air System Demand Side Improvements | [6 empty] | 0 | 0 | 0 |  |  |  |  | 0.00012551 | 0 | 0.00012968 | 0 |  |  |  |  | 2015IndustrialCompressed AirCompressed Air System ImprovementsCompressed Air System Demand Side Improvements | .
| 2015 | 244 | Industrial | Compressed Air | Compressed Air System Improvements | Compressed Air System Dryer Improvements | [6 empty] | 0 | 2301857.385 | 0.26277 |  |  |  |  | 0.00012551 | 0.2889 | 0.00012968 | 0.2985 |  |  |  |  | 2015IndustrialCompressed AirCompressed Air System ImprovementsCompressed Air System Dryer Improvements | .
| 2015 | 245 | Industrial | Compressed Air | Compressed Air System Improvements | Compressed Air System Regulation Improvements | [6 empty] | 0 | 0 | 0 |  |  |  |  | 0.00012551 | 0 | 0.00012968 | 0 |  |  |  |  | 2015IndustrialCompressed AirCompressed Air System ImprovementsCompressed Air System Regulation Improvements | .
| 2015 | 246 | Industrial | Compressed Air | Compressed Air System Improvements | Compressed Air System Storage Improvements | [6 empty] | 0 | 172087.789 | 0.019645 |  |  |  |  | 0.00012551 | 0.021599 | 0.00012968 | 0.022316 |  |  |  |  | 2015IndustrialCompressed AirCompressed Air System ImprovementsCompressed Air System Storage Improvements | .
| 2015 | 247 | Industrial | Compressed Air | Compressed Air System Improvements | Compressed Air System Supply Side Improvements | [6 empty] | 0 | 18207952.795 | 2.0785 |  |  |  |  | 0.00012551 | 2.2853 | 0.00012968 | 2.3612 |  |  |  |  | 2015IndustrialCompressed AirCompressed Air System ImprovementsCompressed Air System Supply Side Improvements | .
| 2015 | 248 | Industrial | Compressed Air | Compressed Air System Improvements | Compressors | [6 empty] | 0 | 15465827.01 | 1.7655 |  |  |  |  | 0.00012551 | 1.9411 | 0.00012968 | 2.0056 |  |  |  |  | 2015IndustrialCompressed AirCompressed Air System ImprovementsCompressors | .
| 2015 | 249 | Industrial | Compressed Air | Heat Recovery | Heat Recovery Improvements | [6 empty] | 0 | 0 | 0 |  |  |  |  | 0.00012551 | 0 | 0.00012968 | 0 |  |  |  |  | 2015IndustrialCompressed AirHeat RecoveryHeat Recovery Improvements | .
| 2015 | 250 | Industrial | Facility Distribution System | Capacitors | Fixed and Switched Shunt Capacitor | [6 empty] | 0 | 0 | 0 |  |  |  |  | 0.00012551 | 0 | 0.00012968 | 0 |  |  |  |  | 2015IndustrialFacility Distribution SystemCapacitorsFixed and Switched Shunt Capacitor | .
| 2015 | 251 | Industrial | Facility Distribution System | Conductors | Service Conductor Replacement | [6 empty] | 0 | 0 | 0 |  |  |  |  | 0.00012551 | 0 | 0.00012968 | 0 |  |  |  |  | 2015IndustrialFacility Distribution SystemConductorsService Conductor Replacement | .
| 2015 | 252 | Industrial | Facility Distribution System | Power Factor Improvements | VAR Management/Controls | [6 empty] | 0 | 0 | 0 |  |  |  |  | 0.00012551 | 0 | 0.00012968 | 0 |  |  |  |  | 2015IndustrialFacility Distribution SystemPower Factor ImprovementsVAR Management/Controls | .
| 2015 | 253 | Industrial | Facility Distribution System | Transformers | De-Energization | [6 empty] | 0 | 0 | 0 |  |  |  |  | 0.00012551 | 0 | 0.00012968 | 0 |  |  |  |  | 2015IndustrialFacility Distribution SystemTransformersDe-Energization | .
| 2015 | 254 | Industrial | Facility Distribution System | Transformers | Transformers (NEMA TP-1 or Higher) | [6 empty] | 0 | 29742.84 | 0.0033953 |  |  |  |  | 0.00012551 | 0.003733 | 0.00012968 | 0.003857 |  |  |  |  | 2015IndustrialFacility Distribution SystemTransformersTransformers (NEMA TP-1 or Higher) | .
| 2015 | 255 | Industrial | Facility Distribution System | Voltage Management | Conservation Voltage Reduction (CVR) | [6 empty] | 0 | 4979538.131 | 0.56844 |  |  |  |  | 0.00012551 | 0.62498 | 0.00012968 | 0.64574 |  |  |  |  | 2015IndustrialFacility Distribution SystemVoltage ManagementConservation Voltage Reduction (CVR) | .
| 2015 | 256 | Industrial | HVAC | Envelope | Air Sealing | [6 empty] | 0 | 0 | 0 |  |  |  |  | 0.00012551 | 0 | 0.00012968 | 0 |  |  |  |  | 2015IndustrialHVACEnvelopeAir Sealing | .
| 2015 | 257 | Industrial | HVAC | Envelope | Insulation | [6 empty] | 0 | 75592.61 | 0.0086293 |  |  |  |  | 0.00012551 | 0.0094876 | 0.00012968 | 0.0098028 |  |  |  |  | 2015IndustrialHVACEnvelopeInsulation | .
| 2015 | 258 | Industrial | HVAC | Envelope | Windows | [6 empty] | 0 | 0 | 0 |  |  |  |  | 0.00012551 | 0 | 0.00012968 | 0 |  |  |  |  | 2015IndustrialHVACEnvelopeWindows | .
| 2015 | 259 | Industrial | HVAC | Heat Recovery | Heat Recovery Improvements | [6 empty] | 0 | 2222567.31 | 0.25372 |  |  |  |  | 0.00012551 | 0.27895 | 0.00012968 | 0.28822 |  |  |  |  | 2015IndustrialHVACHeat RecoveryHeat Recovery Improvements | .
| 2015 | 260 | Industrial | HVAC | Heat Recovery | Humidification/Dehumidification Improvements | [6 empty] | 0 | 0 | 0 |  |  |  |  | 0.00012551 | 0 | 0.00012968 | 0 |  |  |  |  | 2015IndustrialHVACHeat RecoveryHumidification/Dehumidification Improvements | .
| 2015 | 261 | Industrial | HVAC | HVAC System Controls | Energy Management Systems/System Controls | [6 empty] | 0 | 5242730.88 | 0.59849 |  |  |  |  | 0.00012551 | 0.65801 | 0.00012968 | 0.67987 |  |  |  |  | 2015IndustrialHVACHVAC System ControlsEnergy Management Systems/System Controls | .
| 2015 | 262 | Industrial | HVAC | HVAC System Controls | HVAC Control Improvements (non-VFD) | [6 empty] | 0 | 24075.2 | 0.0027483 |  |  |  |  | 0.00012551 | 0.0030217 | 0.00012968 | 0.0031221 |  |  |  |  | 2015IndustrialHVACHVAC System ControlsHVAC Control Improvements (non-VFD) | .
| 2015 | 263 | Industrial | HVAC | HVAC System Controls | HVAC Control Improvements (VFD) | [6 empty] | 0 | 40780 | 0.0046553 |  |  |  |  | 0.00012551 | 0.0051183 | 0.00012968 | 0.0052883 |  |  |  |  | 2015IndustrialHVACHVAC System ControlsHVAC Control Improvements (VFD) | .
| 2015 | 264 | Industrial | HVAC | HVAC System Controls | Pneumatic to DDC Control Improvements | [6 empty] | 0 | 0 | 0 |  |  |  |  | 0.00012551 | 0 | 0.00012968 | 0 |  |  |  |  | 2015IndustrialHVACHVAC System ControlsPneumatic to DDC Control Improvements | .
| 2015 | 265 | Industrial | HVAC | HVAC System Controls | Thermostats | [6 empty] | 0 | 2969.59 | 0.00033899 |  |  |  |  | 0.00012551 | 0.00037271 | 0.00012968 | 0.00038509 |  |  |  |  | 2015IndustrialHVACHVAC System ControlsThermostats | .
| 2015 | 266 | Industrial | HVAC | HVAC System Improvements | Air-Source Heat Pumps | [6 empty] | 0 | 11585.55 | 0.0013226 |  |  |  |  | 0.00012551 | 0.0014541 | 0.00012968 | 0.0015024 |  |  |  |  | 2015IndustrialHVACHVAC System ImprovementsAir-Source Heat Pumps | .
| 2015 | 267 | Industrial | HVAC | HVAC System Improvements | Building Commissioning Improvements | [6 empty] | 0 | 0 | 0 |  |  |  |  | 0.00012551 | 0 | 0.00012968 | 0 |  |  |  |  | 2015IndustrialHVACHVAC System ImprovementsBuilding Commissioning Improvements | .
| 2015 | 268 | Industrial | HVAC | HVAC System Improvements | Centrifugal Chiller Improvements | [6 empty] | 0 | 0 | 0 |  |  |  |  | 0.00012551 | 0 | 0.00012968 | 0 |  |  |  |  | 2015IndustrialHVACHVAC System ImprovementsCentrifugal Chiller Improvements | .
| 2015 | 269 | Industrial | HVAC | HVAC System Improvements | Duct Insulation | [6 empty] | 0 | 0 | 0 |  |  |  |  | 0.00012551 | 0 | 0.00012968 | 0 |  |  |  |  | 2015IndustrialHVACHVAC System ImprovementsDuct Insulation | .
| 2015 | 270 | Industrial | HVAC | HVAC System Improvements | Ductless Heat Pumps | [6 empty] | 0 | 36853.294 | 0.004207 |  |  |  |  | 0.00012551 | 0.0046254 | 0.00012968 | 0.0047791 |  |  |  |  | 2015IndustrialHVACHVAC System ImprovementsDuctless Heat Pumps | .
| 2015 | 271 | Industrial | HVAC | HVAC System Improvements | Economizer System Improvements | [6 empty] | 0 | 0 | 0 |  |  |  |  | 0.00012551 | 0 | 0.00012968 | 0 |  |  |  |  | 2015IndustrialHVACHVAC System ImprovementsEconomizer System Improvements | .
| 2015 | 272 | Industrial | HVAC | HVAC System Improvements | Interactive HVAC System Improvements | [6 empty] | 0 | 8856977.3864 | 1.0111 |  |  |  |  | 0.00012551 | 1.1116 | 0.00012968 | 1.1486 |  |  |  |  | 2015IndustrialHVACHVAC System ImprovementsInteractive HVAC System Improvements | .
| 2015 | 273 | Industrial | HVAC | HVAC System Improvements | Rooftop Units | [6 empty] | 0 | 48384.62 | 0.0055234 |  |  |  |  | 0.00012551 | 0.0060727 | 0.00012968 | 0.0062745 |  |  |  |  | 2015IndustrialHVACHVAC System ImprovementsRooftop Units | .
| 2015 | 274 | Industrial | HVAC | HVAC System Improvements | Rotary Screw Chiller Improvements | [6 empty] | 0 | 0 | 0 |  |  |  |  | 0.00012551 | 0 | 0.00012968 | 0 |  |  |  |  | 2015IndustrialHVACHVAC System ImprovementsRotary Screw Chiller Improvements | .
| 2015 | 275 | Industrial | HVAC | HVAC System Improvements | Scroll Chiller Improvements | [6 empty] | 0 | 0 | 0 |  |  |  |  | 0.00012551 | 0 | 0.00012968 | 0 |  |  |  |  | 2015IndustrialHVACHVAC System ImprovementsScroll Chiller Improvements | .
| 2015 | 276 | Industrial | HVAC | HVAC System Improvements | Storage Tank Insulation Improvements | [6 empty] | 0 | 0 | 0 |  |  |  |  | 0.00012551 | 0 | 0.00012968 | 0 |  |  |  |  | 2015IndustrialHVACHVAC System ImprovementsStorage Tank Insulation Improvements | .
| 2015 | 277 | Industrial | HVAC | HVAC System Improvements | Variable Refrigerant Flow System Improvements | [6 empty] | 0 | 0 | 0 |  |  |  |  | 0.00012551 | 0 | 0.00012968 | 0 |  |  |  |  | 2015IndustrialHVACHVAC System ImprovementsVariable Refrigerant Flow System Improvements | .
| 2015 | 278 | Industrial | HVAC | HVAC System Improvements | Ventilation System Improvements | [6 empty] | 0 | 6359812.3242 | 0.72601 |  |  |  |  | 0.00012551 | 0.79821 | 0.00012968 | 0.82474 |  |  |  |  | 2015IndustrialHVACHVAC System ImprovementsVentilation System Improvements | .
| 2015 | 279 | Industrial | HVAC | HVAC System Improvements | Water-Source Heat Pumps | [6 empty] | 0 | 0 | 0 |  |  |  |  | 0.00012551 | 0 | 0.00012968 | 0 |  |  |  |  | 2015IndustrialHVACHVAC System ImprovementsWater-Source Heat Pumps | .
| 2015 | 280 | Industrial | Lighting | Delamping | Delamping | [6 empty] | 0 | 128240.79 | 0.014639 |  |  |  |  | 0.00012551 | 0.016095 | 0.00012968 | 0.01663 |  |  |  |  | 2015IndustrialLightingDelampingDelamping | .
| 2015 | 281 | Industrial | Lighting | Lamps/Ballasts/Fixtures | Lamps/Ballasts | [6 empty] | 0 | 10078389.3469 | 1.1505 |  |  |  |  | 0.00012551 | 1.2649 | 0.00012968 | 1.307 |  |  |  |  | 2015IndustrialLightingLamps/Ballasts/FixturesLamps/Ballasts | .
| 2015 | 282 | Industrial | Lighting | Lamps/Ballasts/Fixtures | Lamps/Ballasts w/Controls | [6 empty] | 0 | 9961.175 | 0.0011371 |  |  |  |  | 0.00012551 | 0.0012502 | 0.00012968 | 0.0012918 |  |  |  |  | 2015IndustrialLightingLamps/Ballasts/FixturesLamps/Ballasts w/Controls | .
| 2015 | 283 | Industrial | Lighting | Lamps/Ballasts/Fixtures | Lamps/Ballasts w/Delamping | [6 empty] | 0 | 0 | 0 |  |  |  |  | 0.00012551 | 0 | 0.00012968 | 0 |  |  |  |  | 2015IndustrialLightingLamps/Ballasts/FixturesLamps/Ballasts w/Delamping | .
| 2015 | 284 | Industrial | Lighting | Lamps/Ballasts/Fixtures | Lamps/Ballasts w/Delamping and Controls | [6 empty] | 0 | 2206.2029 | 0.00025185 |  |  |  |  | 0.00012551 | 0.0002769 | 0.00012968 | 0.0002861 |  |  |  |  | 2015IndustrialLightingLamps/Ballasts/FixturesLamps/Ballasts w/Delamping and Controls | .
| 2015 | 285 | Industrial | Lighting | Lamps/Ballasts/Fixtures | Lamps/Ballasts/Fixtures | [6 empty] | 0 | 45497335.5046 | 5.1938 |  |  |  |  | 0.00012551 | 5.7103 | 0.00012968 | 5.9001 |  |  |  |  | 2015IndustrialLightingLamps/Ballasts/FixturesLamps/Ballasts/Fixtures | .
| 2015 | 286 | Industrial | Lighting | Lamps/Ballasts/Fixtures | Lamps/Ballasts/Fixtures w/Controls | [6 empty] | 0 | 4476464.749 | 0.51101 |  |  |  |  | 0.00012551 | 0.56184 | 0.00012968 | 0.58051 |  |  |  |  | 2015IndustrialLightingLamps/Ballasts/FixturesLamps/Ballasts/Fixtures w/Controls | .
| 2015 | 287 | Industrial | Lighting | Lamps/Ballasts/Fixtures | Lamps/Ballasts/Fixtures w/Delamping | [6 empty] | 0 | 0 | 0 |  |  |  |  | 0.00012551 | 0 | 0.00012968 | 0 |  |  |  |  | 2015IndustrialLightingLamps/Ballasts/FixturesLamps/Ballasts/Fixtures w/Delamping | .
| 2015 | 288 | Industrial | Lighting | Lamps/Ballasts/Fixtures | Lamps/Ballasts/Fixtures w/Delamping and Controls | [6 empty] | 0 | 3418479.191 | 0.39024 |  |  |  |  | 0.00012551 | 0.42905 | 0.00012968 | 0.44331 |  |  |  |  | 2015IndustrialLightingLamps/Ballasts/FixturesLamps/Ballasts/Fixtures w/Delamping and Controls | .
| 2015 | 289 | Industrial | Lighting | Lighting Controls | Control Panels | [6 empty] | 0 | 0 | 0 |  |  |  |  | 0.00012551 | 0 | 0.00012968 | 0 |  |  |  |  | 2015IndustrialLightingLighting ControlsControl Panels | .
| 2015 | 290 | Industrial | Lighting | Lighting Controls | Daylighting | [6 empty] | 0 | 0 | 0 |  |  |  |  | 0.00012551 | 0 | 0.00012968 | 0 |  |  |  |  | 2015IndustrialLightingLighting ControlsDaylighting | .
| 2015 | 291 | Industrial | Lighting | Lighting Controls | Occupancy Sensors | [6 empty] | 0 | 2001020.91 | 0.22843 |  |  |  |  | 0.00012551 | 0.25115 | 0.00012968 | 0.25949 |  |  |  |  | 2015IndustrialLightingLighting ControlsOccupancy Sensors | .
| 2015 | 292 | Industrial | Lighting | Lighting Controls | Photocells | [6 empty] | 0 | 0 | 0 |  |  |  |  | 0.00012551 | 0 | 0.00012968 | 0 |  |  |  |  | 2015IndustrialLightingLighting ControlsPhotocells | .
| 2015 | 293 | Industrial | Lighting | Lighting Controls | Timers | [6 empty] | 0 | 0 | 0 |  |  |  |  | 0.00012551 | 0 | 0.00012968 | 0 |  |  |  |  | 2015IndustrialLightingLighting ControlsTimers | .
| 2015 | 294 | Industrial | Lighting | Signs and Signals | LED Exit Signs | [6 empty] | 0 | 20481.29 | 0.002338 |  |  |  |  | 0.00012551 | 0.0025706 | 0.00012968 | 0.002656 |  |  |  |  | 2015IndustrialLightingSigns and SignalsLED Exit Signs | .
| 2015 | 295 | Industrial | Motors/Drives | Motors | Motor Rewind | [6 empty] | 0 | 1859676.1016 | 0.21229 |  |  |  |  | 0.00012551 | 0.23341 | 0.00012968 | 0.24116 |  |  |  |  | 2015IndustrialMotors/DrivesMotorsMotor Rewind | .
| 2015 | 296 | Industrial | Motors/Drives | Motors | Motors | [6 empty] | 0 | 2756460.291 | 0.31466 |  |  |  |  | 0.00012551 | 0.34596 | 0.00012968 | 0.35746 |  |  |  |  | 2015IndustrialMotors/DrivesMotorsMotors | .
| 2015 | 297 | Industrial | Motors/Drives | Motors/Drives Controls | Electronically Commutated Motor (ECM) | [6 empty] | 0 | 0 | 0 |  |  |  |  | 0.00012551 | 0 | 0.00012968 | 0 |  |  |  |  | 2015IndustrialMotors/DrivesMotors/Drives ControlsElectronically Commutated Motor (ECM) | .
| 2015 | 298 | Industrial | Motors/Drives | Motors/Drives Controls | Energy Management Systems/System Controls | [6 empty] | 0 | 1505222.54 | 0.17183 |  |  |  |  | 0.00012551 | 0.18892 | 0.00012968 | 0.1952 |  |  |  |  | 2015IndustrialMotors/DrivesMotors/Drives ControlsEnergy Management Systems/System Controls | .
| 2015 | 299 | Industrial | Motors/Drives | Motors/Drives Controls | Motors/Drives Control Improvements (non-VFD) | [6 empty] | 0 | 5622264.3 | 0.64181 |  |  |  |  | 0.00012551 | 0.70565 | 0.00012968 | 0.72909 |  |  |  |  | 2015IndustrialMotors/DrivesMotors/Drives ControlsMotors/Drives Control Improvements (non-VFD) | .
| 2015 | 300 | Industrial | Motors/Drives | Motors/Drives Controls | Motors/Drives Control Improvements (VFD) | [6 empty] | 0 | 38281267.9091 | 4.37 |  |  |  |  | 0.00012551 | 4.8046 | 0.00012968 | 4.9643 |  |  |  |  | 2015IndustrialMotors/DrivesMotors/Drives ControlsMotors/Drives Control Improvements (VFD) | .
| 2015 | 301 | Industrial | Motors/Drives | Pumps and Fans | Motors/Drives Installation on Fan System | [6 empty] | 0 | 6020648.18 | 0.68729 |  |  |  |  | 0.00012551 | 0.75565 | 0.00012968 | 0.78075 |  |  |  |  | 2015IndustrialMotors/DrivesPumps and FansMotors/Drives Installation on Fan System | .
| 2015 | 302 | Industrial | Motors/Drives | Pumps and Fans | Motors/Drives Installation on Vacuum Pumps | [6 empty] | 0 | 0 | 0 |  |  |  |  | 0.00012551 | 0 | 0.00012968 | 0 |  |  |  |  | 2015IndustrialMotors/DrivesPumps and FansMotors/Drives Installation on Vacuum Pumps | .
| 2015 | 303 | Industrial | Process Loads | Heat Recovery | Heat Recovery Improvements | [6 empty] | 0 | 0 | 0 |  |  |  |  | 0.00012551 | 0 | 0.00012968 | 0 |  |  |  |  | 2015IndustrialProcess LoadsHeat RecoveryHeat Recovery Improvements | .
| 2015 | 304 | Industrial | Process Loads | Process Loads System Controls | Process Loads Control Improvements (non-VFD) | [6 empty] | 0 | 933.52 | 0.00010657 |  |  |  |  | 0.00012551 | 0.00011717 | 0.00012968 | 0.00012106 |  |  |  |  | 2015IndustrialProcess LoadsProcess Loads System ControlsProcess Loads Control Improvements (non-VFD) | .
| 2015 | 305 | Industrial | Process Loads | Process Loads System Controls | Process Loads Control Improvements (VFD) | [6 empty] | 0 | 0 | 0 |  |  |  |  | 0.00012551 | 0 | 0.00012968 | 0 |  |  |  |  | 2015IndustrialProcess LoadsProcess Loads System ControlsProcess Loads Control Improvements (VFD) | .
| 2015 | 306 | Industrial | Process Loads | Process Loads System Improvements | Interactive Process Loads System Improvements | [6 empty] | 0 | 30948091.727 | 3.5329 |  |  |  |  | 0.00012551 | 3.8843 | 0.00012968 | 4.0133 |  |  |  |  | 2015IndustrialProcess LoadsProcess Loads System ImprovementsInteractive Process Loads System Improvements | .
| 2015 | 307 | Industrial | Process Loads | Pumps and Fans | Centrifugal Pump System Improvements | [6 empty] | 0 | 64688.748 | 0.0073846 |  |  |  |  | 0.00012551 | 0.008119 | 0.00012968 | 0.0083888 |  |  |  |  | 2015IndustrialProcess LoadsPumps and FansCentrifugal Pump System Improvements | .
| 2015 | 308 | Industrial | Process Loads | Pumps and Fans | Fan System Improvements | [6 empty] | 0 | 7039947.69 | 0.80365 |  |  |  |  | 0.00012551 | 0.88358 | 0.00012968 | 0.91294 |  |  |  |  | 2015IndustrialProcess LoadsPumps and FansFan System Improvements | .
| 2015 | 309 | Industrial | Process Loads | Pumps and Fans | Pump System Improvements | [6 empty] | 0 | 4310585.334 | 0.49208 |  |  |  |  | 0.00012551 | 0.54102 | 0.00012968 | 0.55899 |  |  |  |  | 2015IndustrialProcess LoadsPumps and FansPump System Improvements | .
| 2015 | 310 | Industrial | Process Loads | Pumps and Fans | Turbine Pump System Improvements | [6 empty] | 0 | 0 | 0 |  |  |  |  | 0.00012551 | 0 | 0.00012968 | 0 |  |  |  |  | 2015IndustrialProcess LoadsPumps and FansTurbine Pump System Improvements | .
| 2015 | 311 | Industrial | Process Loads | Pumps and Fans | Vacuum Pump System Improvements | [6 empty] | 0 | 0 | 0 |  |  |  |  | 0.00012551 | 0 | 0.00012968 | 0 |  |  |  |  | 2015IndustrialProcess LoadsPumps and FansVacuum Pump System Improvements | .
| 2015 | 312 | Industrial | Process Loads | Wastewater System Improvements | Interactive Wastewater System Improvements | [6 empty] | 0 | 8356619.786 | 0.95395 |  |  |  |  | 0.00012551 | 1.0488 | 0.00012968 | 1.0837 |  |  |  |  | 2015IndustrialProcess LoadsWastewater System ImprovementsInteractive Wastewater System Improvements | .
| 2015 | 313 | Industrial | Refrigeration | Heat Recovery | Heat Recovery Improvements | [6 empty] | 0 | 47384.83 | 0.0054092 |  |  |  |  | 0.00012551 | 0.0059472 | 0.00012968 | 0.0061448 |  |  |  |  | 2015IndustrialRefrigerationHeat RecoveryHeat Recovery Improvements | .
| 2015 | 314 | Industrial | Refrigeration | Packaged Refrigeration | Packaged Refrigeration System Improvements | [6 empty] | 0 | 308089.02 | 0.03517 |  |  |  |  | 0.00012551 | 0.038668 | 0.00012968 | 0.039953 |  |  |  |  | 2015IndustrialRefrigerationPackaged RefrigerationPackaged Refrigeration System Improvements | .
| 2015 | 315 | Industrial | Refrigeration | Pumps and Fans | Condensor Fan System Improvements | [6 empty] | 0 | 614483.299 | 0.070146 |  |  |  |  | 0.00012551 | 0.077123 | 0.00012968 | 0.079686 |  |  |  |  | 2015IndustrialRefrigerationPumps and FansCondensor Fan System Improvements | .
| 2015 | 316 | Industrial | Refrigeration | Pumps and Fans | Evaporator Coil Fan System Improvements | [6 empty] | 0 | 1769019.74 | 0.20194 |  |  |  |  | 0.00012551 | 0.22203 | 0.00012968 | 0.22941 |  |  |  |  | 2015IndustrialRefrigerationPumps and FansEvaporator Coil Fan System Improvements | .
| 2015 | 317 | Industrial | Refrigeration | Pumps and Fans | Evaporator Fan System Improvements | [6 empty] | 0 | 3815113.12 | 0.43552 |  |  |  |  | 0.00012551 | 0.47883 | 0.00012968 | 0.49474 |  |  |  |  | 2015IndustrialRefrigerationPumps and FansEvaporator Fan System Improvements | .
| 2015 | 318 | Industrial | Refrigeration | Refrigeration System Controls | Defrost Control Improvements | [6 empty] | 0 | 154852.97 | 0.017677 |  |  |  |  | 0.00012551 | 0.019435 | 0.00012968 | 0.020081 |  |  |  |  | 2015IndustrialRefrigerationRefrigeration System ControlsDefrost Control Improvements | .
| 2015 | 319 | Industrial | Refrigeration | Refrigeration System Controls | Refrigeration Control Improvements (non-VFD) | [6 empty] | 0 | 3487962.602 | 0.39817 |  |  |  |  | 0.00012551 | 0.43777 | 0.00012968 | 0.45232 |  |  |  |  | 2015IndustrialRefrigerationRefrigeration System ControlsRefrigeration Control Improvements (non-VFD) | .
| 2015 | 320 | Industrial | Refrigeration | Refrigeration System Controls | Refrigeration Control Improvements (VFD) | [6 empty] | 0 | 1805416.769 | 0.2061 |  |  |  |  | 0.00012551 | 0.2266 | 0.00012968 | 0.23413 |  |  |  |  | 2015IndustrialRefrigerationRefrigeration System ControlsRefrigeration Control Improvements (VFD) | .
| 2015 | 321 | Industrial | Refrigeration | Refrigeration System Improvements | Building Commissioning Improvements | [6 empty] | 0 | 0 | 0 |  |  |  |  | 0.00012551 | 0 | 0.00012968 | 0 |  |  |  |  | 2015IndustrialRefrigerationRefrigeration System ImprovementsBuilding Commissioning Improvements | .
| 2015 | 322 | Industrial | Refrigeration | Refrigeration System Improvements | Chiller Improvements | [6 empty] | 0 | 375667.24 | 0.042884 |  |  |  |  | 0.00012551 | 0.04715 | 0.00012968 | 0.048716 |  |  |  |  | 2015IndustrialRefrigerationRefrigeration System ImprovementsChiller Improvements | .
| 2015 | 323 | Industrial | Refrigeration | Refrigeration System Improvements | Fast Acting Doors | [6 empty] | 0 | 2727616.7355 | 0.31137 |  |  |  |  | 0.00012551 | 0.34234 | 0.00012968 | 0.35372 |  |  |  |  | 2015IndustrialRefrigerationRefrigeration System ImprovementsFast Acting Doors | .
| 2015 | 324 | Industrial | Refrigeration | Refrigeration System Improvements | Insulation | [6 empty] | 0 | 9002.57 | 0.0010277 |  |  |  |  | 0.00012551 | 0.0011299 | 0.00012968 | 0.0011674 |  |  |  |  | 2015IndustrialRefrigerationRefrigeration System ImprovementsInsulation | .
| 2015 | 325 | Industrial | Refrigeration | Refrigeration System Improvements | Interactive Refrigeration System Improvements | [6 empty] | 0 | 25178270.514 | 2.8742 |  |  |  |  | 0.00012551 | 3.1601 | 0.00012968 | 3.2651 |  |  |  |  | 2015IndustrialRefrigerationRefrigeration System ImprovementsInteractive Refrigeration System Improvements | .
| 2015 | 326 | Industrial | Water Heating | Heat Recovery | Heat Recovery Improvements | [6 empty] | 0 | 0 | 0 |  |  |  |  | 0.00012551 | 0 | 0.00012968 | 0 |  |  |  |  | 2015IndustrialWater HeatingHeat RecoveryHeat Recovery Improvements | .
| 2015 | 327 | Industrial | Water Heating | Pipe Insulation | Pipe Insulation | [6 empty] | 0 | 0 | 0 |  |  |  |  | 0.00012551 | 0 | 0.00012968 | 0 |  |  |  |  | 2015IndustrialWater HeatingPipe InsulationPipe Insulation | .
| 2015 | 328 | Industrial | Water Heating | System Efficiency Improvements | Insulation | [6 empty] | 0 | 0 | 0 |  |  |  |  | 0.00012551 | 0 | 0.00012968 | 0 |  |  |  |  | 2015IndustrialWater HeatingSystem Efficiency ImprovementsInsulation | .
| 2015 | 329 | Industrial | Water Heating | Water Heating Controls | Energy Management Systems/System Controls | [6 empty] | 0 | 0 | 0 |  |  |  |  | 0.00012551 | 0 | 0.00012968 | 0 |  |  |  |  | 2015IndustrialWater HeatingWater Heating ControlsEnergy Management Systems/System Controls | .
| 2015 | 330 | Industrial | Water Heating | Water Heating Controls | Water Heating Control Improvements (non-VFD) | [6 empty] | 0 | 148553.902 | 0.016958 |  |  |  |  | 0.00012551 | 0.018645 | 0.00012968 | 0.019264 |  |  |  |  | 2015IndustrialWater HeatingWater Heating ControlsWater Heating Control Improvements (non-VFD) | .
| 2015 | 331 | Industrial | Water Heating | Water Heating Controls | Water Heating Control Improvements (VFD) | [6 empty] | 0 | 0 | 0 |  |  |  |  | 0.00012551 | 0 | 0.00012968 | 0 |  |  |  |  | 2015IndustrialWater HeatingWater Heating ControlsWater Heating Control Improvements (VFD) | .
| 2015 | 332 | Industrial | Whole Bldg/Meter Level | Whole Bldg/Meter Level System Improvements | Interactive Whole Bldg/Meter Level System Improvements | [6 empty] | 0 | 64624247.7053 | 7.3772 |  |  |  |  | 0.00012551 | 8.1109 | 0.00012968 | 8.3804 |  |  |  |  | 2015IndustrialWhole Bldg/Meter LevelWhole Bldg/Meter Level System ImprovementsInteractive Whole Bldg/Meter Level System Improvements | .
| 2015 | 333 | Residential | Electronics | Computer Technologies | Network Computer Power Management | [6 empty] | 0 | 0 | 0 |  |  |  |  | 0.00014549 | 0 | 0.00013343 | 0 |  |  |  |  | 2015ResidentialElectronicsComputer TechnologiesNetwork Computer Power Management | .
| 2015 | 334 | Residential | Electronics | Entertainment | Set Top Boxes | [6 empty] | 0 | 0 | 0 |  |  |  |  | 0.00021383 | 0 | 0.0001722 | 0 |  |  |  |  | 2015ResidentialElectronicsEntertainmentSet Top Boxes | .
| 2015 | 335 | Residential | Electronics | Entertainment | Televisions | [6 empty] | 0 | 328965082.8214 | 37.5531 |  |  |  |  | 0.00021383 | 70.3436 | 0.0001722 | 56.648 |  |  |  |  | 2015ResidentialElectronicsEntertainmentTelevisions | .
| 2015 | 336 | Residential | Electronics | Plug Load | Power Strips | [6 empty] | 0 | 14143738.633 | 1.6146 |  |  |  |  | 0.00021383 | 3.0244 | 0.0001722 | 2.4356 |  |  |  |  | 2015ResidentialElectronicsPlug LoadPower Strips | .
| 2015 | 337 | Residential | Food Preparation | Cooking | Bi-Radient Oven | [6 empty] | 0 | 0 | 0 |  |  |  |  | 0.00057621 | 0 | 0.00039409 | 0 |  |  |  |  | 2015ResidentialFood PreparationCookingBi-Radient Oven | .
| 2015 | 338 | Residential | HVAC | Envelope | Air Sealing | [6 empty] | 0 | 708965.9243 | 0.080932 |  |  |  |  | 0.00035039 | 0.24841 | 0.00029221 | 0.20716 |  |  |  |  | 2015ResidentialHVACEnvelopeAir Sealing | .
| 2015 | 340 | Residential | HVAC | Envelope | Windows | [6 empty] | 0 | 26042105.6635 | 2.9728 |  |  |  |  | 0.00035039 | 9.1248 | 0.00029221 | 7.6097 |  |  |  |  | 2015ResidentialHVACEnvelopeWindows | .
| 2015 | 341 | Residential | HVAC | HVAC System | Air Conditioners | [6 empty] | 0 | 25508.25 | 0.0029119 |  |  |  |  | 0 | 0 | 0.002609 | 0.06655 |  |  |  |  | 2015ResidentialHVACHVAC SystemAir Conditioners | .
| 2015 | 342 | Residential | HVAC | HVAC System | Air-Source Heat Pumps w/Duct Sealing | [6 empty] | 0 | 3140663.0698 | 0.35852 |  |  |  |  | 0.00035039 | 1.1005 | 0.00029221 | 0.91772 |  |  |  |  | 2015ResidentialHVACHVAC SystemAir-Source Heat Pumps w/Duct Sealing | .
| 2015 | 343 | Residential | HVAC | HVAC System | Air-Source Heat Pumps w/o Duct Sealing | [6 empty] | 0 | 14185511.1293 | 1.6194 |  |  |  |  | 0.00035039 | 4.9704 | 0.00029221 | 4.1451 |  |  |  |  | 2015ResidentialHVACHVAC SystemAir-Source Heat Pumps w/o Duct Sealing | .
| 2015 | 344 | Residential | HVAC | HVAC System | Commissioning Controls Sizing | [6 empty] | 0 | 1345790.7563 | 0.15363 |  |  |  |  | 0.00035039 | 0.47155 | 0.00029221 | 0.39325 |  |  |  |  | 2015ResidentialHVACHVAC SystemCommissioning Controls Sizing | .
| 2015 | 345 | Residential | HVAC | HVAC System | Duct Sealing | [6 empty] | 0 | 9784752.4707 | 1.117 |  |  |  |  | 0.00035039 | 3.4285 | 0.00029221 | 2.8592 |  |  |  |  | 2015ResidentialHVACHVAC SystemDuct Sealing | .
| 2015 | 346 | Residential | HVAC | HVAC System | Ductless Heat Pumps | [6 empty] | 0 | 39959267.2146 | 4.5616 |  |  |  |  | 0.00044496 | 17.7803 | 1.4598e-05 | 0.58334 |  |  |  |  | 2015ResidentialHVACHVAC SystemDuctless Heat Pumps | .
| 2015 | 347 | Residential | HVAC | HVAC System | Ground-Source Heat Pumps w/ Duct Sealing | [6 empty] | 0 | 0 | 0 |  |  |  |  | 0.00035039 | 0 | 0.00029221 | 0 |  |  |  |  | 2015ResidentialHVACHVAC SystemGround-Source Heat Pumps w/ Duct Sealing | .
| 2015 | 348 | Residential | HVAC | HVAC System | Ground-Source Heat Pumps w/o Duct Sealing | [6 empty] | 0 | 928973.9646 | 0.10605 |  |  |  |  | 0.00035039 | 0.3255 | 0.00029221 | 0.27145 |  |  |  |  | 2015ResidentialHVACHVAC SystemGround-Source Heat Pumps w/o Duct Sealing | .
| 2015 | 349 | Agricultural | Motors/Drives | Compressed Air System Improvements | Motors/Drives Installation on Compressed Air System | [6 empty] | 0 | 0 | 0 |  |  |  |  | 2.6494e-06 | 0 | 0.0003126 | 0 |  |  |  |  | 2015AgriculturalMotors/DrivesCompressed Air System ImprovementsMotors/Drives Installation on Compressed Air System | .
| 2015 | 350 | Residential | HVAC | HVAC System | Thermostats | [6 empty] | 0 | 92703.52 | 0.010582 |  |  |  |  | 0.00035039 | 0.032482 | 0.00029221 | 0.027089 |  |  |  |  | 2015ResidentialHVACHVAC SystemThermostats | .
| 2015 | 351 | Residential | HVAC | HVAC System | Sealing and Commissioning | [6 empty] | 0 | 0 | 0 |  |  |  |  | 0.00035039 | 0 | 0.00029221 | 0 |  |  |  |  | 2015ResidentialHVACHVAC SystemSealing and Commissioning | .
| 2015 | 352 | Residential | HVAC | HVAC System | Sealing Commissioning and Controls | [6 empty] | 0 | 0 | 0 |  |  |  |  | 0.00035039 | 0 | 0.00029221 | 0 |  |  |  |  | 2015ResidentialHVACHVAC SystemSealing Commissioning and Controls | .
| 2015 | 353 | Residential | HVAC | HVAC System | Ground-source Heat Pump | [6 empty] | 0 | 12988.57 | 0.0014827 |  |  |  |  | 0.00035039 | 0.004551 | 0.00029221 | 0.0037953 |  |  |  |  | 2015ResidentialHVACHVAC SystemGround-source Heat Pump | .
| 2015 | 354 | Residential | Lighting | Lamps/Fixtures | Fixtures | [6 empty] | 0 | 11036984.8157 | 1.2599 |  |  |  |  | 0.00026149 | 2.886 | 8.4631e-05 | 0.93407 |  |  |  |  | 2015ResidentialLightingLamps/FixturesFixtures | .
| 2015 | 355 | Residential | Lighting | Lamps/Fixtures | Lamps | [6 empty] | 0 | 308655059.6674 | 35.2346 |  |  |  |  | 0.00026149 | 80.7094 | 8.4631e-05 | 26.1217 |  |  |  |  | 2015ResidentialLightingLamps/FixturesLamps | .
| 2015 | 356 | Residential | Lighting | Lighting Controls | Lighting Controls | [6 empty] | 0 | 426566.0428 | 0.048695 |  |  |  |  | 0.00026149 | 0.11154 | 8.4631e-05 | 0.036101 |  |  |  |  | 2015ResidentialLightingLighting ControlsLighting Controls | .
| 2015 | 357 | Residential | Refrigeration | Freezers | Freezer Decommissioning | [6 empty] | 0 | 1437042.9774 | 0.16405 |  |  |  |  | 9.1801e-05 | 0.13192 | 0.0001667 | 0.23955 |  |  |  |  | 2015ResidentialRefrigerationFreezersFreezer Decommissioning | .
| 2015 | 358 | Residential | Refrigeration | Freezers | Freezers | [6 empty] | 0 | 93506.777 | 0.010674 |  |  |  |  | 9.1801e-05 | 0.008584 | 0.0001667 | 0.015587 |  |  |  |  | 2015ResidentialRefrigerationFreezersFreezers | .
| 2015 | 359 | Residential | Refrigeration | Refrigerators | Refrigerator Decommissioning | [6 empty] | 0 | 9949142.2415 | 1.1357 |  |  |  |  | 0.0001124 | 1.1182 | 0.00015305 | 1.5227 |  |  |  |  | 2015ResidentialRefrigerationRefrigeratorsRefrigerator Decommissioning | .
| 2015 | 360 | Residential | Refrigeration | Refrigerators | Refrigerators | [6 empty] | 0 | 23070508.7054 | 2.6336 |  |  |  |  | 0.0001124 | 2.593 | 0.00015305 | 3.531 |  |  |  |  | 2015ResidentialRefrigerationRefrigeratorsRefrigerators | .
| 2015 | 361 | Residential | Water Heating | Heat Recovery | Water Heat Recovery | [6 empty] | 0 | 0 | 0 |  |  |  |  | 0.00019367 | 0 | 0.00012477 | 0 |  |  |  |  | 2015ResidentialWater HeatingHeat RecoveryWater Heat Recovery | .
| 2015 | 362 | Residential | Water Heating | Pipe Insulation | Pipe Insulation | [6 empty] | 0 | 14531 | 0.0016588 |  |  |  |  | 0.00019367 | 0.0028141 | 0.00012477 | 0.001813 |  |  |  |  | 2015ResidentialWater HeatingPipe InsulationPipe Insulation | .
| 2015 | 363 | Residential | Water Heating | Water Heaters | Heat Pump Water Heaters | [6 empty] | 0 | 8393430.5035 | 0.95815 |  |  |  |  | 0.00021099 | 1.7709 | 8.8551e-05 | 0.74324 |  |  |  |  | 2015ResidentialWater HeatingWater HeatersHeat Pump Water Heaters | .
| 2015 | 364 | Residential | Water Heating | Water Heaters | Water Heaters | [6 empty] | 0 | 5667254.4352 | 0.64695 |  |  |  |  | 0.00019367 | 1.0975 | 0.00012477 | 0.7071 |  |  |  |  | 2015ResidentialWater HeatingWater HeatersWater Heaters | .
| 2015 | 365 | Residential | Water Heating | Water Using Devices | Clothes Washers | [6 empty] | 0 | 43295591.5811 | 4.9424 |  |  |  |  | 0.00014765 | 6.3924 | 0.00019747 | 8.5498 |  |  |  |  | 2015ResidentialWater HeatingWater Using DevicesClothes Washers | .
| 2015 | 366 | Residential | Water Heating | Water Using Devices | Dishwashers | [6 empty] | 0 | 4927851.7329 | 0.56254 |  |  |  |  | 0.00014417 | 0.71047 | 0.00013448 | 0.66272 |  |  |  |  | 2015ResidentialWater HeatingWater Using DevicesDishwashers | .
| 2015 | 367 | Residential | Water Heating | Water Using Devices | Showerheads | [6 empty] | 0 | 31671093.0115 | 3.6154 |  |  |  |  | 0.00019367 | 6.1336 | 0.00012477 | 3.9516 |  |  |  |  | 2015ResidentialWater HeatingWater Using DevicesShowerheads | .
| 2015 | 368 | Residential | Whole Bldg/Meter Level | Homes | Built Green Home | [6 empty] | 0 | 0 | 0 |  |  |  |  | 0.00023982 | 0 | 0.00015375 | 0 |  |  |  |  | 2015ResidentialWhole Bldg/Meter LevelHomesBuilt Green Home | .
| 2015 | 369 | Residential | Whole Bldg/Meter Level | Homes | EcoRated Home | [6 empty] | 0 | 40629 | 0.004638 |  |  |  |  | 0.00023982 | 0.0097436 | 0.00015375 | 0.0062466 |  |  |  |  | 2015ResidentialWhole Bldg/Meter LevelHomesEcoRated Home | .
| 2015 | 370 | Residential | Whole Bldg/Meter Level | Homes | Energy Star Home | [6 empty] | 0 | 43706015.1896 | 4.9893 |  |  |  |  | 0.00023982 | 10.4815 | 0.00015375 | 6.7197 |  |  |  |  | 2015ResidentialWhole Bldg/Meter LevelHomesEnergy Star Home | .
| 2015 | 371 | Residential | Whole Bldg/Meter Level | Homes | Montana House | [6 empty] | 0 | 26466 | 0.0030212 |  |  |  |  | 0.00023982 | 0.0063471 | 0.00015375 | 0.0040691 |  |  |  |  | 2015ResidentialWhole Bldg/Meter LevelHomesMontana House | .
| 2015 | 372 | Residential | Whole Bldg/Meter Level | Homes | NEEM Certified Home | [6 empty] | 0 | 862088.31 | 0.098412 |  |  |  |  | 0.00023982 | 0.20675 | 0.00015375 | 0.13254 |  |  |  |  | 2015ResidentialWhole Bldg/Meter LevelHomesNEEM Certified Home | .
| 2015 | 373 | Utility System Efficiency | Utility Distribution System | Capacitors | Fixed and Switched Shunt Capacitor | [6 empty] | 0 | 37841.341 | 0.0043198 |  |  |  |  | 0.00014176 | 0.0053643 | 0.00013735 | 0.0051976 |  |  |  |  | 2015Utility System EfficiencyUtility Distribution SystemCapacitorsFixed and Switched Shunt Capacitor | .
| 2015 | 374 | Utility System Efficiency | Utility Distribution System | Conductors | Service Conductor Replacement | [6 empty] | 0 | 896352.043 | 0.10232 |  |  |  |  | 0.00014176 | 0.12707 | 0.00013735 | 0.12312 |  |  |  |  | 2015Utility System EfficiencyUtility Distribution SystemConductorsService Conductor Replacement | .
| 2015 | 375 | Utility System Efficiency | Utility Distribution System | Insulators | Insulators | [6 empty] | 0 | 0 | 0 |  |  |  |  | 0.00014176 | 0 | 0.00013735 | 0 |  |  |  |  | 2015Utility System EfficiencyUtility Distribution SystemInsulatorsInsulators | .
| 2015 | 376 | Utility System Efficiency | Utility Distribution System | Power Factor Improvements | Operation System Improvements | [6 empty] | 0 | 0 | 0 |  |  |  |  | 0.00014176 | 0 | 0.00013735 | 0 |  |  |  |  | 2015Utility System EfficiencyUtility Distribution SystemPower Factor ImprovementsOperation System Improvements | .
| 2015 | 377 | Utility System Efficiency | Utility Distribution System | Power Factor Improvements | VAR Management/Controls | [6 empty] | 0 | 0 | 0 |  |  |  |  | 0.00014176 | 0 | 0.00013735 | 0 |  |  |  |  | 2015Utility System EfficiencyUtility Distribution SystemPower Factor ImprovementsVAR Management/Controls | .
| 2015 | 378 | Utility System Efficiency | Utility Distribution System | Transformers | Transformer Load Management | [6 empty] | 0 | 0 | 0 |  |  |  |  | 0.00014176 | 0 | 0.00013735 | 0 |  |  |  |  | 2015Utility System EfficiencyUtility Distribution SystemTransformersTransformer Load Management | .
| 2015 | 379 | Utility System Efficiency | Utility Distribution System | Transformers | Transformers (NEMA TP-1 or Higher) | [6 empty] | 0 | 0 | 0 |  |  |  |  | 0.00014176 | 0 | 0.00013735 | 0 |  |  |  |  | 2015Utility System EfficiencyUtility Distribution SystemTransformersTransformers (NEMA TP-1 or Higher) | .
| 2015 | 380 | Utility System Efficiency | Utility Distribution System | Utility Station Service Loads | Utility Remote Feedback | [6 empty] | 0 | 0 | 0 |  |  |  |  | 0.00014176 | 0 | 0.00013735 | 0 |  |  |  |  | 2015Utility System EfficiencyUtility Distribution SystemUtility Station Service LoadsUtility Remote Feedback | .
| 2015 | 381 | Utility System Efficiency | Utility Distribution System | Utility Station Service Loads | Utility Service Connection Standards | [6 empty] | 0 | 0 | 0 |  |  |  |  | 0.00014176 | 0 | 0.00013735 | 0 |  |  |  |  | 2015Utility System EfficiencyUtility Distribution SystemUtility Station Service LoadsUtility Service Connection Standards | .
| 2015 | 382 | Utility System Efficiency | Utility Generation System | Utility Station Service Loads | Service Station System Improvements | [6 empty] | 0 | 0 | 0 |  |  |  |  | 0.00014176 | 0 | 0.00013735 | 0 |  |  |  |  | 2015Utility System EfficiencyUtility Generation SystemUtility Station Service LoadsService Station System Improvements | .
| 2015 | 383 | Utility System Efficiency | Utility Transmission System | Operation | Fixed and Swtiched Shunt Capacitor | [6 empty] | 0 | 0 | 0 |  |  |  |  | 0.00014176 | 0 | 0.00013735 | 0 |  |  |  |  | 2015Utility System EfficiencyUtility Transmission SystemOperationFixed and Swtiched Shunt Capacitor | .
| 2015 | 384 | Utility System Efficiency | Utility Transmission System | Capacitors | Fixed and Swtiched Shunt Capacitor | [6 empty] | 0 | 0 | 0 |  |  |  |  | 0.00014176 | 0 | 0.00013735 | 0 |  |  |  |  | 2015Utility System EfficiencyUtility Transmission SystemCapacitorsFixed and Swtiched Shunt Capacitor | .
| 2015 | 385 | Utility System Efficiency | Utility Transmission System | Conductors | Service Conductor Replacement | [6 empty] | 0 | 0 | 0 |  |  |  |  | 0.00014176 | 0 | 0.00013735 | 0 |  |  |  |  | 2015Utility System EfficiencyUtility Transmission SystemConductorsService Conductor Replacement | .
| 2015 | 386 | Utility System Efficiency | Utility Transmission System | Insulators | Fixed and Swtiched Shunt Capacitor | [6 empty] | 0 | 0 | 0 |  |  |  |  | 0.00014176 | 0 | 0.00013735 | 0 |  |  |  |  | 2015Utility System EfficiencyUtility Transmission SystemInsulatorsFixed and Swtiched Shunt Capacitor | .
| 2015 | 387 | Utility System Efficiency | Utility Transmission System | Power Factor Improvements | VAR Management/Controls | [6 empty] | 0 | 0 | 0 |  |  |  |  | 0.00014176 | 0 | 0.00013735 | 0 |  |  |  |  | 2015Utility System EfficiencyUtility Transmission SystemPower Factor ImprovementsVAR Management/Controls | .
| 2015 | 388 | Utility System Efficiency | Utility Transmission System | Transformers | Transformer Load Management | [6 empty] | 0 | 82318.35 | 0.0093971 |  |  |  |  | 0.00014176 | 0.011669 | 0.00013735 | 0.011307 |  |  |  |  | 2015Utility System EfficiencyUtility Transmission SystemTransformersTransformer Load Management | .
| 2015 | 389 | Utility System Efficiency | Utility Transmission System | Transformers | Transformers (NEMA TP-1 or Higher) | [6 empty] | 0 | 0 | 0 |  |  |  |  | 0.00014176 | 0 | 0.00013735 | 0 |  |  |  |  | 2015Utility System EfficiencyUtility Transmission SystemTransformersTransformers (NEMA TP-1 or Higher) | .
| 2015 | 390 | Utility System Efficiency | Utility Transmission System | Voltage Management | Conservation Voltage Reduction (CVR) | [6 empty] | 0 | 537859.97 | 0.0614 |  |  |  |  | 0.00014176 | 0.076246 | 0.00013735 | 0.073876 |  |  |  |  | 2015Utility System EfficiencyUtility Transmission SystemVoltage ManagementConservation Voltage Reduction (CVR) | .
| 2015 | 391 | Agricultural | Compressed Air | Compressed Air System Improvements | Interactive Compressed Air System Supply/Demand Improvements | [6 empty] | 0 | 0 | 0 |  |  |  |  | 2.6494e-06 | 0 | 0.0003126 | 0 |  |  |  |  | 2015AgriculturalCompressed AirCompressed Air System ImprovementsInteractive Compressed Air System Supply/Demand Improvements | .
| 2015 | 392 | Agricultural | HVAC | HVAC System Improvements | Interactive HVAC System Improvements | [6 empty] | 0 | 109592.5 | 0.012511 |  |  |  |  | 2.6494e-06 | 0.00029035 | 0.0003126 | 0.034259 |  |  |  |  | 2015AgriculturalHVACHVAC System ImprovementsInteractive HVAC System Improvements | .
| 2015 | 394 | Agricultural | Motors/Drives | Pumps and Fans | Motors/Drives Installation on Pump System | [6 empty] | 0 | 120928.5 | 0.013805 |  |  |  |  | 0.00034247 | 0.041414 | 0.00034247 | 0.041414 |  |  |  |  | 2015AgriculturalMotors/DrivesPumps and FansMotors/Drives Installation on Pump System | .
| 2015 | 395 | Agricultural | Process Loads | Process Loads System Improvements | Interactive Process Loads System Improvements | [6 empty] | 0 | 0 | 0 |  |  |  |  | 0.00034247 | 0 | 0.00034247 | 0 |  |  |  |  | 2015AgriculturalProcess LoadsProcess Loads System ImprovementsInteractive Process Loads System Improvements | .
| 2015 | 396 | Industrial | Motors/Drives | Pumps and Fans | Motors/Drives Installation on Blower System | [6 empty] | 0 | 5319244.586 | 0.60722 |  |  |  |  | 0.00012551 | 0.66761 | 0.00012968 | 0.6898 |  |  |  |  | 2015IndustrialMotors/DrivesPumps and FansMotors/Drives Installation on Blower System | .
| 2015 | 397 | Industrial | Process Loads | Pumps and Fans | Blower System Improvements | [6 empty] | 0 | 2870114.448 | 0.32764 |  |  |  |  | 0.00012551 | 0.36023 | 0.00012968 | 0.37219 |  |  |  |  | 2015IndustrialProcess LoadsPumps and FansBlower System Improvements | .
| 2015 | 398 | Residential | Whole Bldg/Meter Level | Whole Bldg/Meter Level System Improvements | Behavioral | [6 empty] | 0 | 41007676.4178 | 4.6812 |  |  |  |  | 0.00023982 | 9.8344 | 0.00015375 | 6.3048 |  |  |  |  | 2015ResidentialWhole Bldg/Meter LevelWhole Bldg/Meter Level System ImprovementsBehavioral | .
| 2015 | 399 | Residential | HVAC | HVAC System | Interactive HVAC System Improvements | [6 empty] | 0 | 395029.4365 | 0.045095 |  |  |  |  | 0.00035039 | 0.13841 | 0.00029221 | 0.11543 |  |  |  |  | 2015ResidentialHVACHVAC SystemInteractive HVAC System Improvements | .
| 2015 | 400 | Residential | HVAC | HVAC System | Variable Speed Heat Pumps w/o Duct Sealing | [6 empty] | 0 | 713574 | 0.081458 |  |  |  |  | 0.00035039 | 0.25003 | 0.00029221 | 0.20851 |  |  |  |  | 2015ResidentialHVACHVAC SystemVariable Speed Heat Pumps w/o Duct Sealing | .
| 2015 | 402 | Residential | HVAC | Envelope | Insulation | [6 empty] | 0 | 21393604.5378 | 2.4422 |  |  |  |  | 0.00035039 | 7.4961 | 0.00029221 | 6.2514 |  |  |  |  | 2015ResidentialHVACEnvelopeInsulation | .
| 2015 | 409 | Residential | HVAC | Heat Recovery | Heat Recovery Improvements | [6 empty] | 0 | 0 | 0 |  |  |  |  | 0.00035039 | 0 | 0.00029221 | 0 |  |  |  |  | 2015ResidentialHVACHeat RecoveryHeat Recovery Improvements | .
| 2015 | 416 | Commercial | Compressed Air | Compressed Air System Improvements | Interactive Compressed Air System Supply/Demand Improvements | [6 empty] | 0 | 0 | 0 |  |  |  |  | 0.00014107 | 0 | 0.00012829 | 0 |  |  |  |  | 2015CommercialCompressed AirCompressed Air System ImprovementsInteractive Compressed Air System Supply/Demand Improvements | .
| 2015 | 417 | Industrial | Compressed Air | Compressed Air System Improvements | Interactive Compressed Air System Supply/Demand Improvements | [6 empty] | 0 | 4017903.31 | 0.45866 |  |  |  |  | 0.00012551 | 0.50428 | 0.00012968 | 0.52104 |  |  |  |  | 2015IndustrialCompressed AirCompressed Air System ImprovementsInteractive Compressed Air System Supply/Demand Improvements | .
| 2015 | 418 | Commercial | Motors/Drives | Compressed Air System Improvements | Motors/Drives Installation on Compressed Air System | [6 empty] | 0 | 0 | 0 |  |  |  |  | 0.00014107 | 0 | 0.00012829 | 0 |  |  |  |  | 2015CommercialMotors/DrivesCompressed Air System ImprovementsMotors/Drives Installation on Compressed Air System | .
| 2015 | 419 | Commercial | Motors/Drives | Pumps and Fans | Motors/Drives Installation on Pump System | [6 empty] | 0 | 387539.2202 | 0.04424 |  |  |  |  | 0.00014107 | 0.054669 | 0.00012829 | 0.049717 |  |  |  |  | 2015CommercialMotors/DrivesPumps and FansMotors/Drives Installation on Pump System | .
| 2015 | 420 | Industrial | Motors/Drives | Compressed Air System Improvements | Motors/Drives Installation on Compressed Air System | [6 empty] | 0 | 0 | 0 |  |  |  |  | 0.00012551 | 0 | 0.00012968 | 0 |  |  |  |  | 2015IndustrialMotors/DrivesCompressed Air System ImprovementsMotors/Drives Installation on Compressed Air System | .
| 2015 | 421 | Industrial | Motors/Drives | Pumps and Fans | Motors/Drives Installation on Pump System | [6 empty] | 0 | 722926.667 | 0.082526 |  |  |  |  | 0.00012551 | 0.090734 | 0.00012968 | 0.093749 |  |  |  |  | 2015IndustrialMotors/DrivesPumps and FansMotors/Drives Installation on Pump System | .
| 2015 | 422 | Agricultural | Compressed Air | Compressed Air System Controls | Unknown | [6 empty] | 0 | 0 | 0 |  |  |  |  | 2.6494e-06 | 0 | 0.0003126 | 0 |  |  |  |  | 2015AgriculturalCompressed AirCompressed Air System ControlsUnknown | .
| 2015 | 423 | Agricultural | Compressed Air | Compressed Air System Improvements | Unknown | [6 empty] | 0 | 0 | 0 |  |  |  |  | 2.6494e-06 | 0 | 0.0003126 | 0 |  |  |  |  | 2015AgriculturalCompressed AirCompressed Air System ImprovementsUnknown | .
| 2015 | 424 | Agricultural | Compressed Air | Heat Recovery | Unknown | [6 empty] | 0 | 0 | 0 |  |  |  |  | 2.6494e-06 | 0 | 0.0003126 | 0 |  |  |  |  | 2015AgriculturalCompressed AirHeat RecoveryUnknown | .
| 2015 | 425 | Agricultural | HVAC | HVAC System Improvements | Unknown | [6 empty] | 0 | 0 | 0 |  |  |  |  | 0.00034247 | 0 | 0.00034247 | 0 |  |  |  |  | 2015AgriculturalHVACHVAC System ImprovementsUnknown | .
| 2015 | 426 | Agricultural | Irrigation | Center Pivot System and Equipment | Unknown | [6 empty] | 0 | 0 | 0 |  |  |  |  | 2.6494e-06 | 0 | 0.0003126 | 0 |  |  |  |  | 2015AgriculturalIrrigationCenter Pivot System and EquipmentUnknown | .
| 2015 | 427 | Agricultural | Irrigation | Discharge Fitting Equipment | Unknown | [6 empty] | 0 | 0 | 0 |  |  |  |  | 2.6494e-06 | 0 | 0.0003126 | 0 |  |  |  |  | 2015AgriculturalIrrigationDischarge Fitting EquipmentUnknown | .
| 2015 | 428 | Agricultural | Irrigation | Handmove and Sideroll System and Equipment | Unknown | [6 empty] | 0 | 0 | 0 |  |  |  |  | 2.6494e-06 | 0 | 0.0003126 | 0 |  |  |  |  | 2015AgriculturalIrrigationHandmove and Sideroll System and EquipmentUnknown | .
| 2015 | 429 | Agricultural | Irrigation | Hardware | Unknown | [6 empty] | 0 | 0 | 0 |  |  |  |  | 2.6494e-06 | 0 | 0.0003126 | 0 |  |  |  |  | 2015AgriculturalIrrigationHardwareUnknown | .
| 2015 | 430 | Agricultural | Irrigation | Irrigation System Improvements | Unknown | [6 empty] | 0 | 0 | 0 |  |  |  |  | 2.6494e-06 | 0 | 0.0003126 | 0 |  |  |  |  | 2015AgriculturalIrrigationIrrigation System ImprovementsUnknown | .
| 2015 | 431 | Agricultural | Irrigation | Mainline System and Equipment | Unknown | [6 empty] | 0 | 62177.408 | 0.0070979 |  |  |  |  | 2.6494e-06 | 0.00016473 | 0.0003126 | 0.019437 |  |  |  |  | 2015AgriculturalIrrigationMainline System and EquipmentUnknown | .
| 2015 | 432 | Agricultural | Irrigation | Pumps and Fans | Unknown | [6 empty] | 0 | 15417408.1858 | 1.76 |  |  |  |  | 2.6494e-06 | 0.040846 | 0.0003126 | 4.8195 |  |  |  |  | 2015AgriculturalIrrigationPumps and FansUnknown | .
| 2015 | 433 | Agricultural | Irrigation | Suction Fittings Equipment | Unknown | [6 empty] | 0 | 0 | 0 |  |  |  |  | 2.6494e-06 | 0 | 0.0003126 | 0 |  |  |  |  | 2015AgriculturalIrrigationSuction Fittings EquipmentUnknown | .
| 2015 | 434 | Agricultural | Irrigation | Water Management | Unknown | [6 empty] | 0 | 0 | 0 |  |  |  |  | 2.6494e-06 | 0 | 0.0003126 | 0 |  |  |  |  | 2015AgriculturalIrrigationWater ManagementUnknown | .
| 2015 | 435 | Agricultural | Lighting | Delamping | Unknown | [6 empty] | 0 | 0 | 0 |  |  |  |  | 0.00034247 | 0 | 0.00034247 | 0 |  |  |  |  | 2015AgriculturalLightingDelampingUnknown | .
| 2015 | 436 | Agricultural | Lighting | Lamps/Ballasts/Fixtures | Unknown | [6 empty] | 0 | 0 | 0 |  |  |  |  | 0.00034247 | 0 | 0.00034247 | 0 |  |  |  |  | 2015AgriculturalLightingLamps/Ballasts/FixturesUnknown | .
| 2015 | 437 | Agricultural | Lighting | Lighting Controls | Unknown | [6 empty] | 0 | 0 | 0 |  |  |  |  | 0.00034247 | 0 | 0.00034247 | 0 |  |  |  |  | 2015AgriculturalLightingLighting ControlsUnknown | .
| 2015 | 438 | Agricultural | Lighting | Signs and Signals | Unknown | [6 empty] | 0 | 0 | 0 |  |  |  |  | 0.00034247 | 0 | 0.00034247 | 0 |  |  |  |  | 2015AgriculturalLightingSigns and SignalsUnknown | .
| 2015 | 439 | Agricultural | Motors/Drives | Compressed Air System Improvements | Unknown | [6 empty] | 0 | 0 | 0 |  |  |  |  | 0.00034247 | 0 | 0.00034247 | 0 |  |  |  |  | 2015AgriculturalMotors/DrivesCompressed Air System ImprovementsUnknown | .
| 2015 | 440 | Agricultural | Motors/Drives | Motors | Unknown | [6 empty] | 0 | 0 | 0 |  |  |  |  | 0.00034247 | 0 | 0.00034247 | 0 |  |  |  |  | 2015AgriculturalMotors/DrivesMotorsUnknown | .
| 2015 | 441 | Agricultural | Motors/Drives | Motors/Drives Controls | Unknown | [6 empty] | 0 | 0 | 0 |  |  |  |  | 0.00034247 | 0 | 0.00034247 | 0 |  |  |  |  | 2015AgriculturalMotors/DrivesMotors/Drives ControlsUnknown | .
| 2015 | 442 | Agricultural | Motors/Drives | Pumps and Fans | Unknown | [6 empty] | 0 | 0 | 0 |  |  |  |  | 0.00034247 | 0 | 0.00034247 | 0 |  |  |  |  | 2015AgriculturalMotors/DrivesPumps and FansUnknown | .
| 2015 | 443 | Agricultural | Process Loads | Livestock Tanks | Unknown | [6 empty] | 0 | 0 | 0 |  |  |  |  | 0.00034247 | 0 | 0.00034247 | 0 |  |  |  |  | 2015AgriculturalProcess LoadsLivestock TanksUnknown | .
| 2015 | 444 | Agricultural | Process Loads | Process Loads System Improvements | Unknown | [6 empty] | 0 | 0 | 0 |  |  |  |  | 0.00034247 | 0 | 0.00034247 | 0 |  |  |  |  | 2015AgriculturalProcess LoadsProcess Loads System ImprovementsUnknown | .
| 2015 | 445 | Agricultural | Process Loads | Pumps and Fans | Unknown | [6 empty] | 0 | 0 | 0 |  |  |  |  | 0.00034247 | 0 | 0.00034247 | 0 |  |  |  |  | 2015AgriculturalProcess LoadsPumps and FansUnknown | .
| 2015 | 446 | Agricultural | Refrigeration | Dairy System Improvements | Unknown | [6 empty] | 0 | 0 | 0 |  |  |  |  | 0.00034247 | 0 | 0.00034247 | 0 |  |  |  |  | 2015AgriculturalRefrigerationDairy System ImprovementsUnknown | .
| 2015 | 447 | Agricultural | Refrigeration | Heat Recovery | Unknown | [6 empty] | 0 | 0 | 0 |  |  |  |  | 0.00034247 | 0 | 0.00034247 | 0 |  |  |  |  | 2015AgriculturalRefrigerationHeat RecoveryUnknown | .
| 2015 | 448 | Agricultural | Refrigeration | Packaged Refrigeration | Unknown | [6 empty] | 0 | 0 | 0 |  |  |  |  | 0.00034247 | 0 | 0.00034247 | 0 |  |  |  |  | 2015AgriculturalRefrigerationPackaged RefrigerationUnknown | .
| 2015 | 449 | Agricultural | Refrigeration | Pumps and Fans | Unknown | [6 empty] | 0 | 0 | 0 |  |  |  |  | 0.00034247 | 0 | 0.00034247 | 0 |  |  |  |  | 2015AgriculturalRefrigerationPumps and FansUnknown | .
| 2015 | 450 | Agricultural | Refrigeration | Refrigeration System Controls | Unknown | [6 empty] | 0 | 0 | 0 |  |  |  |  | 0.00034247 | 0 | 0.00034247 | 0 |  |  |  |  | 2015AgriculturalRefrigerationRefrigeration System ControlsUnknown | .
| 2015 | 451 | Agricultural | Refrigeration | Refrigeration System Improvements | Unknown | [6 empty] | 0 | 0 | 0 |  |  |  |  | 0.00034247 | 0 | 0.00034247 | 0 |  |  |  |  | 2015AgriculturalRefrigerationRefrigeration System ImprovementsUnknown | .
| 2015 | 452 | Agricultural | Utility Distribution System | Transformers | Unknown | [6 empty] | 0 | 69406.77 | 0.0079231 |  |  |  |  | 2.6494e-06 | 0.00018388 | 0.0003126 | 0.021697 |  |  |  |  | 2015AgriculturalUtility Distribution SystemTransformersUnknown | .
| 2015 | 453 | Agricultural | Water Heating | Heat Recovery | Unknown | [6 empty] | 0 | 0 | 0 |  |  |  |  | 0.00034247 | 0 | 0.00034247 | 0 |  |  |  |  | 2015AgriculturalWater HeatingHeat RecoveryUnknown | .
| 2015 | 454 | Agricultural | Water Heating | System Efficiency Improvements | Unknown | [6 empty] | 0 | 0 | 0 |  |  |  |  | 0.00034247 | 0 | 0.00034247 | 0 |  |  |  |  | 2015AgriculturalWater HeatingSystem Efficiency ImprovementsUnknown | .
| 2015 | 455 | Agricultural | Water Heating | Water Heaters | Unknown | [6 empty] | 0 | 0 | 0 |  |  |  |  | 0.00034247 | 0 | 0.00034247 | 0 |  |  |  |  | 2015AgriculturalWater HeatingWater HeatersUnknown | .
| 2015 | 456 | Agricultural | Whole Bldg/Meter Level | Whole Bldg/Meter Level System Improvements | Unknown | [6 empty] | 0 | 0 | 0 |  |  |  |  | 2.6494e-06 | 0 | 0.0003126 | 0 |  |  |  |  | 2015AgriculturalWhole Bldg/Meter LevelWhole Bldg/Meter Level System ImprovementsUnknown | .
| 2015 | 457 | Commercial | Compressed Air | Compressed Air System Controls | Unknown | [6 empty] | 0 | 8263.1731 | 0.00094328 |  |  |  |  | 0.00014107 | 0.0011657 | 0.00012829 | 0.0010601 |  |  |  |  | 2015CommercialCompressed AirCompressed Air System ControlsUnknown | .
| 2015 | 458 | Commercial | Compressed Air | Compressed Air System Improvements | Unknown | [6 empty] | 0 | 0 | 0 |  |  |  |  | 0.00014107 | 0 | 0.00012829 | 0 |  |  |  |  | 2015CommercialCompressed AirCompressed Air System ImprovementsUnknown | .
| 2015 | 459 | Commercial | Compressed Air | Heat Recovery | Unknown | [6 empty] | 0 | 0 | 0 |  |  |  |  | 0.00014107 | 0 | 0.00012829 | 0 |  |  |  |  | 2015CommercialCompressed AirHeat RecoveryUnknown | .
| 2015 | 460 | Commercial | Electronics | Computer Technologies | Unknown | [6 empty] | 0 | 0 | 0 |  |  |  |  | 0.00013422 | 0 | 0.00010767 | 0 |  |  |  |  | 2015CommercialElectronicsComputer TechnologiesUnknown | .
| 2015 | 461 | Commercial | Electronics | Plug Load | Unknown | [6 empty] | 0 | 0 | 0 |  |  |  |  | 0.00013422 | 0 | 0.00010767 | 0 |  |  |  |  | 2015CommercialElectronicsPlug LoadUnknown | .
| 2015 | 462 | Commercial | Food Preparation | Cooking | Unknown | [6 empty] | 0 | 0 | 0 |  |  |  |  | 0.00017223 | 0 | 0.00016217 | 0 |  |  |  |  | 2015CommercialFood PreparationCookingUnknown | .
| 2015 | 463 | Commercial | HVAC | Envelope | Unknown | [6 empty] | 0 | 250187.8761 | 0.02856 |  |  |  |  | 0.00076228 | 0.19071 | 1.3799e-05 | 0.0034524 |  |  |  |  | 2015CommercialHVACEnvelopeUnknown | .
| 2015 | 464 | Commercial | HVAC | Heat Recovery | Unknown | [6 empty] | 0 | 0 | 0 |  |  |  |  | 0.00076228 | 0 | 1.3799e-05 | 0 |  |  |  |  | 2015CommercialHVACHeat RecoveryUnknown | .
| 2015 | 465 | Commercial | HVAC | HVAC System Controls | Unknown | [6 empty] | 0 | 356499.7018 | 0.040696 |  |  |  |  | 0.00076228 | 0.27175 | 1.3799e-05 | 0.0049194 |  |  |  |  | 2015CommercialHVACHVAC System ControlsUnknown | .
| 2015 | 466 | Commercial | HVAC | HVAC System Improvements | Unknown | [6 empty] | 0 | 612178.4812 | 0.069883 |  |  |  |  | 0.00076228 | 0.46665 | 1.3799e-05 | 0.0084476 |  |  |  |  | 2015CommercialHVACHVAC System ImprovementsUnknown | .
| 2015 | 467 | Commercial | Lighting | Delamping | Unknown | [6 empty] | 0 | 0 | 0 |  |  |  |  | 0.00017719 | 0 | 0.00015191 | 0 |  |  |  |  | 2015CommercialLightingDelampingUnknown | .
| 2015 | 468 | Commercial | Lighting | Lamps/Ballasts/Fixtures | Unknown | [6 empty] | 0 | 374277.66 | 0.042726 |  |  |  |  | 0.00017719 | 0.066317 | 0.00015191 | 0.056855 |  |  |  |  | 2015CommercialLightingLamps/Ballasts/FixturesUnknown | .
| 2015 | 469 | Commercial | Lighting | Lighting Controls | Unknown | [6 empty] | 0 | 2061.1584 | 0.00023529 |  |  |  |  | 0.00017719 | 0.00036521 | 0.00015191 | 0.0003131 |  |  |  |  | 2015CommercialLightingLighting ControlsUnknown | .
| 2015 | 470 | Commercial | Lighting | Signs and Signals | Unknown | [6 empty] | 0 | 0 | 0 |  |  |  |  | 0.00023298 | 0 | 0 | 0 |  |  |  |  | 2015CommercialLightingSigns and SignalsUnknown | .
| 2015 | 471 | Commercial | Motors/Drives | Compressed Air System Improvements | Unknown | [6 empty] | 0 | 0 | 0 |  |  |  |  | 0.00014107 | 0 | 0.00012829 | 0 |  |  |  |  | 2015CommercialMotors/DrivesCompressed Air System ImprovementsUnknown | .
| 2015 | 472 | Commercial | Motors/Drives | Motors | Unknown | [6 empty] | 0 | 0 | 0 |  |  |  |  | 0.00014107 | 0 | 0.00012829 | 0 |  |  |  |  | 2015CommercialMotors/DrivesMotorsUnknown | .
| 2015 | 473 | Commercial | Motors/Drives | Motors/Drives Controls | Unknown | [6 empty] | 0 | 0 | 0 |  |  |  |  | 0.00014107 | 0 | 0.00012829 | 0 |  |  |  |  | 2015CommercialMotors/DrivesMotors/Drives ControlsUnknown | .
| 2015 | 474 | Commercial | Motors/Drives | Pumps and Fans | Unknown | [6 empty] | 0 | 927625.9738 | 0.10589 |  |  |  |  | 0.00014107 | 0.13086 | 0.00012829 | 0.11901 |  |  |  |  | 2015CommercialMotors/DrivesPumps and FansUnknown | .
| 2015 | 475 | Commercial | Process Loads | Elevators | Unknown | [6 empty] | 0 | 0 | 0 |  |  |  |  | 0.00014107 | 0 | 0.00012829 | 0 |  |  |  |  | 2015CommercialProcess LoadsElevatorsUnknown | .
| 2015 | 476 | Commercial | Process Loads | Escalators | Unknown | [6 empty] | 0 | 0 | 0 |  |  |  |  | 0.00014107 | 0 | 0.00012829 | 0 |  |  |  |  | 2015CommercialProcess LoadsEscalatorsUnknown | .
| 2015 | 477 | Commercial | Process Loads | Heat Recovery | Unknown | [6 empty] | 0 | 0 | 0 |  |  |  |  | 0.00014107 | 0 | 0.00012829 | 0 |  |  |  |  | 2015CommercialProcess LoadsHeat RecoveryUnknown | .
| 2015 | 478 | Commercial | Process Loads | Process Loads System Controls | Unknown | [6 empty] | 0 | 0 | 0 |  |  |  |  | 0.00014107 | 0 | 0.00012829 | 0 |  |  |  |  | 2015CommercialProcess LoadsProcess Loads System ControlsUnknown | .
| 2015 | 479 | Commercial | Process Loads | Process Loads System Improvements | Unknown | [6 empty] | 0 | 0 | 0 |  |  |  |  | 0.00014107 | 0 | 0.00012829 | 0 |  |  |  |  | 2015CommercialProcess LoadsProcess Loads System ImprovementsUnknown | .
| 2015 | 480 | Commercial | Process Loads | Pumps and Fans | Unknown | [6 empty] | 0 | 0 | 0 |  |  |  |  | 0.00014107 | 0 | 0.00012829 | 0 |  |  |  |  | 2015CommercialProcess LoadsPumps and FansUnknown | .
| 2015 | 481 | Commercial | Refrigeration | Heat Recovery | Unknown | [6 empty] | 0 | 0 | 0 |  |  |  |  | 0.0001159 | 0 | 0.00012882 | 0 |  |  |  |  | 2015CommercialRefrigerationHeat RecoveryUnknown | .
| 2015 | 482 | Commercial | Refrigeration | Packaged Refrigeration | Unknown | [6 empty] | 0 | 0 | 0 |  |  |  |  | 0.0001159 | 0 | 0.00012882 | 0 |  |  |  |  | 2015CommercialRefrigerationPackaged RefrigerationUnknown | .
| 2015 | 483 | Commercial | Refrigeration | Pumps and Fans | Unknown | [6 empty] | 0 | 0 | 0 |  |  |  |  | 0.0001159 | 0 | 0.00012882 | 0 |  |  |  |  | 2015CommercialRefrigerationPumps and FansUnknown | .
| 2015 | 484 | Commercial | Refrigeration | Refrigeration System Controls | Unknown | [6 empty] | 0 | 0 | 0 |  |  |  |  | 0.0001159 | 0 | 0.00012882 | 0 |  |  |  |  | 2015CommercialRefrigerationRefrigeration System ControlsUnknown | .
| 2015 | 485 | Commercial | Refrigeration | Refrigeration System Improvements | Unknown | [6 empty] | 0 | 284536.87 | 0.032481 |  |  |  |  | 0.0001159 | 0.032977 | 0.00012882 | 0.036653 |  |  |  |  | 2015CommercialRefrigerationRefrigeration System ImprovementsUnknown | .
| 2015 | 486 | Commercial | Water Heating | Heat Recovery | Unknown | [6 empty] | 0 | 0 | 0 |  |  |  |  | 0.00017243 | 0 | 0.00012478 | 0 |  |  |  |  | 2015CommercialWater HeatingHeat RecoveryUnknown | .
| 2015 | 487 | Commercial | Water Heating | Pool System Improvements | Unknown | [6 empty] | 0 | 0 | 0 |  |  |  |  | 0.00017243 | 0 | 0.00012478 | 0 |  |  |  |  | 2015CommercialWater HeatingPool System ImprovementsUnknown | .
| 2015 | 488 | Commercial | Water Heating | System Efficiency Improvements | Unknown | [6 empty] | 0 | 0 | 0 |  |  |  |  | 0.00017243 | 0 | 0.00012478 | 0 |  |  |  |  | 2015CommercialWater HeatingSystem Efficiency ImprovementsUnknown | .
| 2015 | 489 | Commercial | Water Heating | Water Heaters | Unknown | [6 empty] | 0 | 0 | 0 |  |  |  |  | 0.00017243 | 0 | 0.00012478 | 0 |  |  |  |  | 2015CommercialWater HeatingWater HeatersUnknown | .
| 2015 | 490 | Commercial | Water Heating | Water Heating Controls | Unknown | [6 empty] | 0 | 0 | 0 |  |  |  |  | 0.00017243 | 0 | 0.00012478 | 0 |  |  |  |  | 2015CommercialWater HeatingWater Heating ControlsUnknown | .
| 2015 | 491 | Commercial | Water Heating | Water Using Devices | Unknown | [6 empty] | 0 | 0 | 0 |  |  |  |  | 0.00017243 | 0 | 0.00012478 | 0 |  |  |  |  | 2015CommercialWater HeatingWater Using DevicesUnknown | .
| 2015 | 492 | Commercial | Whole Bldg/Meter Level | Whole Bldg/Meter Level System Improvements | Unknown | [6 empty] | 0 | 0 | 0 |  |  |  |  | 0.00024448 | 0 | 0.00016318 | 0 |  |  |  |  | 2015CommercialWhole Bldg/Meter LevelWhole Bldg/Meter Level System ImprovementsUnknown | .
| 2015 | 493 | Industrial | Compressed Air | Compressed Air System Controls | Unknown | [6 empty] | 0 | 1086399.5136 | 0.12402 |  |  |  |  | 0.00012551 | 0.13635 | 0.00012968 | 0.14088 |  |  |  |  | 2015IndustrialCompressed AirCompressed Air System ControlsUnknown | .
| 2015 | 494 | Industrial | Compressed Air | Compressed Air System Improvements | Unknown | [6 empty] | 0 | 0 | 0 |  |  |  |  | 0.00012551 | 0 | 0.00012968 | 0 |  |  |  |  | 2015IndustrialCompressed AirCompressed Air System ImprovementsUnknown | .
| 2015 | 495 | Industrial | Compressed Air | Heat Recovery | Unknown | [6 empty] | 0 | 0 | 0 |  |  |  |  | 0.00012551 | 0 | 0.00012968 | 0 |  |  |  |  | 2015IndustrialCompressed AirHeat RecoveryUnknown | .
| 2015 | 496 | Industrial | Facility Distribution System | Capacitors | Unknown | [6 empty] | 0 | 0 | 0 |  |  |  |  | 0.00012551 | 0 | 0.00012968 | 0 |  |  |  |  | 2015IndustrialFacility Distribution SystemCapacitorsUnknown | .
| 2015 | 497 | Industrial | Facility Distribution System | Conductors | Unknown | [6 empty] | 0 | 0 | 0 |  |  |  |  | 0.00012551 | 0 | 0.00012968 | 0 |  |  |  |  | 2015IndustrialFacility Distribution SystemConductorsUnknown | .
| 2015 | 498 | Industrial | Facility Distribution System | Power Factor Improvements | Unknown | [6 empty] | 0 | 0 | 0 |  |  |  |  | 0.00012551 | 0 | 0.00012968 | 0 |  |  |  |  | 2015IndustrialFacility Distribution SystemPower Factor ImprovementsUnknown | .
| 2015 | 499 | Industrial | Facility Distribution System | Transformers | Unknown | [6 empty] | 0 | 0 | 0 |  |  |  |  | 0.00012551 | 0 | 0.00012968 | 0 |  |  |  |  | 2015IndustrialFacility Distribution SystemTransformersUnknown | .
| 2015 | 500 | Industrial | Facility Distribution System | Voltage Management | Unknown | [6 empty] | 0 | 0 | 0 |  |  |  |  | 0.00012551 | 0 | 0.00012968 | 0 |  |  |  |  | 2015IndustrialFacility Distribution SystemVoltage ManagementUnknown | .
| 2015 | 501 | Industrial | HVAC | Envelope | Unknown | [6 empty] | 0 | 0 | 0 |  |  |  |  | 0.00012551 | 0 | 0.00012968 | 0 |  |  |  |  | 2015IndustrialHVACEnvelopeUnknown | .
| 2015 | 502 | Industrial | HVAC | Heat Recovery | Unknown | [6 empty] | 0 | 0 | 0 |  |  |  |  | 0.00012551 | 0 | 0.00012968 | 0 |  |  |  |  | 2015IndustrialHVACHeat RecoveryUnknown | .
| 2015 | 503 | Industrial | HVAC | HVAC System Controls | Unknown | [6 empty] | 0 | 108206.4538 | 0.012352 |  |  |  |  | 0.00012551 | 0.013581 | 0.00012968 | 0.014032 |  |  |  |  | 2015IndustrialHVACHVAC System ControlsUnknown | .
| 2015 | 504 | Industrial | HVAC | HVAC System Improvements | Unknown | [6 empty] | 0 | 398000.9626 | 0.045434 |  |  |  |  | 0.00012551 | 0.049953 | 0.00012968 | 0.051613 |  |  |  |  | 2015IndustrialHVACHVAC System ImprovementsUnknown | .
| 2015 | 505 | Industrial | Lighting | Delamping | Unknown | [6 empty] | 0 | 0 | 0 |  |  |  |  | 0.00012551 | 0 | 0.00012968 | 0 |  |  |  |  | 2015IndustrialLightingDelampingUnknown | .
| 2015 | 506 | Industrial | Lighting | Lamps/Ballasts/Fixtures | Unknown | [6 empty] | 0 | 0 | 0 |  |  |  |  | 0.00012551 | 0 | 0.00012968 | 0 |  |  |  |  | 2015IndustrialLightingLamps/Ballasts/FixturesUnknown | .
| 2015 | 507 | Industrial | Lighting | Lighting Controls | Unknown | [6 empty] | 0 | 2761126.05 | 0.3152 |  |  |  |  | 0.00012551 | 0.34655 | 0.00012968 | 0.35806 |  |  |  |  | 2015IndustrialLightingLighting ControlsUnknown | .
| 2015 | 508 | Industrial | Lighting | Signs and Signals | Unknown | [6 empty] | 0 | 0 | 0 |  |  |  |  | 0.00012551 | 0 | 0.00012968 | 0 |  |  |  |  | 2015IndustrialLightingSigns and SignalsUnknown | .
| 2015 | 509 | Industrial | Motors/Drives | Compressed Air System Improvements | Unknown | [6 empty] | 0 | 0 | 0 |  |  |  |  | 0.00012551 | 0 | 0.00012968 | 0 |  |  |  |  | 2015IndustrialMotors/DrivesCompressed Air System ImprovementsUnknown | .
| 2015 | 510 | Industrial | Motors/Drives | Motors | Unknown | [6 empty] | 0 | 0 | 0 |  |  |  |  | 0.00012551 | 0 | 0.00012968 | 0 |  |  |  |  | 2015IndustrialMotors/DrivesMotorsUnknown | .
| 2015 | 511 | Industrial | Motors/Drives | Motors/Drives Controls | Unknown | [6 empty] | 0 | 0 | 0 |  |  |  |  | 0.00012551 | 0 | 0.00012968 | 0 |  |  |  |  | 2015IndustrialMotors/DrivesMotors/Drives ControlsUnknown | .
| 2015 | 512 | Industrial | Motors/Drives | Pumps and Fans | Unknown | [6 empty] | 0 | 107499.7709 | 0.012272 |  |  |  |  | 0.00012551 | 0.013492 | 0.00012968 | 0.013941 |  |  |  |  | 2015IndustrialMotors/DrivesPumps and FansUnknown | .
| 2015 | 513 | Industrial | Process Loads | Heat Recovery | Unknown | [6 empty] | 0 | 0 | 0 |  |  |  |  | 0.00012551 | 0 | 0.00012968 | 0 |  |  |  |  | 2015IndustrialProcess LoadsHeat RecoveryUnknown | .
| 2015 | 514 | Industrial | Process Loads | Process Loads System Controls | Unknown | [6 empty] | 0 | 0 | 0 |  |  |  |  | 0.00012551 | 0 | 0.00012968 | 0 |  |  |  |  | 2015IndustrialProcess LoadsProcess Loads System ControlsUnknown | .
| 2015 | 515 | Industrial | Process Loads | Process Loads System Improvements | Unknown | [6 empty] | 0 | 86324.37 | 0.0098544 |  |  |  |  | 0.00012551 | 0.010834 | 0.00012968 | 0.011195 |  |  |  |  | 2015IndustrialProcess LoadsProcess Loads System ImprovementsUnknown | .
| 2015 | 516 | Industrial | Process Loads | Pumps and Fans | Unknown | [6 empty] | 0 | 0 | 0 |  |  |  |  | 0.00012551 | 0 | 0.00012968 | 0 |  |  |  |  | 2015IndustrialProcess LoadsPumps and FansUnknown | .
| 2015 | 517 | Industrial | Process Loads | Wastewater System Improvements | Unknown | [6 empty] | 0 | 345550.91 | 0.039446 |  |  |  |  | 0.00012551 | 0.04337 | 0.00012968 | 0.044811 |  |  |  |  | 2015IndustrialProcess LoadsWastewater System ImprovementsUnknown | .
| 2015 | 518 | Industrial | Refrigeration | Heat Recovery | Unknown | [6 empty] | 0 | 0 | 0 |  |  |  |  | 0.00012551 | 0 | 0.00012968 | 0 |  |  |  |  | 2015IndustrialRefrigerationHeat RecoveryUnknown | .
| 2015 | 519 | Industrial | Refrigeration | Packaged Refrigeration | Unknown | [6 empty] | 0 | 0 | 0 |  |  |  |  | 0.00012551 | 0 | 0.00012968 | 0 |  |  |  |  | 2015IndustrialRefrigerationPackaged RefrigerationUnknown | .
| 2015 | 520 | Industrial | Refrigeration | Pumps and Fans | Unknown | [6 empty] | 0 | 0 | 0 |  |  |  |  | 0.00012551 | 0 | 0.00012968 | 0 |  |  |  |  | 2015IndustrialRefrigerationPumps and FansUnknown | .
| 2015 | 521 | Industrial | Refrigeration | Refrigeration System Controls | Unknown | [6 empty] | 0 | 559706.78 | 0.063893 |  |  |  |  | 0.00012551 | 0.070248 | 0.00012968 | 0.072582 |  |  |  |  | 2015IndustrialRefrigerationRefrigeration System ControlsUnknown | .
| 2015 | 522 | Industrial | Refrigeration | Refrigeration System Improvements | Unknown | [6 empty] | 0 | 6634627.9826 | 0.75738 |  |  |  |  | 0.00012551 | 0.83271 | 0.00012968 | 0.86038 |  |  |  |  | 2015IndustrialRefrigerationRefrigeration System ImprovementsUnknown | .
| 2015 | 523 | Industrial | Water Heating | Heat Recovery | Unknown | [6 empty] | 0 | 0 | 0 |  |  |  |  | 0.00012551 | 0 | 0.00012968 | 0 |  |  |  |  | 2015IndustrialWater HeatingHeat RecoveryUnknown | .
| 2015 | 524 | Industrial | Water Heating | Pipe Insulation | Unknown | [6 empty] | 0 | 0 | 0 |  |  |  |  | 0.00012551 | 0 | 0.00012968 | 0 |  |  |  |  | 2015IndustrialWater HeatingPipe InsulationUnknown | .
| 2015 | 525 | Industrial | Water Heating | System Efficiency Improvements | Unknown | [6 empty] | 0 | 0 | 0 |  |  |  |  | 0.00012551 | 0 | 0.00012968 | 0 |  |  |  |  | 2015IndustrialWater HeatingSystem Efficiency ImprovementsUnknown | .
| 2015 | 526 | Industrial | Water Heating | Water Heating Controls | Unknown | [6 empty] | 0 | 0 | 0 |  |  |  |  | 0.00012551 | 0 | 0.00012968 | 0 |  |  |  |  | 2015IndustrialWater HeatingWater Heating ControlsUnknown | .
| 2015 | 527 | Industrial | Whole Bldg/Meter Level | Whole Bldg/Meter Level System Improvements | Unknown | [6 empty] | 0 | 0 | 0 |  |  |  |  | 0.00012551 | 0 | 0.00012968 | 0 |  |  |  |  | 2015IndustrialWhole Bldg/Meter LevelWhole Bldg/Meter Level System ImprovementsUnknown | .
| 2015 | 528 | Residential | Electronics | Computer Technologies | Unknown | [6 empty] | 0 | 0 | 0 |  |  |  |  | 0.00014549 | 0 | 0.00013343 | 0 |  |  |  |  | 2015ResidentialElectronicsComputer TechnologiesUnknown | .
| 2015 | 529 | Residential | Electronics | Entertainment | Unknown | [6 empty] | 0 | 1008987.2147 | 0.11518 |  |  |  |  | 0.00021383 | 0.21575 | 0.0001722 | 0.17375 |  |  |  |  | 2015ResidentialElectronicsEntertainmentUnknown | .
| 2015 | 530 | Residential | Electronics | Plug Load | Unknown | [6 empty] | 0 | 0 | 0 |  |  |  |  | 0.00021383 | 0 | 0.0001722 | 0 |  |  |  |  | 2015ResidentialElectronicsPlug LoadUnknown | .
| 2015 | 531 | Residential | Food Preparation | Cooking | Unknown | [6 empty] | 0 | 0 | 0 |  |  |  |  | 0.00057621 | 0 | 0.00039409 | 0 |  |  |  |  | 2015ResidentialFood PreparationCookingUnknown | .
| 2015 | 532 | Residential | HVAC | Envelope | Unknown | [6 empty] | 0 | 91896 | 0.01049 |  |  |  |  | 0.00035039 | 0.032199 | 0.00029221 | 0.026853 |  |  |  |  | 2015ResidentialHVACEnvelopeUnknown | .
| 2015 | 533 | Residential | HVAC | Heat Recovery | Unknown | [6 empty] | 0 | 0 | 0 |  |  |  |  | 0.00035039 | 0 | 0.00029221 | 0 |  |  |  |  | 2015ResidentialHVACHeat RecoveryUnknown | .
| 2015 | 534 | Residential | HVAC | HVAC System | Unknown | [6 empty] | 0 | 1943841.2497 | 0.2219 |  |  |  |  | 0.00035039 | 0.6811 | 0.00029221 | 0.568 |  |  |  |  | 2015ResidentialHVACHVAC SystemUnknown | .
| 2015 | 535 | Residential | Lighting | Lamps/Fixtures | Unknown | [6 empty] | 0 | 0 | 0 |  |  |  |  | 0.00026149 | 0 | 8.4631e-05 | 0 |  |  |  |  | 2015ResidentialLightingLamps/FixturesUnknown | .
| 2015 | 536 | Residential | Lighting | Lighting Controls | Unknown | [6 empty] | 0 | 0 | 0 |  |  |  |  | 0.00026149 | 0 | 8.4631e-05 | 0 |  |  |  |  | 2015ResidentialLightingLighting ControlsUnknown | .
| 2015 | 537 | Residential | Refrigeration | Freezers | Unknown | [6 empty] | 0 | 0 | 0 |  |  |  |  | 9.1801e-05 | 0 | 0.0001667 | 0 |  |  |  |  | 2015ResidentialRefrigerationFreezersUnknown | .
| 2015 | 538 | Residential | Refrigeration | Refrigerators | Unknown | [6 empty] | 0 | 0 | 0 |  |  |  |  | 0.0001124 | 0 | 0.00015305 | 0 |  |  |  |  | 2015ResidentialRefrigerationRefrigeratorsUnknown | .
| 2015 | 539 | Residential | Water Heating | Heat Recovery | Unknown | [6 empty] | 0 | 0 | 0 |  |  |  |  | 0.00019367 | 0 | 0.00012477 | 0 |  |  |  |  | 2015ResidentialWater HeatingHeat RecoveryUnknown | .
| 2015 | 540 | Residential | Water Heating | Pipe Insulation | Unknown | [6 empty] | 0 | 0 | 0 |  |  |  |  | 0.00019367 | 0 | 0.00012477 | 0 |  |  |  |  | 2015ResidentialWater HeatingPipe InsulationUnknown | .
| 2015 | 541 | Residential | Water Heating | Water Heaters | Unknown | [6 empty] | 0 | 0 | 0 |  |  |  |  | 0.00019367 | 0 | 0.00012477 | 0 |  |  |  |  | 2015ResidentialWater HeatingWater HeatersUnknown | .
| 2015 | 542 | Residential | Water Heating | Water Using Devices | Unknown | [6 empty] | 0 | 12059985.5571 | 1.3767 |  |  |  |  | 0.00019367 | 2.3356 | 0.00012477 | 1.5047 |  |  |  |  | 2015ResidentialWater HeatingWater Using DevicesUnknown | .
| 2015 | 543 | Residential | Whole Bldg/Meter Level | Homes | Unknown | [6 empty] | 0 | 0 | 0 |  |  |  |  | 0.00023982 | 0 | 0.00015375 | 0 |  |  |  |  | 2015ResidentialWhole Bldg/Meter LevelHomesUnknown | .
| 2015 | 544 | Residential | Whole Bldg/Meter Level | Whole Bldg/Meter Level System Improvements | Unknown | [6 empty] | 0 | 387567.1392 | 0.044243 |  |  |  |  | 0.00023982 | 0.092946 | 0.00015375 | 0.059587 |  |  |  |  | 2015ResidentialWhole Bldg/Meter LevelWhole Bldg/Meter Level System ImprovementsUnknown | .
| 2015 | 545 | Utility System Efficiency | Utility Distribution System | Capacitors | Unknown | [6 empty] | 0 | 0 | 0 |  |  |  |  | 0.00014176 | 0 | 0.00013735 | 0 |  |  |  |  | 2015Utility System EfficiencyUtility Distribution SystemCapacitorsUnknown | .
| 2015 | 546 | Utility System Efficiency | Utility Distribution System | Conductors | Unknown | [6 empty] | 0 | 0 | 0 |  |  |  |  | 0.00014176 | 0 | 0.00013735 | 0 |  |  |  |  | 2015Utility System EfficiencyUtility Distribution SystemConductorsUnknown | .
| 2015 | 547 | Utility System Efficiency | Utility Distribution System | Insulators | Unknown | [6 empty] | 0 | 0 | 0 |  |  |  |  | 0.00014176 | 0 | 0.00013735 | 0 |  |  |  |  | 2015Utility System EfficiencyUtility Distribution SystemInsulatorsUnknown | .
| 2015 | 548 | Utility System Efficiency | Utility Distribution System | Power Factor Improvements | Unknown | [6 empty] | 0 | 0 | 0 |  |  |  |  | 0.00014176 | 0 | 0.00013735 | 0 |  |  |  |  | 2015Utility System EfficiencyUtility Distribution SystemPower Factor ImprovementsUnknown | .
| 2015 | 549 | Utility System Efficiency | Utility Distribution System | Transformers | Unknown | [6 empty] | 0 | 0 | 0 |  |  |  |  | 0.00014176 | 0 | 0.00013735 | 0 |  |  |  |  | 2015Utility System EfficiencyUtility Distribution SystemTransformersUnknown | .
| 2015 | 550 | Utility System Efficiency | Utility Distribution System | Utility Station Service Loads | Unknown | [6 empty] | 0 | 0 | 0 |  |  |  |  | 0.00014176 | 0 | 0.00013735 | 0 |  |  |  |  | 2015Utility System EfficiencyUtility Distribution SystemUtility Station Service LoadsUnknown | .
| 2015 | 551 | Utility System Efficiency | Utility Generation System | Utility Station Service Loads | Unknown | [6 empty] | 0 | 0 | 0 |  |  |  |  | 0.00014176 | 0 | 0.00013735 | 0 |  |  |  |  | 2015Utility System EfficiencyUtility Generation SystemUtility Station Service LoadsUnknown | .
| 2015 | 552 | Utility System Efficiency | Utility Transmission System | Capacitors | Unknown | [6 empty] | 0 | 0 | 0 |  |  |  |  | 0.00014176 | 0 | 0.00013735 | 0 |  |  |  |  | 2015Utility System EfficiencyUtility Transmission SystemCapacitorsUnknown | .
| 2015 | 553 | Utility System Efficiency | Utility Transmission System | Conductors | Unknown | [6 empty] | 0 | 0 | 0 |  |  |  |  | 0.00014176 | 0 | 0.00013735 | 0 |  |  |  |  | 2015Utility System EfficiencyUtility Transmission SystemConductorsUnknown | .
| 2015 | 554 | Utility System Efficiency | Utility Transmission System | Insulators | Unknown | [6 empty] | 0 | 0 | 0 |  |  |  |  | 0.00014176 | 0 | 0.00013735 | 0 |  |  |  |  | 2015Utility System EfficiencyUtility Transmission SystemInsulatorsUnknown | .
| 2015 | 555 | Utility System Efficiency | Utility Transmission System | Operation | Unknown | [6 empty] | 0 | 0 | 0 |  |  |  |  | 0.00014176 | 0 | 0.00013735 | 0 |  |  |  |  | 2015Utility System EfficiencyUtility Transmission SystemOperationUnknown | .
| 2015 | 556 | Utility System Efficiency | Utility Transmission System | Power Factor Improvements | Unknown | [6 empty] | 0 | 0 | 0 |  |  |  |  | 0.00014176 | 0 | 0.00013735 | 0 |  |  |  |  | 2015Utility System EfficiencyUtility Transmission SystemPower Factor ImprovementsUnknown | .
| 2015 | 557 | Utility System Efficiency | Utility Transmission System | Transformers | Unknown | [6 empty] | 0 | 0 | 0 |  |  |  |  | 0.00014176 | 0 | 0.00013735 | 0 |  |  |  |  | 2015Utility System EfficiencyUtility Transmission SystemTransformersUnknown | .
| 2015 | 558 | Utility System Efficiency | Utility Transmission System | Voltage Management | Unknown | [6 empty] | 0 | 0 | 0 |  |  |  |  | 0.00014176 | 0 | 0.00013735 | 0 |  |  |  |  | 2015Utility System EfficiencyUtility Transmission SystemVoltage ManagementUnknown | .
| 2015 | 559 | Agricultural | Unknown | Unknown | Unknown | [6 empty] | 0 | 1028519.88 | 0.11741 |  |  |  |  | 2.6494e-06 | 0.0027249 | 0.0003126 | 0.32152 |  |  |  |  | 2015AgriculturalUnknownUnknownUnknown | .
| 2015 | 560 | Commercial | Unknown | Unknown | Unknown | [6 empty] | 0 | 113058272.202 | 12.9062 |  |  |  |  | 0.00024448 | 27.6405 | 0.00016318 | 18.4486 |  |  |  |  | 2015CommercialUnknownUnknownUnknown | .
| 2015 | 561 | Industrial | Unknown | Unknown | Unknown | [6 empty] | 0 | 10365075.1911 | 1.1832 |  |  |  |  | 0.00012551 | 1.3009 | 0.00012968 | 1.3441 |  |  |  |  | 2015IndustrialUnknownUnknownUnknown | .
| 2015 | 562 | Low Income | Unknown | Unknown | Unknown | [6 empty] | 0 | 0 | 0 |  |  |  |  | 0.00023982 | 0 | 0.00015375 | 0 |  |  |  |  | 2015Low IncomeUnknownUnknownUnknown | .
| 2015 | 563 | Residential | Unknown | Unknown | Unknown | [6 empty] | 0 | 20874511.6933 | 2.3829 |  |  |  |  | 0.00023982 | 5.0061 | 0.00015375 | 3.2094 |  |  |  |  | 2015ResidentialUnknownUnknownUnknown | .
| 2015 | 564 | Utility System Efficiency | Unknown | Unknown | Unknown | [6 empty] | 0 | 0 | 0 |  |  |  |  | 0.00023982 | 0 | 0.00015375 | 0 |  |  |  |  | 2015Utility System EfficiencyUnknownUnknownUnknown | .
| 2015 | 565 | Agricultural | Codes & Standards | Codes | Unknown | [6 empty] | 0 | 0 | 0 |  |  |  |  | 2.6494e-06 | 0 | 0.0003126 | 0 |  |  |  |  | 2015AgriculturalCodes & StandardsCodesUnknown | .
| 2015 | 566 | Commercial | Codes & Standards | Codes | Unknown | [6 empty] | 0 | 94797556.9227 | 10.8216 |  |  |  |  | 0.00024448 | 23.1761 | 0.00016318 | 15.4688 |  |  |  |  | 2015CommercialCodes & StandardsCodesUnknown | .
| 2015 | 567 | Industrial | Codes & Standards | Codes | Unknown | [6 empty] | 0 | 0 | 0 |  |  |  |  | 0.00012551 | 0 | 0.00012968 | 0 |  |  |  |  | 2015IndustrialCodes & StandardsCodesUnknown | .
| 2015 | 568 | Low Income | Codes & Standards | Codes | Unknown | [6 empty] | 0 | 0 | 0 |  |  |  |  | 0.00023982 | 0 | 0.00015375 | 0 |  |  |  |  | 2015Low IncomeCodes & StandardsCodesUnknown | .
| 2015 | 569 | Residential | Codes & Standards | Codes | Unknown | [6 empty] | 0 | 136638875.2778 | 15.598 |  |  |  |  | 0.00023982 | 32.7686 | 0.00015375 | 21.0078 |  |  |  |  | 2015ResidentialCodes & StandardsCodesUnknown | .
| 2015 | 570 | Utility System Efficiency | Codes & Standards | Codes | Unknown | [6 empty] | 0 | 0 | 0 |  |  |  |  | 0.00014176 | 0 | 0.00013735 | 0 |  |  |  |  | 2015Utility System EfficiencyCodes & StandardsCodesUnknown | .
| 2015 | 571 | Agricultural | Irrigation | Unknown | Unknown | [6 empty] | 0 | 1345880.5015 | 0.15364 |  |  |  |  | 2.6494e-06 | 0.0035657 | 0.0003126 | 0.42073 |  |  |  |  | 2015AgriculturalIrrigationUnknownUnknown | .
| 2015 | 572 | Agricultural | Irrigation | Irrigation System Improvements | Irrigation System Control Improvements (VFD) | [6 empty] | 0 | 0 | 0 |  |  |  |  | 2.6494e-06 | 0 | 0.0003126 | 0 |  |  |  |  | 2015AgriculturalIrrigationIrrigation System ImprovementsIrrigation System Control Improvements (VFD) | .
| 2015 | 573 | Commercial | Food Preparation | Motors/Drives Controls | Interactive Process Loads System Improvements | [6 empty] | 0 | 0 | 0 |  |  |  |  | 0.00017223 | 0 | 0.00016217 | 0 |  |  |  |  | 2015CommercialFood PreparationMotors/Drives ControlsInteractive Process Loads System Improvements | .
| 2015 | 574 | Commercial | HVAC | HVAC System Improvements | Fan System Improvements | [6 empty] | 0 | 48435.5031 | 0.0055292 |  |  |  |  | 0.00076228 | 0.036921 | 1.3799e-05 | 0.00066838 |  |  |  |  | 2015CommercialHVACHVAC System ImprovementsFan System Improvements | .
| 2015 | 575 | Commercial | HVAC | HVAC System Improvements | Pump System Improvements | [6 empty] | 0 | 50583.444 | 0.0057744 |  |  |  |  | 0.00076228 | 0.038559 | 1.3799e-05 | 0.00069802 |  |  |  |  | 2015CommercialHVACHVAC System ImprovementsPump System Improvements | .
| 2015 | 576 | Commercial | Lighting | Lamps/Ballasts/Fixtures | Compact Fluorescents | [6 empty] | 0 | 615592.4443 | 0.070273 |  |  |  |  | 0.00017719 | 0.10907 | 0.00015191 | 0.093512 |  |  |  |  | 2015CommercialLightingLamps/Ballasts/FixturesCompact Fluorescents | .
| 2015 | 577 | Commercial | Lighting | Lamps/Ballasts/Fixtures | Electronic Metal Halide | [6 empty] | 0 | 51824.6319 | 0.0059161 |  |  |  |  | 0.00017719 | 0.0091826 | 0.00015191 | 0.0078725 |  |  |  |  | 2015CommercialLightingLamps/Ballasts/FixturesElectronic Metal Halide | .
| 2015 | 578 | Commercial | Lighting | Lamps/Ballasts/Fixtures | LED Exterior General Area | [6 empty] | 0 | 39194902.4779 | 4.4743 |  |  |  |  | 0.00017719 | 6.9448 | 0.00015191 | 5.9539 |  |  |  |  | 2015CommercialLightingLamps/Ballasts/FixturesLED Exterior General Area | .
| 2015 | 579 | Commercial | Lighting | Lamps/Ballasts/Fixtures | LED Other | [6 empty] | 0 | 4956331.6464 | 0.56579 |  |  |  |  | 0.00017719 | 0.87819 | 0.00015191 | 0.75289 |  |  |  |  | 2015CommercialLightingLamps/Ballasts/FixturesLED Other | .
| 2015 | 580 | Commercial | Lighting | Lamps/Ballasts/Fixtures | LED Screw-In/Small Fixtures | [6 empty] | 0 | 57602284.1276 | 6.5756 |  |  |  |  | 0.00017719 | 10.2063 | 0.00015191 | 8.7501 |  |  |  |  | 2015CommercialLightingLamps/Ballasts/FixturesLED Screw-In/Small Fixtures | .
| 2015 | 581 | Commercial | Lighting | Lamps/Ballasts/Fixtures | LED Tubes and Troffers | [6 empty] | 0 | 551185.3824 | 0.062921 |  |  |  |  | 0.00017719 | 0.097662 | 0.00015191 | 0.083728 |  |  |  |  | 2015CommercialLightingLamps/Ballasts/FixturesLED Tubes and Troffers | .
| 2015 | 582 | Commercial | Lighting | Lamps/Ballasts/Fixtures | Linear Fluorescent High Bay | [6 empty] | 0 | 3588890.41 | 0.40969 |  |  |  |  | 0.00017719 | 0.6359 | 0.00015191 | 0.54517 |  |  |  |  | 2015CommercialLightingLamps/Ballasts/FixturesLinear Fluorescent High Bay | .
| 2015 | 583 | Commercial | Lighting | Lamps/Ballasts/Fixtures | Linear LED | [6 empty] | 0 | 8021833.4455 | 0.91573 |  |  |  |  | 0.00017719 | 1.4214 | 0.00015191 | 1.2186 |  |  |  |  | 2015CommercialLightingLamps/Ballasts/FixturesLinear LED | .
| 2015 | 584 | Commercial | Lighting | Lamps/Ballasts/Fixtures | New Construction | [6 empty] | 0 | 3560.678 | 0.00040647 |  |  |  |  | 0.00017719 | 0.0006309 | 0.00015191 | 0.00054089 |  |  |  |  | 2015CommercialLightingLamps/Ballasts/FixturesNew Construction | .
| 2015 | 585 | Commercial | Lighting | Lamps/Ballasts/Fixtures | Non-Standard | [6 empty] | 0 | 5299411.781 | 0.60496 |  |  |  |  | 0.00017719 | 0.93898 | 0.00015191 | 0.80501 |  |  |  |  | 2015CommercialLightingLamps/Ballasts/FixturesNon-Standard | .
| 2015 | 586 | Commercial | Lighting | Lamps/Ballasts/Fixtures | T8 Linear Fluorescents | [6 empty] | 0 | 17710268.1354 | 2.0217 |  |  |  |  | 0.00017719 | 3.138 | 0.00015191 | 2.6903 |  |  |  |  | 2015CommercialLightingLamps/Ballasts/FixturesT8 Linear Fluorescents | .
| 2015 | 587 | Commercial | Lighting | Signs and Signals | LED Street Lighting | [6 empty] | 0 | 0 | 0 |  |  |  |  | 0.00023298 | 0 | 0 | 0 |  |  |  |  | 2015CommercialLightingSigns and SignalsLED Street Lighting | .
| 2015 | 588 | Residential | Electronics | Plug Load | Clothes Dryers | [6 empty] | 0 | 4322160.6933 | 0.4934 |  |  |  |  | 0.00040029 | 1.7301 | 0.0003184 | 1.3762 |  |  |  |  | 2015ResidentialElectronicsPlug LoadClothes Dryers | .
| 2015 | 589 | Residential | Solar PV | Solar PV | Direct Application Renewable - PV | [6 empty] | 0 | 0 | 0 |  |  |  |  | 1.5994e-05 | 0 | 0.00020212 | 0 |  |  |  |  | 2015ResidentialSolar PVSolar PVDirect Application Renewable - PV | .
| 2015 | 590 | Residential | Electronics | Computer Technologies | Computer | [6 empty] | 0 | 0 | 0 |  |  |  |  | 0.00014549 | 0 | 0.00013343 | 0 |  |  |  |  | 2015ResidentialElectronicsComputer TechnologiesComputer | .
| 2015 | 591 | Residential | Electronics | Computer Technologies | Monitor | [6 empty] | 0 | 0 | 0 |  |  |  |  | 0.00014549 | 0 | 0.00013343 | 0 |  |  |  |  | 2015ResidentialElectronicsComputer TechnologiesMonitor | .
| 2015 | 592 | Residential | Food Preparation | Cooking | Microwave | [6 empty] | 0 | 0 | 0 |  |  |  |  | 0.00037914 | 0 | 0.00027989 | 0 |  |  |  |  | 2015ResidentialFood PreparationCookingMicrowave | .
| 2016 | 2 | Commercial | HVAC | HVAC System Improvements | Rooftop Units | 210600 | 48618.0538 | 734032.9808 | 0 | 0 | 0 | 0 | 993251.0345 | 0.11338 | 39000 | 0 | 19155 | 0 | 0.00076228 | 0.75713 | 1.3799e-05 | 0.013706 | Commercial | HVAC | #VALUE! | 17.0313 | 2016CommercialHVACHVAC System ImprovementsRooftop Units | .
| 2016 | 4 | Commercial | HVAC | HVAC System Improvements | Scroll Chiller Improvements | 0 | 0 | 2785031.86 | 0 | 0 | 0 | 0 | 2785031.86 | 0.31793 | 0 | 0 | 625240.15 | 0 | 0.00076228 | 2.123 | 1.3799e-05 | 0.038432 | Commercial | HVAC | #VALUE! | 17.0313 | 2016CommercialHVACHVAC System ImprovementsScroll Chiller Improvements | .
| 2016 | 6 | Commercial | HVAC | HVAC System Improvements | Variable Refrigerant Flow System Improvements | 0 | 0 | 546991.25 | 0 | 0 | 0 | 0 | 546991.25 | 0.062442 | 0 | 0 | 70225 | 0 | 0.00076228 | 0.41696 | 1.3799e-05 | 0.0075481 | Commercial | HVAC | #VALUE! | 17.0313 | 2016CommercialHVACHVAC System ImprovementsVariable Refrigerant Flow System Improvements | .
| 2016 | 7 | Commercial | HVAC | HVAC System Improvements | Ventilation System Improvements | 0 | 559849.8821 | 1075926.2334 | 0 | 0 | 0 | 0 | 1635776.1155 | 0.18673 | 0 | 0 | 184973.82 | 0 | 0.00018839 | 0.30816 | 0.00016046 | 0.26247 | Commercial | HVAC | #VALUE! | 17.0313 | 2016CommercialHVACHVAC System ImprovementsVentilation System Improvements | .
| 2016 | 9 | Commercial | Lighting | Delamping | Delamping | 0 | 0 | 7725970.46 | 0 | 0 | 0 | 0 | 7725970.46 | 0.88196 | 0 | 0 | 807266 | 0 | 0.00017719 | 1.3689 | 0.00015191 | 1.1736 | Commercial | Lighting | #VALUE! | 22.7938 | 2016CommercialLightingDelampingDelamping | .
| 2016 | 10 | Commercial | Lighting | Lamps/Ballasts/Fixtures | Lamps/Ballasts | 0 | 0 | 1211.4513 | 0 | 0 | 0 | 0 | 1211.4513 | 0.00013829 | 0 | 0 | 60 | 0 | 0.00017719 | 0.00021465 | 0.00015191 | 0.00018403 | Commercial | Lighting | #VALUE! | 22.7938 | 2016CommercialLightingLamps/Ballasts/FixturesLamps/Ballasts | .
| 2016 | 14 | Commercial | Lighting | Lamps/Ballasts/Fixtures | Lamps/Ballasts/Fixtures | 72132279.4396 | 16382244.2307 | 64985651.5196 | 2954288.066 | 0 | 0 | 0 | 156454463.2559 | 17.8601 | 11779457.72 | 0 | 4854107.85 | 598323.67 | 0.00017719 | 27.7215 | 0.00015191 | 23.7663 | Commercial | Lighting | #VALUE! | 22.7938 | 2016CommercialLightingLamps/Ballasts/FixturesLamps/Ballasts/Fixtures | .
| 2016 | 15 | Commercial | Lighting | Lamps/Ballasts/Fixtures | Lamps/Ballasts/Fixtures w/Controls | 0 | 0 | 22144908.7003 | 0 | 0 | 0 | 0 | 22144908.7003 | 2.528 | 0 | 0 | 0 | 0 | 0.00017719 | 3.9238 | 0.00015191 | 3.3639 | Commercial | Lighting | #VALUE! | 22.7938 | 2016CommercialLightingLamps/Ballasts/FixturesLamps/Ballasts/Fixtures w/Controls | .
| 2016 | 18 | Commercial | Lighting | Lighting Controls | Control Panels | 0 | 0 | 3350299.33 | 0 | 0 | 0 | 0 | 3350299.33 | 0.38245 | 0 | 0 | 394103.55 | 0 | 0.00017719 | 0.59363 | 0.00015191 | 0.50893 | Commercial | Lighting | #VALUE! | 22.7938 | 2016CommercialLightingLighting ControlsControl Panels | .
| 2016 | 19 | Commercial | Lighting | Lighting Controls | Daylighting | 0 | 0 | 115082.0051 | 0 | 0 | 0 | 0 | 115082.0051 | 0.013137 | 0 | 0 | 25450.38 | 0 | 0.00017719 | 0.020391 | 0.00015191 | 0.017482 | Commercial | Lighting | #VALUE! | 22.7938 | 2016CommercialLightingLighting ControlsDaylighting | .
| 2016 | 20 | Commercial | Lighting | Lighting Controls | Occupancy Sensors | 0 | 38829.3888 | 3564913.8604 | 0 | 0 | 0 | 0 | 3603743.2492 | 0.41139 | 0 | 0 | 10788828.83 | 0 | 0.00017719 | 0.63853 | 0.00015191 | 0.54743 | Commercial | Lighting | #VALUE! | 22.7938 | 2016CommercialLightingLighting ControlsOccupancy Sensors | .
| 2016 | 21 | Commercial | Lighting | Lighting Controls | Photocells | 0 | 0 | 17026.8528 | 0 | 0 | 0 | 0 | 17026.8528 | 0.0019437 | 0 | 0 | 3593.64 | 0 | 0.00017719 | 0.0030169 | 0.00015191 | 0.0025865 | Commercial | Lighting | #VALUE! | 22.7938 | 2016CommercialLightingLighting ControlsPhotocells | .
| 2016 | 22 | Commercial | Lighting | Lighting Controls | Timers | 0 | 0 | -19897.2035 | 0 | 0 | 0 | 0 | -19897.2035 | -0.0022714 | 0 | 0 | 99.21 | 0 | 0.00017719 | -0.0035255 | 0.00015191 | -0.0030225 | Commercial | Lighting | #VALUE! | 22.7938 | 2016CommercialLightingLighting ControlsTimers | .
| 2016 | 23 | Commercial | Lighting | Signs and Signals | LED Exit Signs | 0 | 0 | 417052.3802 | 0 | 0 | 0 | 0 | 417052.3802 | 0.047609 | 0 | 0 | 1208988.81 | 0 | 0.00017719 | 0.073896 | 0.00015191 | 0.063353 | Commercial | Lighting | #VALUE! | 22.7938 | 2016CommercialLightingSigns and SignalsLED Exit Signs | .
| 2016 | 27 | Agricultural | Compressed Air | Compressed Air System Improvements | Compressed Air System Compressor Improvements (VFD) | 0 | 0 | 64649.6181 | 0 | 0 | 0 | 0 | 64649.6181 | 0.0073801 | 0 | 0 | 8759.7 | 0 | 2.6494e-06 | 0.00017128 | 0.0003126 | 0.02021 | Agricultural | Compressed Air | #VALUE! | 0 | 2016AgriculturalCompressed AirCompressed Air System ImprovementsCompressed Air System Compressor Improvements (VFD) | .
| 2016 | 29 | Agricultural | Compressed Air | Compressed Air System Improvements | Compressed Air System Dryer Improvements | 0 | 0 | 6035.6471 | 0 | 0 | 0 | 0 | 6035.6471 | 0.000689 | 0 | 0 | 817.8 | 0 | 2.6494e-06 | 1.5991e-05 | 0.0003126 | 0.0018868 | Agricultural | Compressed Air | #VALUE! | 0 | 2016AgriculturalCompressed AirCompressed Air System ImprovementsCompressed Air System Dryer Improvements | .
| 2016 | 41 | Agricultural | Irrigation | Discharge Fitting Equipment | Flow Control Nozzles and Diffuser | 0 | 0 | 3310.0852 | 0 | 0 | 0 | 0 | 3310.0852 | 0.00037786 | 0 | 0 | 316.25 | 0 | 2.6494e-06 | 8.7696e-06 | 0.0003126 | 0.0010347 | Agricultural | Irrigation | #VALUE! | 7.0378 | 2016AgriculturalIrrigationDischarge Fitting EquipmentFlow Control Nozzles and Diffuser | .
| 2016 | 42 | Agricultural | Irrigation | Discharge Fitting Equipment | Impact Sprinkler Heads | 0 | 0 | 202356.452 | 0 | 0 | 0 | 0 | 202356.452 | 0.0231 | 0 | 0 | 39198 | 0 | 2.6494e-06 | 0.00053612 | 0.0003126 | 0.063257 | Agricultural | Irrigation | #VALUE! | 7.0378 | 2016AgriculturalIrrigationDischarge Fitting EquipmentImpact Sprinkler Heads | .
| 2016 | 46 | Agricultural | Irrigation | Discharge Fitting Equipment | Spray Heads | 0 | 0 | 955871.4 | 0 | 0 | 0 | 0 | 955871.4 | 0.10912 | 0 | 0 | 81252 | 0 | 2.6494e-06 | 0.0025325 | 0.0003126 | 0.29881 | Agricultural | Irrigation | #VALUE! | 7.0378 | 2016AgriculturalIrrigationDischarge Fitting EquipmentSpray Heads | .
| 2016 | 51 | Agricultural | Irrigation | Hardware | Drain Replacement | 127600 | 0 | 40618.7343 | 0 | 0 | 0 | 0 | 168218.7343 | 0.019203 | 5800 | 0 | 1694 | 0 | 2.6494e-06 | 0.00044567 | 0.0003126 | 0.052586 | Agricultural | Irrigation | #VALUE! | 7.0378 | 2016AgriculturalIrrigationHardwareDrain Replacement | .
| 2016 | 52 | Agricultural | Irrigation | Hardware | Drop Tube/Hose Extension | 242011 | 3500 | 61543.544 | 0 | 0 | 0 | 0 | 307054.544 | 0.035052 | 103719 | 0 | 26065 | 0 | 2.6494e-06 | 0.0008135 | 0.0003126 | 0.095986 | Agricultural | Irrigation | #VALUE! | 7.0378 | 2016AgriculturalIrrigationHardwareDrop Tube/Hose Extension | .
| 2016 | 53 | Agricultural | Irrigation | Hardware | Gasket Replacement | 204127 | 0 | 895015.21 | 0 | 0 | 0 | 0 | 1099142.21 | 0.12547 | 25652 | 0 | 132967 | 0 | 2.6494e-06 | 0.002912 | 0.0003126 | 0.3436 | Agricultural | Irrigation | #VALUE! | 7.0378 | 2016AgriculturalIrrigationHardwareGasket Replacement | .
| 2016 | 54 | Agricultural | Irrigation | Hardware | Goose Necks | 144543 | 4515 | 26841.3206 | 0 | 0 | 0 | 0 | 175899.3206 | 0.02008 | 34070.85 | 0 | 5777.45 | 0 | 2.6494e-06 | 0.00046602 | 0.0003126 | 0.054987 | Agricultural | Irrigation | #VALUE! | 7.0378 | 2016AgriculturalIrrigationHardwareGoose Necks | .
| 2016 | 55 | Agricultural | Irrigation | Hardware | Hub Replacement | 59724 | 0 | 0 | 0 | 0 | 0 | 0 | 59724 | 0.0068178 | 13746 | 0 | 0 | 0 | 2.6494e-06 | 0.00015823 | 0.0003126 | 0.01867 | Agricultural | Irrigation | #VALUE! | 7.0378 | 2016AgriculturalIrrigationHardwareHub Replacement | .
| 2016 | 56 | Agricultural | Irrigation | Hardware | Leveler Rebuild | 4652 | 0 | 237.6 | 0 | 0 | 0 | 0 | 4889.6 | 0.00055817 | 1744.5 | 0 | 122.25 | 0 | 2.6494e-06 | 1.2954e-05 | 0.0003126 | 0.0015285 | Agricultural | Irrigation | #VALUE! | 7.0378 | 2016AgriculturalIrrigationHardwareLeveler Rebuild | .
| 2016 | 58 | Agricultural | Irrigation | Hardware | Multi-Trajectory Sprays | 46704 | 1752 | 333271.4 | 0 | 0 | 0 | 0 | 381727.4 | 0.043576 | 4064 | 0 | 18822 | 0 | 2.6494e-06 | 0.0010113 | 0.0003126 | 0.11933 | Agricultural | Irrigation | #VALUE! | 7.0378 | 2016AgriculturalIrrigationHardwareMulti-Trajectory Sprays | .
| 2016 | 59 | Agricultural | Irrigation | Hardware | Nozzle Replacement | 1789148 | 20928 | 702270.8 | 0 | 0 | 0 | 0 | 2512346.8 | 0.2868 | 62859 | 0 | 42101.5 | 0 | 2.6494e-06 | 0.0066561 | 0.0003126 | 0.78537 | Agricultural | Irrigation | #VALUE! | 7.0378 | 2016AgriculturalIrrigationHardwareNozzle Replacement | .
| 2016 | 60 | Agricultural | Irrigation | Hardware | Pipe Repair | 124212 | 0 | 267441.9788 | 0 | 0 | 0 | 0 | 391653.9788 | 0.044709 | 28230 | 0 | 62420.11 | 0 | 2.6494e-06 | 0.0010376 | 0.0003126 | 0.12243 | Agricultural | Irrigation | #VALUE! | 7.0378 | 2016AgriculturalIrrigationHardwarePipe Repair | .
| 2016 | 61 | Agricultural | Irrigation | Hardware | Regulator Replacement | 2399607 | 73062 | 922367.5149 | 0 | 0 | 0 | 0 | 3395036.5149 | 0.38756 | 292635 | 0 | 113792 | 0 | 2.6494e-06 | 0.0089947 | 0.0003126 | 1.0613 | Agricultural | Irrigation | #VALUE! | 7.0378 | 2016AgriculturalIrrigationHardwareRegulator Replacement | .
| 2016 | 62 | Agricultural | Irrigation | Hardware | Sprinkler Replacements | 1810568 | 51958 | 724560.9652 | 0 | 0 | 0 | 0 | 2587086.9652 | 0.29533 | 259851 | 0 | 90535.47 | 0 | 2.6494e-06 | 0.0068542 | 0.0003126 | 0.80873 | Agricultural | Irrigation | #VALUE! | 7.0378 | 2016AgriculturalIrrigationHardwareSprinkler Replacements | .
| 2016 | 64 | Agricultural | Irrigation | Irrigation System Improvements | Irrigation System Improvements | 0 | 0 | 4073339.4237 | 0 | 0 | 0 | 0 | 4073339.4237 | 0.46499 | 0 | 0 | 867386.15 | 0 | 2.6494e-06 | 0.010792 | 0.0003126 | 1.2733 | Agricultural | Irrigation | #VALUE! | 7.0378 | 2016AgriculturalIrrigationIrrigation System ImprovementsIrrigation System Improvements | .
| 2016 | 73 | Agricultural | Irrigation | Pumps and Fans | Centrifugal Pump System Improvements | 0 | 0 | 826235.3182 | 0 | 0 | 0 | 0 | 826235.3182 | 0.094319 | 0 | 0 | 110058.45 | 0 | 2.6494e-06 | 0.002189 | 0.0003126 | 0.25828 | Agricultural | Irrigation | #VALUE! | 7.0378 | 2016AgriculturalIrrigationPumps and FansCentrifugal Pump System Improvements | .
| 2016 | 74 | Agricultural | Irrigation | Pumps and Fans | Pump Testing Service | 0 | 0 | 0 | 0 | 0 | 0 | 0 | 0 | 0 | 2900 | 0 | 0 | 0 | 2.6494e-06 | 0 | 0.0003126 | 0 | Agricultural | Irrigation | #VALUE! | 7.0378 | 2016AgriculturalIrrigationPumps and FansPump Testing Service | .
| 2016 | 81 | Agricultural | Irrigation | Water Management | Scientific Irrigation Scheduling | 18296322.6677 | 9816718.3718 | 202658.5 | 0 | 0 | 0 | 0 | 28315699.5395 | 3.2324 | 307841.04 | 0 | 12659 | 0 | 2.6494e-06 | 0.075019 | 0.0003126 | 8.8516 | Agricultural | Irrigation | #VALUE! | 7.0378 | 2016AgriculturalIrrigationWater ManagementScientific Irrigation Scheduling | .
| 2016 | 83 | Agricultural | Lighting | Lamps/Ballasts/Fixtures | Lamps/Ballasts | 0 | 0 | 40412.123 | 0 | 0 | 0 | 0 | 40412.123 | 0.0046133 | 0 | 0 | 6380.68 | 0 | 0.00034247 | 0.01384 | 0.00034247 | 0.01384 | Agricultural | Lighting | #VALUE! | 1.595 | 2016AgriculturalLightingLamps/Ballasts/FixturesLamps/Ballasts | .
| 2016 | 87 | Agricultural | Lighting | Lamps/Ballasts/Fixtures | Lamps/Ballasts/Fixtures | 3327277.89 | 87108.06 | 1363.0992 | 0 | 0 | 0 | 0 | 3415749.0492 | 0.38993 | 484438.7 | 0 | 594.72 | 0 | 0.00034247 | 1.1698 | 0.00034247 | 1.1698 | Agricultural | Lighting | #VALUE! | 1.595 | 2016AgriculturalLightingLamps/Ballasts/FixturesLamps/Ballasts/Fixtures | .
| 2016 | 98 | Agricultural | Motors/Drives | Motors | Motor Rewind | 234391 | 0 | 21554.3348 | 0 | 0 | 0 | 0 | 255945.3348 | 0.029218 | 0 | 0 | 1908.25 | 0 | 2.6494e-06 | 0.00067809 | 0.0003126 | 0.080009 | Agricultural | Motors/Drives | #VALUE! | 0.31789 | 2016AgriculturalMotors/DrivesMotorsMotor Rewind | .
| 2016 | 100 | Agricultural | Motors/Drives | Motors/Drives Controls | Dairy Milking Machine Control Improvements (VFD) | 0 | 0 | 83194.9518 | 0 | 0 | 0 | 0 | 83194.9518 | 0.0094971 | 0 | 0 | 4950 | 0 | 0.00034247 | 0.028491 | 0.00034247 | 0.028491 | Agricultural | Motors/Drives | #VALUE! | 0.31789 | 2016AgriculturalMotors/DrivesMotors/Drives ControlsDairy Milking Machine Control Improvements (VFD) | .
| 2016 | 104 | Agricultural | Motors/Drives | Motors/Drives Controls | Motors/Drives Control Improvements (VFD) | 4012997.7678 | 0 | 0 | 813957.5 | 0 | 0 | 0 | 4826955.2678 | 0.55102 | 705168 | 0 | 0 | 77473.94 | 2.6494e-06 | 0.012788 | 0.0003126 | 1.5089 | Agricultural | Motors/Drives | #VALUE! | 0.31789 | 2016AgriculturalMotors/DrivesMotors/Drives ControlsMotors/Drives Control Improvements (VFD) | .
| 2016 | 105 | Agricultural | Motors/Drives | Pumps and Fans | Motors/Drives Installation on Fan System | 0 | 0 | 372508.9966 | 0 | 0 | 0 | 0 | 372508.9966 | 0.042524 | 0 | 0 | 43956.37 | 0 | 0.00034247 | 0.12757 | 0.00034247 | 0.12757 | Agricultural | Motors/Drives | #VALUE! | 0.31789 | 2016AgriculturalMotors/DrivesPumps and FansMotors/Drives Installation on Fan System | .
| 2016 | 106 | Agricultural | Motors/Drives | Pumps and Fans | Motors/Drives Installation on Vacuum Pumps | 0 | 0 | 28288.4633 | 0 | 0 | 0 | 0 | 28288.4633 | 0.0032293 | 0 | 0 | 1650 | 0 | 0.00034247 | 0.0096878 | 0.00034247 | 0.0096878 | Agricultural | Motors/Drives | #VALUE! | 0.31789 | 2016AgriculturalMotors/DrivesPumps and FansMotors/Drives Installation on Vacuum Pumps | .
| 2016 | 107 | Agricultural | Process Loads | Livestock Tanks | Freeze Resistant Stock Tanks | 1688 | 0 | 0 | 0 | 0 | 0 | 0 | 1688 | 0.00019269 | 330 | 0 | 0 | 0 | 0.00030632 | 0.00051706 | 3.3431e-08 | 5.6431e-08 | Agricultural | Process Loads | #VALUE! | 0 | 2016AgriculturalProcess LoadsLivestock TanksFreeze Resistant Stock Tanks | .
| 2016 | 114 | Agricultural | Refrigeration | Dairy System Improvements | Plate Milk Pre-cooler | 0 | 0 | 31109.266 | 117571.76 | 0 | 0 | 0 | 148681.026 | 0.016973 | 0 | 0 | 4215.15 | 12943.68 | 0.00034247 | 0.050918 | 0.00034247 | 0.050918 | Agricultural | Dairy Efficiency | #VALUE! | 0.047412 | 2016AgriculturalRefrigerationDairy System ImprovementsPlate Milk Pre-cooler | .
| 2016 | 126 | Agricultural | Utility Distribution System | Transformers | De-Energization | 1769950 | 0 | 0 | 0 | 0 | 0 | 0 | 1769950 | 0.20205 | 44248.75 | 0 | 0 | 0 | 2.6494e-06 | 0.0046893 | 0.0003126 | 0.55329 | Agricultural | Distribution Efficiency | #VALUE! | 0 | 2016AgriculturalUtility Distribution SystemTransformersDe-Energization | .
| 2016 | 132 | Commercial | Compressed Air | Compressed Air System Controls | Compressed Air Control Improvements (VFD) | 0 | 0 | 241191.5552 | 0 | 0 | 0 | 0 | 241191.5552 | 0.027533 | 0 | 0 | 32730.9 | 0 | 0.00014107 | 0.034024 | 0.00012829 | 0.030942 | Commercial | Compressed Air | #VALUE! | 0.78334 | 2016CommercialCompressed AirCompressed Air System ControlsCompressed Air Control Improvements (VFD) | .
| 2016 | 134 | Commercial | Compressed Air | Compressed Air System Improvements | Compressed Air System Compressor Improvements (VFD) | 0 | 0 | 250861.7571 | 0 | 0 | 0 | 0 | 250861.7571 | 0.028637 | 0 | 0 | 29010.59 | 0 | 0.00014107 | 0.035389 | 0.00012829 | 0.032183 | Commercial | Compressed Air | #VALUE! | 0.78334 | 2016CommercialCompressed AirCompressed Air System ImprovementsCompressed Air System Compressor Improvements (VFD) | .
| 2016 | 136 | Commercial | Compressed Air | Compressed Air System Improvements | Compressed Air System Dryer Improvements | 0 | 0 | 30608.1196 | 0 | 0 | 0 | 0 | 30608.1196 | 0.0034941 | 0 | 0 | 4197.55 | 0 | 0.00014107 | 0.0043178 | 0.00012829 | 0.0039267 | Commercial | Compressed Air | #VALUE! | 0.78334 | 2016CommercialCompressed AirCompressed Air System ImprovementsCompressed Air System Dryer Improvements | .
| 2016 | 140 | Commercial | Compressed Air | Compressed Air System Improvements | Compressors | 0 | 6958.8634 | 0 | 0 | 0 | 0 | 0 | 6958.8634 | 0.00079439 | 0 | 0 | 0 | 0 | 0.00014107 | 0.00098167 | 0.00012829 | 0.00089275 | Commercial | Compressed Air | #VALUE! | 0.78334 | 2016CommercialCompressed AirCompressed Air System ImprovementsCompressors | .
| 2016 | 142 | Commercial | Electronics | Computer Technologies | Network Computer Power Management | 160666 | 0 | 0 | 0 | 0 | 0 | 0 | 160666 | 0.018341 | 14740 | 0 | 0 | 0 | 0.00013422 | 0.021565 | 0.00010767 | 0.017298 | Commercial | Electronics | #VALUE! | 8.3366 | 2016CommercialElectronicsComputer TechnologiesNetwork Computer Power Management | .
| 2016 | 143 | Commercial | Electronics | Computer Technologies | Power Supplies | 0 | 56146.391 | 1838424.06 | 0 | 22903791.1015 | 0 | -17596598.0987 | 7201763.4539 | 0.82212 | 0 | 0 | 266554 | 0 | 0.00013422 | 0.96665 | 0.00010767 | 0.77538 | Commercial | Electronics | #VALUE! | 8.3366 | 2016CommercialElectronicsComputer TechnologiesPower Supplies | .
| 2016 | 144 | Commercial | Electronics | Computer Technologies | Server Virtualization/Load Reduction | 0 | 0 | 947537.4 | 0 | 0 | 0 | 0 | 947537.4 | 0.10817 | 0 | 0 | 131700 | 0 | 0.00013422 | 0.12718 | 0.00010767 | 0.10202 | Commercial | Electronics | #VALUE! | 8.3366 | 2016CommercialElectronicsComputer TechnologiesServer Virtualization/Load Reduction | .
| 2016 | 146 | Commercial | Electronics | Plug Load | Power Strips | 25724 | 0 | 1893522.12 | 0 | 0 | 0 | 0 | 1919246.12 | 0.21909 | 3540 | 0 | 479864.3 | 0 | 0.00013422 | 0.25761 | 0.00010767 | 0.20664 | Commercial | Electronics | #VALUE! | 8.3366 | 2016CommercialElectronicsPlug LoadPower Strips | .
| 2016 | 147 | Commercial | Food Preparation | Cooking | Cooking Equipment | 0 | 0 | 134635.5368 | 0 | 0 | 0 | 0 | 134635.5368 | 0.015369 | 0 | 0 | 12345.37 | 0 | 0.00017223 | 0.023189 | 0.00016217 | 0.021833 | Commercial | Food Preparation | #VALUE! | 0.28508 | 2016CommercialFood PreparationCookingCooking Equipment | .
| 2016 | 148 | Commercial | Food Preparation | Cooking | Electric Combination Ovens | 0 | 0 | 53479.05 | 0 | 0 | 0 | 0 | 53479.05 | 0.0061049 | 0 | 0 | 5600 | 0 | 0.00017223 | 0.0092109 | 0.00016217 | 0.0086725 | Commercial | Food Preparation | #VALUE! | 0.28508 | 2016CommercialFood PreparationCookingElectric Combination Ovens | .
| 2016 | 149 | Commercial | Food Preparation | Cooking | Electric Commercial Steam Cookers | 46628 | 0 | 452466.3347 | 0 | 0 | 0 | 0 | 499094.3347 | 0.056974 | 50 | 0 | 31450 | 0 | 0.00017223 | 0.085961 | 0.00016217 | 0.080936 | Commercial | Food Preparation | #VALUE! | 0.28508 | 2016CommercialFood PreparationCookingElectric Commercial Steam Cookers | .
| 2016 | 150 | Commercial | Food Preparation | Cooking | Electric Convection Ovens | 1811 | 0 | 189219.2383 | 0 | 0 | 0 | 0 | 191030.2383 | 0.021807 | 300 | 0 | 58600 | 0 | 0.00017223 | 0.032902 | 0.00016217 | 0.030979 | Commercial | Food Preparation | #VALUE! | 0.28508 | 2016CommercialFood PreparationCookingElectric Convection Ovens | .
| 2016 | 151 | Commercial | Food Preparation | Cooking | Electric Fryers | 0 | 0 | 14935.3377 | 0 | 0 | 0 | 0 | 14935.3377 | 0.0017049 | 0 | 0 | 1600 | 0 | 0.00017223 | 0.0025724 | 0.00016217 | 0.002422 | Commercial | Food Preparation | #VALUE! | 0.28508 | 2016CommercialFood PreparationCookingElectric Fryers | .
| 2016 | 152 | Commercial | Food Preparation | Cooking | Hot Food Holding Cabinets | 894 | 0 | 193130.5548 | 0 | 0 | 0 | 0 | 194024.5548 | 0.022149 | 200 | 0 | 35150 | 0 | 0.00017223 | 0.033418 | 0.00016217 | 0.031464 | Commercial | Food Preparation | #VALUE! | 0.28508 | 2016CommercialFood PreparationCookingHot Food Holding Cabinets | .
| 2016 | 153 | Commercial | HVAC | Envelope | Air Sealing | 0 | 0 | 312043.05 | 0 | 0 | 0 | 0 | 312043.05 | 0.035621 | 0 | 0 | 0 | 0 | 0.00076228 | 0.23786 | 1.3799e-05 | 0.004306 | Commercial | HVAC | #VALUE! | 17.0313 | 2016CommercialHVACEnvelopeAir Sealing | .
| 2016 | 154 | Commercial | HVAC | Envelope | Insulation | 446266.5168 | 63221.944 | 883009.554 | 3082.352 | 0 | 0 | 0 | 1395580.3668 | 0.15931 | 55786.98 | 0 | 188713.19 | 3094 | 0.00076228 | 1.0638 | 1.3799e-05 | 0.019258 | Commercial | HVAC | #VALUE! | 17.0313 | 2016CommercialHVACEnvelopeInsulation | .
| 2016 | 155 | Commercial | HVAC | Envelope | Windows | 204403.317 | 167565.63 | 1699368.1752 | 2949 | 0 | 0 | 0 | 2074286.1222 | 0.23679 | 47895.21 | 0 | 624038.43 | 530.91 | 0.00076228 | 1.5812 | 1.3799e-05 | 0.028624 | Commercial | HVAC | #VALUE! | 17.0313 | 2016CommercialHVACEnvelopeWindows | .
| 2016 | 156 | Commercial | HVAC | Heat Recovery | Heat Recovery Improvements | 0 | 427822.326 | 0 | 0 | 0 | 0 | 0 | 427822.326 | 0.048838 | 0 | 0 | 0 | 0 | 0.00076228 | 0.32612 | 1.3799e-05 | 0.0059037 | Commercial | HVAC | #VALUE! | 17.0313 | 2016CommercialHVACHeat RecoveryHeat Recovery Improvements | .
| 2016 | 158 | Commercial | HVAC | HVAC System Controls | Energy Management Systems/System Controls | 0 | 1315001.6147 | 1362627 | 0 | 0 | 0 | 0 | 2677628.6147 | 0.30567 | 0 | 0 | 283177 | 0 | 0.00076228 | 2.0411 | 1.3799e-05 | 0.036949 | Commercial | HVAC | #VALUE! | 17.0313 | 2016CommercialHVACHVAC System ControlsEnergy Management Systems/System Controls | .
| 2016 | 159 | Commercial | HVAC | HVAC System Controls | HVAC Control Improvements (non-VFD) | 0 | 76210.5139 | 0 | 0 | 0 | 0 | 0 | 76210.5139 | 0.0086998 | 0 | 0 | 0 | 0 | 0.00076228 | 0.058094 | 1.3799e-05 | 0.0010517 | Commercial | HVAC | #VALUE! | 17.0313 | 2016CommercialHVACHVAC System ControlsHVAC Control Improvements (non-VFD) | .
| 2016 | 160 | Commercial | HVAC | HVAC System Controls | HVAC Control Improvements (VFD) | 0 | 1021212.3802 | 737573.9175 | 0 | 0 | 0 | 0 | 1758786.2977 | 0.20077 | 0 | 0 | 116956.85 | 0 | 0.00076228 | 1.3407 | 1.3799e-05 | 0.02427 | Commercial | HVAC | #VALUE! | 17.0313 | 2016CommercialHVACHVAC System ControlsHVAC Control Improvements (VFD) | .
| 2016 | 162 | Commercial | HVAC | HVAC System Controls | Thermostats | 303120 | 82224 | 307400.4031 | 0 | 0 | 0 | 0 | 692744.4031 | 0.07908 | 35600 | 0 | 41700.16 | 0 | 0.00076228 | 0.52806 | 1.3799e-05 | 0.0095594 | Commercial | HVAC | #VALUE! | 17.0313 | 2016CommercialHVACHVAC System ControlsThermostats | .
| 2016 | 163 | Commercial | HVAC | HVAC System Improvements | Air-Source Heat Pumps | 221821.7089 | 1545592.3526 | 3125367.1674 | 14773.01 | 0 | 0 | 0 | 4907554.2389 | 0.56022 | 15175 | 0 | 308297.5 | 2602 | 0.00076228 | 3.7409 | 1.3799e-05 | 0.067721 | Commercial | HVAC | #VALUE! | 17.0313 | 2016CommercialHVACHVAC System ImprovementsAir-Source Heat Pumps | .
| 2016 | 164 | Commercial | HVAC | HVAC System Improvements | Building Commissioning Improvements | 0 | 0 | 271522.8142 | 0 | 15121253.3187 | 0 | 0 | 15392776.1329 | 1.7572 | 0 | 0 | 29493.22 | 0 | 0.00076228 | 11.7336 | 1.3799e-05 | 0.21241 | Commercial | HVAC | #VALUE! | 17.0313 | 2016CommercialHVACHVAC System ImprovementsBuilding Commissioning Improvements | .
| 2016 | 165 | Commercial | HVAC | HVAC System Improvements | Centrifugal Chiller Improvements | 0 | 377997.908 | 214994.8229 | 0 | 0 | 0 | 0 | 592992.7309 | 0.067693 | 0 | 0 | 29043.3 | 0 | 0.00076228 | 0.45203 | 1.3799e-05 | 0.0081829 | Commercial | HVAC | #VALUE! | 17.0313 | 2016CommercialHVACHVAC System ImprovementsCentrifugal Chiller Improvements | .
| 2016 | 167 | Commercial | HVAC | HVAC System Improvements | Ductless Heat Pumps | 351788.5785 | 104994.437 | 2668586.1 | 22881.102 | 0 | 0 | 0 | 3148250.2175 | 0.35939 | 42662.5 | 0 | 590000 | 3237.5 | 0.00076228 | 2.3998 | 1.3799e-05 | 0.043444 | Commercial | HVAC | #VALUE! | 17.0313 | 2016CommercialHVACHVAC System ImprovementsDuctless Heat Pumps | .
| 2016 | 168 | Commercial | HVAC | HVAC System Improvements | Economizer System Improvements | 0 | 0 | 730704.5748 | 0 | 0 | 0 | 0 | 730704.5748 | 0.083414 | 0 | 0 | 111498.6 | 0 | 0.00076228 | 0.557 | 1.3799e-05 | 0.010083 | Commercial | HVAC | #VALUE! | 17.0313 | 2016CommercialHVACHVAC System ImprovementsEconomizer System Improvements | .
| 2016 | 169 | Commercial | HVAC | HVAC System Improvements | Interactive HVAC System Improvements | 0 | 1969461.939 | 1654356.136 | 0 | 0 | 0 | 0 | 3623818.075 | 0.41368 | 0 | 0 | 212675.97 | 0 | 0.00076228 | 2.7624 | 1.3799e-05 | 0.050006 | Commercial | HVAC | #VALUE! | 17.0313 | 2016CommercialHVACHVAC System ImprovementsInteractive HVAC System Improvements | .
| 2016 | 171 | Commercial | Motors/Drives | Motors | Motor Rewind | 0 | 0 | 57506.9714 | 0 | 0 | 0 | 0 | 57506.9714 | 0.0065647 | 0 | 0 | 5115 | 0 | 0.00024448 | 0.014059 | 0.00016318 | 0.0093839 | Commercial | Motors/Drives | #VALUE! | 0.30383 | 2016CommercialMotors/DrivesMotorsMotor Rewind | .
| 2016 | 172 | Commercial | Motors/Drives | Motors | Motors | 0 | 0 | 851592.16 | 0 | 0 | 0 | 0 | 851592.16 | 0.097214 | 0 | 0 | 24707.28 | 0 | 0.00024448 | 0.2082 | 0.00016318 | 0.13896 | Commercial | Motors/Drives | #VALUE! | 0.30383 | 2016CommercialMotors/DrivesMotorsMotors | .
| 2016 | 173 | Commercial | Motors/Drives | Motors/Drives Controls | Electronically Commutated Motor (ECM) | 0 | 0 | 681645.5765 | 0 | 0 | 0 | 0 | 681645.5765 | 0.077813 | 0 | 0 | 59302.5 | 0 | 0.00024448 | 0.16665 | 0.00016318 | 0.11123 | Commercial | Motors/Drives | #VALUE! | 0.30383 | 2016CommercialMotors/DrivesMotors/Drives ControlsElectronically Commutated Motor (ECM) | .
| 2016 | 176 | Commercial | Motors/Drives | Motors/Drives Controls | Motors/Drives Control Improvements (VFD) | 0 | 89520.7987 | 6640883.9102 | 0 | 0 | 0 | 0 | 6730404.709 | 0.76831 | 0 | 0 | 947709.04 | 0 | 0.00024448 | 1.6454 | 0.00016318 | 1.0983 | Commercial | Motors/Drives | #VALUE! | 0.30383 | 2016CommercialMotors/DrivesMotors/Drives ControlsMotors/Drives Control Improvements (VFD) | .
| 2016 | 179 | Commercial | Process Loads | Elevators | Elevators | 0 | 149406.72 | 0 | 0 | 0 | 0 | 0 | 149406.72 | 0.017056 | 0 | 0 | 0 | 0 | 0.00014107 | 0.021076 | 0.00012829 | 0.019167 | Commercial | Process Loads | #VALUE! | 1.95 | 2016CommercialProcess LoadsElevatorsElevators | .
| 2016 | 184 | Commercial | Process Loads | Process Loads System Improvements | Interactive Process Loads System Improvements | 60853 | 129625.0522 | 0 | 0 | 0 | 0 | 0 | 190478.0522 | 0.021744 | 1960 | 0 | 0 | 0 | 0.00014107 | 0.02687 | 0.00012829 | 0.024436 | Commercial | Process Loads | #VALUE! | 1.95 | 2016CommercialProcess LoadsProcess Loads System ImprovementsInteractive Process Loads System Improvements | .
| 2016 | 187 | Commercial | Process Loads | Pumps and Fans | Pump System Improvements | 0 | 115068.2573 | 0 | 0 | 0 | 0 | 0 | 115068.2573 | 0.013136 | 0 | 0 | 0 | 0 | 0.00014107 | 0.016232 | 0.00012829 | 0.014762 | Commercial | Process Loads | #VALUE! | 1.95 | 2016CommercialProcess LoadsPumps and FansPump System Improvements | .
| 2016 | 192 | Commercial | Refrigeration | Packaged Refrigeration | Freezers | 0 | 0 | 256.2 | 0 | 0 | 0 | 0 | 256.2 | 2.9247e-05 | 0 | 0 | 105 | 0 | 0.0001159 | 2.9693e-05 | 0.00012882 | 3.3003e-05 | Commercial | Refrigeration | #VALUE! | 6.3277 | 2016CommercialRefrigerationPackaged RefrigerationFreezers | .
| 2016 | 193 | Commercial | Refrigeration | Packaged Refrigeration | Ice Makers | 0 | 0 | 193332.8092 | 0 | 0 | 0 | 0 | 193332.8092 | 0.02207 | 0 | 0 | 44925 | 0 | 0.0001159 | 0.022407 | 0.00012882 | 0.024905 | Commercial | Refrigeration | #VALUE! | 6.3277 | 2016CommercialRefrigerationPackaged RefrigerationIce Makers | .
| 2016 | 194 | Commercial | Refrigeration | Packaged Refrigeration | Packaged Refrigeration System Improvements | 0 | 0 | 126945.9489 | 0 | 0 | 0 | 0 | 126945.9489 | 0.014492 | 0 | 0 | 17227.2 | 0 | 0.0001159 | 0.014713 | 0.00012882 | 0.016353 | Commercial | Refrigeration | #VALUE! | 6.3277 | 2016CommercialRefrigerationPackaged RefrigerationPackaged Refrigeration System Improvements | .
| 2016 | 196 | Commercial | Refrigeration | Packaged Refrigeration | Refrigerators | 0 | 0 | 1090223.93 | 0 | 0 | 0 | 0 | 1090223.93 | 0.12445 | 0 | 0 | 445810 | 0 | 0.0001159 | 0.12635 | 0.00012882 | 0.14044 | Commercial | Refrigeration | #VALUE! | 6.3277 | 2016CommercialRefrigerationPackaged RefrigerationRefrigerators | .
| 2016 | 200 | Commercial | Refrigeration | Pumps and Fans | Evaporator Fan System Improvements | 2142 | 0 | 242463.8679 | 160089 | 0 | 0 | 0 | 404694.8679 | 0.046198 | 210 | 0 | 22570 | 43165.18 | 0.0001159 | 0.046903 | 0.00012882 | 0.052132 | Commercial | Refrigeration | #VALUE! | 6.3277 | 2016CommercialRefrigerationPumps and FansEvaporator Fan System Improvements | .
| 2016 | 201 | Commercial | Refrigeration | Refrigeration System Controls | Defrost Control Improvements | 0 | 0 | 31004.2965 | 0 | 0 | 0 | 0 | 31004.2965 | 0.0035393 | 0 | 0 | 0 | 0 | 0.0001159 | 0.0035933 | 0.00012882 | 0.0039939 | Commercial | Refrigeration | #VALUE! | 6.3277 | 2016CommercialRefrigerationRefrigeration System ControlsDefrost Control Improvements | .
| 2016 | 203 | Commercial | Refrigeration | Refrigeration System Controls | Refrigeration Control Improvements (non-VFD) | 46560.5 | 0 | 985177.6044 | 10578 | 0 | 0 | 0 | 1042316.1044 | 0.11899 | 7420 | 0 | 140208.34 | 2855.98 | 0.0001159 | 0.1208 | 0.00012882 | 0.13427 | Commercial | Refrigeration | #VALUE! | 6.3277 | 2016CommercialRefrigerationRefrigeration System ControlsRefrigeration Control Improvements (non-VFD) | .
| 2016 | 204 | Commercial | Refrigeration | Refrigeration System Controls | Refrigeration Control Improvements (VFD) | 0 | 0 | 720098.0976 | 0 | 0 | 0 | 0 | 720098.0976 | 0.082203 | 0 | 0 | 87328.85 | 0 | 0.0001159 | 0.083457 | 0.00012882 | 0.092761 | Commercial | Refrigeration | #VALUE! | 6.3277 | 2016CommercialRefrigerationRefrigeration System ControlsRefrigeration Control Improvements (VFD) | .
| 2016 | 207 | Commercial | Refrigeration | Refrigeration System Improvements | Case Lighting | 369905.3 | 20796 | 6377252.9451 | 219068 | 0 | 0 | 0 | 6987022.2451 | 0.79761 | 69285 | 0 | 972735.48 | 59225.48 | 0.0001159 | 0.80977 | 0.00012882 | 0.90005 | Commercial | Refrigeration | #VALUE! | 6.3277 | 2016CommercialRefrigerationRefrigeration System ImprovementsCase Lighting | .
| 2016 | 209 | Commercial | Refrigeration | Refrigeration System Improvements | Cases | 0 | 0 | 374227.6038 | 0 | 0 | 0 | 0 | 374227.6038 | 0.04272 | 0 | 0 | 34051 | 0 | 0.0001159 | 0.043372 | 0.00012882 | 0.048207 | Commercial | Refrigeration | #VALUE! | 6.3277 | 2016CommercialRefrigerationRefrigeration System ImprovementsCases | .
| 2016 | 211 | Commercial | Refrigeration | Refrigeration System Improvements | Compressors | 239026.79 | 0 | 0 | 0 | 0 | 0 | 0 | 239026.79 | 0.027286 | 0 | 0 | 0 | 0 | 0.0001159 | 0.027702 | 0.00012882 | 0.030791 | Commercial | Refrigeration | #VALUE! | 6.3277 | 2016CommercialRefrigerationRefrigeration System ImprovementsCompressors | .
| 2016 | 212 | Commercial | Refrigeration | Refrigeration System Improvements | Condensors | 0 | 0 | 130053.22 | 0 | 0 | 0 | 0 | 130053.22 | 0.014846 | 0 | 0 | 10920 | 0 | 0.0001159 | 0.015073 | 0.00012882 | 0.016753 | Commercial | Refrigeration | #VALUE! | 6.3277 | 2016CommercialRefrigerationRefrigeration System ImprovementsCondensors | .
| 2016 | 213 | Commercial | Refrigeration | Refrigeration System Improvements | Doors | 0 | 0 | 5442459.595 | 0 | 0 | 0 | 0 | 5442459.595 | 0.62129 | 0 | 0 | 1223300.8985 | 0 | 0.0001159 | 0.63076 | 0.00012882 | 0.70109 | Commercial | Refrigeration | #VALUE! | 6.3277 | 2016CommercialRefrigerationRefrigeration System ImprovementsDoors | .
| 2016 | 214 | Commercial | Refrigeration | Refrigeration System Improvements | Gasket Replacement | 1130 | 752 | 15261.0097 | 0 | 0 | 0 | 0 | 17143.0097 | 0.001957 | 170 | 0 | 0 | 0 | 0.0001159 | 0.0019868 | 0.00012882 | 0.0022083 | Commercial | Refrigeration | #VALUE! | 6.3277 | 2016CommercialRefrigerationRefrigeration System ImprovementsGasket Replacement | .
| 2016 | 216 | Commercial | Refrigeration | Refrigeration System Improvements | Interactive Refrigeration System Improvements | 5913462.94 | 2332931.816 | 4603457.6477 | 0 | 0 | 0 | 0 | 12849852.4037 | 1.4669 | 0 | 0 | 120 | 0 | 0.0001159 | 1.4893 | 0.00012882 | 1.6553 | Commercial | Refrigeration | #VALUE! | 6.3277 | 2016CommercialRefrigerationRefrigeration System ImprovementsInteractive Refrigeration System Improvements | .
| 2016 | 217 | Commercial | Refrigeration | Refrigeration System Improvements | Lamps/Ballasts | 2718442.27 | 0 | 720663.4038 | 0 | 0 | 0 | 0 | 3439105.6738 | 0.39259 | 0 | 0 | 18296.2 | 0 | 0.0001159 | 0.39858 | 0.00012882 | 0.44302 | Commercial | Refrigeration | #VALUE! | 6.3277 | 2016CommercialRefrigerationRefrigeration System ImprovementsLamps/Ballasts | .
| 2016 | 219 | Commercial | Refrigeration | Refrigeration System Improvements | Motors | 118308 | 0 | 352414.4223 | 0 | 0 | 0 | 0 | 470722.4223 | 0.053735 | 6720 | 0 | 21750 | 0 | 0.0001159 | 0.054555 | 0.00012882 | 0.060637 | Commercial | Refrigeration | #VALUE! | 6.3277 | 2016CommercialRefrigerationRefrigeration System ImprovementsMotors | .
| 2016 | 221 | Commercial | Refrigeration | Refrigeration System Improvements | Night Covers | 0 | 0 | 32277.96 | 0 | 0 | 0 | 0 | 32277.96 | 0.0036847 | 0 | 0 | 1500 | 0 | 0.0001159 | 0.0037409 | 0.00012882 | 0.004158 | Commercial | Refrigeration | #VALUE! | 6.3277 | 2016CommercialRefrigerationRefrigeration System ImprovementsNight Covers | .
| 2016 | 222 | Commercial | Refrigeration | Refrigeration System Improvements | Strip Curtains | 28892.05 | 0 | 682359.42 | 0 | 0 | 0 | 0 | 711251.47 | 0.081193 | 1484.55 | 0 | 27480 | 0 | 0.0001159 | 0.082431 | 0.00012882 | 0.091622 | Commercial | Refrigeration | #VALUE! | 6.3277 | 2016CommercialRefrigerationRefrigeration System ImprovementsStrip Curtains | .
| 2016 | 228 | Commercial | Water Heating | Water Heaters | Water Heaters | 18530 | 0 | 289600.85 | 5291.916 | 0 | 0 | 0 | 313422.766 | 0.035779 | 4400 | 0 | 49613 | 867 | 0.00017243 | 0.054043 | 0.00012478 | 0.039109 | Commercial | Water Heating | #VALUE! | 0.91657 | 2016CommercialWater HeatingWater HeatersWater Heaters | .
| 2016 | 232 | Commercial | Water Heating | Water Using Devices | Aerators | 0 | 0 | 2187379.4497 | 0 | 0 | 0 | 0 | 2187379.4497 | 0.2497 | 0 | 0 | 61061.69 | 0 | 0.00017243 | 0.37717 | 0.00012478 | 0.27294 | Commercial | Water Heating | #VALUE! | 0.91657 | 2016CommercialWater HeatingWater Using DevicesAerators | .
| 2016 | 233 | Commercial | Water Heating | Water Using Devices | Clothes Washers | 255 | 0 | 365718.5854 | 0 | 0 | 0 | 0 | 365973.5854 | 0.041778 | 75 | 0 | 185106.9 | 0 | 0.00017243 | 0.063104 | 0.00012478 | 0.045666 | Commercial | Water Heating | #VALUE! | 0.91657 | 2016CommercialWater HeatingWater Using DevicesClothes Washers | .
| 2016 | 234 | Commercial | Water Heating | Water Using Devices | Dishwashers | 0 | 0 | 603703.6659 | 0 | 0 | 0 | 0 | 603703.6659 | 0.068916 | 0 | 0 | 44288.5 | 0 | 0.00017243 | 0.1041 | 0.00012478 | 0.075329 | Commercial | Water Heating | #VALUE! | 0.91657 | 2016CommercialWater HeatingWater Using DevicesDishwashers | .
| 2016 | 235 | Commercial | Water Heating | Water Using Devices | Pre Rinse Spray Valves | 6797 | 0 | 24441.4608 | 0 | 0 | 0 | 0 | 31238.4608 | 0.003566 | 700 | 0 | 1754.9 | 0 | 0.00017243 | 0.0053864 | 0.00012478 | 0.0038979 | Commercial | Water Heating | #VALUE! | 0.91657 | 2016CommercialWater HeatingWater Using DevicesPre Rinse Spray Valves | .
| 2016 | 236 | Commercial | Water Heating | Water Using Devices | Showerheads | 0 | 0 | 3529747.5315 | 0 | 0 | 0 | 0 | 3529747.5315 | 0.40294 | 0 | 0 | 149925.29 | 0 | 0.00017243 | 0.60863 | 0.00012478 | 0.44044 | Commercial | Water Heating | #VALUE! | 0.91657 | 2016CommercialWater HeatingWater Using DevicesShowerheads | .
| 2016 | 237 | Commercial | Whole Bldg/Meter Level | Whole Bldg/Meter Level System Improvements | Interactive Whole Bldg/Meter Level System Improvements | 0 | 1612095.2595 | 66411796.0849 | 0 | 4524572.3827 | 0 | 0 | 72548463.7271 | 8.2818 | 0 | 0 | 7343306.19 | 0 | 0.00024448 | 17.7367 | 0.00016318 | 11.8383 | Commercial | 0 | #VALUE! | 0 | 2016CommercialWhole Bldg/Meter LevelWhole Bldg/Meter Level System ImprovementsInteractive Whole Bldg/Meter Level System Improvements | .
| 2016 | 240 | Industrial | Compressed Air | Compressed Air System Controls | Compressed Air Control Improvements (VFD) | 0 | 25944.422 | 0 | 0 | 0 | 0 | 0 | 25944.422 | 0.0029617 | 0 | 0 | 0 | 0 | 0.00012551 | 0.0032563 | 0.00012968 | 0.0033645 | Industrial | Compressed Air | #VALUE! | 1.3016 | 2016IndustrialCompressed AirCompressed Air System ControlsCompressed Air Control Improvements (VFD) | .
| 2016 | 241 | Industrial | Compressed Air | Compressed Air System Improvements | Compressed Air System Compressor Improvements (non-VFD) | 0 | 0 | 406777.0035 | 0 | 0 | 0 | 0 | 406777.0035 | 0.046436 | 0 | 0 | 11740.28 | 0 | 0.00012551 | 0.051054 | 0.00012968 | 0.052751 | Industrial | Compressed Air | #VALUE! | 1.3016 | 2016IndustrialCompressed AirCompressed Air System ImprovementsCompressed Air System Compressor Improvements (non-VFD) | .
| 2016 | 242 | Industrial | Compressed Air | Compressed Air System Improvements | Compressed Air System Compressor Improvements (VFD) | 0 | 0 | 246486.2805 | 0 | 0 | 0 | 0 | 246486.2805 | 0.028138 | 0 | 0 | 33955.95 | 0 | 0.00012551 | 0.030936 | 0.00012968 | 0.031964 | Industrial | Compressed Air | #VALUE! | 1.3016 | 2016IndustrialCompressed AirCompressed Air System ImprovementsCompressed Air System Compressor Improvements (VFD) | .
| 2016 | 244 | Industrial | Compressed Air | Compressed Air System Improvements | Compressed Air System Dryer Improvements | 0 | 0 | 324403.9296 | 0 | 0 | 0 | 0 | 324403.9296 | 0.037032 | 0 | 0 | 44402.33 | 0 | 0.00012551 | 0.040716 | 0.00012968 | 0.042069 | Industrial | Compressed Air | #VALUE! | 1.3016 | 2016IndustrialCompressed AirCompressed Air System ImprovementsCompressed Air System Dryer Improvements | .
| 2016 | 246 | Industrial | Compressed Air | Compressed Air System Improvements | Compressed Air System Storage Improvements | 0 | 0 | 718405.6 | 0 | 0 | 0 | 0 | 718405.6 | 0.08201 | 0 | 0 | 66740 | 0 | 0.00012551 | 0.090166 | 0.00012968 | 0.093162 | Industrial | Compressed Air | #VALUE! | 1.3016 | 2016IndustrialCompressed AirCompressed Air System ImprovementsCompressed Air System Storage Improvements | .
| 2016 | 247 | Industrial | Compressed Air | Compressed Air System Improvements | Compressed Air System Supply Side Improvements | 0 | 0 | 3590297.7 | 0 | 0 | 0 | 0 | 3590297.7 | 0.40985 | 0 | 0 | 452163 | 0 | 0.00012551 | 0.45062 | 0.00012968 | 0.46559 | Industrial | Compressed Air | #VALUE! | 1.3016 | 2016IndustrialCompressed AirCompressed Air System ImprovementsCompressed Air System Supply Side Improvements | .
| 2016 | 248 | Industrial | Compressed Air | Compressed Air System Improvements | Compressors | 1662354.786 | 1707583.585 | 290540.0697 | 1.022 | 0 | 0 | 0 | 3660479.4627 | 0.41786 | 278372.54 | 11299.27 | 40024.8 | 692.48 | 0.00012551 | 0.45942 | 0.00012968 | 0.47469 | Industrial | Compressed Air | #VALUE! | 1.3016 | 2016IndustrialCompressed AirCompressed Air System ImprovementsCompressors | .
| 2016 | 255 | Industrial | Facility Distribution System | Voltage Management | Conservation Voltage Reduction (CVR) | 0 | 0 | 7270190.1182 | 0 | 0 | 0 | 0 | 7270190.1182 | 0.82993 | 0 | 0 | 0 | 0 | 0.00012551 | 0.91248 | 0.00012968 | 0.94279 | Industrial | 0 | #VALUE! | 0 | 2016IndustrialFacility Distribution SystemVoltage ManagementConservation Voltage Reduction (CVR) | .
| 2016 | 257 | Industrial | HVAC | Envelope | Insulation | 0 | 20837.33 | 765112.7 | 0 | 0 | 0 | 0 | 785950.03 | 0.08972 | 0 | 0 | 28851.6 | 0 | 0.00012551 | 0.098644 | 0.00012968 | 0.10192 | Industrial | HVAC | #VALUE! | 0 | 2016IndustrialHVACEnvelopeInsulation | .
| 2016 | 259 | Industrial | HVAC | Heat Recovery | Heat Recovery Improvements | 0 | 0 | 2742.2738 | 0 | 0 | 0 | 0 | 2742.2738 | 0.00031304 | 0 | 0 | 304.32 | 0 | 0.00012551 | 0.00034418 | 0.00012968 | 0.00035562 | Industrial | HVAC | #VALUE! | 0 | 2016IndustrialHVACHeat RecoveryHeat Recovery Improvements | .
| 2016 | 261 | Industrial | HVAC | HVAC System Controls | Energy Management Systems/System Controls | 0 | 0 | 4635767.4 | 0 | 0 | 0 | 0 | 4635767.4 | 0.5292 | 0 | 0 | 454749.98 | 0 | 0.00012551 | 0.58183 | 0.00012968 | 0.60116 | Industrial | Energy Management | #VALUE! | 19.2582 | 2016IndustrialHVACHVAC System ControlsEnergy Management Systems/System Controls | .
| 2016 | 267 | Industrial | HVAC | HVAC System Improvements | Building Commissioning Improvements | 0 | 0 | 1633438.5889 | 0 | 549384.3644 | 0 | 0 | 2182822.9533 | 0.24918 | 0 | 0 | 30003 | 0 | 0.00012551 | 0.27396 | 0.00012968 | 0.28307 | Industrial | HVAC | #VALUE! | 0 | 2016IndustrialHVACHVAC System ImprovementsBuilding Commissioning Improvements | .
| 2016 | 269 | Industrial | HVAC | HVAC System Improvements | Duct Insulation | 0 | 0 | 60107.3 | 0 | 0 | 0 | 0 | 60107.3 | 0.0068616 | 0 | 0 | 6250 | 0 | 0.00012551 | 0.007544 | 0.00012968 | 0.0077947 | Industrial | HVAC | #VALUE! | 0 | 2016IndustrialHVACHVAC System ImprovementsDuct Insulation | .
| 2016 | 272 | Industrial | HVAC | HVAC System Improvements | Interactive HVAC System Improvements | 0 | 0 | 1810876.1 | 0 | 0 | 0 | 0 | 1810876.1 | 0.20672 | 0 | 0 | 164017.5 | 0 | 0.00012551 | 0.22728 | 0.00012968 | 0.23483 | Industrial | HVAC | #VALUE! | 0 | 2016IndustrialHVACHVAC System ImprovementsInteractive HVAC System Improvements | .
| 2016 | 273 | Industrial | HVAC | HVAC System Improvements | Rooftop Units | 0 | 0 | 2695 | 0 | 0 | 0 | 0 | 2695 | 0.00030765 | 0 | 0 | 765 | 0 | 0.00012551 | 0.00033825 | 0.00012968 | 0.00034949 | Industrial | HVAC | #VALUE! | 0 | 2016IndustrialHVACHVAC System ImprovementsRooftop Units | .
| 2016 | 278 | Industrial | HVAC | HVAC System Improvements | Ventilation System Improvements | 0 | 110869.603 | 0 | 0 | 0 | 0 | 0 | 110869.603 | 0.012656 | 0 | 0 | 0 | 0 | 0.00012551 | 0.013915 | 0.00012968 | 0.014378 | Industrial | HVAC | #VALUE! | 0 | 2016IndustrialHVACHVAC System ImprovementsVentilation System Improvements | .
| 2016 | 280 | Industrial | Lighting | Delamping | Delamping | 0 | 0 | 69714.7 | 0 | 0 | 0 | 0 | 69714.7 | 0.0079583 | 0 | 0 | 0 | 0 | 0.00012551 | 0.0087498 | 0.00012968 | 0.0090406 | Industrial | Lighting | #VALUE! | 10.0437 | 2016IndustrialLightingDelampingDelamping | .
| 2016 | 281 | Industrial | Lighting | Lamps/Ballasts/Fixtures | Lamps/Ballasts | 0 | 0 | 133227.3669 | 0 | 213469.7771 | 0 | 0 | 346697.144 | 0.039577 | 0 | 0 | 11740.19 | 0 | 0.00012551 | 0.043514 | 0.00012968 | 0.04496 | Industrial | Lighting | #VALUE! | 10.0437 | 2016IndustrialLightingLamps/Ballasts/FixturesLamps/Ballasts | .
| 2016 | 282 | Industrial | Lighting | Lamps/Ballasts/Fixtures | Lamps/Ballasts w/Controls | 0 | 0 | 138144.5993 | 0 | 0 | 0 | 0 | 138144.5993 | 0.01577 | 0 | 0 | 10149.76 | 0 | 0.00012551 | 0.017338 | 0.00012968 | 0.017915 | Industrial | Lighting | #VALUE! | 10.0437 | 2016IndustrialLightingLamps/Ballasts/FixturesLamps/Ballasts w/Controls | .
| 2016 | 285 | Industrial | Lighting | Lamps/Ballasts/Fixtures | Lamps/Ballasts/Fixtures | 13570644.521 | 7285190.8896 | 38784102.5286 | 475468.126 | 0 | 0 | 0 | 60115406.0652 | 6.8625 | 1962681.26 | 69852.9 | 5269530.49 | 59165 | 0.00012551 | 7.545 | 0.00012968 | 7.7957 | Industrial | Lighting | #VALUE! | 10.0437 | 2016IndustrialLightingLamps/Ballasts/FixturesLamps/Ballasts/Fixtures | .
| 2016 | 286 | Industrial | Lighting | Lamps/Ballasts/Fixtures | Lamps/Ballasts/Fixtures w/Controls | 0 | 0 | 783754.3554 | 0 | 0 | 0 | 0 | 783754.3554 | 0.08947 | 0 | 0 | 71759.44 | 0 | 0.00012551 | 0.098368 | 0.00012968 | 0.10164 | Industrial | Lighting | #VALUE! | 10.0437 | 2016IndustrialLightingLamps/Ballasts/FixturesLamps/Ballasts/Fixtures w/Controls | .
| 2016 | 291 | Industrial | Lighting | Lighting Controls | Occupancy Sensors | 0 | 0 | 1440628.2 | 0 | 0 | 0 | 0 | 1440628.2 | 0.16446 | 0 | 0 | 257441 | 0 | 0.00012551 | 0.18081 | 0.00012968 | 0.18682 | Industrial | Lighting | #VALUE! | 10.0437 | 2016IndustrialLightingLighting ControlsOccupancy Sensors | .
| 2016 | 294 | Industrial | Lighting | Signs and Signals | LED Exit Signs | 0 | 0 | 10580.1203 | 0 | 0 | 0 | 0 | 10580.1203 | 0.0012078 | 0 | 0 | 965 | 0 | 0.00012551 | 0.0013279 | 0.00012968 | 0.001372 | Industrial | Lighting | #VALUE! | 10.0437 | 2016IndustrialLightingSigns and SignalsLED Exit Signs | .
| 2016 | 295 | Industrial | Motors/Drives | Motors | Motor Rewind | 279447 | 0 | 217779.0539 | 11201.93 | 1126782.6537 | 0 | 0 | 1635210.6376 | 0.18667 | 7900 | 0 | 25614.55 | 0 | 0.00012551 | 0.20523 | 0.00012968 | 0.21205 | Industrial | Motors/Drives | #VALUE! | 0 | 2016IndustrialMotors/DrivesMotorsMotor Rewind | .
| 2016 | 296 | Industrial | Motors/Drives | Motors | Motors | 0 | 36048.4608 | 1924351 | 0 | 0 | 0 | 0 | 1960399.4608 | 0.22379 | 0 | 0 | 399493 | 0 | 0.00012551 | 0.24605 | 0.00012968 | 0.25422 | Industrial | Motors/Drives | #VALUE! | 0 | 2016IndustrialMotors/DrivesMotorsMotors | .
| 2016 | 300 | Industrial | Motors/Drives | Motors/Drives Controls | Motors/Drives Control Improvements (VFD) | 520085 | 0 | 2315831.3326 | 0 | 0 | 0 | 0 | 2835916.3326 | 0.32373 | 80000 | 0 | 339453.12 | 0 | 0.00012551 | 0.35593 | 0.00012968 | 0.36776 | Industrial | Motors/Drives | #VALUE! | 0 | 2016IndustrialMotors/DrivesMotors/Drives ControlsMotors/Drives Control Improvements (VFD) | .
| 2016 | 303 | Industrial | Process Loads | Heat Recovery | Heat Recovery Improvements | 0 | 0 | 545638.5 | 0 | 0 | 0 | 0 | 545638.5 | 0.062288 | 0 | 0 | 49166 | 0 | 0.00012551 | 0.068483 | 0.00012968 | 0.070758 | Industrial | Process Loads | #VALUE! | 1.4585 | 2016IndustrialProcess LoadsHeat RecoveryHeat Recovery Improvements | .
| 2016 | 305 | Industrial | Process Loads | Process Loads System Controls | Process Loads Control Improvements (VFD) | 656155.053 | 779934.7 | 0 | 0 | 0 | 0 | 0 | 1436089.753 | 0.16394 | 95904.07 | 78434.24 | 0 | 0 | 0.00012551 | 0.18024 | 0.00012968 | 0.18623 | Industrial | Process Loads | #VALUE! | 1.4585 | 2016IndustrialProcess LoadsProcess Loads System ControlsProcess Loads Control Improvements (VFD) | .
| 2016 | 306 | Industrial | Process Loads | Process Loads System Improvements | Interactive Process Loads System Improvements | 0 | 0 | 17903157.7586 | 0 | 0 | 0 | 0 | 17903157.7586 | 2.0437 | 0 | 0 | 2563522.8 | 0 | 0.00012551 | 2.247 | 0.00012968 | 2.3217 | Industrial | Process Loads | #VALUE! | 1.4585 | 2016IndustrialProcess LoadsProcess Loads System ImprovementsInteractive Process Loads System Improvements | .
| 2016 | 308 | Industrial | Process Loads | Pumps and Fans | Fan System Improvements | 0 | 276670.71 | 2216747.5 | 0 | 0 | 0 | 0 | 2493418.21 | 0.28464 | 0 | 0 | 153566.68 | 0 | 0.00012551 | 0.31295 | 0.00012968 | 0.32335 | Industrial | Process Loads | #VALUE! | 1.4585 | 2016IndustrialProcess LoadsPumps and FansFan System Improvements | .
| 2016 | 309 | Industrial | Process Loads | Pumps and Fans | Pump System Improvements | 0 | 0 | 4034176.3 | 0 | 0 | 0 | 0 | 4034176.3 | 0.46052 | 0 | 0 | 501223.5 | 0 | 0.00012551 | 0.50633 | 0.00012968 | 0.52315 | Industrial | Process Loads | #VALUE! | 1.4585 | 2016IndustrialProcess LoadsPumps and FansPump System Improvements | .
| 2016 | 311 | Industrial | Process Loads | Pumps and Fans | Vacuum Pump System Improvements | 6552237.158 | 0 | 0 | 0 | 0 | 0 | 0 | 6552237.158 | 0.74797 | 982835.57 | 655223.72 | 0 | 0 | 0.00012551 | 0.82237 | 0.00012968 | 0.84969 | Industrial | Process Loads | #VALUE! | 1.4585 | 2016IndustrialProcess LoadsPumps and FansVacuum Pump System Improvements | .
| 2016 | 312 | Industrial | Process Loads | Wastewater System Improvements | Interactive Wastewater System Improvements | 0 | 0 | 3144427 | 0 | 0 | 0 | 0 | 3144427 | 0.35895 | 0 | 0 | 490009 | 0 | 0.00012551 | 0.39465 | 0.00012968 | 0.40777 | Industrial | Process Loads | #VALUE! | 1.4585 | 2016IndustrialProcess LoadsWastewater System ImprovementsInteractive Wastewater System Improvements | .
| 2016 | 315 | Industrial | Refrigeration | Pumps and Fans | Condensor Fan System Improvements | 225092.67 | 0 | 149506.496 | 1679119.93 | 0 | 0 | 0 | 2053719.096 | 0.23444 | 53535.86 | 2737.31 | 17335.09 | 154047.7 | 0.00012551 | 0.25776 | 0.00012968 | 0.26633 | Industrial | Low & Med Temp Refr | #VALUE! | 6.2475 | 2016IndustrialRefrigerationPumps and FansCondensor Fan System Improvements | .
| 2016 | 317 | Industrial | Refrigeration | Pumps and Fans | Evaporator Fan System Improvements | 0 | 0 | 112000.6921 | 1486866.92 | 0 | 0 | 0 | 1598867.6121 | 0.18252 | 0 | 0 | 12429.12 | 133773 | 0.00012551 | 0.20067 | 0.00012968 | 0.20734 | Industrial | Low & Med Temp Refr | #VALUE! | 6.2475 | 2016IndustrialRefrigerationPumps and FansEvaporator Fan System Improvements | .
| 2016 | 319 | Industrial | Refrigeration | Refrigeration System Controls | Refrigeration Control Improvements (non-VFD) | 0 | 177931.4074 | 0 | 0 | 0 | 0 | 0 | 177931.4074 | 0.020312 | 0 | 0 | 0 | 0 | 0.00012551 | 0.022332 | 0.00012968 | 0.023074 | Industrial | Low & Med Temp Refr | #VALUE! | 6.2475 | 2016IndustrialRefrigerationRefrigeration System ControlsRefrigeration Control Improvements (non-VFD) | .
| 2016 | 320 | Industrial | Refrigeration | Refrigeration System Controls | Refrigeration Control Improvements (VFD) | 0 | 0 | 4059440.8289 | 0 | 0 | 0 | 0 | 4059440.8289 | 0.46341 | 0 | 0 | 536977.88 | 0 | 0.00012551 | 0.5095 | 0.00012968 | 0.52643 | Industrial | Low & Med Temp Refr | #VALUE! | 6.2475 | 2016IndustrialRefrigerationRefrigeration System ControlsRefrigeration Control Improvements (VFD) | .
| 2016 | 323 | Industrial | Refrigeration | Refrigeration System Improvements | Fast Acting Doors | 0 | 137272.06 | 4032853.0721 | 299825.162 | 0 | 0 | 0 | 4469950.2941 | 0.51027 | 0 | 0 | 594085 | 52807 | 0.00012551 | 0.56102 | 0.00012968 | 0.57966 | Industrial | Low & Med Temp Refr | #VALUE! | 6.2475 | 2016IndustrialRefrigerationRefrigeration System ImprovementsFast Acting Doors | .
| 2016 | 325 | Industrial | Refrigeration | Refrigeration System Improvements | Interactive Refrigeration System Improvements | 5420 | 0 | 0 | 0 | 553263.0628 | 0 | 0 | 558683.0628 | 0.063777 | 0 | 0 | 0 | 0 | 0.00012551 | 0.07012 | 0.00012968 | 0.07245 | Industrial | Low & Med Temp Refr | #VALUE! | 6.2475 | 2016IndustrialRefrigerationRefrigeration System ImprovementsInteractive Refrigeration System Improvements | .
| 2016 | 332 | Industrial | Whole Bldg/Meter Level | Whole Bldg/Meter Level System Improvements | Interactive Whole Bldg/Meter Level System Improvements | 45315559.837 | 8633626.543 | 23757057.5 | 0 | 0 | 0 | 0 | 77706243.88 | 8.8706 | 1736526.41 | 53333.33 | 348023.76 | 0 | 0.00012551 | 9.7528 | 0.00012968 | 10.0769 | Industrial | 0 | #VALUE! | 0 | 2016IndustrialWhole Bldg/Meter LevelWhole Bldg/Meter Level System ImprovementsInteractive Whole Bldg/Meter Level System Improvements | .
| 2016 | 336 | Residential | Electronics | Plug Load | Power Strips | 9967287 | 2216965.91 | 4488783.8085 | 0 | 0 | 0 | 0 | 16673036.7185 | 1.9033 | 1324460 | 0 | 979030.7 | 0 | 0.00021383 | 3.5652 | 0.0001722 | 2.8711 | Residential | Electronics | #VALUE! | 4.3356 | 2016ResidentialElectronicsPlug LoadPower Strips | .
| 2016 | 338 | Residential | HVAC | Envelope | Air Sealing | 76049.9984 | 4547.7 | 800050.4229 | 0 | 0 | 0 | 0 | 880648.1213 | 0.10053 | 48313.3014 | 0 | 1070214.0975 | 0 | 0.00035039 | 0.30857 | 0.00029221 | 0.25733 | Residential | HVAC | #VALUE! | 37.0774 | 2016ResidentialHVACEnvelopeAir Sealing | .
| 2016 | 340 | Residential | HVAC | Envelope | Windows | 4862450.4953 | 1078708.8875 | 6446806.1792 | 341242.74 | 0 | 0 | 0 | 12729208.3019 | 1.4531 | 2658923.938 | 0 | 5310693.7123 | 262995 | 0.00035039 | 4.4602 | 0.00029221 | 3.7196 | Residential | HVAC | #VALUE! | 37.0774 | 2016ResidentialHVACEnvelopeWindows | .
| 2016 | 341 | Residential | HVAC | HVAC System | Air Conditioners | 0 | 0 | 29142.0719 | 0 | 282046.033 | 0 | 0 | 311188.1049 | 0.035524 | 0 | 0 | 5275 | 0 | 0 | 0 | 0.002609 | 0.81188 | Residential | HVAC | #VALUE! | 37.0774 | 2016ResidentialHVACHVAC SystemAir Conditioners | .
| 2016 | 342 | Residential | HVAC | HVAC System | Air-Source Heat Pumps w/Duct Sealing | 0 | 0 | 256317.9377 | 0 | 0 | 0 | 0 | 256317.9377 | 0.02926 | 0 | 0 | 91500 | 0 | 0.00035039 | 0.089811 | 0.00029221 | 0.074898 | Residential | HVAC | #VALUE! | 37.0774 | 2016ResidentialHVACHVAC SystemAir-Source Heat Pumps w/Duct Sealing | .
| 2016 | 343 | Residential | HVAC | HVAC System | Air-Source Heat Pumps w/o Duct Sealing | 6640733.47 | 1126304 | 9699863.4249 | 947104.56 | 0 | 0 | 0 | 18414005.4549 | 2.1021 | 1678500 | 0 | 3669079.4363 | 213200 | 0.00035039 | 6.452 | 0.00029221 | 5.3807 | Residential | HVAC | #VALUE! | 37.0774 | 2016ResidentialHVACHVAC SystemAir-Source Heat Pumps w/o Duct Sealing | .
| 2016 | 344 | Residential | HVAC | HVAC System | Commissioning Controls Sizing | 137593.44 | 124192 | 1342306.2394 | 0 | 0 | 0 | 0 | 1604091.6794 | 0.18312 | 27900 | 0 | 429050 | 0 | 0.00035039 | 0.56205 | 0.00029221 | 0.46873 | Residential | HVAC | #VALUE! | 37.0774 | 2016ResidentialHVACHVAC SystemCommissioning Controls Sizing | .
| 2016 | 345 | Residential | HVAC | HVAC System | Duct Sealing | 3015225.75 | 400586 | 2583450.7578 | 416064.37 | 0 | 0 | 0 | 6415326.8778 | 0.73234 | 406774.6 | 0 | 301686.0535 | 124050 | 0.00035039 | 2.2479 | 0.00029221 | 1.8746 | Residential | HVAC | #VALUE! | 37.0774 | 2016ResidentialHVACHVAC SystemDuct Sealing | .
| 2016 | 346 | Residential | HVAC | HVAC System | Ductless Heat Pumps | 22355591.73 | 5749406.45 | 10238783.7025 | 266100 | 7133755.6144 | 0 | 0 | 45743637.4969 | 5.2219 | 6184421.56 | 0 | 44929200 | 61500 | 0.00044496 | 20.3541 | 1.4598e-05 | 0.66779 | Residential | HVAC | #VALUE! | 37.0774 | 2016ResidentialHVACHVAC SystemDuctless Heat Pumps | .
| 2016 | 348 | Residential | HVAC | HVAC System | Ground-Source Heat Pumps w/o Duct Sealing | 972227 | 120389 | 0 | 0 | 0 | 0 | 0 | 1092616 | 0.12473 | 253500 | 0 | 0 | 0 | 0.00035039 | 0.38284 | 0.00029221 | 0.31927 | Residential | HVAC | #VALUE! | 37.0774 | 2016ResidentialHVACHVAC SystemGround-Source Heat Pumps w/o Duct Sealing | .
| 2016 | 350 | Residential | HVAC | HVAC System | Thermostats | 19913.53 | 0 | 406710.8557 | 0 | 0 | 0 | 0 | 426624.3857 | 0.048701 | 4115 | 0 | 63818.6668 | 0 | 0.00035039 | 0.14948 | 0.00029221 | 0.12466 | Residential | HVAC | #VALUE! | 37.0774 | 2016ResidentialHVACHVAC SystemThermostats | .
| 2016 | 353 | Residential | HVAC | HVAC System | Ground-source Heat Pump | 0 | 0 | 239008.191 | 0 | 0 | 0 | 0 | 239008.191 | 0.027284 | 0 | 0 | 36500 | 0 | 0.00035039 | 0.083746 | 0.00029221 | 0.06984 | Residential | HVAC | #VALUE! | 37.0774 | 2016ResidentialHVACHVAC SystemGround-source Heat Pump | .
| 2016 | 354 | Residential | Lighting | Lamps/Fixtures | Fixtures | 3479702.84 | 1955046.41 | 5777028.203 | 130879 | 0 | 0 | 0 | 11342656.453 | 1.2948 | 771117 | 0 | 2113339 | 31973.55 | 0.00026149 | 2.966 | 8.4631e-05 | 0.95994 | Residential | Lighting | #VALUE! | 23.1 | 2016ResidentialLightingLamps/FixturesFixtures | .
| 2016 | 355 | Residential | Lighting | Lamps/Fixtures | Lamps | 53937247.68 | 19268353.82 | 258901336.9268 | 1104365.23 | 162054827.6678 | 0 | -384079866.8379 | 111186264.4866 | 12.6925 | 11389248.75 | 0 | 33063933768.8232 | 106744.7 | 0.00026149 | 29.0738 | 8.4631e-05 | 9.4098 | Residential | Lighting | #VALUE! | 23.1 | 2016ResidentialLightingLamps/FixturesLamps | .
| 2016 | 356 | Residential | Lighting | Lighting Controls | Lighting Controls | 0 | 0 | 58540.0387 | 0 | 0 | 0 | 0 | 58540.0387 | 0.0066827 | 0 | 0 | 18858.4 | 0 | 0.00026149 | 0.015307 | 8.4631e-05 | 0.0049543 | Residential | Lighting | #VALUE! | 23.1 | 2016ResidentialLightingLighting ControlsLighting Controls | .
| 2016 | 357 | Residential | Refrigeration | Freezers | Freezer Decommissioning | 132273 | 413390.2 | 1868688.0115 | 1242 | 0 | 0 | 0 | 2415593.2115 | 0.27575 | 17040 | 0 | 159793 | 60 | 9.1801e-05 | 0.22175 | 0.0001667 | 0.40267 | Residential | Refrigeration | #VALUE! | 0 | 2016ResidentialRefrigerationFreezersFreezer Decommissioning | .
| 2016 | 358 | Residential | Refrigeration | Freezers | Freezers | 4925 | 1275 | 14044.453 | 0 | 823193.3534 | 0 | -831605.2386 | 11832.5677 | 0.0013507 | 2955 | 0 | 12975 | 0 | 9.1801e-05 | 0.0010862 | 0.0001667 | 0.0019724 | Residential | Refrigeration | #VALUE! | 0 | 2016ResidentialRefrigerationFreezersFreezers | .
| 2016 | 359 | Residential | Refrigeration | Refrigerators | Refrigerator Decommissioning | 511146 | 8147784.1 | 4614080.4439 | 389 | 0 | 0 | 0 | 13273399.5439 | 1.5152 | 105120 | 0 | 528717.5 | 30 | 0.0001124 | 1.4919 | 0.00015305 | 2.0315 | Residential | Refrigeration | #VALUE! | 0 | 2016ResidentialRefrigerationRefrigeratorsRefrigerator Decommissioning | .
| 2016 | 360 | Residential | Refrigeration | Refrigerators | Refrigerators | 89022 | 90671 | 1129059.1125 | 5078 | 4112274.2854 | 0 | -5554634.2244 | -128529.8265 | -0.014672 | 21000 | 0 | 1369782.5022 | 3425 | 0.0001124 | -0.014446 | 0.00015305 | -0.019672 | Residential | Refrigeration | #VALUE! | 0 | 2016ResidentialRefrigerationRefrigeratorsRefrigerators | .
| 2016 | 362 | Residential | Water Heating | Pipe Insulation | Pipe Insulation | 8312 | 454 | 0 | 0 | 0 | 0 | 0 | 8766 | 0.0010007 | 1920 | 0 | 0 | 0 | 0.00019367 | 0.0016977 | 0.00012477 | 0.0010937 | Residential | Water Heating | #VALUE! | 11.39 | 2016ResidentialWater HeatingPipe InsulationPipe Insulation | .
| 2016 | 363 | Residential | Water Heating | Water Heaters | Heat Pump Water Heaters | 858285.56 | 211614.11 | 1637459.3345 | 85965 | 6978292.5092 | 0 | -454044.8142 | 9317571.6996 | 1.0636 | 288300 | 0 | 625933.26 | 31600 | 0.00021099 | 1.9659 | 8.8551e-05 | 0.82508 | Residential | Water Heating | #VALUE! | 11.39 | 2016ResidentialWater HeatingWater HeatersHeat Pump Water Heaters | .
| 2016 | 364 | Residential | Water Heating | Water Heaters | Water Heaters | 969756 | 206387 | 2287790.1534 | 0 | 0 | 0 | 0 | 3463933.1534 | 0.39543 | 254900 | 0 | 306800.3487 | 0 | 0.00019367 | 0.67084 | 0.00012477 | 0.43219 | Residential | Water Heating | #VALUE! | 11.39 | 2016ResidentialWater HeatingWater HeatersWater Heaters | .
| 2016 | 365 | Residential | Water Heating | Water Using Devices | Clothes Washers | 282278.4 | 272700.3 | 4026460.072 | 16134 | 7031210.5042 | 0 | -16883703.9093 | -5254920.6332 | -0.59988 | 100350 | 0 | 2134090.7605 | 8300 | 0.00014765 | -0.77587 | 0.00019747 | -1.0377 | Residential | Water Heating | #VALUE! | 11.39 | 2016ResidentialWater HeatingWater Using DevicesClothes Washers | .
| 2016 | 367 | Residential | Water Heating | Water Using Devices | Showerheads | 7875463.34 | 1296001.09 | 34884119.6616 | 37393 | 0 | 0 | 0 | 44092977.0916 | 5.0334 | 522073 | 0 | 1276083.3097 | 3073 | 0.00019367 | 8.5393 | 0.00012477 | 5.5014 | Residential | Water Heating | #VALUE! | 11.39 | 2016ResidentialWater HeatingWater Using DevicesShowerheads | .
| 2016 | 368 | Residential | Whole Bldg/Meter Level | Homes | Built Green Home | 0 | 0 | 0 | 0 | 1312079.496 | 0 | 0 | 1312079.496 | 0.14978 | 0 | 0 | 0 | 0 | 0.00023982 | 0.31466 | 0.00015375 | 0.20173 | Residential | 0 | #VALUE! | 0 | 2016ResidentialWhole Bldg/Meter LevelHomesBuilt Green Home | .
| 2016 | 369 | Residential | Whole Bldg/Meter Level | Homes | EcoRated Home | 0 | 0 | 124707 | 0 | 0 | 0 | 0 | 124707 | 0.014236 | 0 | 0 | 9411 | 0 | 0.00023982 | 0.029907 | 0.00015375 | 0.019173 | Residential | 0 | #VALUE! | 0 | 2016ResidentialWhole Bldg/Meter LevelHomesEcoRated Home | .
| 2016 | 370 | Residential | Whole Bldg/Meter Level | Homes | Energy Star Home | 353603 | 411005.04 | 8135617.8922 | 10634.04 | 8146364.5864 | 0 | 0 | 17057224.5585 | 1.9472 | 168100 | 0 | 4026095.549 | 2250 | 0.00023982 | 4.0907 | 0.00015375 | 2.6225 | Residential | 0 | #VALUE! | 0 | 2016ResidentialWhole Bldg/Meter LevelHomesEnergy Star Home | .
| 2016 | 371 | Residential | Whole Bldg/Meter Level | Homes | Montana House | 50303 | 0 | 0 | 0 | 0 | 0 | 0 | 50303 | 0.0057424 | 19500 | 0 | 0 | 0 | 0.00023982 | 0.012064 | 0.00015375 | 0.0077339 | Residential | 0 | #VALUE! | 0 | 2016ResidentialWhole Bldg/Meter LevelHomesMontana House | .
| 2016 | 372 | Residential | Whole Bldg/Meter Level | Homes | NEEM Certified Home | 1092524.2 | 31002.96 | 0 | 59872.59 | 943190.4727 | 0 | -2297660.1295 | -171069.9068 | -0.019529 | 250500 | 0 | 0 | 13250 | 0.00023982 | -0.041026 | 0.00015375 | -0.026301 | Residential | 0 | #VALUE! | 0 | 2016ResidentialWhole Bldg/Meter LevelHomesNEEM Certified Home | .
| 2016 | 397 | Industrial | Process Loads | Pumps and Fans | Blower System Improvements | 929058.97 | 0 | 0 | 0 | 0 | 0 | 0 | 929058.97 | 0.10606 | 135938.54 | 0 | 0 | 0 | 0.00012551 | 0.11661 | 0.00012968 | 0.12048 | Industrial | Process Loads | #VALUE! | 1.8004 | 2016IndustrialProcess LoadsPumps and FansBlower System Improvements | .
| 2016 | 398 | Residential | Whole Bldg/Meter Level | Whole Bldg/Meter Level System Improvements | Behavioral | 0 | 0 | 53126420.3098 | 0 | 0 | 0 | 0 | 53126420.3098 | 6.0647 | 0 | 0 | 248828.67 | 0 | 0.00023982 | 12.7407 | 0.00015375 | 8.168 | Residential | Whole Building/Meter Level | #VALUE! | 1.61 | 2016ResidentialWhole Bldg/Meter LevelWhole Bldg/Meter Level System ImprovementsBehavioral | .
| 2016 | 399 | Residential | HVAC | HVAC System | Interactive HVAC System Improvements | 0 | 0 | 47128.1499 | 0 | 0 | 0 | 0 | 47128.1499 | 0.0053799 | 0 | 0 | 833532 | 0 | 0.00035039 | 0.016513 | 0.00029221 | 0.013771 | Residential | HVAC | #VALUE! | 37.0774 | 2016ResidentialHVACHVAC SystemInteractive HVAC System Improvements | .
| 2016 | 400 | Residential | HVAC | HVAC system | Variable Speed Heat Pumps w/o Duct Sealing | 1532258.75 | 159333 | 476401.4909 | 19272.29 | 0 | 0 | 0 | 2187265.5309 | 0.24969 | 284300 | 0 | 105136.2565 | 2200 | 0.00035039 | 0.76639 | 0.00029221 | 0.63913 | Residential | HVAC | #VALUE! | 37.0774 | 2016ResidentialHVACHVAC systemVariable Speed Heat Pumps w/o Duct Sealing | .
| 2016 | 402 | Residential | HVAC | Envelope | Insulation | 2175327.335 | 559852.99 | 10052538.4138 | 349186.72 | 0 | 0 | 0 | 13136905.4588 | 1.4996 | 1688051.8818 | 0 | 3717184.765 | 100800.17 | 0.00035039 | 4.603 | 0.00029221 | 3.8387 | Residential | HVAC | #VALUE! | 37.0774 | 2016ResidentialHVACEnvelopeInsulation | .
| 2016 | 419 | Commercial | Motors/Drives | Pumps and Fans | Motors/Drives Installation on Pump System | 0 | 0 | 0 | 0 | 412627.13 | 0 | 0 | 412627.13 | 0.047104 | 0 | 0 | 0 | 0 | 0.00014107 | 0.058208 | 0.00012829 | 0.052936 | Commercial | Motors/Drives | #VALUE! | 0.30383 | 2016CommercialMotors/DrivesPumps and FansMotors/Drives Installation on Pump System | .
| 2016 | 423 | Agricultural | Compressed Air | Compressed Air System Improvements | Unknown | 0 | 0 | 870.1428 | 0 | 0 | 0 | 0 | 870.1428 | 9.9331e-05 | 0 | 0 | 100 | 0 | 2.6494e-06 | 2.3053e-06 | 0.0003126 | 0.00027201 | Agricultural | Compressed Air | #VALUE! | 0 | 2016AgriculturalCompressed AirCompressed Air System ImprovementsUnknown | .
| 2016 | 426 | Agricultural | Irrigation | Center Pivot System and Equipment | Unknown | 16937.95 | 0 | 0 | 0 | 0 | 0 | 0 | 16937.95 | 0.0019336 | 4573.25 | 0 | 0 | 0 | 2.6494e-06 | 4.4875e-05 | 0.0003126 | 0.0052949 | Agricultural | Irrigation | #VALUE! | 7.0378 | 2016AgriculturalIrrigationCenter Pivot System and EquipmentUnknown | .
| 2016 | 429 | Agricultural | Irrigation | Hardware | Unknown | 0 | 0 | 0 | 457845.78 | 0 | 0 | 0 | 457845.78 | 0.052266 | 0 | 0 | 0 | 22601.75 | 2.6494e-06 | 0.001213 | 0.0003126 | 0.14312 | Agricultural | Irrigation | #VALUE! | 7.0378 | 2016AgriculturalIrrigationHardwareUnknown | .
| 2016 | 430 | Agricultural | Irrigation | Irrigation System Improvements | Unknown | 123649.869 | 0 | 0 | 598827.47 | 0 | 0 | 0 | 722477.339 | 0.082475 | 30318.85 | 0 | 0 | 64602.59 | 2.6494e-06 | 0.0019141 | 0.0003126 | 0.22585 | Agricultural | Irrigation | #VALUE! | 7.0378 | 2016AgriculturalIrrigationIrrigation System ImprovementsUnknown | .
| 2016 | 431 | Agricultural | Irrigation | Mainline System and Equipment | Unknown | 112249.159 | 0 | 0 | 0 | 0 | 0 | 0 | 112249.159 | 0.012814 | 30307.27 | 0 | 0 | 0 | 2.6494e-06 | 0.00029739 | 0.0003126 | 0.035089 | Agricultural | Irrigation | #VALUE! | 7.0378 | 2016AgriculturalIrrigationMainline System and EquipmentUnknown | .
| 2016 | 432 | Agricultural | Irrigation | Pumps and Fans | Unknown | 537194.589 | 0 | 5826273 | 0 | 0 | 0 | 0 | 6363467.589 | 0.72642 | 115813.88 | 0 | 1282738 | 0 | 2.6494e-06 | 0.016859 | 0.0003126 | 1.9892 | Agricultural | Irrigation | #VALUE! | 7.0378 | 2016AgriculturalIrrigationPumps and FansUnknown | .
| 2016 | 440 | Agricultural | Motors/Drives | Motors | Unknown | 8950.226 | 0 | 0 | 0 | 0 | 0 | 0 | 8950.226 | 0.0010217 | 2374.27 | 0 | 0 | 0 | 0.00034247 | 0.0030651 | 0.00034247 | 0.0030651 | Agricultural | Motors/Drives | #VALUE! | 0.31789 | 2016AgriculturalMotors/DrivesMotorsUnknown | .
| 2016 | 441 | Agricultural | Motors/Drives | Motors/Drives Controls | Unknown | 120717.739 | 0 | 0 | 0 | 0 | 0 | 0 | 120717.739 | 0.013781 | 31084.49 | 0 | 0 | 0 | 0.00034247 | 0.041342 | 0.00034247 | 0.041342 | Agricultural | Motors/Drives | #VALUE! | 0.31789 | 2016AgriculturalMotors/DrivesMotors/Drives ControlsUnknown | .
| 2016 | 442 | Agricultural | Motors/Drives | Pumps and Fans | Unknown | 500845.132 | 0 | 0 | 0 | 0 | 0 | 0 | 500845.132 | 0.057174 | 77093.31 | 0 | 0 | 0 | 0.00034247 | 0.17152 | 0.00034247 | 0.17152 | Agricultural | Motors/Drives | #VALUE! | 0.31789 | 2016AgriculturalMotors/DrivesPumps and FansUnknown | .
| 2016 | 446 | Agricultural | Refrigeration | Dairy System Improvements | Unknown | 33841.167 | 0 | 0 | 0 | 0 | 0 | 0 | 33841.167 | 0.0038631 | 7770 | 0 | 0 | 0 | 0.00034247 | 0.011589 | 0.00034247 | 0.011589 | Agricultural | Dairy Efficiency | #VALUE! | 0.047412 | 2016AgriculturalRefrigerationDairy System ImprovementsUnknown | .
| 2016 | 458 | Commercial | Compressed Air | Compressed Air System Improvements | Unknown | 318109.809 | 0 | 2957296.1316 | 0 | 0 | 0 | 0 | 3275405.9406 | 0.3739 | 22762.99 | 0 | 448044.65 | 0 | 0.00014107 | 0.46205 | 0.00012829 | 0.4202 | Commercial | Compressed Air | #VALUE! | 0.78334 | 2016CommercialCompressed AirCompressed Air System ImprovementsUnknown | .
| 2016 | 460 | Commercial | Electronics | Computer Technologies | Unknown | 15523.031 | 0 | 0 | 0 | 0 | 0 | 0 | 15523.031 | 0.001772 | 3104.61 | 0 | 0 | 0 | 0.00013422 | 0.0020836 | 0.00010767 | 0.0016713 | Commercial | Electronics | #VALUE! | 8.3366 | 2016CommercialElectronicsComputer TechnologiesUnknown | .
| 2016 | 462 | Commercial | Food Preparation | Cooking | Unknown | 1749132.826 | 0 | 221197 | 16965.2 | 0 | 0 | 0 | 1987295.026 | 0.22686 | 349472.51 | 0 | 27630 | 996 | 0.00017223 | 0.34228 | 0.00016217 | 0.32227 | Commercial | Food Preparation | #VALUE! | 0.28508 | 2016CommercialFood PreparationCookingUnknown | .
| 2016 | 463 | Commercial | HVAC | Envelope | Unknown | 55350.645 | 0 | 631224.46 | 0 | 0 | 0 | 0 | 686575.105 | 0.078376 | 14827.99 | 0 | 176714.82 | 0 | 0.00076228 | 0.52336 | 1.3799e-05 | 0.0094743 | Commercial | HVAC | #VALUE! | 17.0313 | 2016CommercialHVACEnvelopeUnknown | .
| 2016 | 465 | Commercial | HVAC | HVAC System Controls | Unknown | 1438340.679 | 170642.104 | 3947404.8341 | 2880110.464 | 0 | 0 | 0 | 8436498.0811 | 0.96307 | 221081.74 | 0 | 351205.9 | 171072 | 0.00076228 | 6.431 | 1.3799e-05 | 0.11642 | Commercial | HVAC | #VALUE! | 17.0313 | 2016CommercialHVACHVAC System ControlsUnknown | .
| 2016 | 466 | Commercial | HVAC | HVAC System Improvements | Unknown | 2157895.442 | 356754.892 | 20514004.4711 | 17190 | 0 | 0 | 0 | 23045844.8051 | 2.6308 | 454950.13 | 0 | 4381552.22 | 4641.39 | 0.00076228 | 17.5673 | 1.3799e-05 | 0.31802 | Commercial | HVAC | #VALUE! | 17.0313 | 2016CommercialHVACHVAC System ImprovementsUnknown | .
| 2016 | 467 | Commercial | Lighting | Delamping | Unknown | 10582.795 | 0 | 0 | 0 | 0 | 0 | 0 | 10582.795 | 0.0012081 | 1904.91 | 0 | 0 | 0 | 0.00017719 | 0.0018751 | 0.00015191 | 0.0016076 | Commercial | Lighting | #VALUE! | 22.7938 | 2016CommercialLightingDelampingUnknown | .
| 2016 | 468 | Commercial | Lighting | Lamps/Ballasts/Fixtures | Unknown | 0 | 0 | 12426062.739 | 4063094.16 | 0 | 0 | 0 | 16489156.899 | 1.8823 | 0 | 0 | 1896357.93 | 716003.9 | 0.00017719 | 2.9216 | 0.00015191 | 2.5048 | Commercial | Lighting | #VALUE! | 22.7938 | 2016CommercialLightingLamps/Ballasts/FixturesUnknown | .
| 2016 | 469 | Commercial | Lighting | Lighting Controls | unknown | 0 | 0 | 5576 | 0 | 0 | 0 | 0 | 5576 | 0.00063653 | 0 | 0 | 611 | 0 | 0.00017719 | 0.00098799 | 0.00015191 | 0.00084703 | Commercial | Lighting | #VALUE! | 22.7938 | 2016CommercialLightingLighting Controlsunknown | .
| 2016 | 472 | Commercial | Motors/Drives | Motors | Unknown | 2225844 | 0 | 0 | 0 | 0 | 0 | 0 | 2225844 | 0.25409 | 0 | 0 | 0 | 0 | 0.00014107 | 0.31399 | 0.00012829 | 0.28555 | Commercial | Motors/Drives | #VALUE! | 0.30383 | 2016CommercialMotors/DrivesMotorsUnknown | .
| 2016 | 473 | Commercial | Motors/Drives | Motors/Drives Controls | Unknown | 327341.4 | 0 | 0 | 0 | 0 | 0 | 0 | 327341.4 | 0.037368 | 44259.6 | 0 | 0 | 0 | 0.00014107 | 0.046177 | 0.00012829 | 0.041995 | Commercial | Motors/Drives | #VALUE! | 0.30383 | 2016CommercialMotors/DrivesMotors/Drives ControlsUnknown | .
| 2016 | 474 | Commercial | Motors/Drives | Pumps and Fans | Unknown | 126560.579 | 2868.173 | 795290 | 0 | 0 | 0 | 0 | 924718.752 | 0.10556 | 25312.12 | 0 | 113084 | 0 | 0.00014107 | 0.13045 | 0.00012829 | 0.11863 | Commercial | Motors/Drives | #VALUE! | 0.30383 | 2016CommercialMotors/DrivesPumps and FansUnknown | .
| 2016 | 478 | Commercial | Process Loads | Process Loads System Controls | Unknown | 0 | 48712.044 | 0 | 0 | 0 | 0 | 0 | 48712.044 | 0.0055607 | 0 | 0 | 0 | 0 | 0.00014107 | 0.0068717 | 0.00012829 | 0.0062493 | Commercial | Process Loads | #VALUE! | 1.95 | 2016CommercialProcess LoadsProcess Loads System ControlsUnknown | .
| 2016 | 479 | Commercial | Process Loads | Process Loads System Improvements | Unknown | 8717.937 | 0 | 92646.4324 | 0 | 0 | 0 | 0 | 101364.3694 | 0.011571 | 1743.59 | 0 | 17879.96 | 0 | 0.00014107 | 0.014299 | 0.00012829 | 0.013004 | Commercial | Process Loads | #VALUE! | 1.95 | 2016CommercialProcess LoadsProcess Loads System ImprovementsUnknown | .
| 2016 | 480 | Commercial | Process Loads | Pumps and Fans | Unknown | 440744.371 | 0 | 0 | 0 | 0 | 0 | 0 | 440744.371 | 0.050313 | 83979 | 0 | 0 | 0 | 0.00014107 | 0.062175 | 0.00012829 | 0.056543 | Commercial | Process Loads | #VALUE! | 1.95 | 2016CommercialProcess LoadsPumps and FansUnknown | .
| 2016 | 484 | Commercial | Refrigeration | Refrigeration System Controls | Unknown | 0 | 255182.316 | 1459433.2441 | 0 | 0 | 0 | 0 | 1714615.5601 | 0.19573 | 0 | 0 | 158778.56 | 0 | 0.0001159 | 0.19872 | 0.00012882 | 0.22087 | Commercial | Refrigeration | #VALUE! | 6.3277 | 2016CommercialRefrigerationRefrigeration System ControlsUnknown | .
| 2016 | 485 | Commercial | Refrigeration | Refrigeration System Improvements | Unknown | 295492.29 | 0 | 25954883 | 1143244.128 | 0 | 0 | 0 | 27393619.418 | 3.1271 | 19791.88 | 0 | 2956557 | 233827.82 | 0.0001159 | 3.1748 | 0.00012882 | 3.5288 | Commercial | Refrigeration | #VALUE! | 6.3277 | 2016CommercialRefrigerationRefrigeration System ImprovementsUnknown | .
| 2016 | 487 | Commercial | Water Heating | Pool System Improvements | Unknown | 44164.408 | 0 | 0 | 1048565.868 | 0 | 0 | 0 | 1092730.276 | 0.12474 | 2008.83 | 0 | 0 | 105206.93 | 0.00017243 | 0.18842 | 0.00012478 | 0.13635 | Commercial | Water Heating | #VALUE! | 0.91657 | 2016CommercialWater HeatingPool System ImprovementsUnknown | .
| 2016 | 488 | Commercial | Water Heating | System Efficiency Improvements | Unknown | 0 | 71213.568 | 0 | 0 | 0 | 0 | 0 | 71213.568 | 0.0081294 | 0 | 0 | 0 | 0 | 0.00017243 | 0.012279 | 0.00012478 | 0.008886 | Commercial | Water Heating | #VALUE! | 0.91657 | 2016CommercialWater HeatingSystem Efficiency ImprovementsUnknown | .
| 2016 | 489 | Commercial | Water Heating | Water Heaters | Unknown | 49667.374 | 0 | 0 | 0 | 0 | 0 | 0 | 49667.374 | 0.0056698 | 9933.47 | 0 | 0 | 0 | 0.00017243 | 0.0085641 | 0.00012478 | 0.0061974 | Commercial | Water Heating | #VALUE! | 0.91657 | 2016CommercialWater HeatingWater HeatersUnknown | .
| 2016 | 491 | Commercial | Water Heating | Water Using Devices | Unknown | 0 | 0 | 1006430.2449 | 0 | 0 | 0 | 0 | 1006430.2449 | 0.11489 | 0 | 0 | 52600.9876 | 0 | 0.00017243 | 0.17354 | 0.00012478 | 0.12558 | Commercial | Water Heating | #VALUE! | 0.91657 | 2016CommercialWater HeatingWater Using DevicesUnknown | .
| 2016 | 492 | Commercial | Whole Bldg/Meter Level | Whole Bldg/Meter Level System Improvements | Unknown | 289786.875 | 0 | 0 | 0 | 0 | 0 | 0 | 289786.875 | 0.033081 | 57957.37 | 0 | 0 | 0 | 0.00024448 | 0.070847 | 0.00016318 | 0.047287 | Commercial | 0 | #VALUE! | 0 | 2016CommercialWhole Bldg/Meter LevelWhole Bldg/Meter Level System ImprovementsUnknown | .
| 2016 | 493 | Industrial | Compressed Air | Compressed Air System Controls | Unknown | 85664.579 | 0 | 0 | 0 | 0 | 0 | 0 | 85664.579 | 0.0097791 | 5755.4 | 0 | 0 | 0 | 0.00012551 | 0.010752 | 0.00012968 | 0.011109 | Industrial | Compressed Air | #VALUE! | 1.3016 | 2016IndustrialCompressed AirCompressed Air System ControlsUnknown | .
| 2016 | 494 | Industrial | Compressed Air | Compressed Air System Improvements | Unknown | 4908893.013 | 52547.543 | 8476.6613 | 278565.85 | 0 | 0 | 0 | 5248483.0673 | 0.59914 | 885347.4305 | 0 | 1500 | 22790.02 | 0.00012551 | 0.65873 | 0.00012968 | 0.68062 | Industrial | Compressed Air | #VALUE! | 1.3016 | 2016IndustrialCompressed AirCompressed Air System ImprovementsUnknown | .
| 2016 | 499 | Industrial | Facility Distribution System | Transformers | Unknown | 0 | 0 | 189448.6 | 0 | 0 | 0 | 0 | 189448.6 | 0.021627 | 0 | 0 | 44965 | 0 | 0.00012551 | 0.023778 | 0.00012968 | 0.024568 | Industrial | 0 | #VALUE! | 0 | 2016IndustrialFacility Distribution SystemTransformersUnknown | .
| 2016 | 503 | Industrial | HVAC | HVAC System Controls | Unknown | 1387143.247 | 0 | 29698.9554 | 0 | 0 | 0 | 0 | 1416842.2024 | 0.16174 | 11569.0607 | 0 | 3345.8 | 0 | 0.00012551 | 0.17783 | 0.00012968 | 0.18374 | Industrial | HVAC | #VALUE! | 0 | 2016IndustrialHVACHVAC System ControlsUnknown | .
| 2016 | 504 | Industrial | HVAC | HVAC System Improvements | Unknown | 499935.605 | 776.479 | 0 | 1633814.08 | 0 | 0 | 0 | 2134526.164 | 0.24367 | 113444.78 | 0 | 0 | 171486.72 | 0.00012551 | 0.2679 | 0.00012968 | 0.2768 | Industrial | HVAC | #VALUE! | 0 | 2016IndustrialHVACHVAC System ImprovementsUnknown | .
| 2016 | 506 | Industrial | Lighting | Lamps/Ballasts/Fixtures | Unknown | 3851398.791 | 1677268.193 | 65684.8868 | 1937009.886 | 0 | 0 | 0 | 7531361.7568 | 0.85974 | 464349.9015 | 0 | 7299.06 | 341158 | 0.00012551 | 0.94525 | 0.00012968 | 0.97666 | Industrial | Lighting | #VALUE! | 10.0437 | 2016IndustrialLightingLamps/Ballasts/FixturesUnknown | .
| 2016 | 507 | Industrial | Lighting | Lighting Controls | unknown | 0 | 0 | 1371761.6 | 0 | 0 | 0 | 0 | 1371761.6 | 0.15659 | 0 | 0 | 198055 | 0 | 0.00012551 | 0.17217 | 0.00012968 | 0.17789 | Industrial | Lighting | #VALUE! | 10.0437 | 2016IndustrialLightingLighting Controlsunknown | .
| 2016 | 509 | Industrial | Motors/Drives | Compressed Air System Improvements | Unknown | 0 | 0 | 7376212.8 | 0 | 0 | 0 | 0 | 7376212.8 | 0.84203 | 0 | 0 | 1073094.85 | 0 | 0.00012551 | 0.92578 | 0.00012968 | 0.95654 | Industrial | Motors/Drives | #VALUE! | 0 | 2016IndustrialMotors/DrivesCompressed Air System ImprovementsUnknown | .
| 2016 | 510 | Industrial | Motors/Drives | Motors | Unknown | 19608.269 | 0 | 0 | 0 | 0 | 0 | 0 | 19608.269 | 0.0022384 | 4902.07 | 0 | 0 | 0 | 0.00012551 | 0.002461 | 0.00012968 | 0.0025428 | Industrial | Motors/Drives | #VALUE! | 0 | 2016IndustrialMotors/DrivesMotorsUnknown | .
| 2016 | 511 | Industrial | Motors/Drives | Motors/Drives Controls | Unknown | 2049031.374 | 295221.132 | 0 | 0 | 0 | 0 | 0 | 2344252.506 | 0.26761 | 350311.14 | 0 | 0 | 0 | 0.00012551 | 0.29423 | 0.00012968 | 0.304 | Industrial | Motors/Drives | #VALUE! | 0 | 2016IndustrialMotors/DrivesMotors/Drives ControlsUnknown | .
| 2016 | 512 | Industrial | Motors/Drives | Pumps and Fans | Unknown | 465103.995 | 0 | 0 | 0 | 0 | 0 | 0 | 465103.995 | 0.053094 | 93864.6049 | 0 | 0 | 0 | 0.00012551 | 0.058375 | 0.00012968 | 0.060314 | Industrial | Motors/Drives | #VALUE! | 0 | 2016IndustrialMotors/DrivesPumps and FansUnknown | .
| 2016 | 514 | Industrial | Process Loads | Process Loads System Controls | Unknown | 694557.458 | 0 | 0 | 0 | 0 | 0 | 0 | 694557.458 | 0.079287 | 172329.5253 | 0 | 0 | 0 | 0.00012551 | 0.087173 | 0.00012968 | 0.09007 | Industrial | Process Loads | #VALUE! | 1.4585 | 2016IndustrialProcess LoadsProcess Loads System ControlsUnknown | .
| 2016 | 515 | Industrial | Process Loads | Process Loads System Improvements | Unknown | 7557398.672 | 434065.788 | 0 | 412266.624 | 0 | 0 | 0 | 8403731.084 | 0.95933 | 1272405.21 | 83276.05 | 0 | 70864 | 0.00012551 | 1.0547 | 0.00012968 | 1.0898 | Industrial | Process Loads | #VALUE! | 1.4585 | 2016IndustrialProcess LoadsProcess Loads System ImprovementsUnknown | .
| 2016 | 516 | Industrial | Process Loads | Pumps and Fans | Unknown | 53197199.916 | 510214.754 | 0 | 0 | 0 | 0 | 0 | 53707414.67 | 6.131 | 1731520.71 | 61240.94 | 0 | 0 | 0.00012551 | 6.7408 | 0.00012968 | 6.9648 | Industrial | Process Loads | #VALUE! | 1.4585 | 2016IndustrialProcess LoadsPumps and FansUnknown | .
| 2016 | 517 | Industrial | Process Loads | Wastewater System Improvements | Unknown | 1008993.363 | 3200335.947 | 4038518.622 | 0 | 0 | 0 | 0 | 8247847.932 | 0.94154 | 218340.22 | 0 | 230378.53 | 0 | 0.00012551 | 1.0352 | 0.00012968 | 1.0696 | Industrial | Process Loads | #VALUE! | 1.4585 | 2016IndustrialProcess LoadsWastewater System ImprovementsUnknown | .
| 2016 | 518 | Industrial | Refrigeration | Heat Recovery | Unknown | 0 | 133287.153 | 0 | 0 | 0 | 0 | 0 | 133287.153 | 0.015215 | 0 | 0 | 0 | 0 | 0.00012551 | 0.016729 | 0.00012968 | 0.017285 | Industrial | Low & Med Temp Refr | #VALUE! | 6.2475 | 2016IndustrialRefrigerationHeat RecoveryUnknown | .
| 2016 | 519 | Industrial | Refrigeration | Packaged Refrigeration | Unknown | 146220.104 | 0 | 0 | 0 | 0 | 0 | 0 | 146220.104 | 0.016692 | 36555.03 | 0 | 0 | 0 | 0.00012551 | 0.018352 | 0.00012968 | 0.018962 | Industrial | Low & Med Temp Refr | #VALUE! | 6.2475 | 2016IndustrialRefrigerationPackaged RefrigerationUnknown | .
| 2016 | 520 | Industrial | Refrigeration | Pumps and Fans | Unknown | 1225995.556 | 220719.529 | 0 | 0 | 0 | 0 | 0 | 1446715.085 | 0.16515 | 121776.3463 | 0 | 0 | 0 | 0.00012551 | 0.18158 | 0.00012968 | 0.18761 | Industrial | Low & Med Temp Refr | #VALUE! | 6.2475 | 2016IndustrialRefrigerationPumps and FansUnknown | .
| 2016 | 521 | Industrial | Refrigeration | Refrigeration System Controls | Unknown | 144633.339 | 59488.957 | 1806746.7 | 0 | 0 | 0 | 0 | 2010868.996 | 0.22955 | 25049.2353 | 0 | 116373 | 0 | 0.00012551 | 0.25238 | 0.00012968 | 0.26077 | Industrial | Low & Med Temp Refr | #VALUE! | 6.2475 | 2016IndustrialRefrigerationRefrigeration System ControlsUnknown | .
| 2016 | 522 | Industrial | Refrigeration | Refrigeration System Improvements | Unknown | 16414803.77 | 900920.58 | 6361750.5812 | 0 | 0 | 0 | 0 | 23677474.9312 | 2.7029 | 1766009.3652 | 0 | 1169272.35 | 0 | 0.00012551 | 2.9717 | 0.00012968 | 3.0705 | Industrial | Low & Med Temp Refr | #VALUE! | 6.2475 | 2016IndustrialRefrigerationRefrigeration System ImprovementsUnknown | .
| 2016 | 523 | Industrial | Water Heating | Heat Recovery | Unknown | 0 | 34798.679 | 0 | 0 | 0 | 0 | 0 | 34798.679 | 0.0039725 | 0 | 0 | 0 | 0 | 0.00012551 | 0.0043676 | 0.00012968 | 0.0045127 | Industrial | Water Heating | #VALUE! | 0 | 2016IndustrialWater HeatingHeat RecoveryUnknown | .
| 2016 | 529 | Residential | Electronics | Entertainment | Unknown | 0 | 0 | 0 | 0 | 361371.173 | 0 | 0 | 361371.173 | 0.041252 | 0 | 0 | 0 | 0 | 0.00021383 | 0.077273 | 0.0001722 | 0.062228 | Residential | Electronics | #VALUE! | 4.3356 | 2016ResidentialElectronicsEntertainmentUnknown | .
| 2016 | 530 | Residential | Electronics | Plug Load | Unknown | 0 | 0 | 0 | 0 | 829357.7645 | 0 | 0 | 829357.7645 | 0.094676 | 0 | 0 | 0 | 0 | 0.00021383 | 0.17734 | 0.0001722 | 0.14282 | Residential | Electronics | #VALUE! | 4.3356 | 2016ResidentialElectronicsPlug LoadUnknown | .
| 2016 | 532 | Residential | HVAC | Envelope | Unknown | 1647933.7864 | 0 | 1526743.0085 | 0 | 0 | 0 | 0 | 3174676.7949 | 0.36241 | 0 | 0 | 20345.5097 | 0 | 0.00035039 | 1.1124 | 0.00029221 | 0.92766 | Residential | HVAC | #VALUE! | 37.0774 | 2016ResidentialHVACEnvelopeUnknown | .
| 2016 | 534 | Residential | HVAC | HVAC System | Unknown | 346474.185 | 0 | 37510 | 0 | 21368.6447 | 0 | 0 | 405352.8297 | 0.046273 | 121266 | 0 | 6300 | 0 | 0.00035039 | 0.14203 | 0.00029221 | 0.11845 | Residential | HVAC | #VALUE! | 37.0774 | 2016ResidentialHVACHVAC SystemUnknown | .
| 2016 | 535 | Residential | Lighting | Lamps/Fixtures | Unknown | 0 | 1481439.6058 | 13328881.8475 | 0 | 0 | 0 | 0 | 14810321.4532 | 1.6907 | 0 | 0 | 343908.84 | 0 | 0.00026149 | 3.8727 | 8.4631e-05 | 1.2534 | Residential | Lighting | #VALUE! | 23.1 | 2016ResidentialLightingLamps/FixturesUnknown | .
| 2016 | 541 | Residential | Water Heating | Water Heaters | Unknown | 0 | 0 | 0 | 0 | 48797.2324 | 0 | 0 | 48797.2324 | 0.0055705 | 0 | 0 | 0 | 0 | 0.00019367 | 0.0094503 | 0.00012477 | 0.0060884 | Residential | Water Heating | #VALUE! | 11.39 | 2016ResidentialWater HeatingWater HeatersUnknown | .
| 2016 | 542 | Residential | Water Heating | Water Using Devices | Unknown | 0 | 0 | 8098684.87 | 0 | 0 | 0 | 0 | 8098684.87 | 0.92451 | 0 | 0 | 97901.14 | 0 | 0.00019367 | 1.5684 | 0.00012477 | 1.0105 | Residential | Water Heating | #VALUE! | 11.39 | 2016ResidentialWater HeatingWater Using DevicesUnknown | .
| 2016 | 543 | Residential | Whole Bldg/Meter Level | Homes | Unknown | 8906 | 0 | 37865.679 | 0 | 162532.5887 | 0 | 0 | 209304.2677 | 0.023893 | 4500 | 0 | 422545 | 0 | 0.00023982 | 0.050195 | 0.00015375 | 0.03218 | Residential | 0 | #VALUE! | 0 | 2016ResidentialWhole Bldg/Meter LevelHomesUnknown | .
| 2016 | 544 | Residential | Whole Bldg/Meter Level | Whole Bldg/Meter Level System Improvements | unknown | 0 | 0 | 377530.6122 | 0 | 0 | 0 | 0 | 377530.6122 | 0.043097 | 0 | 0 | 0 | 0 | 0.00023982 | 0.090539 | 0.00015375 | 0.058044 | Residential | 0 | #VALUE! | 0 | 2016ResidentialWhole Bldg/Meter LevelWhole Bldg/Meter Level System Improvementsunknown | .
| 2016 | 546 | Utility System Efficiency | Utility Distribution System | Conductors | Unknown | 91273.32 | 0 | 0 | 0 | 0 | 0 | 0 | 91273.32 | 0.010419 | 31945.67 | 0 | 0 | 0 | 0.00014176 | 0.012939 | 0.00013735 | 0.012537 | Distribution Efficiency | Distribution Efficiency | #VALUE! | 1.7927 | 2016Utility System EfficiencyUtility Distribution SystemConductorsUnknown | .
| 2016 | 549 | Utility System Efficiency | Utility Distribution System | Transformers | Unknown | 29012.169 | 0 | 0 | 0 | 0 | 0 | 0 | 29012.169 | 0.0033119 | 10154.27 | 0 | 0 | 0 | 0.00014176 | 0.0041127 | 0.00013735 | 0.0039849 | Distribution Efficiency | Distribution Efficiency | #VALUE! | 1.7927 | 2016Utility System EfficiencyUtility Distribution SystemTransformersUnknown | .
| 2016 | 558 | Utility System Efficiency | Utility Transmission System | Voltage Management | Unknown | 996117.5 | 0 | 0 | 0 | 0 | 0 | 0 | 996117.5 | 0.11371 | 249029.38 | 0 | 0 | 0 | 0.00014176 | 0.14121 | 0.00013735 | 0.13682 | Distribution Efficiency | Distribution Efficiency | #VALUE! | 1.7927 | 2016Utility System EfficiencyUtility Transmission SystemVoltage ManagementUnknown | .
| 2016 | 559 | Agricultural | Unknown | Unknown | Unknown | 17340.4968 | 0 | 128193.7236 | 0 | 0 | 0 | 0 | 145534.2204 | 0.016613 | 0 | 0 | 0 | 0 | 2.6494e-06 | 0.00038557 | 0.0003126 | 0.045494 | Agricultural | 0 | #VALUE! | 0 | 2016AgriculturalUnknownUnknownUnknown | .
| 2016 | 560 | Commercial | unknown | unknown | unknown | 6400419.0116 | 14854662.2562 | 44049177.1534 | 0 | 0 | 0 | 0 | 65304258.4213 | 7.4548 | 122447.5 | 0 | 253732 | 0 | 0.00024448 | 15.9656 | 0.00016318 | 10.6562 | Commercial | 0 | #VALUE! | 0 | 2016Commercialunknownunknownunknown | .
| 2016 | 561 | Industrial | Unknown | Unknown | Unknown | 6720908.453 | -9117123.168 | 2201888.18 | 130514184.56 | 0 | 0 | 0 | 130319858.025 | 14.8767 | 0 | 0 | 0 | 598689.2 | 0.00012551 | 16.3563 | 0.00012968 | 16.8998 | Industrial | 0 | #VALUE! | 0 | 2016IndustrialUnknownUnknownUnknown | .
| 2016 | 563 | Residential | unknown | unknown | unknown | 4825195.3404 | 4860316.0079 | 2997969.0528 | 47232.344 | 0 | 0 | 0 | 12730712.7451 | 1.4533 | 0 | 0 | 120844.9488 | 46976.27 | 0.00023982 | 3.0531 | 0.00015375 | 1.9573 | Residential | 0 | #VALUE! | 0 | 2016Residentialunknownunknownunknown | .
| 2016 | 564 | Utility System Efficiency | unknown | unknown | unknown | 3808000 | 0 | 3569662.1805 | 0 | 0 | 0 | 0 | 7377662.1805 | 0.8422 | 0 | 0 | 0 | 0 | 0.00023982 | 1.7693 | 0.00015375 | 1.1343 | Distribution Efficiency | 0 | #VALUE! | 0 | 2016Utility System Efficiencyunknownunknownunknown | .
| 2016 | 571 | Agricultural | Irrigation | Unknown | Unknown | 6086978 | 0 | 0 | 0 | 0 | 0 | 0 | 6086978 | 0.69486 | 0 | 0 | 0 | 0 | 2.6494e-06 | 0.016127 | 0.0003126 | 1.9028 | Agricultural | Irrigation | #VALUE! | 7.0378 | 2016AgriculturalIrrigationUnknownUnknown | .
| 2016 | 572 | Agricultural | Irrigation | Irrigation System Improvements | Irrigation System Control Improvements (VFD) | 0 | 0 | 477195.8375 | 2044 | 0 | 0 | 0 | 479239.8375 | 0.054708 | 0 | 0 | 60883.24 | 300 | 2.6494e-06 | 0.0012697 | 0.0003126 | 0.14981 | Agricultural | Irrigation | #VALUE! | 7.0378 | 2016AgriculturalIrrigationIrrigation System ImprovementsIrrigation System Control Improvements (VFD) | .
| 2016 | 573 | Commercial | Food Preparation | Motors/Drives Controls | Interactive Process Loads System Improvements | 2507 | 0 | 0 | 0 | 0 | 0 | 0 | 2507 | 0.00028619 | 400 | 0 | 0 | 0 | 0.00017223 | 0.00043179 | 0.00016217 | 0.00040655 | Commercial | Food Preparation | #VALUE! | 0.28508 | 2016CommercialFood PreparationMotors/Drives ControlsInteractive Process Loads System Improvements | .
| 2016 | 574 | Commercial | HVAC | HVAC System Improvements | Fan System Improvements | 0 | 443604.9101 | 0 | 0 | 0 | 0 | 0 | 443604.9101 | 0.05064 | 0 | 0 | 0 | 0 | 0.00076228 | 0.33815 | 1.3799e-05 | 0.0061214 | Commercial | HVAC | #VALUE! | 17.0313 | 2016CommercialHVACHVAC System ImprovementsFan System Improvements | .
| 2016 | 575 | Commercial | HVAC | HVAC System Improvements | Pump System Improvements | 0 | 8163.9322 | 0 | 0 | 0 | 0 | 0 | 8163.9322 | 0.00093196 | 0 | 0 | 0 | 0 | 0.00076228 | 0.0062232 | 1.3799e-05 | 0.00011266 | Commercial | HVAC | #VALUE! | 17.0313 | 2016CommercialHVACHVAC System ImprovementsPump System Improvements | .
| 2016 | 576 | Commercial | Lighting | Lamps/Ballasts/Fixtures | Compact Fluorescents | 0 | 62824.9805 | 57872.7553 | 0 | 0 | 0 | 0 | 120697.7358 | 0.013778 | 0 | 0 | 1168 | 0 | 0.00017719 | 0.021386 | 0.00015191 | 0.018335 | Commercial | Lighting | #VALUE! | 22.7938 | 2016CommercialLightingLamps/Ballasts/FixturesCompact Fluorescents | .
| 2016 | 577 | Commercial | Lighting | Lamps/Ballasts/Fixtures | Electronic Metal Halide | 0 | 0 | 6762 | 0 | 0 | 0 | 0 | 6762 | 0.00077192 | 0 | 0 | 852 | 0 | 0.00017719 | 0.0011981 | 0.00015191 | 0.0010272 | Commercial | Lighting | #VALUE! | 22.7938 | 2016CommercialLightingLamps/Ballasts/FixturesElectronic Metal Halide | .
| 2016 | 578 | Commercial | Lighting | Lamps/Ballasts/Fixtures | LED Exterior General Area | 0 | 13062511.7586 | 102170964.1101 | 0 | 0 | 0 | 0 | 115233475.8687 | 13.1545 | 0 | 0 | 18725989.05 | 0 | 0.00017719 | 20.4177 | 0.00015191 | 17.5046 | Commercial | Lighting | #VALUE! | 22.7938 | 2016CommercialLightingLamps/Ballasts/FixturesLED Exterior General Area | .
| 2016 | 579 | Commercial | Lighting | Lamps/Ballasts/Fixtures | LED Other | 0 | 61036.4621 | 20046629.9238 | 0 | 0 | 0 | 0 | 20107666.3859 | 2.2954 | 0 | 0 | 2574485.85 | 0 | 0.00017719 | 3.5628 | 0.00015191 | 3.0545 | Commercial | Lighting | #VALUE! | 22.7938 | 2016CommercialLightingLamps/Ballasts/FixturesLED Other | .
| 2016 | 580 | Commercial | Lighting | Lamps/Ballasts/Fixtures | LED Screw-In/Small Fixtures | 0 | 0 | 57929825.3928 | 0 | 0 | 0 | 0 | 57929825.3928 | 6.613 | 0 | 0 | 33391698.65 | 0 | 0.00017719 | 10.2643 | 0.00015191 | 8.7999 | Commercial | Lighting | #VALUE! | 22.7938 | 2016CommercialLightingLamps/Ballasts/FixturesLED Screw-In/Small Fixtures | .
| 2016 | 581 | Commercial | Lighting | Lamps/Ballasts/Fixtures | LED Tubes and Troffers | 0 | 115640.8013 | 0 | 0 | 0 | 0 | 0 | 115640.8013 | 0.013201 | 0 | 0 | 0 | 0 | 0.00017719 | 0.02049 | 0.00015191 | 0.017566 | Commercial | Lighting | #VALUE! | 22.7938 | 2016CommercialLightingLamps/Ballasts/FixturesLED Tubes and Troffers | .
| 2016 | 582 | Commercial | Lighting | Lamps/Ballasts/Fixtures | Linear Fluorescent High Bay | 0 | 0 | 1743713.4635 | 0 | 0 | 0 | 0 | 1743713.4635 | 0.19905 | 0 | 0 | 418121.49 | 0 | 0.00017719 | 0.30896 | 0.00015191 | 0.26488 | Commercial | Lighting | #VALUE! | 22.7938 | 2016CommercialLightingLamps/Ballasts/FixturesLinear Fluorescent High Bay | .
| 2016 | 583 | Commercial | Lighting | Lamps/Ballasts/Fixtures | Linear LED | 9516 | 15749689.78 | 22694468.3756 | 0 | 0 | 0 | 0 | 38453674.1556 | 4.3897 | 1560 | 0 | 4000140.39 | 0 | 0.00017719 | 6.8134 | 0.00015191 | 5.8413 | Commercial | Lighting | #VALUE! | 22.7938 | 2016CommercialLightingLamps/Ballasts/FixturesLinear LED | .
| 2016 | 584 | Commercial | Lighting | Lamps/Ballasts/Fixtures | New Construction | 0 | 1940335.26 | 0 | 0 | 0 | 0 | 0 | 1940335.26 | 0.2215 | 0 | 0 | 0 | 0 | 0.00017719 | 0.3438 | 0.00015191 | 0.29475 | Commercial | Lighting | #VALUE! | 22.7938 | 2016CommercialLightingLamps/Ballasts/FixturesNew Construction | .
| 2016 | 586 | Commercial | Lighting | Lamps/Ballasts/Fixtures | T8 Linear Fluorescents | 0 | 0 | 9100041.7043 | 0 | 0 | 0 | 0 | 9100041.7043 | 1.0388 | 0 | 0 | 1944396.22 | 0 | 0.00017719 | 1.6124 | 0.00015191 | 1.3823 | Commercial | Lighting | #VALUE! | 31.7987 | 2016CommercialLightingLamps/Ballasts/FixturesT8 Linear Fluorescents | .
| 2016 | 587 | Commercial | Lighting | Signs and Signals | LED Street Lighting | 0 | 53484.33 | 6752963.9697 | 0 | 0 | 0 | 0 | 6806448.2997 | 0.77699 | 0 | 0 | 7649.74 | 0 | 0.00023298 | 1.5857 | 0 | 0 | Commercial | Lighting | #VALUE! | 22.7938 | 2016CommercialLightingSigns and SignalsLED Street Lighting | .
| 2016 | 588 | Residential | Electronics | Plug Load | Clothes Dryers | 50507.4 | 10389.49 | 15559.8534 | 0 | 8096805.5634 | 0 | -3178247.3992 | 4995014.9076 | 0.57021 | 12400 | 0 | 10500 | 0 | 0.00040029 | 1.9994 | 0.0003184 | 1.5904 | Residential | 0 | #VALUE! | 0 | 2016ResidentialElectronicsPlug LoadClothes Dryers | .
| 2016 | 590 | Residential | Electronics | Computer Technologies | Computer | 0 | 0 | 0 | 0 | 9666071.8907 | 0 | -3170826.8655 | 6495245.0252 | 0.74147 | 0 | 0 | 0 | 0 | 0.00014549 | 0.94497 | 0.00013343 | 0.86668 | Residential | Electronics | #VALUE! | 4.3356 | 2016ResidentialElectronicsComputer TechnologiesComputer | .
| 2016 | 598 | Commercial | Lighting | Lamps/Ballasts/Fixtures | Fluorescent Lamps | 0 | 0 | 381631.18 | 0 | 568613.7409 | 0 | 0 | 950244.9209 | 0.10848 | 0 | 0 | 26208 | 0 | 0.00017719 | 0.16837 | 0.00015191 | 0.14435 | Commercial | Lighting | #VALUE! | 22.7938 | 2016CommercialLightingLamps/Ballasts/FixturesFluorescent Lamps | .
| 2016 | n/a | Non-Residential | Lighting | Market Adjustment | Market Adjustment | 0 | 0 | 0 | 0 | 0 | 0 | -121931090.7431 | -121931090.7431 | -13.9191 | 0 | 0 | 0 | 0 | 0.00017719 | -21.6045 | 0.00015191 | -18.522 | Commercial | Lighting | #VALUE! | 22.7938 | 2016Non-ResidentialLightingMarket AdjustmentMarket Adjustment | .
| 2016 | n/a | Non-Residential | Lighting | Momentum Savings | Momentum Savings | 0 | 0 | 0 | 0 | 0 | 17409463 | 0 | 17409463 | 1.9874 | 0 | 0 | 0 | 0 | 0.00035039 | 6.1001 | 0.00029221 | 5.0872 | Commercial | Lighting | #VALUE! | 22.7938 | 2016Non-ResidentialLightingMomentum SavingsMomentum Savings | .
| 2016 | n/a | Residential | HVAC | Market Adjustment | Market Adjustment | 0 | 0 | 0 | 0 | 0 | 0 | 11096266 | 11096266 | 1.2667 | 0 | 0 | 0 | 0 | 0.00035039 | 3.888 | 0.00029221 | 3.2424 | Residential | HVAC | #VALUE! | 37.0774 | 2016ResidentialHVACMarket AdjustmentMarket Adjustment | .
| 2016 | n/a | Residential | HVAC | Momentum Savings | Momentum Savings | 0 | 0 | 0 | 0 | 0 | 75199980.5187 | 0 | 75199980.5187 | 8.5845 | 0 | 0 | 0 | 0 | 0.00035039 | 26.3492 | 0.00029221 | 21.974 | Residential | HVAC | #VALUE! | 38.9866 | 2016ResidentialHVACMomentum SavingsMomentum Savings | .
| 2017 | 2 | Commercial | HVAC | HVAC System Improvements | Rooftop Units | 0 | 3969.638 | 264952.6056 | 0 | 0 | 0 | 0 | 268922.2436 | 0.030699 | 0 | 0 | 79339.5 | 0 | 0.00076228 | 0.20499 | 1.3799e-05 | 0.0037109 | Commercial | HVAC | #VALUE! | 17.3719 | 2017CommercialHVACHVAC System ImprovementsRooftop Units | .
| 2017 | 3 | Commercial | HVAC | HVAC System Improvements | Rotary Screw Chiller Improvements | 0 | 0 | 72915.421 | 0 | 0 | 0 | 0 | 72915.421 | 0.0083237 | 0 | 0 | 20463 | 0 | 0.00076228 | 0.055582 | 1.3799e-05 | 0.0010062 | Commercial | HVAC | #VALUE! | 17.3719 | 2017CommercialHVACHVAC System ImprovementsRotary Screw Chiller Improvements | .
| 2017 | 6 | Commercial | HVAC | HVAC System Improvements | Variable Refrigerant Flow System Improvements | 92800 | 0 | 771230.95 | 0 | 0 | 0 | 0 | 864030.95 | 0.098634 | 46400 | 0 | 75050 | 0 | 0.00076228 | 0.65863 | 1.3799e-05 | 0.011923 | Commercial | HVAC | #VALUE! | 17.3719 | 2017CommercialHVACHVAC System ImprovementsVariable Refrigerant Flow System Improvements | .
| 2017 | 7 | Commercial | HVAC | HVAC System Improvements | Ventilation System Improvements | 0 | 0 | 946257.74 | 0 | 0 | 0 | 0 | 946257.74 | 0.10802 | 0 | 0 | 23994.72 | 0 | 0.00018839 | 0.17826 | 0.00016046 | 0.15183 | Commercial | HVAC | #VALUE! | 17.3719 | 2017CommercialHVACHVAC System ImprovementsVentilation System Improvements | .
| 2017 | 9 | Commercial | Lighting | Delamping | Delamping | 0 | 0 | 9879157.5144 | 0 | 0 | 0 | 0 | 9879157.5144 | 1.1278 | 0 | 0 | 1010340.05 | 0 | 0.00017719 | 1.7504 | 0.00015191 | 1.5007 | Commercial | Lighting | #VALUE! | 31.7987 | 2017CommercialLightingDelampingDelamping | .
| 2017 | 10 | Commercial | Lighting | Lamps/Ballasts/Fixtures | Lamps/Ballasts | 0 | 0 | 95251155.3415 | 1948877.6261 | 0 | 0 | 0 | 97200032.9676 | 11.0959 | 0 | 0 | 17783586.64 | 92404 | 0.00017719 | 17.2225 | 0.00015191 | 14.7652 | Commercial | Lighting | #VALUE! | 31.7987 | 2017CommercialLightingLamps/Ballasts/FixturesLamps/Ballasts | .
| 2017 | 14 | Commercial | Lighting | Lamps/Ballasts/Fixtures | Lamps/Ballasts/Fixtures | 95835569.5689 | 57262251.5969 | 41326467.213 | 109393 | 0 | 0 | 0 | 194533681.3788 | 22.207 | 16353261.54 | 5345599.7632 | 4996840.7754 | 4812 | 0.00017719 | 34.4686 | 0.00015191 | 29.5508 | Commercial | Lighting | #VALUE! | 31.7987 | 2017CommercialLightingLamps/Ballasts/FixturesLamps/Ballasts/Fixtures | .
| 2017 | 15 | Commercial | Lighting | Lamps/Ballasts/Fixtures | Lamps/Ballasts/Fixtures w/Controls | 0 | 0 | 933331.1 | 0 | 0 | 0 | 0 | 933331.1 | 0.10654 | 0 | 0 | 152700.76 | 0 | 0.00017719 | 0.16537 | 0.00015191 | 0.14178 | Commercial | Lighting | #VALUE! | 31.7987 | 2017CommercialLightingLamps/Ballasts/FixturesLamps/Ballasts/Fixtures w/Controls | .
| 2017 | 19 | Commercial | Lighting | Lighting Controls | Daylighting | 0 | 0 | -18380.8225 | 0 | 0 | 0 | 0 | -18380.8225 | -0.0020983 | 0 | 0 | 9764.08 | 0 | 0.00017719 | -0.0032568 | 0.00015191 | -0.0027922 | Commercial | Lighting | #VALUE! | 31.7987 | 2017CommercialLightingLighting ControlsDaylighting | .
| 2017 | 20 | Commercial | Lighting | Lighting Controls | Occupancy Sensors | 0 | 0 | 3031324.3799 | 0 | 0 | 0 | 0 | 3031324.3799 | 0.34604 | 0 | 0 | 644522.45 | 0 | 0.00017719 | 0.53711 | 0.00015191 | 0.46048 | Commercial | Lighting | #VALUE! | 31.7987 | 2017CommercialLightingLighting ControlsOccupancy Sensors | .
| 2017 | 22 | Commercial | Lighting | Lighting Controls | Timers | 0 | 0 | 412.9319 | 0 | 0 | 0 | 0 | 412.9319 | 4.7138e-05 | 0 | 0 | 20 | 0 | 0.00017719 | 7.3166e-05 | 0.00015191 | 6.2727e-05 | Commercial | Lighting | #VALUE! | 31.7987 | 2017CommercialLightingLighting ControlsTimers | .
| 2017 | 23 | Commercial | Lighting | Signs and Signals | LED Exit Signs | 0 | 0 | 286517.2348 | 0 | 0 | 0 | 0 | 286517.2348 | 0.032707 | 0 | 0 | 52468.08 | 0 | 0.00017719 | 0.050767 | 0.00015191 | 0.043524 | Commercial | Lighting | #VALUE! | 31.7987 | 2017CommercialLightingSigns and SignalsLED Exit Signs | .
| 2017 | 35 | Agricultural | Irrigation | Center Pivot System and Equipment | Center Pivot Conversions | 0 | 0 | 146822.7097 | 0 | 0 | 0 | 0 | 146822.7097 | 0.016761 | 0 | 0 | 19761.15 | 0 | 2.6494e-06 | 0.00038899 | 0.0003126 | 0.045897 | Agricultural | Irrigation | #VALUE! | 9.0719 | 2017AgriculturalIrrigationCenter Pivot System and EquipmentCenter Pivot Conversions | .
| 2017 | 41 | Agricultural | Irrigation | Discharge Fitting Equipment | Flow Control Nozzles and Diffuser | 0 | 0 | 47652.3 | 0 | 0 | 0 | 0 | 47652.3 | 0.0054398 | 0 | 0 | 9208 | 0 | 2.6494e-06 | 0.00012625 | 0.0003126 | 0.014896 | Agricultural | Irrigation | #VALUE! | 9.0719 | 2017AgriculturalIrrigationDischarge Fitting EquipmentFlow Control Nozzles and Diffuser | .
| 2017 | 42 | Agricultural | Irrigation | Discharge Fitting Equipment | Impact Sprinkler Heads | 0 | 0 | 40455.1961 | 0 | 0 | 0 | 0 | 40455.1961 | 0.0046182 | 0 | 0 | 2378.25 | 0 | 2.6494e-06 | 0.00010718 | 0.0003126 | 0.012646 | Agricultural | Irrigation | #VALUE! | 9.0719 | 2017AgriculturalIrrigationDischarge Fitting EquipmentImpact Sprinkler Heads | .
| 2017 | 45 | Agricultural | Irrigation | Discharge Fitting Equipment | Nozzle Replacement | 0 | 0 | 5132.556 | 0 | 0 | 0 | 0 | 5132.556 | 0.00058591 | 0 | 0 | 90 | 0 | 2.6494e-06 | 1.3598e-05 | 0.0003126 | 0.0016045 | Agricultural | Irrigation | #VALUE! | 9.0719 | 2017AgriculturalIrrigationDischarge Fitting EquipmentNozzle Replacement | .
| 2017 | 51 | Agricultural | Irrigation | Hardware | Drain Replacement | 42300.614 | 515.952 | 39683.3879 | 0 | 0 | 0 | 0 | 82499.9539 | 0.0094178 | 1978 | 24 | 1575 | 0 | 2.6494e-06 | 0.00021857 | 0.0003126 | 0.02579 | Agricultural | Irrigation | #VALUE! | 9.0719 | 2017AgriculturalIrrigationHardwareDrain Replacement | .
| 2017 | 52 | Agricultural | Irrigation | Hardware | Drop Tube/Hose Extension | 257244.68 | 2520.76 | 38552.3623 | 0 | 0 | 0 | 0 | 298317.8023 | 0.034055 | 103173 | 0 | 15787 | 0 | 2.6494e-06 | 0.00079035 | 0.0003126 | 0.093255 | Agricultural | Irrigation | #VALUE! | 9.0719 | 2017AgriculturalIrrigationHardwareDrop Tube/Hose Extension | .
| 2017 | 53 | Agricultural | Irrigation | Hardware | Gasket Replacement | 231770.444 | 5939.232 | 586118.5601 | 0 | 0 | 0 | 0 | 823828.2361 | 0.094044 | 30036.0195 | 400.2605 | 82911.75 | 0 | 2.6494e-06 | 0.0021826 | 0.0003126 | 0.25753 | Agricultural | Irrigation | #VALUE! | 9.0719 | 2017AgriculturalIrrigationHardwareGasket Replacement | .
| 2017 | 54 | Agricultural | Irrigation | Hardware | Goose Necks | 143488.84 | 2520.76 | 31967.5042 | 0 | 0 | 0 | 0 | 177977.1042 | 0.020317 | 31651.95 | 0 | 6804.35 | 0 | 2.6494e-06 | 0.00047153 | 0.0003126 | 0.055636 | Agricultural | Irrigation | #VALUE! | 9.0719 | 2017AgriculturalIrrigationHardwareGoose Necks | .
| 2017 | 55 | Agricultural | Irrigation | Hardware | Hub Replacement | 26664.3 | 0 | 0 | 0 | 0 | 0 | 0 | 26664.3 | 0.0030439 | 6235 | 0 | 0 | 0 | 2.6494e-06 | 7.0644e-05 | 0.0003126 | 0.0083353 | Agricultural | Irrigation | #VALUE! | 9.0719 | 2017AgriculturalIrrigationHardwareHub Replacement | .
| 2017 | 56 | Agricultural | Irrigation | Hardware | Leveler Rebuild | 2612.94 | 0 | 1772.4002 | 0 | 0 | 0 | 0 | 4385.3402 | 0.00050061 | 915.75 | 0 | 98.25 | 0 | 2.6494e-06 | 1.1618e-05 | 0.0003126 | 0.0013709 | Agricultural | Irrigation | #VALUE! | 9.0719 | 2017AgriculturalIrrigationHardwareLeveler Rebuild | .
| 2017 | 58 | Agricultural | Irrigation | Hardware | Multi-Trajectory Sprays | 100054.08 | 0 | 195950.52 | 0 | 0 | 0 | 0 | 296004.6 | 0.03379 | 9120 | 0 | 10885 | 0 | 2.6494e-06 | 0.00078423 | 0.0003126 | 0.092532 | Agricultural | Irrigation | #VALUE! | 9.0719 | 2017AgriculturalIrrigationHardwareMulti-Trajectory Sprays | .
| 2017 | 59 | Agricultural | Irrigation | Hardware | Nozzle Replacement | 1686421.8092 | 6548.5 | 1139389.47 | 0 | 0 | 0 | 0 | 2832359.7792 | 0.32333 | 55885 | 0 | 53146.5 | 0 | 2.6494e-06 | 0.007504 | 0.0003126 | 0.8854 | Agricultural | Irrigation | #VALUE! | 9.0719 | 2017AgriculturalIrrigationHardwareNozzle Replacement | .
| 2017 | 60 | Agricultural | Irrigation | Hardware | Pipe Repair | 63765.5574 | 352.5672 | 199230.2177 | 0 | 0 | 0 | 0 | 263348.3423 | 0.030063 | 14530 | 80 | 36980 | 0 | 2.6494e-06 | 0.00069771 | 0.0003126 | 0.082323 | Agricultural | Irrigation | #VALUE! | 9.0719 | 2017AgriculturalIrrigationHardwarePipe Repair | .
| 2017 | 61 | Agricultural | Irrigation | Hardware | Regulator Replacement | 1993547.08 | 16456.96 | 675231.5763 | 0 | 0 | 0 | 0 | 2685235.6163 | 0.30653 | 251965 | 0 | 79311 | 0 | 2.6494e-06 | 0.0071142 | 0.0003126 | 0.83941 | Agricultural | Irrigation | #VALUE! | 9.0719 | 2017AgriculturalIrrigationHardwareRegulator Replacement | .
| 2017 | 62 | Agricultural | Irrigation | Hardware | Sprinkler Replacements | 1107549.5601 | 9784.32 | 565330.5211 | 0 | 0 | 0 | 0 | 1682664.4012 | 0.19208 | 185003.75 | 0 | 62994.5 | 0 | 2.6494e-06 | 0.004458 | 0.0003126 | 0.52601 | Agricultural | Irrigation | #VALUE! | 9.0719 | 2017AgriculturalIrrigationHardwareSprinkler Replacements | .
| 2017 | 64 | Agricultural | Irrigation | Irrigation System Improvements | Irrigation System Improvements | 0 | 0 | 54892.5979 | 0 | 0 | 0 | 0 | 54892.5979 | 0.0062663 | 0 | 0 | 7388.1 | 0 | 2.6494e-06 | 0.00014543 | 0.0003126 | 0.01716 | Agricultural | Irrigation | #VALUE! | 9.0719 | 2017AgriculturalIrrigationIrrigation System ImprovementsIrrigation System Improvements | .
| 2017 | 66 | Agricultural | Irrigation | Mainline System and Equipment | Interactive Mainline System and Equipment Improvements | 706339.354 | 0 | 175289.4 | 0 | 0 | 0 | 0 | 881628.754 | 0.10064 | 0.08 | 0 | 20781 | 0 | 2.6494e-06 | 0.0023358 | 0.0003126 | 0.2756 | Agricultural | Irrigation | #VALUE! | 9.0719 | 2017AgriculturalIrrigationMainline System and EquipmentInteractive Mainline System and Equipment Improvements | .
| 2017 | 73 | Agricultural | Irrigation | Pumps and Fans | Centrifugal Pump System Improvements | 0 | 0 | 32498.5111 | 0 | 0 | 0 | 0 | 32498.5111 | 0.0037099 | 0 | 0 | 4444.95 | 0 | 2.6494e-06 | 8.6101e-05 | 0.0003126 | 0.010159 | Agricultural | Irrigation | #VALUE! | 9.0719 | 2017AgriculturalIrrigationPumps and FansCentrifugal Pump System Improvements | .
| 2017 | 74 | Agricultural | Irrigation | Pumps and Fans | Pump Testing Service | 0 | 0 | 0 | 0 | 0 | 0 | 0 | 0 | 0 | 9050 | 0 | 0 | 0 | 2.6494e-06 | 0 | 0.0003126 | 0 | Agricultural | Irrigation | #VALUE! | 9.0719 | 2017AgriculturalIrrigationPumps and FansPump Testing Service | .
| 2017 | 81 | Agricultural | Irrigation | Water Management | Scientific Irrigation Scheduling | 24028816.1287 | 0 | 217070.49 | 0 | 0 | 0 | 0 | 24245886.6187 | 2.7678 | 389840.36 | 0 | 9053 | 0 | 2.6494e-06 | 0.064236 | 0.0003126 | 7.5793 | Agricultural | Irrigation | #VALUE! | 9.0719 | 2017AgriculturalIrrigationWater ManagementScientific Irrigation Scheduling | .
| 2017 | 83 | Agricultural | Lighting | Lamps/Ballasts/Fixtures | Lamps/Ballasts | 0 | 0 | 157751.5214 | 0 | 0 | 0 | 0 | 157751.5214 | 0.018008 | 0 | 0 | 14054.91 | 0 | 0.00034247 | 0.054024 | 0.00034247 | 0.054024 | Agricultural | Lighting | #VALUE! | 1.1269 | 2017AgriculturalLightingLamps/Ballasts/FixturesLamps/Ballasts | .
| 2017 | 87 | Agricultural | Lighting | Lamps/Ballasts/Fixtures | Lamps/Ballasts/Fixtures | 0 | 0 | 0 | 0 | 0 | 0 | 0 | 0 | 0 | 0 | 0 | 0 | 0 | 0.00034247 | 0 | 0.00034247 | 0 | Agricultural | Lighting | #VALUE! | 1.1269 | 2017AgriculturalLightingLamps/Ballasts/FixturesLamps/Ballasts/Fixtures | .
| 2017 | 94 | Agricultural | Lighting | Lighting Controls | Occupancy Sensors | 0 | 0 | 2614.5328 | 0 | 0 | 0 | 0 | 2614.5328 | 0.00029846 | 0 | 0 | 1308.3 | 0 | 0.00034247 | 0.00089539 | 0.00034247 | 0.00089539 | Agricultural | Lighting | #VALUE! | 1.1269 | 2017AgriculturalLightingLighting ControlsOccupancy Sensors | .
| 2017 | 98 | Agricultural | Motors/Drives | Motors | Motor Rewind | 23803 | 0 | 35706.6376 | 0 | 0 | 0 | 0 | 59509.6376 | 0.0067933 | 4050 | 0 | 4979.55 | 0 | 2.6494e-06 | 0.00015766 | 0.0003126 | 0.018603 | Agricultural | Motors/Drives | #VALUE! | 0.31991 | 2017AgriculturalMotors/DrivesMotorsMotor Rewind | .
| 2017 | 104 | Agricultural | Motors/Drives | Motors/Drives Controls | Motors/Drives Control Improvements (VFD) | 1792216.7274 | 15986.519 | 0 | 0 | 0 | 0 | 0 | 1808203.2464 | 0.20642 | 371842.49 | 0 | 0 | 0 | 2.6494e-06 | 0.0047906 | 0.0003126 | 0.56525 | Agricultural | Motors/Drives | #VALUE! | 0.31991 | 2017AgriculturalMotors/DrivesMotors/Drives ControlsMotors/Drives Control Improvements (VFD) | .
| 2017 | 105 | Agricultural | Motors/Drives | Pumps and Fans | Motors/Drives Installation on Fan System | 0 | 0 | 424553.338 | 0 | 0 | 0 | 0 | 424553.338 | 0.048465 | 0 | 0 | 54315.29 | 0 | 0.00034247 | 0.14539 | 0.00034247 | 0.14539 | Agricultural | Motors/Drives | #VALUE! | 0.31991 | 2017AgriculturalMotors/DrivesPumps and FansMotors/Drives Installation on Fan System | .
| 2017 | 107 | Agricultural | Process Loads | Livestock Tanks | Freeze Resistant Stock Tanks | 827.24 | 0 | 0 | 0 | 0 | 0 | 0 | 827.24 | 9.4434e-05 | 165 | 0 | 0 | 0 | 0.00030632 | 0.0002534 | 3.3431e-08 | 2.7655e-08 | Agricultural | Process Loads | #VALUE! | 0 | 2017AgriculturalProcess LoadsLivestock TanksFreeze Resistant Stock Tanks | .
| 2017 | 109 | Agricultural | Process Loads | Pumps and Fans | Fan System Improvements | 0 | 0 | 972026 | 0 | 0 | 0 | 0 | 972026 | 0.11096 | 0 | 0 | 89000 | 0 | 0.00034247 | 0.33289 | 0.00034247 | 0.33289 | Agricultural | Process Loads | #VALUE! | 0 | 2017AgriculturalProcess LoadsPumps and FansFan System Improvements | .
| 2017 | 114 | Agricultural | Refrigeration | Dairy System Improvements | Plate Milk Pre-cooler | 30871.57 | 0 | 0 | 0 | 0 | 0 | 0 | 30871.57 | 0.0035242 | 7586.29 | 0 | 0 | 0 | 0.00034247 | 0.010572 | 0.00034247 | 0.010572 | Agricultural | Dairy Efficiency | #VALUE! | 0.058849 | 2017AgriculturalRefrigerationDairy System ImprovementsPlate Milk Pre-cooler | .
| 2017 | 122 | Agricultural | Refrigeration | Refrigeration System Controls | Refrigeration Control Improvements (VFD) | 0 | 0 | 2651.3479 | 0 | 0 | 0 | 0 | 2651.3479 | 0.00030267 | 0 | 0 | 334.19 | 0 | 0.00034247 | 0.000908 | 0.00034247 | 0.000908 | Agricultural | Refrigeration | #VALUE! | 0 | 2017AgriculturalRefrigerationRefrigeration System ControlsRefrigeration Control Improvements (VFD) | .
| 2017 | 126 | Agricultural | Utility Distribution System | Transformers | De-Energization | 2077866 | 0 | 0 | 0 | 0 | 0 | 0 | 2077866 | 0.2372 | 51946.65 | 0 | 0 | 0 | 2.6494e-06 | 0.005505 | 0.0003126 | 0.64955 | Agricultural | Distribution Efficiency | #VALUE! | 0 | 2017AgriculturalUtility Distribution SystemTransformersDe-Energization | .
| 2017 | 132 | Commercial | Compressed Air | Compressed Air System Controls | Compressed Air Control Improvements (VFD) | 0 | 0 | 80000.3471 | 0 | 0 | 0 | 0 | 80000.3471 | 0.0091325 | 0 | 0 | 9560.92 | 0 | 0.00014107 | 0.011285 | 0.00012829 | 0.010263 | Commercial | Compressed Air | #VALUE! | 0.78506 | 2017CommercialCompressed AirCompressed Air System ControlsCompressed Air Control Improvements (VFD) | .
| 2017 | 133 | Commercial | Compressed Air | Compressed Air System Improvements | Compressed Air System Compressor Improvements (non-VFD) | 0 | 0 | 870.4871 | 0 | 0 | 0 | 0 | 870.4871 | 9.9371e-05 | 0 | 0 | 100 | 0 | 0.00014107 | 0.0001228 | 0.00012829 | 0.00011167 | Commercial | Compressed Air | #VALUE! | 0.78506 | 2017CommercialCompressed AirCompressed Air System ImprovementsCompressed Air System Compressor Improvements (non-VFD) | .
| 2017 | 134 | Commercial | Compressed Air | Compressed Air System Improvements | Compressed Air System Compressor Improvements (VFD) | 0 | 0 | 508075.8791 | 0 | 0 | 0 | 0 | 508075.8791 | 0.058 | 0 | 0 | 59570.98 | 0 | 0.00014107 | 0.071673 | 0.00012829 | 0.065181 | Commercial | Compressed Air | #VALUE! | 0.78506 | 2017CommercialCompressed AirCompressed Air System ImprovementsCompressed Air System Compressor Improvements (VFD) | .
| 2017 | 136 | Commercial | Compressed Air | Compressed Air System Improvements | Compressed Air System Dryer Improvements | 0 | 0 | 987324.5338 | 0 | 0 | 0 | 0 | 987324.5338 | 0.11271 | 0 | 0 | 167259.85 | 0 | 0.00014107 | 0.13928 | 0.00012829 | 0.12666 | Commercial | Compressed Air | #VALUE! | 0.78506 | 2017CommercialCompressed AirCompressed Air System ImprovementsCompressed Air System Dryer Improvements | .
| 2017 | 140 | Commercial | Compressed Air | Compressed Air System Improvements | Compressors | 0 | 327164.729 | 0 | 0 | 0 | 0 | 0 | 327164.729 | 0.037348 | 0 | 0 | 0 | 0 | 0.00014107 | 0.046152 | 0.00012829 | 0.041972 | Commercial | Compressed Air | #VALUE! | 0.78506 | 2017CommercialCompressed AirCompressed Air System ImprovementsCompressors | .
| 2017 | 143 | Commercial | Electronics | Computer Technologies | Power Supplies | 0 | 0 | 0 | 0 | 22599582.946 | 0 | -14450940.5055 | 8148642.4405 | 0.93021 | 0 | 0 | 266554 | 0 | 0.00013422 | 1.0937 | 0.00010767 | 0.87733 | Commercial | Electronics | #VALUE! | 11.5406 | 2017CommercialElectronicsComputer TechnologiesPower Supplies | .
| 2017 | 146 | Commercial | Electronics | Plug Load | Power Strips | 0 | 322.41 | 1583533.0426 | 0 | 0 | 0 | 0 | 1583855.4526 | 0.18081 | 0 | 0 | 453034.0752 | 0 | 0.00013422 | 0.21259 | 0.00010767 | 0.17053 | Commercial | Electronics | #VALUE! | 11.5406 | 2017CommercialElectronicsPlug LoadPower Strips | .
| 2017 | 147 | Commercial | Food Preparation | Cooking | Cooking Equipment | 0 | 0 | 200550.2456 | 0 | 0 | 0 | 0 | 200550.2456 | 0.022894 | 0 | 0 | 23299.4824 | 0 | 0.00017223 | 0.034542 | 0.00016217 | 0.032522 | Commercial | Food Preparation | #VALUE! | 0.51482 | 2017CommercialFood PreparationCookingCooking Equipment | .
| 2017 | 148 | Commercial | Food Preparation | Cooking | Electric Combination Ovens | 0 | 0 | 283950.531 | 0 | 0 | 0 | 0 | 283950.531 | 0.032414 | 0 | 0 | 66750 | 0 | 0.00017223 | 0.048906 | 0.00016217 | 0.046047 | Commercial | Food Preparation | #VALUE! | 0.51482 | 2017CommercialFood PreparationCookingElectric Combination Ovens | .
| 2017 | 149 | Commercial | Food Preparation | Cooking | Electric Commercial Steam Cookers | 0 | 0 | 116495.176 | 0 | 0 | 0 | 0 | 116495.176 | 0.013299 | 0 | 0 | 6550 | 0 | 0.00017223 | 0.020064 | 0.00016217 | 0.018891 | Commercial | Food Preparation | #VALUE! | 0.51482 | 2017CommercialFood PreparationCookingElectric Commercial Steam Cookers | .
| 2017 | 150 | Commercial | Food Preparation | Cooking | Electric Convection Ovens | 1785.19 | 3593.78 | 242682.878 | 0 | 0 | 0 | 0 | 248061.848 | 0.028318 | 300 | 0 | 77100 | 0 | 0.00017223 | 0.042725 | 0.00016217 | 0.040227 | Commercial | Food Preparation | #VALUE! | 0.51482 | 2017CommercialFood PreparationCookingElectric Convection Ovens | .
| 2017 | 151 | Commercial | Food Preparation | Cooking | Electric Fryers | 0 | 0 | 52460.17 | 0 | 0 | 0 | 0 | 52460.17 | 0.0059886 | 0 | 0 | 8800 | 0 | 0.00017223 | 0.0090354 | 0.00016217 | 0.0085072 | Commercial | Food Preparation | #VALUE! | 0.51482 | 2017CommercialFood PreparationCookingElectric Fryers | .
| 2017 | 152 | Commercial | Food Preparation | Cooking | Hot Food Holding Cabinets | 0 | 0 | 179674.824 | 0 | 0 | 0 | 0 | 179674.824 | 0.020511 | 0 | 0 | 34600 | 0 | 0.00017223 | 0.030946 | 0.00016217 | 0.029137 | Commercial | Food Preparation | #VALUE! | 0.51482 | 2017CommercialFood PreparationCookingHot Food Holding Cabinets | .
| 2017 | 153 | Commercial | HVAC | Envelope | Air Sealing | 0 | 0 | 771752.52 | 0 | 0 | 0 | 0 | 771752.52 | 0.0881 | 0 | 0 | 0 | 0 | 0.00076228 | 0.58829 | 1.3799e-05 | 0.01065 | Commercial | HVAC | #VALUE! | 17.3719 | 2017CommercialHVACEnvelopeAir Sealing | .
| 2017 | 154 | Commercial | HVAC | Envelope | Insulation | 112927.72 | 16522.72 | 732803.535 | 11499.68 | 0 | 0 | 0 | 873753.655 | 0.099744 | 23197.83 | 0 | 165359.9762 | 2966.45 | 0.00076228 | 0.66604 | 1.3799e-05 | 0.012057 | Commercial | HVAC | #VALUE! | 17.3719 | 2017CommercialHVACEnvelopeInsulation | .
| 2017 | 155 | Commercial | HVAC | Envelope | Windows | 168760.9676 | 41119.67 | 2935167.26 | 43234.51 | 0 | 0 | 0 | 3188282.4076 | 0.36396 | 26228.28 | 0 | 772397.22 | 7862.88 | 0.00076228 | 2.4304 | 1.3799e-05 | 0.043996 | Commercial | HVAC | #VALUE! | 17.3719 | 2017CommercialHVACEnvelopeWindows | .
| 2017 | 156 | Commercial | HVAC | Heat Recovery | Heat Recovery Improvements | 0 | 0 | 40328.29 | 0 | 0 | 0 | 0 | 40328.29 | 0.0046037 | 0 | 0 | 13648.42 | 0 | 0.00076228 | 0.030741 | 1.3799e-05 | 0.0005565 | Commercial | HVAC | #VALUE! | 17.3719 | 2017CommercialHVACHeat RecoveryHeat Recovery Improvements | .
| 2017 | 158 | Commercial | HVAC | HVAC System Controls | Energy Management Systems/System Controls | 0 | 0 | 14963368.66 | 0 | 0 | 0 | 0 | 14963368.66 | 1.7081 | 0 | 0 | 3495036.15 | 0 | 0.00076228 | 11.4062 | 1.3799e-05 | 0.20648 | Commercial | HVAC | #VALUE! | 17.3719 | 2017CommercialHVACHVAC System ControlsEnergy Management Systems/System Controls | .
| 2017 | 159 | Commercial | HVAC | HVAC System Controls | HVAC Control Improvements (non-VFD) | 0 | 0 | 462165.9119 | 387251 | 0 | 0 | 0 | 849416.9119 | 0.096965 | 0 | 0 | 124535 | 61000 | 0.00076228 | 0.64749 | 1.3799e-05 | 0.011721 | Commercial | HVAC | #VALUE! | 17.3719 | 2017CommercialHVACHVAC System ControlsHVAC Control Improvements (non-VFD) | .
| 2017 | 160 | Commercial | HVAC | HVAC System Controls | HVAC Control Improvements (VFD) | 818802.33 | 245052.52 | 0 | 0 | 0 | 0 | 0 | 1063854.85 | 0.12144 | 99437.02 | 0 | 0 | 0 | 0.00076228 | 0.81095 | 1.3799e-05 | 0.01468 | Commercial | HVAC | #VALUE! | 17.3719 | 2017CommercialHVACHVAC System ControlsHVAC Control Improvements (VFD) | .
| 2017 | 161 | Commercial | HVAC | HVAC System Controls | Pneumatic to DDC Control Improvements | 0 | 34059.279 | 0 | 0 | 0 | 0 | 0 | 34059.279 | 0.003888 | 0 | 0 | 0 | 0 | 0.00076228 | 0.025963 | 1.3799e-05 | 0.00046999 | Commercial | HVAC | #VALUE! | 17.3719 | 2017CommercialHVACHVAC System ControlsPneumatic to DDC Control Improvements | .
| 2017 | 162 | Commercial | HVAC | HVAC System Controls | Thermostats | 214755.8 | 150329.06 | 906883.0586 | 6135.88 | 0 | 0 | 0 | 1278103.7986 | 0.1459 | 9573.6264 | 4426.3736 | 147369 | 1656.69 | 0.00076228 | 0.97427 | 1.3799e-05 | 0.017637 | Commercial | HVAC | #VALUE! | 17.3719 | 2017CommercialHVACHVAC System ControlsThermostats | .
| 2017 | 163 | Commercial | HVAC | HVAC System Improvements | Air-Source Heat Pumps | 55748.7546 | 365869.876 | 187070.3691 | 0 | 0 | 0 | 0 | 608688.9998 | 0.069485 | 16000 | 0 | 45167.5 | 0 | 0.00076228 | 0.46399 | 1.3799e-05 | 0.0083995 | Commercial | HVAC | #VALUE! | 17.3719 | 2017CommercialHVACHVAC System ImprovementsAir-Source Heat Pumps | .
| 2017 | 164 | Commercial | HVAC | HVAC System Improvements | Building Commissioning Improvements | 0 | 0 | 0 | 0 | 7661608.2621 | 0 | 0 | 7661608.2621 | 0.87461 | 0 | 0 | 0 | 0 | 0.00076228 | 5.8403 | 1.3799e-05 | 0.10572 | Commercial | HVAC | #VALUE! | 17.3719 | 2017CommercialHVACHVAC System ImprovementsBuilding Commissioning Improvements | .
| 2017 | 165 | Commercial | HVAC | HVAC System Improvements | Centrifugal Chiller Improvements | 0 | 0 | 1698030.4309 | 0 | 0 | 0 | 0 | 1698030.4309 | 0.19384 | 0 | 0 | 379296.75 | 0 | 0.00076228 | 1.2944 | 1.3799e-05 | 0.023432 | Commercial | HVAC | #VALUE! | 17.3719 | 2017CommercialHVACHVAC System ImprovementsCentrifugal Chiller Improvements | .
| 2017 | 167 | Commercial | HVAC | HVAC System Improvements | Ductless Heat Pumps | 515458.0652 | 176847.0096 | 2630587.571 | 29466.31 | 0 | 0 | 0 | 3352358.9558 | 0.38269 | 210802.4 | 37460.3906 | 458520 | 5075 | 0.00076228 | 2.5554 | 1.3799e-05 | 0.04626 | Commercial | HVAC | #VALUE! | 17.3719 | 2017CommercialHVACHVAC System ImprovementsDuctless Heat Pumps | .
| 2017 | 168 | Commercial | HVAC | HVAC System Improvements | Economizer System Improvements | 76877.94 | 155912.994 | 1251752.9781 | 0 | 0 | 0 | 0 | 1484543.9121 | 0.16947 | 15375.59 | 0 | 252152.87 | 0 | 0.00076228 | 1.1316 | 1.3799e-05 | 0.020486 | Commercial | HVAC | #VALUE! | 17.3719 | 2017CommercialHVACHVAC System ImprovementsEconomizer System Improvements | .
| 2017 | 169 | Commercial | HVAC | HVAC System Improvements | Interactive HVAC System Improvements | 0 | 0 | 7284824.6129 | 0 | 0 | 0 | 0 | 7284824.6129 | 0.8316 | 0 | 0 | 1381339.2723 | 0 | 0.00076228 | 5.5531 | 1.3799e-05 | 0.10053 | Commercial | HVAC | #VALUE! | 17.3719 | 2017CommercialHVACHVAC System ImprovementsInteractive HVAC System Improvements | .
| 2017 | 171 | Commercial | Motors/Drives | Motors | Motor Rewind | 0 | 0 | 107861.3776 | 0 | 0 | 0 | 0 | 107861.3776 | 0.012313 | 0 | 0 | 9694.9873 | 0 | 0.00024448 | 0.02637 | 0.00016318 | 0.017601 | Commercial | Motors/Drives | #VALUE! | 0.5913 | 2017CommercialMotors/DrivesMotorsMotor Rewind | .
| 2017 | 172 | Commercial | Motors/Drives | Motors | Motors | 0 | 0 | 790855.2501 | 0 | 0 | 0 | 0 | 790855.2501 | 0.09028 | 0 | 0 | 253792.8919 | 0 | 0.00024448 | 0.19335 | 0.00016318 | 0.12905 | Commercial | Motors/Drives | #VALUE! | 0.5913 | 2017CommercialMotors/DrivesMotorsMotors | .
| 2017 | 176 | Commercial | Motors/Drives | Motors/Drives Controls | Motors/Drives Control Improvements (VFD) | 0 | 0 | 20023193.1327 | 0 | 0 | 0 | 0 | 20023193.1327 | 2.2858 | 0 | 0 | 3015659.6987 | 0 | 0.00024448 | 4.8953 | 0.00016318 | 3.2673 | Commercial | Motors/Drives | #VALUE! | 0.5913 | 2017CommercialMotors/DrivesMotors/Drives ControlsMotors/Drives Control Improvements (VFD) | .
| 2017 | 184 | Commercial | Process Loads | Process Loads System Improvements | Interactive Process Loads System Improvements | 0 | 45131.04 | 3283425.3553 | 0 | 0 | 0 | 0 | 3328556.3953 | 0.37997 | 0 | 0 | 433653.1675 | 0 | 0.00014107 | 0.46955 | 0.00012829 | 0.42702 | Commercial | Process Loads | #VALUE! | 2.41 | 2017CommercialProcess LoadsProcess Loads System ImprovementsInteractive Process Loads System Improvements | .
| 2017 | 192 | Commercial | Refrigeration | Packaged Refrigeration | Freezers | 0 | 127595.52 | 0 | 0 | 0 | 0 | 0 | 127595.52 | 0.014566 | 0 | 23400 | 0 | 0 | 0.0001159 | 0.014788 | 0.00012882 | 0.016437 | Commercial | Refrigeration | #VALUE! | 6.4035 | 2017CommercialRefrigerationPackaged RefrigerationFreezers | .
| 2017 | 193 | Commercial | Refrigeration | Packaged Refrigeration | Ice Makers | 0 | 0 | 194579.3559 | 0 | 0 | 0 | 0 | 194579.3559 | 0.022212 | 0 | 0 | 49550 | 0 | 0.0001159 | 0.022551 | 0.00012882 | 0.025065 | Commercial | Refrigeration | #VALUE! | 6.4035 | 2017CommercialRefrigerationPackaged RefrigerationIce Makers | .
| 2017 | 196 | Commercial | Refrigeration | Packaged Refrigeration | Refrigerators | 0 | 0 | 78990.38 | 0 | 0 | 0 | 0 | 78990.38 | 0.0090172 | 0 | 0 | 79440 | 0 | 0.0001159 | 0.0091547 | 0.00012882 | 0.010175 | Commercial | Refrigeration | #VALUE! | 6.4035 | 2017CommercialRefrigerationPackaged RefrigerationRefrigerators | .
| 2017 | 197 | Commercial | Refrigeration | Packaged Refrigeration | Vending Machines | 0 | 0 | 344932.2297 | 0 | 0 | 0 | 0 | 344932.2297 | 0.039376 | 0 | 0 | 38452.0864 | 0 | 0.0001159 | 0.039976 | 0.00012882 | 0.044433 | Commercial | Refrigeration | #VALUE! | 6.4035 | 2017CommercialRefrigerationPackaged RefrigerationVending Machines | .
| 2017 | 200 | Commercial | Refrigeration | Pumps and Fans | Evaporator Fan System Improvements | 0 | 0 | 717121.0685 | 115624.98 | 0 | 0 | 0 | 832746.0485 | 0.095062 | 0 | 0 | 69112.764 | 29954.02 | 0.0001159 | 0.096512 | 0.00012882 | 0.10727 | Commercial | Refrigeration | #VALUE! | 6.4035 | 2017CommercialRefrigerationPumps and FansEvaporator Fan System Improvements | .
| 2017 | 201 | Commercial | Refrigeration | Refrigeration System Controls | Defrost Control Improvements | 0 | 0 | 1381277.73 | 0 | 0 | 0 | 0 | 1381277.73 | 0.15768 | 0 | 0 | 154815 | 0 | 0.0001159 | 0.16008 | 0.00012882 | 0.17793 | Commercial | Refrigeration | #VALUE! | 6.4035 | 2017CommercialRefrigerationRefrigeration System ControlsDefrost Control Improvements | .
| 2017 | 203 | Commercial | Refrigeration | Refrigeration System Controls | Refrigeration Control Improvements (non-VFD) | 230508.17 | 14936.24 | 1560395.745 | 60652.58 | 0 | 0 | 0 | 1866492.735 | 0.21307 | 23220.68 | 0 | 227452.9662 | 15165.88 | 0.0001159 | 0.21632 | 0.00012882 | 0.24044 | Commercial | Refrigeration | #VALUE! | 6.4035 | 2017CommercialRefrigerationRefrigeration System ControlsRefrigeration Control Improvements (non-VFD) | .
| 2017 | 204 | Commercial | Refrigeration | Refrigeration System Controls | Refrigeration Control Improvements (VFD) | 0 | 0 | 1420745.8935 | 0 | 0 | 0 | 0 | 1420745.8935 | 0.16219 | 0 | 0 | 154828.71 | 0 | 0.0001159 | 0.16466 | 0.00012882 | 0.18302 | Commercial | Refrigeration | #VALUE! | 6.4035 | 2017CommercialRefrigerationRefrigeration System ControlsRefrigeration Control Improvements (VFD) | .
| 2017 | 205 | Commercial | Refrigeration | Refrigeration System Improvements | Auto Closers | 0 | 0 | 11149.67 | 0 | 0 | 0 | 0 | 11149.67 | 0.0012728 | 0 | 0 | 1600 | 0 | 0.0001159 | 0.0012922 | 0.00012882 | 0.0014363 | Commercial | Refrigeration | #VALUE! | 6.4035 | 2017CommercialRefrigerationRefrigeration System ImprovementsAuto Closers | .
| 2017 | 207 | Commercial | Refrigeration | Refrigeration System Improvements | Case Lighting | 0 | 0 | 3821260.0544 | 1482.4084 | 0 | 0 | 0 | 3822742.4628 | 0.43639 | 0 | 0 | 553053.047 | 346.8 | 0.0001159 | 0.44304 | 0.00012882 | 0.49244 | Commercial | Refrigeration | #VALUE! | 6.4035 | 2017CommercialRefrigerationRefrigeration System ImprovementsCase Lighting | .
| 2017 | 209 | Commercial | Refrigeration | Refrigeration System Improvements | Cases | 0 | 0 | 1167712.9631 | 0 | 0 | 0 | 0 | 1167712.9631 | 0.1333 | 0 | 0 | 154496.656 | 0 | 0.0001159 | 0.13533 | 0.00012882 | 0.15042 | Commercial | Refrigeration | #VALUE! | 6.4035 | 2017CommercialRefrigerationRefrigeration System ImprovementsCases | .
| 2017 | 210 | Commercial | Refrigeration | Refrigeration System Improvements | Chiller Improvements | 114042.04 | 0 | 0 | 0 | 0 | 0 | 0 | 114042.04 | 0.013018 | 22808.41 | 0 | 0 | 0 | 0.0001159 | 0.013217 | 0.00012882 | 0.014691 | Commercial | Refrigeration | #VALUE! | 6.4035 | 2017CommercialRefrigerationRefrigeration System ImprovementsChiller Improvements | .
| 2017 | 211 | Commercial | Refrigeration | Refrigeration System Improvements | Compressors | 0 | 0 | 19695.256 | 0 | 0 | 0 | 0 | 19695.256 | 0.0022483 | 0 | 0 | 3370 | 0 | 0.0001159 | 0.0022826 | 0.00012882 | 0.0025371 | Commercial | Refrigeration | #VALUE! | 6.4035 | 2017CommercialRefrigerationRefrigeration System ImprovementsCompressors | .
| 2017 | 212 | Commercial | Refrigeration | Refrigeration System Improvements | Condensors | 0 | 0 | 79069.2 | 0 | 0 | 0 | 0 | 79069.2 | 0.0090262 | 0 | 0 | 11976 | 0 | 0.0001159 | 0.0091638 | 0.00012882 | 0.010186 | Commercial | Refrigeration | #VALUE! | 6.4035 | 2017CommercialRefrigerationRefrigeration System ImprovementsCondensors | .
| 2017 | 213 | Commercial | Refrigeration | Refrigeration System Improvements | Doors | 0 | 92665.48 | 8164446.639 | 0 | 0 | 0 | 0 | 8257112.119 | 0.94259 | 0 | 0 | 1836551.0561 | 0 | 0.0001159 | 0.95697 | 0.00012882 | 1.0637 | Commercial | Refrigeration | #VALUE! | 6.4035 | 2017CommercialRefrigerationRefrigeration System ImprovementsDoors | .
| 2017 | 214 | Commercial | Refrigeration | Refrigeration System Improvements | Gasket Replacement | 1561.68 | 3442.54 | 9566.481 | 3643.92 | 0 | 0 | 0 | 18214.621 | 0.0020793 | 240 | 0 | 1319 | 937.02 | 0.0001159 | 0.002111 | 0.00012882 | 0.0023464 | Commercial | Refrigeration | #VALUE! | 6.4035 | 2017CommercialRefrigerationRefrigeration System ImprovementsGasket Replacement | .
| 2017 | 217 | Commercial | Refrigeration | Refrigeration System Improvements | Lamps/Ballasts | 0 | 0 | 2113838.462 | 0 | 0 | 0 | 0 | 2113838.462 | 0.24131 | 0 | 0 | 272931 | 0 | 0.0001159 | 0.24499 | 0.00012882 | 0.2723 | Commercial | Refrigeration | #VALUE! | 6.4035 | 2017CommercialRefrigerationRefrigeration System ImprovementsLamps/Ballasts | .
| 2017 | 218 | Commercial | Refrigeration | Refrigeration System Improvements | Motion Sensors | 0 | 0 | 529.24 | 0 | 0 | 0 | 0 | 529.24 | 6.0416e-05 | 0 | 0 | 110 | 0 | 0.0001159 | 6.1337e-05 | 0.00012882 | 6.8175e-05 | Commercial | Refrigeration | #VALUE! | 6.4035 | 2017CommercialRefrigerationRefrigeration System ImprovementsMotion Sensors | .
| 2017 | 219 | Commercial | Refrigeration | Refrigeration System Improvements | Motors | 224719.43 | 80041.69 | 654972.1 | 40366.347 | 0 | 0 | 0 | 1000099.5669 | 0.11417 | 19185 | 0 | 55861 | 6282.27 | 0.0001159 | 0.11591 | 0.00012882 | 0.12883 | Commercial | Refrigeration | #VALUE! | 6.4035 | 2017CommercialRefrigerationRefrigeration System ImprovementsMotors | .
| 2017 | 222 | Commercial | Refrigeration | Refrigeration System Improvements | Strip Curtains | 1238597.0322 | 44599.3079 | 8939727.551 | 0 | 0 | 0 | 0 | 10222923.891 | 1.167 | 39665.385 | 1771.5 | 310949.9 | 0 | 0.0001159 | 1.1848 | 0.00012882 | 1.3169 | Commercial | Refrigeration | #VALUE! | 6.4035 | 2017CommercialRefrigerationRefrigeration System ImprovementsStrip Curtains | .
| 2017 | 228 | Commercial | Water Heating | Water Heaters | Water Heaters | 0 | 0 | 146177.335 | 1321.89 | 0 | 0 | 0 | 147499.225 | 0.016838 | 0 | 0 | 33484.6886 | 500 | 0.00017243 | 0.025433 | 0.00012478 | 0.018405 | Commercial | Water Heating | #VALUE! | 0.70104 | 2017CommercialWater HeatingWater HeatersWater Heaters | .
| 2017 | 232 | Commercial | Water Heating | Water Using Devices | Aerators | 0 | 0 | 2533518.3795 | 0 | 0 | 0 | 0 | 2533518.3795 | 0.28921 | 0 | 0 | 63687.2697 | 0 | 0.00017243 | 0.43685 | 0.00012478 | 0.31613 | Commercial | Water Heating | #VALUE! | 0.70104 | 2017CommercialWater HeatingWater Using DevicesAerators | .
| 2017 | 233 | Commercial | Water Heating | Water Using Devices | Clothes Washers | 0 | 0 | 253113.32 | 0 | 0 | 0 | 0 | 253113.32 | 0.028894 | 0 | 0 | 108909.9 | 0 | 0.00017243 | 0.043644 | 0.00012478 | 0.031583 | Commercial | Water Heating | #VALUE! | 0.70104 | 2017CommercialWater HeatingWater Using DevicesClothes Washers | .
| 2017 | 234 | Commercial | Water Heating | Water Using Devices | Dishwashers | 0 | 0 | 953960.9645 | 0 | 0 | 0 | 0 | 953960.9645 | 0.1089 | 0 | 0 | 73708 | 0 | 0.00017243 | 0.16449 | 0.00012478 | 0.11903 | Commercial | Water Heating | #VALUE! | 0.70104 | 2017CommercialWater HeatingWater Using DevicesDishwashers | .
| 2017 | 235 | Commercial | Water Heating | Water Using Devices | Pre Rinse Spray Valves | 0 | 0 | 139824.622 | 0 | 0 | 0 | 0 | 139824.622 | 0.015962 | 0 | 0 | 10993.5418 | 0 | 0.00017243 | 0.02411 | 0.00012478 | 0.017447 | Commercial | Water Heating | #VALUE! | 0.70104 | 2017CommercialWater HeatingWater Using DevicesPre Rinse Spray Valves | .
| 2017 | 236 | Commercial | Water Heating | Water Using Devices | Showerheads | 8692.35 | 0 | 3154595.3396 | 0 | 0 | 0 | 0 | 3163287.6896 | 0.36111 | 1221 | 0 | 109654.8799 | 0 | 0.00017243 | 0.54544 | 0.00012478 | 0.39471 | Commercial | Water Heating | #VALUE! | 0.70104 | 2017CommercialWater HeatingWater Using DevicesShowerheads | .
| 2017 | 237 | Commercial | Whole Bldg/Meter Level | Whole Bldg/Meter Level System Improvements | Interactive Whole Bldg/Meter Level System Improvements | 0 | 0 | 29133108.9247 | 0 | 7967160.4858 | 0 | 0 | 37100269.4105 | 4.2352 | 0 | 0 | 3023076.6306 | 0 | 0.00024448 | 9.0703 | 0.00016318 | 6.0539 | Commercial | 0 | #VALUE! | 0 | 2017CommercialWhole Bldg/Meter LevelWhole Bldg/Meter Level System ImprovementsInteractive Whole Bldg/Meter Level System Improvements | .
| 2017 | 242 | Industrial | Compressed Air | Compressed Air System Improvements | Compressed Air System Compressor Improvements (VFD) | 0 | 0 | 112345.7491 | 227052 | 0 | 0 | 0 | 339397.7491 | 0.038744 | 0 | 0 | 15580.35 | 15690 | 0.00012551 | 0.042598 | 0.00012968 | 0.044013 | Industrial | Compressed Air | #VALUE! | 1.0995 | 2017IndustrialCompressed AirCompressed Air System ImprovementsCompressed Air System Compressor Improvements (VFD) | .
| 2017 | 243 | Industrial | Compressed Air | Compressed Air System Improvements | Compressed Air System Demand Side Improvements | 0 | 0 | 624451.59 | 0 | 0 | 0 | 0 | 624451.59 | 0.071284 | 0 | 0 | 63720 | 0 | 0.00012551 | 0.078374 | 0.00012968 | 0.080979 | Industrial | Compressed Air | #VALUE! | 1.0995 | 2017IndustrialCompressed AirCompressed Air System ImprovementsCompressed Air System Demand Side Improvements | .
| 2017 | 244 | Industrial | Compressed Air | Compressed Air System Improvements | Compressed Air System Dryer Improvements | 182483.399 | 0 | 870092.2354 | 0 | 0 | 0 | 0 | 1052575.6344 | 0.12016 | 17037.63 | 0 | 88959.05 | 0 | 0.00012551 | 0.13211 | 0.00012968 | 0.1365 | Industrial | Compressed Air | #VALUE! | 1.0995 | 2017IndustrialCompressed AirCompressed Air System ImprovementsCompressed Air System Dryer Improvements | .
| 2017 | 246 | Industrial | Compressed Air | Compressed Air System Improvements | Compressed Air System Storage Improvements | 0 | 0 | 4568731.96 | 0 | 0 | 0 | 0 | 4568731.96 | 0.52154 | 0 | 0 | 536369 | 0 | 0.00012551 | 0.57342 | 0.00012968 | 0.59247 | Industrial | Compressed Air | #VALUE! | 1.0995 | 2017IndustrialCompressed AirCompressed Air System ImprovementsCompressed Air System Storage Improvements | .
| 2017 | 248 | Industrial | Compressed Air | Compressed Air System Improvements | Compressors | 1713101.807 | 584738.645 | 3468279.92 | 0 | 0 | 0 | 0 | 5766120.372 | 0.65823 | 184827.72 | 0 | 506470.56 | 0 | 0.00012551 | 0.7237 | 0.00012968 | 0.74775 | Industrial | Compressed Air | #VALUE! | 1.0995 | 2017IndustrialCompressed AirCompressed Air System ImprovementsCompressors | .
| 2017 | 257 | Industrial | HVAC | Envelope | Insulation | 0 | 0 | 179406.8412 | 0 | 0 | 0 | 0 | 179406.8412 | 0.02048 | 0 | 0 | 25598.4 | 0 | 0.00012551 | 0.022517 | 0.00012968 | 0.023265 | Industrial | HVAC | #VALUE! | 0 | 2017IndustrialHVACEnvelopeInsulation | .
| 2017 | 259 | Industrial | HVAC | Heat Recovery | Heat Recovery Improvements | 0 | 0 | 211228.85 | 0 | 0 | 0 | 0 | 211228.85 | 0.024113 | 0 | 0 | 29814 | 0 | 0.00012551 | 0.026511 | 0.00012968 | 0.027392 | Industrial | HVAC | #VALUE! | 0 | 2017IndustrialHVACHeat RecoveryHeat Recovery Improvements | .
| 2017 | 263 | Industrial | HVAC | HVAC System Controls | HVAC Control Improvements (VFD) | 0 | 0 | 64463.7399 | 0 | 0 | 0 | 0 | 64463.7399 | 0.0073589 | 0 | 0 | 8993.1 | 0 | 0.00012551 | 0.0080908 | 0.00012968 | 0.0083596 | Industrial | HVAC | #VALUE! | 0 | 2017IndustrialHVACHVAC System ControlsHVAC Control Improvements (VFD) | .
| 2017 | 267 | Industrial | HVAC | HVAC System Improvements | Building Commissioning Improvements | 0 | 0 | 0 | 0 | 959705.2437 | 0 | 0 | 959705.2437 | 0.10956 | 0 | 0 | 0 | 0 | 0.00012551 | 0.12045 | 0.00012968 | 0.12445 | Industrial | HVAC | #VALUE! | 0 | 2017IndustrialHVACHVAC System ImprovementsBuilding Commissioning Improvements | .
| 2017 | 273 | Industrial | HVAC | HVAC System Improvements | Rooftop Units | 0 | 0 | 6610.4526 | 0 | 0 | 0 | 0 | 6610.4526 | 0.00075462 | 0 | 0 | 2220 | 0 | 0.00012551 | 0.00082967 | 0.00012968 | 0.00085724 | Industrial | HVAC | #VALUE! | 0 | 2017IndustrialHVACHVAC System ImprovementsRooftop Units | .
| 2017 | 274 | Industrial | HVAC | HVAC System Improvements | Rotary Screw Chiller Improvements | 0 | 0 | 2794971.3 | 0 | 0 | 0 | 0 | 2794971.3 | 0.31906 | 0 | 0 | 365811 | 0 | 0.00012551 | 0.35079 | 0.00012968 | 0.36245 | Industrial | HVAC | #VALUE! | 0 | 2017IndustrialHVACHVAC System ImprovementsRotary Screw Chiller Improvements | .
| 2017 | 280 | Industrial | Lighting | Delamping | Delamping | 0 | 0 | 64272.33 | 0 | 0 | 0 | 0 | 64272.33 | 0.007337 | 0 | 0 | 0 | 0 | 0.00012551 | 0.0080668 | 0.00012968 | 0.0083348 | Industrial | Lighting | #VALUE! | 7.0399 | 2017IndustrialLightingDelampingDelamping | .
| 2017 | 281 | Industrial | Lighting | Lamps/Ballasts/Fixtures | Lamps/Ballasts | 0 | 382215.106 | 376466.2582 | 1637470 | 753739.5453 | 0 | 0 | 3149890.9095 | 0.35958 | 0 | 0 | 18684 | 114236 | 0.00012551 | 0.39534 | 0.00012968 | 0.40848 | Industrial | Lighting | #VALUE! | 7.0399 | 2017IndustrialLightingLamps/Ballasts/FixturesLamps/Ballasts | .
| 2017 | 285 | Industrial | Lighting | Lamps/Ballasts/Fixtures | Lamps/Ballasts/Fixtures | 12215737.1487 | 5780694.4018 | 30318869.4236 | 0 | 0 | 0 | 0 | 48315300.9741 | 5.5154 | 2237335.16 | 920401 | 4237062.84 | 0 | 0.00012551 | 6.064 | 0.00012968 | 6.2655 | Industrial | Lighting | #VALUE! | 7.0399 | 2017IndustrialLightingLamps/Ballasts/FixturesLamps/Ballasts/Fixtures | .
| 2017 | 286 | Industrial | Lighting | Lamps/Ballasts/Fixtures | Lamps/Ballasts/Fixtures w/Controls | 0 | 0 | 774.1584 | 0 | 0 | 0 | 0 | 774.1584 | 8.8374e-05 | 0 | 0 | 57.6 | 0 | 0.00012551 | 9.7164e-05 | 0.00012968 | 0.00010039 | Industrial | Lighting | #VALUE! | 7.0399 | 2017IndustrialLightingLamps/Ballasts/FixturesLamps/Ballasts/Fixtures w/Controls | .
| 2017 | 291 | Industrial | Lighting | Lighting Controls | Occupancy Sensors | 0 | 0 | 1424032.0283 | 0 | 0 | 0 | 0 | 1424032.0283 | 0.16256 | 0 | 0 | 237779.42 | 0 | 0.00012551 | 0.17873 | 0.00012968 | 0.18467 | Industrial | Lighting | #VALUE! | 7.0399 | 2017IndustrialLightingLighting ControlsOccupancy Sensors | .
| 2017 | 294 | Industrial | Lighting | Signs and Signals | LED Exit Signs | 0 | 0 | 8575.86 | 0 | 0 | 0 | 0 | 8575.86 | 0.00097898 | 0 | 0 | 1021 | 0 | 0.00012551 | 0.0010763 | 0.00012968 | 0.0011121 | Industrial | Lighting | #VALUE! | 7.0399 | 2017IndustrialLightingSigns and SignalsLED Exit Signs | .
| 2017 | 295 | Industrial | Motors/Drives | Motors | Motor Rewind | 627604 | 0 | 172662.5932 | 58275 | 581407.6356 | 0 | 0 | 1439949.2288 | 0.16438 | 64430 | 0 | 22267.95 | 0 | 0.00012551 | 0.18073 | 0.00012968 | 0.18673 | Industrial | Motors/Drives | #VALUE! | 0 | 2017IndustrialMotors/DrivesMotorsMotor Rewind | .
| 2017 | 296 | Industrial | Motors/Drives | Motors | Motors | 0 | 237926.385 | 49487.13 | 0 | 0 | 0 | 0 | 287413.515 | 0.03281 | 0 | 0 | 15741.85 | 0 | 0.00012551 | 0.036073 | 0.00012968 | 0.037272 | Industrial | Motors/Drives | #VALUE! | 0 | 2017IndustrialMotors/DrivesMotorsMotors | .
| 2017 | 300 | Industrial | Motors/Drives | Motors/Drives Controls | Motors/Drives Control Improvements (VFD) | 255050.8 | 0 | 519263.2342 | 0 | 0 | 0 | 0 | 774314.0342 | 0.088392 | 40000 | 0 | 68417.11 | 0 | 0.00012551 | 0.097183 | 0.00012968 | 0.10041 | Industrial | Motors/Drives | #VALUE! | 0 | 2017IndustrialMotors/DrivesMotors/Drives ControlsMotors/Drives Control Improvements (VFD) | .
| 2017 | 301 | Industrial | Motors/Drives | Pumps and Fans | Motors/Drives Installation on Fan System | 2162095.83 | 0 | 0 | 0 | 0 | 0 | 0 | 2162095.83 | 0.24681 | 486504.5276 | 0 | 0 | 0 | 0.00012551 | 0.27136 | 0.00012968 | 0.28038 | Industrial | Motors/Drives | #VALUE! | 0 | 2017IndustrialMotors/DrivesPumps and FansMotors/Drives Installation on Fan System | .
| 2017 | 306 | Industrial | Process Loads | Process Loads System Improvements | Interactive Process Loads System Improvements | 1074.69 | 0 | 0 | 0 | 0 | 0 | 0 | 1074.69 | 0.00012268 | 200 | 0 | 0 | 0 | 0.00012551 | 0.00013488 | 0.00012968 | 0.00013937 | Industrial | Process Loads | #VALUE! | 1.8004 | 2017IndustrialProcess LoadsProcess Loads System ImprovementsInteractive Process Loads System Improvements | .
| 2017 | 308 | Industrial | Process Loads | Pumps and Fans | Fan System Improvements | 220757.7 | 1052309.699 | 3599392.1 | 0 | 0 | 0 | 0 | 4872459.499 | 0.55622 | 55189.42 | 0 | 487745 | 0 | 0.00012551 | 0.61154 | 0.00012968 | 0.63186 | Industrial | Process Loads | #VALUE! | 1.8004 | 2017IndustrialProcess LoadsPumps and FansFan System Improvements | .
| 2017 | 309 | Industrial | Process Loads | Pumps and Fans | Pump System Improvements | 1113266.55 | 0 | 2594856.51 | 0 | 0 | 0 | 0 | 3708123.06 | 0.4233 | 194138.32 | 0 | 253260 | 0 | 0.00012551 | 0.4654 | 0.00012968 | 0.48087 | Industrial | Process Loads | #VALUE! | 1.8004 | 2017IndustrialProcess LoadsPumps and FansPump System Improvements | .
| 2017 | 311 | Industrial | Process Loads | Pumps and Fans | Vacuum Pump System Improvements | 0 | 0 | 13273.38 | 0 | 0 | 0 | 0 | 13273.38 | 0.0015152 | 0 | 0 | 3318 | 0 | 0.00012551 | 0.0016659 | 0.00012968 | 0.0017213 | Industrial | Process Loads | #VALUE! | 1.8004 | 2017IndustrialProcess LoadsPumps and FansVacuum Pump System Improvements | .
| 2017 | 312 | Industrial | Process Loads | Wastewater System Improvements | Interactive Wastewater System Improvements | 2676287.675 | 1122470.88 | 0 | 0 | 0 | 0 | 0 | 3798758.555 | 0.43365 | 553663.1011 | 0 | 0 | 0 | 0.00012551 | 0.47678 | 0.00012968 | 0.49262 | Industrial | Process Loads | #VALUE! | 1.8004 | 2017IndustrialProcess LoadsWastewater System ImprovementsInteractive Wastewater System Improvements | .
| 2017 | 316 | Industrial | Refrigeration | Pumps and Fans | Evaporator Coil Fan System Improvements | 0 | 0 | 1217157.3652 | 3127098 | 0 | 0 | 0 | 4344255.3652 | 0.49592 | 0 | 0 | 53211.29 | 337844 | 0.00012551 | 0.54524 | 0.00012968 | 0.56336 | Industrial | Low & Med Temp Refr | #VALUE! | 6.2475 | 2017IndustrialRefrigerationPumps and FansEvaporator Coil Fan System Improvements | .
| 2017 | 320 | Industrial | Refrigeration | Refrigeration System Controls | Refrigeration Control Improvements (VFD) | 0 | 0 | 4299832.394 | 0 | 0 | 0 | 0 | 4299832.394 | 0.49085 | 0 | 0 | 241541.63 | 0 | 0.00012551 | 0.53967 | 0.00012968 | 0.5576 | Industrial | Low & Med Temp Refr | #VALUE! | 6.2475 | 2017IndustrialRefrigerationRefrigeration System ControlsRefrigeration Control Improvements (VFD) | .
| 2017 | 322 | Industrial | Refrigeration | Refrigeration System Improvements | Chiller Improvements | 0 | 123618.25 | 0 | 0 | 0 | 0 | 0 | 123618.25 | 0.014112 | 0 | 0 | 0 | 0 | 0.00012551 | 0.015515 | 0.00012968 | 0.016031 | Industrial | Low & Med Temp Refr | #VALUE! | 6.2475 | 2017IndustrialRefrigerationRefrigeration System ImprovementsChiller Improvements | .
| 2017 | 323 | Industrial | Refrigeration | Refrigeration System Improvements | Fast Acting Doors | 0 | 0 | 3211969.0396 | 0 | 0 | 0 | 0 | 3211969.0396 | 0.36666 | 0 | 0 | 453584.2 | 0 | 0.00012551 | 0.40313 | 0.00012968 | 0.41653 | Industrial | Low & Med Temp Refr | #VALUE! | 6.2475 | 2017IndustrialRefrigerationRefrigeration System ImprovementsFast Acting Doors | .
| 2017 | 325 | Industrial | Refrigeration | Refrigeration System Improvements | Interactive Refrigeration System Improvements | 0 | 0 | 3814105.73 | 0 | 491378.1609 | 0 | 0 | 4305483.8909 | 0.49149 | 0 | 0 | 505840 | 0 | 0.00012551 | 0.54038 | 0.00012968 | 0.55833 | Industrial | Low & Med Temp Refr | #VALUE! | 6.2475 | 2017IndustrialRefrigerationRefrigeration System ImprovementsInteractive Refrigeration System Improvements | .
| 2017 | 332 | Industrial | Whole Bldg/Meter Level | Whole Bldg/Meter Level System Improvements | Interactive Whole Bldg/Meter Level System Improvements | 17374716.964 | 6267330.254 | 552508.7398 | 0 | 0 | 0 | 0 | 24194555.9578 | 2.7619 | 1691106.26 | 0 | 10209.44 | 0 | 0.00012551 | 3.0366 | 0.00012968 | 3.1375 | Industrial | 0 | #VALUE! | 0 | 2017IndustrialWhole Bldg/Meter LevelWhole Bldg/Meter Level System ImprovementsInteractive Whole Bldg/Meter Level System Improvements | .
| 2017 | 336 | Residential | Electronics | Plug Load | Power Strips | 2517914.11 | 1069655.04 | 3888073.7879 | 115368.61 | 0 | 0 | 0 | 7591011.5479 | 0.86655 | 371235.2113 | 2514.7887 | 885445 | 30317 | 0.00021383 | 1.6232 | 0.0001722 | 1.3072 | Residential | Electronics | #VALUE! | 6.4452 | 2017ResidentialElectronicsPlug LoadPower Strips | .
| 2017 | 338 | Residential | HVAC | Envelope | Air Sealing | 50701.54 | 47242.2648 | 1359280.047 | 3670.23 | 0 | 0 | 0 | 1460894.0819 | 0.16677 | 36174.99 | 6767.08 | 1146389.8739 | 1701.3 | 0.00035039 | 0.51188 | 0.00029221 | 0.42688 | Residential | HVAC | #VALUE! | 38.9866 | 2017ResidentialHVACEnvelopeAir Sealing | .
| 2017 | 340 | Residential | HVAC | Envelope | Windows | 2632319.5797 | 1398342.6758 | 6792333.759 | 324342.9036 | 0 | 0 | 0 | 11147338.918 | 1.2725 | 1365028.8769 | 94459.2091 | 2484307.5946 | 240115.76 | 0.00035039 | 3.9059 | 0.00029221 | 3.2573 | Residential | HVAC | #VALUE! | 38.9866 | 2017ResidentialHVACEnvelopeWindows | .
| 2017 | 341 | Residential | HVAC | HVAC System | Air Conditioners | 0 | 0 | 16766.4368 | 0 | 366439.7826 | 0 | 0 | 383206.2195 | 0.043745 | 0 | 0 | 2600 | 0 | 0 | 0 | 0.002609 | 0.99977 | Residential | HVAC | #VALUE! | 38.9866 | 2017ResidentialHVACHVAC SystemAir Conditioners | .
| 2017 | 342 | Residential | HVAC | HVAC System | Air-Source Heat Pumps w/Duct Sealing | 0 | 0 | 0 | 0 | 0 | 0 | 0 | 0 | 0 | 0 | 0 | 0 | 0 | 0.00035039 | 0 | 0.00029221 | 0 | Residential | HVAC | #VALUE! | 38.9866 | 2017ResidentialHVACHVAC SystemAir-Source Heat Pumps w/Duct Sealing | .
| 2017 | 343 | Residential | HVAC | HVAC System | Air-Source Heat Pumps w/o Duct Sealing | 3891669.91 | 1353836.0789 | 8959224.1166 | 657356.7044 | 0 | 0 | 0 | 14862086.8099 | 1.6966 | 1045100 | 38600 | 3130534.2483 | 149200 | 0.00035039 | 5.2075 | 0.00029221 | 4.3428 | Residential | HVAC | #VALUE! | 38.9866 | 2017ResidentialHVACHVAC SystemAir-Source Heat Pumps w/o Duct Sealing | .
| 2017 | 344 | Residential | HVAC | HVAC System | Commissioning Controls Sizing | 39833.87 | 83805.2998 | 1357820.3222 | 0 | 0 | 0 | 0 | 1481459.4921 | 0.16912 | 14700 | 3900 | 464650 | 0 | 0.00035039 | 0.51909 | 0.00029221 | 0.43289 | Residential | HVAC | #VALUE! | 38.9866 | 2017ResidentialHVACHVAC SystemCommissioning Controls Sizing | .
| 2017 | 345 | Residential | HVAC | HVAC System | Duct Sealing | 969435.7594 | 1381094.0738 | 2588711.1557 | 37377.65 | 0 | 0 | 0 | 4976618.639 | 0.56811 | 195402.0622 | 27.7778 | 216595.9827 | 18961.17 | 0.00035039 | 1.7437 | 0.00029221 | 1.4542 | Residential | HVAC | #VALUE! | 38.9866 | 2017ResidentialHVACHVAC SystemDuct Sealing | .
| 2017 | 346 | Residential | HVAC | HVAC System | Ductless Heat Pumps | 11595404.4748 | 5491461.3611 | 13769169.2635 | 161140.65 | 9016105.1041 | 0 | 0 | 40033280.8536 | 4.57 | 4482458.073 | 210632.507 | 6343704.4588 | 52300 | 0.00044496 | 17.8132 | 1.4598e-05 | 0.58442 | Residential | HVAC | #VALUE! | 38.9866 | 2017ResidentialHVACHVAC SystemDuctless Heat Pumps | .
| 2017 | 348 | Residential | HVAC | HVAC System | Ground-Source Heat Pumps w/o Duct Sealing | 454067.5 | 125452.02 | 0 | 0 | 0 | 0 | 0 | 579519.52 | 0.066155 | 125000 | 800 | 0 | 0 | 0.00035039 | 0.20306 | 0.00029221 | 0.16934 | Residential | HVAC | #VALUE! | 38.9866 | 2017ResidentialHVACHVAC SystemGround-Source Heat Pumps w/o Duct Sealing | .
| 2017 | 350 | Residential | HVAC | HVAC System | Thermostats | 53826.44 | 35233.98 | 1970027.8876 | 89446.91 | 0 | 0 | 0 | 2148535.2176 | 0.24527 | 8750 | 0 | 276605.1212 | 10805.48 | 0.00035039 | 0.75282 | 0.00029221 | 0.62782 | Residential | HVAC | #VALUE! | 38.9866 | 2017ResidentialHVACHVAC SystemThermostats | .
| 2017 | 353 | Residential | HVAC | HVAC System | Ground-source Heat Pump | 0 | 0 | 99319.977 | 0 | 0 | 0 | 0 | 99319.977 | 0.011338 | 0 | 0 | 19500 | 0 | 0.00035039 | 0.034801 | 0.00029221 | 0.029022 | Residential | HVAC | #VALUE! | 38.9866 | 2017ResidentialHVACHVAC SystemGround-source Heat Pump | .
| 2017 | 354 | Residential | Lighting | Lamps/Fixtures | Fixtures | 4418412.6966 | 8090977.7129 | 26500534.4124 | 42664.6 | 0 | 0 | 0 | 39052589.422 | 4.4581 | 592208.7168 | 146903.5432 | 3320294 | 3765 | 0.00026149 | 10.2118 | 8.4631e-05 | 3.305 | Residential | Lighting | #VALUE! | 27.2 | 2017ResidentialLightingLamps/FixturesFixtures | .
| 2017 | 355 | Residential | Lighting | Lamps/Fixtures | Lamps | 38834091.7862 | 61480973.3369 | 262933989.4586 | 1664471.6681 | 125463604.8016 | 0 | -339424219.5848 | 150952911.4666 | 17.2321 | 5864777.9765 | 904281.1534 | 22065514.5711 | 128172.98 | 0.00026149 | 39.4723 | 8.4631e-05 | 12.7752 | Residential | Lighting | #VALUE! | 27.2 | 2017ResidentialLightingLamps/FixturesLamps | .
| 2017 | 356 | Commercial | Lighting | Lighting Controls | Unknown | 0 | 0 | 58540.0387 | 0 | 0 | 0 | 0 | 58540.0387 | 0.0066827 | 0 | 0 | 18858.4 | 0 | 0.00026149 | 0.015307 | 8.4631e-05 | 0.0049543 | Commercial | Lighting | #VALUE! | 31.7987 | 2017CommercialLightingLighting ControlsUnknown | .
| 2017 | 357 | Residential | Refrigeration | Freezers | Freezer Decommissioning | 189122.86 | 241524.66 | 1016967.532 | 0 | 0 | 0 | 0 | 1447615.052 | 0.16525 | 10240 | 0 | 36630 | 0 | 9.1801e-05 | 0.13289 | 0.0001667 | 0.24131 | Residential | Refrigeration | #VALUE! | 0 | 2017ResidentialRefrigerationFreezersFreezer Decommissioning | .
| 2017 | 358 | Residential | Refrigeration | Freezers | Freezers | 0 | 0 | 14211.286 | 0 | 1147610.8609 | 0 | -936483.8411 | 225338.3057 | 0.025724 | 0 | 0 | 14875 | 0 | 9.1801e-05 | 0.020686 | 0.0001667 | 0.037563 | Residential | Refrigeration | #VALUE! | 0 | 2017ResidentialRefrigerationFreezersFreezers | .
| 2017 | 359 | Residential | Refrigeration | Refrigerators | Refrigerator Decommissioning | 446867.06 | 697472.84 | 1175518.078 | 0 | 0 | 0 | 0 | 2319857.978 | 0.26482 | 62160 | 0 | 127640 | 0 | 0.0001124 | 0.26074 | 0.00015305 | 0.35506 | Residential | Refrigeration | #VALUE! | 0 | 2017ResidentialRefrigerationRefrigeratorsRefrigerator Decommissioning | .
| 2017 | 360 | Residential | Refrigeration | Refrigerators | Refrigerators | 0 | 0 | 591134.617 | 717.48 | 2322100.3528 | 0 | -3657725.6049 | -743773.1551 | -0.084906 | 0 | 0 | 908907 | 450 | 0.0001124 | -0.083597 | 0.00015305 | -0.11384 | Residential | Refrigeration | #VALUE! | 0 | 2017ResidentialRefrigerationRefrigeratorsRefrigerators | .
| 2017 | 362 | Residential | Water Heating | Pipe Insulation | Pipe Insulation | 419.6 | 13569.71 | 31770.68 | 788.31 | 0 | 0 | 0 | 46548.3 | 0.0053137 | 56.6667 | 173.3333 | 14920 | 226.16 | 0.00019367 | 0.0090148 | 0.00012477 | 0.0058078 | Residential | Water Heating | #VALUE! | 12.5 | 2017ResidentialWater HeatingPipe InsulationPipe Insulation | .
| 2017 | 363 | Residential | Water Heating | Water Heaters | Heat Pump Water Heaters | 1075363.6595 | 845431.1234 | 3275254.603 | 72558.04 | 11349330.2767 | 0 | -1162402.6028 | 15455535.0999 | 1.7643 | 295299.865 | 9800.135 | 1015971.7286 | 22800 | 0.00021099 | 3.2609 | 8.8551e-05 | 1.3686 | Residential | Water Heating | #VALUE! | 12.5 | 2017ResidentialWater HeatingWater HeatersHeat Pump Water Heaters | .
| 2017 | 364 | Residential | Water Heating | Water Heaters | Water Heaters | 0 | 0 | 0 | 0 | 0 | 0 | 0 | 0 | 0 | 0 | 0 | 0 | 0 | 0.00019367 | 0 | 0.00012477 | 0 | Residential | Water Heating | #VALUE! | 12.5 | 2017ResidentialWater HeatingWater HeatersWater Heaters | .
| 2017 | 365 | Residential | Water Heating | Water Using Devices | Clothes Washers | 404749.4817 | 254043.5443 | 3043568.406 | 5899.9 | 6162262.4821 | 0 | -13149272.1435 | -3278748.3294 | -0.37429 | 53210.822 | 1929.178 | 2425147.4359 | 2050 | 0.00014765 | -0.48409 | 0.00019747 | -0.64747 | Residential | Water Heating | #VALUE! | 12.5 | 2017ResidentialWater HeatingWater Using DevicesClothes Washers | .
| 2017 | 367 | Residential | Water Heating | Water Using Devices | Showerheads | 3500386.3652 | 1936120.3246 | 32930646.4784 | 162764.45 | 0 | 0 | 0 | 38529917.6182 | 4.3984 | 269355.6035 | 8275.4765 | 1179550.5805 | 14642 | 0.00019367 | 7.4619 | 0.00012477 | 4.8073 | Residential | Water Heating | #VALUE! | 12.5 | 2017ResidentialWater HeatingWater Using DevicesShowerheads | .
| 2017 | 368 | Residential | Whole Bldg/Meter Level | Homes | Built Green Home | 0 | 173862.72 | 0 | 0 | 3381673.3991 | 0 | 0 | 3555536.1191 | 0.40588 | 0 | 108000 | 0 | 0 | 0.00023982 | 0.85269 | 0.00015375 | 0.54665 | Residential | 0 | #VALUE! | 0 | 2017ResidentialWhole Bldg/Meter LevelHomesBuilt Green Home | .
| 2017 | 369 | Residential | Whole Bldg/Meter Level | Homes | EcoRated Home | 0 | 0 | 384198 | 0 | 0 | 0 | 0 | 384198 | 0.043858 | 0 | 0 | 72480 | 0 | 0.00023982 | 0.092138 | 0.00015375 | 0.059069 | Residential | 0 | #VALUE! | 0 | 2017ResidentialWhole Bldg/Meter LevelHomesEcoRated Home | .
| 2017 | 370 | Residential | Whole Bldg/Meter Level | Homes | Energy Star Home | 415933.08 | 171351.99 | 2175135.5079 | 0 | 4621321.9779 | 0 | 0 | 7383742.5559 | 0.84289 | 230100 | 7500 | 345666.3067 | 0 | 0.00023982 | 1.7708 | 0.00015375 | 1.1352 | Residential | 0 | #VALUE! | 0 | 2017ResidentialWhole Bldg/Meter LevelHomesEnergy Star Home | .
| 2017 | 371 | Residential | Whole Bldg/Meter Level | Homes | Montana House | 20042.8 | 7179.14 | 0 | 0 | 0 | 0 | 0 | 27221.94 | 0.0031075 | 8000 | 0 | 0 | 0 | 0.00023982 | 0.0065283 | 0.00015375 | 0.0041853 | Residential | 0 | #VALUE! | 0 | 2017ResidentialWhole Bldg/Meter LevelHomesMontana House | .
| 2017 | 372 | Residential | Whole Bldg/Meter Level | Homes | NEEM Certified Home | 634338.41 | 219789.1394 | 0 | 21186.3 | 1058904.0434 | 0 | -1962695.1565 | -28477.2636 | -0.0032508 | 227200 | 7700 | 0 | 8000 | 0.00023982 | -0.0068294 | 0.00015375 | -0.0043783 | Residential | 0 | #VALUE! | 0 | 2017ResidentialWhole Bldg/Meter LevelHomesNEEM Certified Home | .
| 2017 | 374 | Utility System Efficiency | Utility Distribution System | Conductors | Service Conductor Replacement | 690164.86 | 0 | 0 | 0 | 0 | 0 | 0 | 690164.86 | 0.078786 | 241557.71 | 0 | 0 | 0 | 0.00014176 | 0.097837 | 0.00013735 | 0.094795 | Distribution Efficiency | Distribution Efficiency | #VALUE! | 2.8852 | 2017Utility System EfficiencyUtility Distribution SystemConductorsService Conductor Replacement | .
| 2017 | 394 | Agricultural | Motors/Drives | Pumps and Fans | Motors/Drives Installation on Pump System | 0 | 0 | 0 | 0 | 0 | 0 | 0 | 0 | 0 | 0 | 0 | 0 | 0 | 0.00034247 | 0 | 0.00034247 | 0 | Agricultural | Motors/Drives | #VALUE! | 0.31991 | 2017AgriculturalMotors/DrivesPumps and FansMotors/Drives Installation on Pump System | .
| 2017 | 397 | Industrial | Process Loads | Pumps and Fans | Blower System Improvements | 0 | 0 | 639441 | 0 | 0 | 0 | 0 | 639441 | 0.072996 | 0 | 0 | 141234 | 0 | 0.00012551 | 0.080256 | 0.00012968 | 0.082922 | Industrial | Process Loads | #VALUE! | 1.8004 | 2017IndustrialProcess LoadsPumps and FansBlower System Improvements | .
| 2017 | 398 | Residential | Whole Bldg/Meter Level | Whole Bldg/Meter Level System Improvements | Behavioral | 0 | 0 | 24825701.7898 | 0 | 0 | 0 | 0 | 24825701.7898 | 2.834 | 0 | 0 | 432049.39 | 0 | 0.00023982 | 5.9537 | 0.00015375 | 3.8169 | Residential | Whole Building/Meter Level | #VALUE! | 2.02 | 2017ResidentialWhole Bldg/Meter LevelWhole Bldg/Meter Level System ImprovementsBehavioral | .
| 2017 | 399 | Residential | HVAC | HVAC System | Interactive HVAC System Improvements | 0 | 0 | 2354.1619 | 0 | 0 | 0 | 0 | 2354.1619 | 0.00026874 | 0 | 0 | 800 | 0 | 0.00035039 | 0.00082487 | 0.00029221 | 0.0006879 | Residential | HVAC | #VALUE! | 38.9866 | 2017ResidentialHVACHVAC SystemInteractive HVAC System Improvements | .
| 2017 | 400 | Residential | HVAC | HVAC System | Variable Speed Heat Pumps w/o Duct Sealing | 2238933.1701 | 610894.7327 | 563476.6603 | 0 | 0 | 0 | 0 | 3413304.5632 | 0.38965 | 670765 | 16035 | 111607.7958 | 0 | 0.00035039 | 1.196 | 0.00029221 | 0.99739 | Residential | HVAC | #VALUE! | 38.9866 | 2017ResidentialHVACHVAC SystemVariable Speed Heat Pumps w/o Duct Sealing | .
| 2017 | 402 | Residential | HVAC | Envelope | Insulation | 1174405.8457 | 687478.1337 | 4092029.826 | 124970.8965 | 0 | 0 | 0 | 6078884.7019 | 0.69394 | 953791.0216 | 32984.3594 | 4792349.3532 | 123946.02 | 0.00035039 | 2.13 | 0.00029221 | 1.7763 | Residential | HVAC | #VALUE! | 38.9866 | 2017ResidentialHVACEnvelopeInsulation | .
| 2017 | 419 | Commercial | Motors/Drives | Pumps and Fans | Motors/Drives Installation on Pump System | 0 | 0 | 3087777.3045 | 0 | 3194288.3949 | 0 | 0 | 6282065.6995 | 0.71713 | 0 | 0 | 1019530.75 | 0 | 0.00014107 | 0.8862 | 0.00012829 | 0.80593 | Commercial | Motors/Drives | #VALUE! | 0.5913 | 2017CommercialMotors/DrivesPumps and FansMotors/Drives Installation on Pump System | .
| 2017 | 421 | Industrial | Motors/Drives | Pumps and Fans | Motors/Drives Installation on Pump System | 2059032.901 | 1541976.18 | 23590.3268 | 0 | 0 | 0 | 0 | 3624599.4078 | 0.41377 | 185035.465 | 0 | 3291 | 0 | 0.00012551 | 0.45492 | 0.00012968 | 0.47004 | Industrial | Motors/Drives | #VALUE! | 0 | 2017IndustrialMotors/DrivesPumps and FansMotors/Drives Installation on Pump System | .
| 2017 | 426 | Agricultural | Irrigation | Center Pivot System and Equipment | Unknown | 300930.45 | 0 | 0 | 0 | 0 | 0 | 0 | 300930.45 | 0.034353 | 75232.61 | 0 | 0 | 0 | 2.6494e-06 | 0.00079728 | 0.0003126 | 0.094072 | Agricultural | Irrigation | #VALUE! | 9.0719 | 2017AgriculturalIrrigationCenter Pivot System and EquipmentUnknown | .
| 2017 | 429 | Agricultural | Irrigation | Hardware | Unknown | 0 | 0 | 0 | 102355.9396 | 0 | 0 | 0 | 102355.9396 | 0.011684 | 0 | 0 | 0 | 3000 | 2.6494e-06 | 0.00027118 | 0.0003126 | 0.031997 | Agricultural | Irrigation | #VALUE! | 9.0719 | 2017AgriculturalIrrigationHardwareUnknown | .
| 2017 | 430 | Agricultural | Irrigation | Irrigation System Improvements | Unknown | 405831.19 | 0 | 3295073.53 | 909017.1876 | 0 | 0 | 0 | 4609921.9076 | 0.52625 | 101457.8 | 0 | 784474.25 | 92351 | 2.6494e-06 | 0.012213 | 0.0003126 | 1.4411 | Agricultural | Irrigation | #VALUE! | 9.0719 | 2017AgriculturalIrrigationIrrigation System ImprovementsUnknown | .
| 2017 | 431 | Agricultural | Irrigation | Mainline System and Equipment | Unknown | 544791.16 | 0 | 0 | 0 | 0 | 0 | 0 | 544791.16 | 0.062191 | 85727.22 | 0 | 0 | 0 | 2.6494e-06 | 0.0014434 | 0.0003126 | 0.1703 | Agricultural | Irrigation | #VALUE! | 9.0719 | 2017AgriculturalIrrigationMainline System and EquipmentUnknown | .
| 2017 | 432 | Agricultural | Irrigation | Pumps and Fans | Unknown | 502759.16 | 68757.63 | 20409061.1309 | 0 | 0 | 0 | 0 | 20980577.9209 | 2.395 | 107355.92 | 0 | 1333643.71 | 0 | 2.6494e-06 | 0.055585 | 0.0003126 | 6.5586 | Agricultural | Irrigation | #VALUE! | 9.0719 | 2017AgriculturalIrrigationPumps and FansUnknown | .
| 2017 | 436 | Agricultural | Lighting | Lamps/Ballasts/Fixtures | Unknown | 931180.13 | 1104512.99 | 0 | 0 | 0 | 0 | 0 | 2035693.12 | 0.23239 | 164409.03 | 52688 | 0 | 0 | 0.00034247 | 0.69716 | 0.00034247 | 0.69716 | Agricultural | Lighting | #VALUE! | 1.1269 | 2017AgriculturalLightingLamps/Ballasts/FixturesUnknown | .
| 2017 | 440 | Agricultural | Motors/Drives | Motors | Unknown | 3418.91 | 0 | 0 | 0 | 0 | 0 | 0 | 3418.91 | 0.00039029 | 792.2311 | 0 | 0 | 0 | 0.00034247 | 0.0011709 | 0.00034247 | 0.0011709 | Agricultural | Motors/Drives | #VALUE! | 0.31991 | 2017AgriculturalMotors/DrivesMotorsUnknown | .
| 2017 | 441 | Agricultural | Motors/Drives | Motors/Drives Controls | Unknown | 67603.82 | 0 | 0 | 0 | 0 | 0 | 0 | 67603.82 | 0.0077173 | 16565.3903 | 0 | 0 | 0 | 0.00034247 | 0.023152 | 0.00034247 | 0.023152 | Agricultural | Motors/Drives | #VALUE! | 0.31991 | 2017AgriculturalMotors/DrivesMotors/Drives ControlsUnknown | .
| 2017 | 451 | Agricultural | Refrigeration | Refrigeration System Improvements | Unknown | 0 | 0 | 170178.1514 | 0 | 0 | 0 | 0 | 170178.1514 | 0.019427 | 0 | 0 | 22422.06 | 0 | 0.00034247 | 0.05828 | 0.00034247 | 0.05828 | Agricultural | Refrigeration | #VALUE! | 0 | 2017AgriculturalRefrigerationRefrigeration System ImprovementsUnknown | .
| 2017 | 457 | Commercial | Compressed Air | Compressed Air System Controls | Unknown | 0 | 0 | 4212759.47 | 0 | 0 | 0 | 0 | 4212759.47 | 0.48091 | 0 | 0 | 187066.147 | 0 | 0.00014107 | 0.59428 | 0.00012829 | 0.54046 | Commercial | Compressed Air | #VALUE! | 0.78506 | 2017CommercialCompressed AirCompressed Air System ControlsUnknown | .
| 2017 | 458 | Commercial | Compressed Air | Compressed Air System Improvements | Unknown | 25736.125 | 44565.7344 | 8794050.742 | 0 | 0 | 0 | 0 | 8864352.6014 | 1.0119 | 5147.23 | 8857 | 1309770.7 | 0 | 0.00014107 | 1.2505 | 0.00012829 | 1.1372 | Commercial | Compressed Air | #VALUE! | 0.78506 | 2017CommercialCompressed AirCompressed Air System ImprovementsUnknown | .
| 2017 | 460 | Commercial | Electronics | Computer Technologies | Unknown | 0 | 0 | 55319.72 | 0 | 0 | 0 | 0 | 55319.72 | 0.006315 | 0 | 0 | 11178.42 | 0 | 0.00013422 | 0.0074252 | 0.00010767 | 0.005956 | Commercial | Electronics | #VALUE! | 11.5406 | 2017CommercialElectronicsComputer TechnologiesUnknown | .
| 2017 | 461 | Commercial | Electronics | Plug Load | Unknown | 737395.2307 | 1044468.5722 | 0 | 0 | 0 | 0 | 0 | 1781863.8029 | 0.20341 | 156417 | 95377 | 0 | 0 | 0.00013422 | 0.23917 | 0.00010767 | 0.19185 | Commercial | Electronics | #VALUE! | 11.5406 | 2017CommercialElectronicsPlug LoadUnknown | .
| 2017 | 462 | Commercial | Food Preparation | Cooking | Unknown | 0 | 0 | 594144 | 0 | 0 | 0 | 0 | 594144 | 0.067825 | 0 | 0 | 15000 | 0 | 0.00017223 | 0.10233 | 0.00016217 | 0.09635 | Commercial | Food Preparation | #VALUE! | 0.51482 | 2017CommercialFood PreparationCookingUnknown | .
| 2017 | 463 | Commercial | HVAC | Envelope | Unknown | 598262.6777 | 1223055.4024 | 902223.73 | 0 | 0 | 0 | 0 | 2723541.8101 | 0.31091 | 208698.94 | 344538 | 190854.915 | 0 | 0.00076228 | 2.0761 | 1.3799e-05 | 0.037583 | Commercial | HVAC | #VALUE! | 17.3719 | 2017CommercialHVACEnvelopeUnknown | .
| 2017 | 465 | Commercial | HVAC | HVAC System Controls | Unknown | 1356995.39 | 602242.093 | 13519771.9163 | 0 | 0 | 0 | 0 | 15479009.3993 | 1.767 | 171328.88 | 0 | 2893535.0399 | 0 | 0.00076228 | 11.7993 | 1.3799e-05 | 0.2136 | Commercial | HVAC | #VALUE! | 17.3719 | 2017CommercialHVACHVAC System ControlsUnknown | .
| 2017 | 466 | Commercial | HVAC | HVAC System Improvements | Unknown | 8059847.8195 | 6784005.1469 | 2293547.0569 | 0 | 0 | 0 | 0 | 17137400.0232 | 1.9563 | 1722291.51 | 722974 | 594626.5924 | 0 | 0.00076228 | 13.0635 | 1.3799e-05 | 0.23648 | Commercial | HVAC | #VALUE! | 17.3719 | 2017CommercialHVACHVAC System ImprovementsUnknown | .
| 2017 | 468 | Commercial | Lighting | Lamps/Ballasts/Fixtures | Unknown | 0 | 759888.6309 | 10911016.7091 | 5640097.86 | 0 | 0 | 0 | 17311003.1999 | 1.9761 | 0 | 120685.9003 | 1427226.3119 | 1164932.57 | 0.00017719 | 3.0673 | 0.00015191 | 2.6296 | Commercial | Lighting | #VALUE! | 31.7987 | 2017CommercialLightingLamps/Ballasts/FixturesUnknown | .
| 2017 | 469 | Commercial | Lighting | Lighting Controls | Unknown | 0 | 0 | 1508660.5315 | 0 | 434855.5459 | 0 | 0 | 1943516.0774 | 0.22186 | 0 | 0 | 179599 | 0 | 0.00017719 | 0.34436 | 0.00015191 | 0.29523 | Commercial | Lighting | #VALUE! | 31.7987 | 2017CommercialLightingLighting ControlsUnknown | .
| 2017 | 470 | Commercial | Lighting | Signs and Signals | Unknown | 0 | 0 | 60008.5309 | 0 | 0 | 0 | 0 | 60008.5309 | 0.0068503 | 0 | 0 | 15746 | 0 | 0.00023298 | 0.013981 | 0 | 0 | Commercial | Lighting | #VALUE! | 31.7987 | 2017CommercialLightingSigns and SignalsUnknown | .
| 2017 | 473 | Commercial | Motors/Drives | Motors/Drives Controls | Unknown | 59215.23 | 0 | 2858 | 0 | 0 | 0 | 0 | 62073.23 | 0.007086 | 11843.05 | 0 | 236.25 | 0 | 0.00014107 | 0.0087565 | 0.00012829 | 0.0079634 | Commercial | Motors/Drives | #VALUE! | 0.5913 | 2017CommercialMotors/DrivesMotors/Drives ControlsUnknown | .
| 2017 | 474 | Commercial | Motors/Drives | Pumps and Fans | Unknown | 0 | 31063.511 | 930726 | 0 | 0 | 0 | 0 | 961789.511 | 0.10979 | 0 | 0 | 391733.63 | 0 | 0.00014107 | 0.13568 | 0.00012829 | 0.12339 | Commercial | Motors/Drives | #VALUE! | 0.5913 | 2017CommercialMotors/DrivesPumps and FansUnknown | .
| 2017 | 475 | Commercial | Process Loads | Elevators | Unknown | 0 | 6951.2294 | 0 | 0 | 0 | 0 | 0 | 6951.2294 | 0.00079352 | 0 | 1466 | 0 | 0 | 0.00014107 | 0.00098059 | 0.00012829 | 0.00089177 | Commercial | Process Loads | #VALUE! | 2.41 | 2017CommercialProcess LoadsElevatorsUnknown | .
| 2017 | 477 | Commercial | Process Loads | Heat Recovery | Unknown | 0 | 0 | 1024509.289 | 0 | 0 | 0 | 0 | 1024509.289 | 0.11695 | 0 | 0 | 294202 | 0 | 0.00014107 | 0.14453 | 0.00012829 | 0.13143 | Commercial | Process Loads | #VALUE! | 2.41 | 2017CommercialProcess LoadsHeat RecoveryUnknown | .
| 2017 | 478 | Commercial | Process Loads | Process Loads System Controls | Unknown | 2648.97 | 0 | 0 | 0 | 0 | 0 | 0 | 2648.97 | 0.00030239 | 715.22 | 0 | 0 | 0 | 0.00014107 | 0.00037368 | 0.00012829 | 0.00033984 | Commercial | Process Loads | #VALUE! | 2.41 | 2017CommercialProcess LoadsProcess Loads System ControlsUnknown | .
| 2017 | 479 | Commercial | Process Loads | Process Loads System Improvements | Unknown | 0 | 0 | 5305430.3733 | 0 | 0 | 0 | 0 | 5305430.3733 | 0.60564 | 0 | 0 | 1889277.0498 | 0 | 0.00014107 | 0.74843 | 0.00012829 | 0.68063 | Commercial | Process Loads | #VALUE! | 2.41 | 2017CommercialProcess LoadsProcess Loads System ImprovementsUnknown | .
| 2017 | 484 | Commercial | Refrigeration | Refrigeration System Controls | Unknown | 0 | 0 | 690873.9513 | 0 | 0 | 0 | 0 | 690873.9513 | 0.078867 | 0 | 0 | 84626.04 | 0 | 0.0001159 | 0.08007 | 0.00012882 | 0.088997 | Commercial | Refrigeration | #VALUE! | 6.4035 | 2017CommercialRefrigerationRefrigeration System ControlsUnknown | .
| 2017 | 485 | Commercial | Refrigeration | Refrigeration System Improvements | Unknown | 411731.3414 | 106899.964 | 9765688.9582 | 245595.3371 | 0 | 0 | 0 | 10529915.6007 | 1.202 | 87086.83 | 0 | 1612616.14 | 59261.67 | 0.0001159 | 1.2204 | 0.00012882 | 1.3564 | Commercial | Refrigeration | #VALUE! | 6.4035 | 2017CommercialRefrigerationRefrigeration System ImprovementsUnknown | .
| 2017 | 487 | Commercial | Water Heating | Pool System Improvements | Unknown | 20329.13 | 0 | 0 | 0 | 0 | 0 | 0 | 20329.13 | 0.0023207 | 655.9 | 0 | 0 | 0 | 0.00017243 | 0.0035053 | 0.00012478 | 0.0025366 | Commercial | Water Heating | #VALUE! | 0.70104 | 2017CommercialWater HeatingPool System ImprovementsUnknown | .
| 2017 | 488 | Commercial | Water Heating | System Efficiency Improvements | Unknown | 168893.9366 | 213271.0042 | 0 | 0 | 0 | 0 | 0 | 382164.9408 | 0.043626 | 41800 | 46682 | 0 | 0 | 0.00017243 | 0.065896 | 0.00012478 | 0.047686 | Commercial | Water Heating | #VALUE! | 0.70104 | 2017CommercialWater HeatingSystem Efficiency ImprovementsUnknown | .
| 2017 | 492 | Commercial | Whole Bldg/Meter Level | Whole Bldg/Meter Level System Improvements | Unknown | 783100.6003 | 403916.16 | 0 | 0 | 0 | 0 | 0 | 1187016.7604 | 0.1355 | 123521 | 63511 | 0 | 0 | 0.00024448 | 0.2902 | 0.00016318 | 0.19369 | Commercial | 0 | #VALUE! | 0 | 2017CommercialWhole Bldg/Meter LevelWhole Bldg/Meter Level System ImprovementsUnknown | .
| 2017 | 494 | Industrial | Compressed Air | Compressed Air System Improvements | Unknown | 3035600.0891 | 805556.1673 | 102995.0904 | 245249.2088 | 0 | 0 | 0 | 4189400.5556 | 0.47824 | 479702.7853 | 53197 | 13272.17 | 25761 | 0.00012551 | 0.52581 | 0.00012968 | 0.54328 | Industrial | Compressed Air | #VALUE! | 1.0995 | 2017IndustrialCompressed AirCompressed Air System ImprovementsUnknown | .
| 2017 | 499 | Industrial | Facility Distribution System | Transformers | Unknown | 0 | 0 | 223117.4 | 0 | 0 | 0 | 0 | 223117.4 | 0.02547 | 0 | 0 | 1575 | 0 | 0.00012551 | 0.028003 | 0.00012968 | 0.028934 | Industrial | 0 | #VALUE! | 0 | 2017IndustrialFacility Distribution SystemTransformersUnknown | .
| 2017 | 501 | Industrial | HVAC | Envelope | Unknown | 2170.214 | 0 | 11002.7263 | 0 | 0 | 0 | 0 | 13172.9403 | 0.0015038 | 759.58 | 0 | 3101 | 0 | 0.00012551 | 0.0016533 | 0.00012968 | 0.0017083 | Industrial | HVAC | #VALUE! | 0 | 2017IndustrialHVACEnvelopeUnknown | .
| 2017 | 503 | Industrial | HVAC | HVAC System Controls | Unknown | 0 | 0 | 3852918.29 | 0 | 0 | 0 | 0 | 3852918.29 | 0.43983 | 0 | 0 | 471883.06 | 0 | 0.00012551 | 0.48358 | 0.00012968 | 0.49964 | Industrial | HVAC | #VALUE! | 0 | 2017IndustrialHVACHVAC System ControlsUnknown | .
| 2017 | 504 | Industrial | HVAC | HVAC System Improvements | Unknown | 577580.2265 | 9195188.158 | 3282682.2 | 0 | 0 | 0 | 0 | 13055450.5845 | 1.4903 | 122420.8014 | 136690.32 | 368163.5 | 0 | 0.00012551 | 1.6386 | 0.00012968 | 1.693 | Industrial | HVAC | #VALUE! | 0 | 2017IndustrialHVACHVAC System ImprovementsUnknown | .
| 2017 | 506 | Industrial | Lighting | Lamps/Ballasts/Fixtures | Unknown | 19887407.06 | 8696710.99 | 1364818.7624 | 0 | 0 | 0 | 0 | 29948936.8124 | 3.4188 | 2154679.96 | 0 | 125469.14 | 0 | 0.00012551 | 3.7589 | 0.00012968 | 3.8838 | Industrial | Lighting | #VALUE! | 7.0399 | 2017IndustrialLightingLamps/Ballasts/FixturesUnknown | .
| 2017 | 507 | Industrial | Lighting | Lighting Controls | Unknown | 0 | 0 | 809660.64 | 0 | 0 | 0 | 0 | 809660.64 | 0.092427 | 0 | 0 | 102998 | 0 | 0.00012551 | 0.10162 | 0.00012968 | 0.105 | Industrial | Lighting | #VALUE! | 7.0399 | 2017IndustrialLightingLighting ControlsUnknown | .
| 2017 | 511 | Industrial | Motors/Drives | Motors/Drives Controls | Unknown | 79113.58 | 0 | 0 | 0 | 0 | 0 | 0 | 79113.58 | 0.0090312 | 19778.4 | 0 | 0 | 0 | 0.00012551 | 0.0099295 | 0.00012968 | 0.010259 | Industrial | Motors/Drives | #VALUE! | 0 | 2017IndustrialMotors/DrivesMotors/Drives ControlsUnknown | .
| 2017 | 512 | Industrial | Motors/Drives | Pumps and Fans | Unknown | 2977009.0782 | 1949724.3008 | 0 | 0 | 0 | 0 | 0 | 4926733.379 | 0.56241 | 242526.0727 | 0 | 0 | 0 | 0.00012551 | 0.61835 | 0.00012968 | 0.6389 | Industrial | Motors/Drives | #VALUE! | 0 | 2017IndustrialMotors/DrivesPumps and FansUnknown | .
| 2017 | 513 | Industrial | Process Loads | Heat Recovery | Unknown | 198681.53 | 77265.05 | 0 | 0 | 0 | 0 | 0 | 275946.58 | 0.031501 | 49670.38 | 0 | 0 | 0 | 0.00012551 | 0.034634 | 0.00012968 | 0.035785 | Industrial | Process Loads | #VALUE! | 1.8004 | 2017IndustrialProcess LoadsHeat RecoveryUnknown | .
| 2017 | 514 | Industrial | Process Loads | Process Loads System Controls | Unknown | 638674.47 | 0 | 3925221.69 | 0 | 0 | 0 | 0 | 4563896.16 | 0.52099 | 159668.61 | 0 | 732426 | 0 | 0.00012551 | 0.57281 | 0.00012968 | 0.59184 | Industrial | Process Loads | #VALUE! | 1.8004 | 2017IndustrialProcess LoadsProcess Loads System ControlsUnknown | .
| 2017 | 515 | Industrial | Process Loads | Process Loads System Improvements | Unknown | 1422149.234 | 24230331.4381 | 49093022.11 | 367872 | 0 | 0 | 0 | 75113374.7821 | 8.5746 | 274010.8477 | 595541 | 1102606.99 | 59686 | 0.00012551 | 9.4274 | 0.00012968 | 9.7407 | Industrial | Process Loads | #VALUE! | 1.8004 | 2017IndustrialProcess LoadsProcess Loads System ImprovementsUnknown | .
| 2017 | 516 | Industrial | Process Loads | Pumps and Fans | Unknown | 667454.348 | 945041.13 | 0 | 0 | 0 | 0 | 0 | 1612495.478 | 0.18407 | 155206.04 | 0 | 0 | 0 | 0.00012551 | 0.20238 | 0.00012968 | 0.20911 | Industrial | Process Loads | #VALUE! | 1.8004 | 2017IndustrialProcess LoadsPumps and FansUnknown | .
| 2017 | 517 | Industrial | Process Loads | Wastewater System Improvements | Unknown | 0 | 0 | 3587445.9 | 0 | 0 | 0 | 0 | 3587445.9 | 0.40953 | 0 | 0 | 174562.04 | 0 | 0.00012551 | 0.45026 | 0.00012968 | 0.46522 | Industrial | Process Loads | #VALUE! | 1.8004 | 2017IndustrialProcess LoadsWastewater System ImprovementsUnknown | .
| 2017 | 518 | Industrial | Refrigeration | Heat Recovery | Unknown | 456719.985 | 0 | 0 | 0 | 0 | 0 | 0 | 456719.985 | 0.052137 | 77642.4 | 0 | 0 | 0 | 0.00012551 | 0.057323 | 0.00012968 | 0.059227 | Industrial | Low & Med Temp Refr | #VALUE! | 6.2475 | 2017IndustrialRefrigerationHeat RecoveryUnknown | .
| 2017 | 519 | Industrial | Refrigeration | Packaged Refrigeration | Unknown | 306305.59 | 0 | 0 | 0 | 0 | 0 | 0 | 306305.59 | 0.034966 | 45945.8346 | 0 | 0 | 0 | 0.00012551 | 0.038444 | 0.00012968 | 0.039722 | Industrial | Low & Med Temp Refr | #VALUE! | 6.2475 | 2017IndustrialRefrigerationPackaged RefrigerationUnknown | .
| 2017 | 520 | Industrial | Refrigeration | Pumps and Fans | Unknown | 650372.899 | 0 | 0 | 0 | 0 | 0 | 0 | 650372.899 | 0.074243 | 63224.1182 | 0 | 0 | 0 | 0.00012551 | 0.081628 | 0.00012968 | 0.08434 | Industrial | Low & Med Temp Refr | #VALUE! | 6.2475 | 2017IndustrialRefrigerationPumps and FansUnknown | .
| 2017 | 521 | Industrial | Refrigeration | Refrigeration System Controls | Unknown | 3299425.21 | 59904.47 | 2193196.83 | 0 | 0 | 0 | 0 | 5552526.51 | 0.63385 | 310921.2394 | 0 | 370545 | 0 | 0.00012551 | 0.69689 | 0.00012968 | 0.72005 | Industrial | Low & Med Temp Refr | #VALUE! | 6.2475 | 2017IndustrialRefrigerationRefrigeration System ControlsUnknown | .
| 2017 | 522 | Industrial | Refrigeration | Refrigeration System Improvements | Unknown | 5356567.5097 | 632640.7804 | 2632431.0709 | 0 | 0 | 0 | 0 | 8621639.3609 | 0.98421 | 773350.9397 | 28622 | 259491.28 | 0 | 0.00012551 | 1.0821 | 0.00012968 | 1.118 | Industrial | Low & Med Temp Refr | #VALUE! | 6.2475 | 2017IndustrialRefrigerationRefrigeration System ImprovementsUnknown | .
| 2017 | 527 | Industrial | Whole Bldg/Meter Level | Whole Bldg/Meter Level System Improvements | Unknown | 45517255.65 | 403898.69 | 10071167.7 | 0 | 0 | 0 | 0 | 55992322.04 | 6.3918 | 4155940.64 | 0 | 87158.06 | 0 | 0.00012551 | 7.0275 | 0.00012968 | 7.2611 | Industrial | 0 | #VALUE! | 0 | 2017IndustrialWhole Bldg/Meter LevelWhole Bldg/Meter Level System ImprovementsUnknown | .
| 2017 | 529 | Residential | Electronics | Entertainment | Unknown | 0 | 0 | 0 | 0 | 420831.8691 | 0 | 0 | 420831.8691 | 0.04804 | 0 | 0 | 0 | 0 | 0.00021383 | 0.089988 | 0.0001722 | 0.072468 | Residential | Electronics | #VALUE! | 6.4452 | 2017ResidentialElectronicsEntertainmentUnknown | .
| 2017 | 530 | Residential | Electronics | Plug Load | Unknown | 0 | 0 | 0 | 0 | 3967494.649 | 0 | 0 | 3967494.649 | 0.45291 | 0 | 0 | 0 | 0 | 0.00021383 | 0.84838 | 0.0001722 | 0.68321 | Residential | Electronics | #VALUE! | 6.4452 | 2017ResidentialElectronicsPlug LoadUnknown | .
| 2017 | 532 | Residential | HVAC | Envelope | Unknown | 0 | 0 | 1400647.6012 | 0 | 0 | 0 | 0 | 1400647.6012 | 0.15989 | 0 | 0 | 7038.9474 | 1168 | 0.00035039 | 0.49077 | 0.00029221 | 0.40928 | Residential | HVAC | #VALUE! | 38.9866 | 2017ResidentialHVACEnvelopeUnknown | .
| 2017 | 534 | Residential | HVAC | HVAC System | Unknown | 0 | 2968408.6114 | 264060.1259 | 0 | 133093.7777 | 0 | 0 | 3365562.5151 | 0.3842 | 0 | 0 | 102587 | 0 | 0.00035039 | 1.1793 | 0.00029221 | 0.98344 | Residential | HVAC | #VALUE! | 38.9866 | 2017ResidentialHVACHVAC SystemUnknown | .
| 2017 | 535 | Residential | Lighting | Lamps/Fixtures | Unknown | 0 | 0 | 6178364.606 | 0 | 0 | 0 | 0 | 6178364.606 | 0.70529 | 0 | 0 | 1168993 | 0 | 0.00026149 | 1.6156 | 8.4631e-05 | 0.52288 | Residential | Lighting | #VALUE! | 27.2 | 2017ResidentialLightingLamps/FixturesUnknown | .
| 2017 | 541 | Residential | Water Heating | Water Heaters | Unknown | 0 | 0 | 0 | 16203 | 118406.3472 | 0 | 0 | 134609.3472 | 0.015366 | 0 | 0 | 0 | 2917 | 0.00019367 | 0.026069 | 0.00012477 | 0.016795 | Residential | Water Heating | #VALUE! | 12.5 | 2017ResidentialWater HeatingWater HeatersUnknown | .
| 2017 | 542 | Residential | Water Heating | Water Using Devices | Unknown | 0 | 0 | 3137249.7349 | 0 | 0 | 0 | 0 | 3137249.7349 | 0.35813 | 0 | 0 | 159268 | 0 | 0.00019367 | 0.60758 | 0.00012477 | 0.39143 | Residential | Water Heating | #VALUE! | 12.5 | 2017ResidentialWater HeatingWater Using DevicesUnknown | .
| 2017 | 543 | Residential | Whole Bldg/Meter Level | Homes | Unknown | 60080.05 | 0 | 5432466.5486 | 0 | 8822823.5527 | 0 | 0 | 14315370.1513 | 1.6342 | 22500 | 0 | 3800413.25 | 0 | 0.00023982 | 3.4331 | 0.00015375 | 2.2009 | Residential | 0 | #VALUE! | 0 | 2017ResidentialWhole Bldg/Meter LevelHomesUnknown | .
| 2017 | 544 | Residential | Whole Bldg/Meter Level | Whole Bldg/Meter Level System Improvements | Unknown | 0 | 8324110.341 | 299952.848 | 0 | 0 | 0 | 0 | 8624063.189 | 0.98448 | 0 | 0 | 71514 | 0 | 0.00023982 | 2.0682 | 0.00015375 | 1.3259 | Residential | 0 | #VALUE! | 0 | 2017ResidentialWhole Bldg/Meter LevelWhole Bldg/Meter Level System ImprovementsUnknown | .
| 2017 | 546 | Utility System Efficiency | Utility Distribution System | Conductors | Unknown | 85000.43 | 0 | 0 | 0 | 0 | 0 | 0 | 85000.43 | 0.0097032 | 29750.15 | 0 | 0 | 0 | 0.00014176 | 0.01205 | 0.00013735 | 0.011675 | Distribution Efficiency | Distribution Efficiency | #VALUE! | 2.8852 | 2017Utility System EfficiencyUtility Distribution SystemConductorsUnknown | .
| 2017 | 558 | Utility System Efficiency | Utility Transmission System | Voltage Management | Unknown | 242086.37 | 4152852.48 | 0 | 0 | 0 | 0 | 0 | 4394938.85 | 0.50171 | 43937.64 | 0 | 0 | 0 | 0.00014176 | 0.62302 | 0.00013735 | 0.60365 | Distribution Efficiency | Distribution Efficiency | #VALUE! | 2.8852 | 2017Utility System EfficiencyUtility Transmission SystemVoltage ManagementUnknown | .
| 2017 | 559 | Agricultural | Unknown | Unknown | Unknown | 0 | -68757.63 | 0 | 0 | 0 | 0 | 0 | -68757.63 | -0.007849 | 0 | 0 | 0 | 0 | 2.6494e-06 | -0.00018216 | 0.0003126 | -0.021494 | Agricultural | 0 | #VALUE! | 0 | 2017AgriculturalUnknownUnknownUnknown | .
| 2017 | 560 | Commercial | Unknown | Unknown | Unknown | 7526346.8326 | -2340447.4034 | 19653036.0387 | 0 | 0 | 0 | 0 | 24838935.4679 | 2.8355 | 11661 | 158491 | 2231550.8524 | 0 | 0.00024448 | 6.0726 | 0.00016318 | 4.0532 | Commercial | 0 | #VALUE! | 0 | 2017CommercialUnknownUnknownUnknown | .
| 2017 | 561 | Industrial | Unknown | Unknown | Unknown | 3617513.941 | -7871553 | 5402933.52 | 0 | 0 | 0 | 0 | 1148894.461 | 0.13115 | 0 | 0 | 108178 | 0 | 0.00012551 | 0.1442 | 0.00012968 | 0.14899 | Industrial | 0 | #VALUE! | 0 | 2017IndustrialUnknownUnknownUnknown | .
| 2017 | 563 | Residential | Unknown | Unknown | Unknown | 1429466.02 | -1915770.0382 | 3669996.2677 | 6348 | 0 | 0 | 0 | 3190040.2496 | 0.36416 | 0 | 0 | 6800 | 79018.27 | 0.00023982 | 0.76503 | 0.00015375 | 0.49046 | Residential | 0 | #VALUE! | 0 | 2017ResidentialUnknownUnknownUnknown | .
| 2017 | 571 | Agricultural | Irrigation | Unknown | Unknown | 0 | 0 | 56387.6774 | 0 | 0 | 0 | 0 | 56387.6774 | 0.0064369 | 0 | 0 | 0 | 0 | 2.6494e-06 | 0.00014939 | 0.0003126 | 0.017627 | Agricultural | Irrigation | #VALUE! | 9.0719 | 2017AgriculturalIrrigationUnknownUnknown | .
| 2017 | 572 | Agricultural | Irrigation | Irrigation System Improvements | Irrigation System Control Improvements (VFD) | 117060.71 | 0 | 643230.9055 | 280946.9109 | 0 | 0 | 0 | 1041238.5264 | 0.11886 | 31606.39 | 0 | 83175.1 | 8576 | 2.6494e-06 | 0.0027586 | 0.0003126 | 0.32549 | Agricultural | Irrigation | #VALUE! | 9.0719 | 2017AgriculturalIrrigationIrrigation System ImprovementsIrrigation System Control Improvements (VFD) | .
| 2017 | 574 | Commercial | HVAC | HVAC System Improvements | Fan System Improvements | 0 | 396436.01 | 58444 | 156881.3184 | 0 | 0 | 0 | 611761.3284 | 0.069836 | 0 | 0 | 8924.3 | 17271 | 0.00076228 | 0.46633 | 1.3799e-05 | 0.0084419 | Commercial | HVAC | #VALUE! | 17.3719 | 2017CommercialHVACHVAC System ImprovementsFan System Improvements | .
| 2017 | 575 | Commercial | HVAC | HVAC System Improvements | Pump System Improvements | 23780.75 | 0 | 0 | 0 | 0 | 0 | 0 | 23780.75 | 0.0027147 | 4756.15 | 0 | 0 | 0 | 0.00076228 | 0.018128 | 1.3799e-05 | 0.00032816 | Commercial | HVAC | #VALUE! | 17.3719 | 2017CommercialHVACHVAC System ImprovementsPump System Improvements | .
| 2017 | 578 | Commercial | Lighting | Lamps/Ballasts/Fixtures | LED Exterior General Area | 93815.397 | 79879.8792 | 94111416.1713 | 7452 | 0 | 0 | 0 | 94292563.4475 | 10.764 | 17090.62 | 7429.3 | 16474381.4848 | 890.35 | 0.00017719 | 16.7073 | 0.00015191 | 14.3236 | Commercial | Lighting | #VALUE! | 31.7987 | 2017CommercialLightingLamps/Ballasts/FixturesLED Exterior General Area | .
| 2017 | 579 | Commercial | Lighting | Lamps/Ballasts/Fixtures | LED Other | 0 | 2990.46 | 14109317.029 | 0 | 0 | 0 | 0 | 14112307.489 | 1.611 | 0 | 500 | 2499374.4484 | 0 | 0.00017719 | 2.5005 | 0.00015191 | 2.1437 | Commercial | Lighting | #VALUE! | 31.7987 | 2017CommercialLightingLamps/Ballasts/FixturesLED Other | .
| 2017 | 580 | Commercial | Lighting | Lamps/Ballasts/Fixtures | LED Screw-In/Small Fixtures | 0 | 0 | 36940147.9169 | 0 | 0 | 0 | 0 | 36940147.9169 | 4.2169 | 0 | 0 | 3981241.15 | 0 | 0.00017719 | 6.5453 | 0.00015191 | 5.6114 | Commercial | Lighting | #VALUE! | 31.7987 | 2017CommercialLightingLamps/Ballasts/FixturesLED Screw-In/Small Fixtures | .
| 2017 | 581 | Commercial | Lighting | Lamps/Ballasts/Fixtures | LED Tubes and Troffers | 0 | 0 | 11125085.19 | 0 | 0 | 0 | 0 | 11125085.19 | 1.27 | 0 | 0 | 2891947.43 | 0 | 0.00017719 | 1.9712 | 0.00015191 | 1.69 | Commercial | Lighting | #VALUE! | 31.7987 | 2017CommercialLightingLamps/Ballasts/FixturesLED Tubes and Troffers | .
| 2017 | 582 | Commercial | Lighting | Lamps/Ballasts/Fixtures | Linear Fluorescent High Bay | 0 | 0 | 830254.34 | 0 | 0 | 0 | 0 | 830254.34 | 0.094778 | 0 | 0 | 174425.18 | 0 | 0.00017719 | 0.14711 | 0.00015191 | 0.12612 | Commercial | Lighting | #VALUE! | 31.7987 | 2017CommercialLightingLamps/Ballasts/FixturesLinear Fluorescent High Bay | .
| 2017 | 583 | Commercial | Lighting | Lamps/Ballasts/Fixtures | Linear LED | 0 | 192995.543 | 43020559.5317 | 0 | 0 | 0 | 0 | 43213555.0747 | 4.9331 | 0 | 22195 | 4603753.91 | 0 | 0.00017719 | 7.6568 | 0.00015191 | 6.5644 | Commercial | Lighting | #VALUE! | 31.7987 | 2017CommercialLightingLamps/Ballasts/FixturesLinear LED | .
| 2017 | 586 | Commercial | Lighting | Lamps/Ballasts/Fixtures | T8 Linear Fluorescents | 0 | 0 | 3412952.5842 | 0 | 0 | 0 | 0 | 3412952.5842 | 0.38961 | 0 | 0 | 600501.33 | 0 | 0.00017719 | 0.60473 | 0.00015191 | 0.51845 | Commercial | Lighting | #VALUE! | 31.7987 | 2017CommercialLightingLamps/Ballasts/FixturesT8 Linear Fluorescents | .
| 2017 | 587 | Commercial | Lighting | Signs and Signals | LED Street Lighting | 0 | 2946129.3 | 14898157.2881 | 0 | 0 | 0 | 0 | 17844286.5881 | 2.037 | 0 | 0 | 2065911.35 | 0 | 0.00023298 | 4.1573 | 0 | 0 | Commercial | Lighting | #VALUE! | 31.7987 | 2017CommercialLightingSigns and SignalsLED Street Lighting | .
| 2017 | 588 | Residential | Electronics | Plug Load | Clothes Dryers | 262968.5307 | 195830.9363 | 178219.3056 | 0 | 9365997.8549 | 0 | -4589093.8138 | 5413922.8138 | 0.61803 | 51563.0929 | 1461.9071 | 249150 | 0 | 0.00040029 | 2.1671 | 0.0003184 | 1.7238 | Residential | 0 | #VALUE! | 0 | 2017ResidentialElectronicsPlug LoadClothes Dryers | .
| 2017 | 590 | Residential | Electronics | Computer Technologies | Computer | 0 | 0 | 0 | 0 | 9160712.6948 | 0 | -2916084.263 | 6244628.4318 | 0.71286 | 0 | 0 | 0 | 0 | 0.00014549 | 0.90851 | 0.00013343 | 0.83324 | Residential | Electronics | #VALUE! | 6.4452 | 2017ResidentialElectronicsComputer TechnologiesComputer | .
| 2017 | 593 | Commercial | Water Heating | Water Heaters | Heat Pump Water Heaters | 12724.54 | 0 | 16069.3 | 0 | 0 | 0 | 0 | 28793.84 | 0.003287 | 4000 | 0 | 4000 | 0 | 0.00017243 | 0.0049649 | 0.00012478 | 0.0035929 | Commercial | Water Heating | #VALUE! | 0.70104 | 2017CommercialWater HeatingWater HeatersHeat Pump Water Heaters | .
| 2017 | 594 | Residential | Water Heating | Water Using Devices | Thermostatic Shut-off Valves | 240755.2 | 368787.02 | 0 | 0 | 0 | 0 | 0 | 609542.22 | 0.069582 | 44262.148 | 37012.852 | 0 | 0 | 0.00019367 | 0.11805 | 0.00012477 | 0.076052 | Residential | Water Heating | #VALUE! | 12.5 | 2017ResidentialWater HeatingWater Using DevicesThermostatic Shut-off Valves | .
| 2017 | 595 | Industrial | Whole Bldg/Meter Level | Whole Bldg/Meter Level System Improvements | Strategic Energy Management | 0 | 0 | 16868900 | 0 | 0 | 0 | 0 | 16868900 | 1.9257 | 0 | 0 | 338282.25 | 0 | 0.00012551 | 2.1172 | 0.00012968 | 2.1876 | Industrial | Energy Management | #VALUE! | 19.2582 | 2017IndustrialWhole Bldg/Meter LevelWhole Bldg/Meter Level System ImprovementsStrategic Energy Management | .
| 2017 | 597 | Residential | Water Heating | Water Using Devices | Aerators | 0 | 0 | 2410437.87 | 0 | 0 | 0 | 0 | 2410437.87 | 0.27516 | 0 | 0 | 38014.21 | 0 | 0.00019367 | 0.46682 | 0.00012477 | 0.30075 | Residential | Water Heating | #VALUE! | 12.5 | 2017ResidentialWater HeatingWater Using DevicesAerators | .
| 2017 | 598 | Commercial | Lighting | Lamps/Ballasts/Fixtures | Fluorescent Lamps | 0 | 0 | 381631.18 | 0 | 2897483.5312 | 0 | 0 | 3279114.7112 | 0.37433 | 0 | 0 | 26208 | 0 | 0.00017719 | 0.58101 | 0.00015191 | 0.49812 | Commercial | Lighting | #VALUE! | 31.7987 | 2017CommercialLightingLamps/Ballasts/FixturesFluorescent Lamps | .
| 2017 | 599 | Commercial | Lighting | Lamps/Ballasts/Fixtures | LED High Bay | 0 | 0 | 9860061.17 | 0 | 0 | 0 | 0 | 9860061.17 | 1.1256 | 0 | 0 | 1586459.25 | 0 | 0.00012551 | 1.2375 | 0.00012968 | 1.2786 | Commercial | Lighting | #VALUE! | 31.7987 | 2017CommercialLightingLamps/Ballasts/FixturesLED High Bay | .
| 2017 | 600 | Industrial | Lighting | Lamps/Ballasts/Fixtures | LED High Bay | 0 | 0 | 17107567.53 | 0 | 0 | 0 | 0 | 17107567.53 | 1.9529 | 0 | 0 | 3301667 | 0 | 0.00012551 | 2.1472 | 0.00012968 | 2.2185 | Industrial | Lighting | #VALUE! | 7.0399 | 2017IndustrialLightingLamps/Ballasts/FixturesLED High Bay | .
| 2017 | 601 | Industrial | Lighting | Lamps/Ballasts/Fixtures | Linear Fluorescent High Bay | 0 | 0 | 80761.38 | 0 | 0 | 0 | 0 | 80761.38 | 0.0092193 | 0 | 0 | 17220 | 0 | 0.00012551 | 0.010136 | 0.00012968 | 0.010473 | Industrial | Lighting | #VALUE! | 10.0437 | 2017IndustrialLightingLamps/Ballasts/FixturesLinear Fluorescent High Bay | .
| 2017 | 602 | Commercial | HVAC | HVAC System Improvements | Package Terminal Heat Pumps | 0 | 0 | 4140421.5 | 0 | 0 | 0 | 0 | 4140421.5 | 0.47265 | 0 | 0 | 374550 | 0 | 0.00076228 | 3.1562 | 1.3799e-05 | 0.057135 | Commercial | HVAC | #VALUE! | 17.0313 | 2017CommercialHVACHVAC System ImprovementsPackage Terminal Heat Pumps | .
| 2017 | 603 | Commercial | Whole Bldg/Meter Level | Whole Bldg/Meter Level System Improvements | Strategic Energy Management | 0 | 0 | 6616154 | 0 | 0 | 0 | 0 | 6616154 | 0.75527 | 0 | 0 | 242708.65 | 0 | 0.00024448 | 1.6175 | 0.00016318 | 1.0796 | Commercial | HVAC | #VALUE! | 17.0313 | 2017CommercialWhole Bldg/Meter LevelWhole Bldg/Meter Level System ImprovementsStrategic Energy Management | .
| 2017 | 604 | Commercial | HVAC | HVAC System Controls | Vent Hood VFD | 0 | 0 | 365872.22 | 0 | 0 | 0 | 0 | 365872.22 | 0.041766 | 0 | 0 | 133020 | 0 | 0.00017719 | 0.064827 | 0.00015191 | 0.055578 | Commercial | HVAC | #VALUE! | 17.3719 | 2017CommercialHVACHVAC System ControlsVent Hood VFD | .
| 2017 | n/a | Non-Residential | Lighting | Market Adjustment | Market Adjustment | 0 | 0 | 0 | 0 | 0 | 0 | -156875564.4611 | -156875564.4611 | -17.9082 | 0 | 0 | 0 | 0 | 0.00017719 | -27.7961 | 0.00015191 | -23.8303 | Commercial | Lighting | #VALUE! | 22.7938 | 2017Non-ResidentialLightingMarket AdjustmentMarket Adjustment | .
| 2017 | n/a | Non-Residential | Lighting | Momentum Savings | Momentum Savings | 0 | 0 | 0 | 0 | 0 | 153814631.4254 | 0 | 153814631.4254 | 17.5587 | 0 | 0 | 0 | 0 | 0.00035039 | 53.8948 | 0.00029221 | 44.9457 | Commercial | Lighting | #VALUE! | 31.7987 | 2017Non-ResidentialLightingMomentum SavingsMomentum Savings | .
| 2017 | n/a | Residential | HVAC | Market Adjustment | Market Adjustment | 0 | 0 | 0 | 0 | 0 | 0 | 6298757 | 6298757 | 0.71904 | 0 | 0 | 0 | 0 | 0.00035039 | 2.207 | 0.00029221 | 1.8405 | Residential | HVAC | #VALUE! | 37.0774 | 2017ResidentialHVACMarket AdjustmentMarket Adjustment | .
| 2017 | n/a | Residential | HVAC | Momentum Savings | Momentum Savings | 0 | 0 | 0 | 0 | 0 | 86991518 | 0 | 86991518 | 9.9305 | 0 | 0 | 0 | 0 | 0.00035039 | 30.4808 | 0.00029221 | 25.4195 | Residential | HVAC | #VALUE! | 40.9506 | 2017ResidentialHVACMomentum SavingsMomentum Savings | .
| 2018 | 2 | Commercial | HVAC | HVAC System Improvements | Rooftop Units | 21149.78 | 11084.99 | 510532.9825 | 0 | 28377160.444 | 0 | 0 | 28919928.1965 | 3.3014 | 4229.96 | 2217 | 214020.5 | 0 | 0.00076228 | 22.045 | 1.3799e-05 | 0.39907 | Commercial | HVAC | #VALUE! | 19.0058 | 2018CommercialHVACHVAC System ImprovementsRooftop Units | .
| 2018 | 3 | Commercial | HVAC | HVAC System Improvements | Rotary Screw Chiller Improvements | 0 | 0 | 539403.774 | 0 | 0 | 0 | 0 | 539403.774 | 0.061576 | 0 | 0 | 136002 | 0 | 0.00076228 | 0.41118 | 1.3799e-05 | 0.0074434 | Commercial | HVAC | #VALUE! | 19.0058 | 2018CommercialHVACHVAC System ImprovementsRotary Screw Chiller Improvements | .
| 2018 | 6 | Commercial | HVAC | HVAC System Improvements | Variable Refrigerant Flow System Improvements | 104000 | 0 | 312235.9339 | 0 | 0 | 0 | 0 | 416235.9339 | 0.047516 | 52000 | 0 | 62801.5 | 0 | 0.00076228 | 0.31729 | 1.3799e-05 | 0.0057438 | Commercial | HVAC | #VALUE! | 19.0058 | 2018CommercialHVACHVAC System ImprovementsVariable Refrigerant Flow System Improvements | .
| 2018 | 7 | Commercial | HVAC | HVAC System Improvements | Ventilation System Improvements | 0 | 0 | 1357156.85 | 16600 | 0 | 0 | 0 | 1373756.85 | 0.15682 | 0 | 0 | 11857.46 | 996 | 0.00018839 | 0.2588 | 0.00016046 | 0.22043 | Commercial | HVAC | #VALUE! | 19.0058 | 2018CommercialHVACHVAC System ImprovementsVentilation System Improvements | .
| 2018 | 8 | Commercial | HVAC | HVAC System Improvements | Water-Source Heat Pumps | 0 | 0 | 19000.08 | 0 | 0 | 0 | 0 | 19000.08 | 0.002169 | 0 | 0 | 0 | 0 | 0.00076228 | 0.014483 | 1.3799e-05 | 0.00026219 | Commercial | HVAC | #VALUE! | 19.0058 | 2018CommercialHVACHVAC System ImprovementsWater-Source Heat Pumps | .
| 2018 | 9 | Commercial | Lighting | Delamping | Delamping | 0 | 0 | 11123679.0216 | 0 | 0 | 0 | 0 | 11123679.0216 | 1.2698 | 0 | 0 | 1148679.26 | 0 | 0.00017719 | 1.971 | 0.00015191 | 1.6897 | Commercial | Lighting | #VALUE! | 38.0019 | 2018CommercialLightingDelampingDelamping | .
| 2018 | 14 | Commercial | Lighting | Lamps/Ballasts/Fixtures | Lamps/Ballasts/Fixtures | 85967890.8205 | 29404998.99 | 125163524.4236 | 2772354.3487 | 0 | 0 | 0 | 243308768.5829 | 27.775 | 12845324.384 | 3123629.6 | 20644186.91 | 121909 | 0.00017719 | 43.1109 | 0.00015191 | 36.96 | Commercial | Lighting | #VALUE! | 38.0019 | 2018CommercialLightingLamps/Ballasts/FixturesLamps/Ballasts/Fixtures | .
| 2018 | 15 | Commercial | Lighting | Lamps/Ballasts/Fixtures | Lamps/Ballasts/Fixtures w/Controls | 0 | 0 | 1842494.5856 | 0 | 0 | 0 | 0 | 1842494.5856 | 0.21033 | 0 | 0 | 257510.9 | 0 | 0.00017719 | 0.32646 | 0.00015191 | 0.27989 | Commercial | Lighting | #VALUE! | 38.0019 | 2018CommercialLightingLamps/Ballasts/FixturesLamps/Ballasts/Fixtures w/Controls | .
| 2018 | 19 | Commercial | Lighting | Lighting Controls | Daylighting | 0 | 0 | 198751.1255 | 0 | 0 | 0 | 0 | 198751.1255 | 0.022688 | 0 | 0 | 49617.07 | 0 | 0.00017719 | 0.035216 | 0.00015191 | 0.030191 | Commercial | Lighting | #VALUE! | 38.0019 | 2018CommercialLightingLighting ControlsDaylighting | .
| 2018 | 20 | Commercial | Lighting | Lighting Controls | Occupancy Sensors | 0 | 0 | 2859907.9109 | 0 | 0 | 0 | 0 | 2859907.9109 | 0.32647 | 0 | 0 | 793327.58 | 0 | 0.00017719 | 0.50674 | 0.00015191 | 0.43444 | Commercial | Lighting | #VALUE! | 38.0019 | 2018CommercialLightingLighting ControlsOccupancy Sensors | .
| 2018 | 21 | Commercial | Lighting | Lighting Controls | Photocells | 0 | 0 | 2642.5695 | 0 | 0 | 0 | 0 | 2642.5695 | 0.00030166 | 0 | 0 | 466.2 | 0 | 0.00017719 | 0.00046823 | 0.00015191 | 0.00040142 | Commercial | Lighting | #VALUE! | 38.0019 | 2018CommercialLightingLighting ControlsPhotocells | .
| 2018 | 22 | Commercial | Lighting | Lighting Controls | Timers | 0 | 0 | 10599.3149 | 0 | 0 | 0 | 0 | 10599.3149 | 0.00121 | 0 | 0 | 160 | 0 | 0.00017719 | 0.001878 | 0.00015191 | 0.0016101 | Commercial | Lighting | #VALUE! | 38.0019 | 2018CommercialLightingLighting ControlsTimers | .
| 2018 | 23 | Commercial | Lighting | Signs and Signals | LED Exit Signs | 0 | 0 | 278935.8583 | 0 | 0 | 0 | 0 | 278935.8583 | 0.031842 | 0 | 0 | 42013.04 | 0 | 0.00017719 | 0.049423 | 0.00015191 | 0.042372 | Commercial | Lighting | #VALUE! | 38.0019 | 2018CommercialLightingSigns and SignalsLED Exit Signs | .
| 2018 | 35 | Agricultural | Irrigation | Center Pivot System and Equipment | Center Pivot Conversions | 0 | 0 | 19736.3263 | 0 | 0 | 0 | 0 | 19736.3263 | 0.002253 | 0 | 0 | 2656.35 | 0 | 2.6494e-06 | 5.2289e-05 | 0.0003126 | 0.0061696 | Agricultural | Irrigation | #VALUE! | 11.2027 | 2018AgriculturalIrrigationCenter Pivot System and EquipmentCenter Pivot Conversions | .
| 2018 | 41 | Agricultural | Irrigation | Discharge Fitting Equipment | Flow Control Nozzles and Diffuser | 0 | 0 | 20579.7489 | 0 | 0 | 0 | 0 | 20579.7489 | 0.0023493 | 0 | 0 | 2497.5 | 0 | 2.6494e-06 | 5.4523e-05 | 0.0003126 | 0.0064333 | Agricultural | Irrigation | #VALUE! | 11.2027 | 2018AgriculturalIrrigationDischarge Fitting EquipmentFlow Control Nozzles and Diffuser | .
| 2018 | 42 | Agricultural | Irrigation | Discharge Fitting Equipment | Impact Sprinkler Heads | 0 | 0 | 82768.7177 | 0 | 0 | 0 | 0 | 82768.7177 | 0.0094485 | 0 | 0 | 5546.25 | 0 | 2.6494e-06 | 0.00021929 | 0.0003126 | 0.025874 | Agricultural | Irrigation | #VALUE! | 11.2027 | 2018AgriculturalIrrigationDischarge Fitting EquipmentImpact Sprinkler Heads | .
| 2018 | 51 | Agricultural | Irrigation | Hardware | Drain Replacement | 30816.36 | 0 | 342424.0075 | 0 | 0 | 0 | 0 | 373240.3675 | 0.042607 | 1439 | 0 | 2754 | 0 | 2.6494e-06 | 0.00098885 | 0.0003126 | 0.11668 | Agricultural | Irrigation | #VALUE! | 11.2027 | 2018AgriculturalIrrigationHardwareDrain Replacement | .
| 2018 | 52 | Agricultural | Irrigation | Hardware | Drop Tube/Hose Extension | 298998.04 | 2453.44 | 81270.9892 | 0 | 0 | 0 | 0 | 382722.4692 | 0.04369 | 119919 | 0 | 22634 | 0 | 2.6494e-06 | 0.001014 | 0.0003126 | 0.11964 | Agricultural | Irrigation | #VALUE! | 11.2027 | 2018AgriculturalIrrigationHardwareDrop Tube/Hose Extension | .
| 2018 | 53 | Agricultural | Irrigation | Hardware | Gasket Replacement | 91466.348 | 0 | 3954103.6271 | 0 | 0 | 0 | 0 | 4045569.9751 | 0.46182 | 11146.52 | 0 | 79780.5 | 0 | 2.6494e-06 | 0.010718 | 0.0003126 | 1.2647 | Agricultural | Irrigation | #VALUE! | 11.2027 | 2018AgriculturalIrrigationHardwareGasket Replacement | .
| 2018 | 54 | Agricultural | Irrigation | Hardware | Goose Necks | 151484.96 | 0 | 33741.76 | 0 | 0 | 0 | 0 | 185226.72 | 0.021145 | 33415.8 | 0 | 5489 | 0 | 2.6494e-06 | 0.00049073 | 0.0003126 | 0.057902 | Agricultural | Irrigation | #VALUE! | 11.2027 | 2018AgriculturalIrrigationHardwareGoose Necks | .
| 2018 | 55 | Agricultural | Irrigation | Hardware | Hub Replacement | 33057.4692 | 0 | 0 | 0 | 0 | 0 | 0 | 33057.4692 | 0.0037737 | 7728.5 | 0 | 0 | 0 | 2.6494e-06 | 8.7582e-05 | 0.0003126 | 0.010334 | Agricultural | Irrigation | #VALUE! | 11.2027 | 2018AgriculturalIrrigationHardwareHub Replacement | .
| 2018 | 56 | Agricultural | Irrigation | Hardware | Leveler Rebuild | 3334.7344 | 0 | 12405.2769 | 0 | 0 | 0 | 0 | 15740.0113 | 0.0017968 | 1168.5 | 0 | 825 | 0 | 2.6494e-06 | 4.1701e-05 | 0.0003126 | 0.0049204 | Agricultural | Irrigation | #VALUE! | 11.2027 | 2018AgriculturalIrrigationHardwareLeveler Rebuild | .
| 2018 | 58 | Agricultural | Irrigation | Hardware | Multi-Trajectory Sprays | 156478.56 | 0 | 249575.73 | 0 | 0 | 0 | 0 | 406054.29 | 0.046353 | 16195 | 0 | 14371 | 0 | 2.6494e-06 | 0.0010758 | 0.0003126 | 0.12693 | Agricultural | Irrigation | #VALUE! | 11.2027 | 2018AgriculturalIrrigationHardwareMulti-Trajectory Sprays | .
| 2018 | 59 | Agricultural | Irrigation | Hardware | Nozzle Replacement | 2224719.1976 | 63198.3 | 379577.205 | 0 | 0 | 0 | 0 | 2667494.7026 | 0.30451 | 87164.83 | 0 | 16884 | 0 | 2.6494e-06 | 0.0070672 | 0.0003126 | 0.83387 | Agricultural | Irrigation | #VALUE! | 11.2027 | 2018AgriculturalIrrigationHardwareNozzle Replacement | .
| 2018 | 60 | Agricultural | Irrigation | Hardware | Pipe Repair | 46129.164 | 0 | 356222.7682 | 0 | 0 | 0 | 0 | 402351.9322 | 0.045931 | 10500 | 0 | 43030 | 0 | 2.6494e-06 | 0.001066 | 0.0003126 | 0.12578 | Agricultural | Irrigation | #VALUE! | 11.2027 | 2018AgriculturalIrrigationHardwarePipe Repair | .
| 2018 | 61 | Agricultural | Irrigation | Hardware | Regulator Replacement | 2028241.2 | 58667.48 | 1062929.9506 | 0 | 0 | 0 | 0 | 3149838.6306 | 0.35957 | 256350 | 0 | 110921 | 0 | 2.6494e-06 | 0.0083451 | 0.0003126 | 0.98465 | Agricultural | Irrigation | #VALUE! | 11.2027 | 2018AgriculturalIrrigationHardwareRegulator Replacement | .
| 2018 | 62 | Agricultural | Irrigation | Hardware | Sprinkler Replacements | 1146893.1 | 22179.36 | 1063577.3714 | 0 | 0 | 0 | 0 | 2232649.8314 | 0.25487 | 191348 | 0 | 84793.85 | 0 | 2.6494e-06 | 0.0059151 | 0.0003126 | 0.69793 | Agricultural | Irrigation | #VALUE! | 11.2027 | 2018AgriculturalIrrigationHardwareSprinkler Replacements | .
| 2018 | 66 | Agricultural | Irrigation | Mainline System and Equipment | Interactive Mainline System and Equipment Improvements | 0 | 0 | 5554557.8 | 0 | 0 | 0 | 0 | 5554557.8 | 0.63408 | 0 | 0 | 648476 | 0 | 2.6494e-06 | 0.014716 | 0.0003126 | 1.7364 | Agricultural | Irrigation | #VALUE! | 11.2027 | 2018AgriculturalIrrigationMainline System and EquipmentInteractive Mainline System and Equipment Improvements | .
| 2018 | 72 | Agricultural | Irrigation | Mainline System and Equipment | System Water Delivery Improvements | 0 | 0 | 86034.5126 | 0 | 0 | 0 | 0 | 86034.5126 | 0.0098213 | 0 | 0 | 11579.55 | 0 | 2.6494e-06 | 0.00022794 | 0.0003126 | 0.026895 | Agricultural | Irrigation | #VALUE! | 11.2027 | 2018AgriculturalIrrigationMainline System and EquipmentSystem Water Delivery Improvements | .
| 2018 | 74 | Agricultural | Irrigation | Pumps and Fans | Pump Testing Service | 0 | 0 | 0 | 0 | 0 | 0 | 0 | 0 | 0 | 200 | 0 | 0 | 0 | 2.6494e-06 | 0 | 0.0003126 | 0 | Agricultural | Irrigation | #VALUE! | 11.2027 | 2018AgriculturalIrrigationPumps and FansPump Testing Service | .
| 2018 | 75 | Agricultural | Irrigation | Pumps and Fans | Turbine Pump System Improvements | 0 | 0 | 590872.7774 | 0 | 0 | 0 | 0 | 590872.7774 | 0.067451 | 0 | 0 | 67838.06 | 0 | 2.6494e-06 | 0.0015654 | 0.0003126 | 0.18471 | Agricultural | Irrigation | #VALUE! | 11.2027 | 2018AgriculturalIrrigationPumps and FansTurbine Pump System Improvements | .
| 2018 | 81 | Agricultural | Irrigation | Water Management | Scientific Irrigation Scheduling | 21679712.484 | 9616013.8906 | 0 | 0 | 0 | 0 | 0 | 31295726.3746 | 3.5726 | 382353.4 | 0 | 0 | 0 | 2.6494e-06 | 0.082914 | 0.0003126 | 9.7831 | Agricultural | Irrigation | #VALUE! | 11.2027 | 2018AgriculturalIrrigationWater ManagementScientific Irrigation Scheduling | .
| 2018 | 87 | Agricultural | Lighting | Lamps/Ballasts/Fixtures | Lamps/Ballasts/Fixtures | 1812986.81 | 10227.29 | 0 | 0 | 0 | 0 | 0 | 1823214.1 | 0.20813 | 275319.65 | 0 | 0 | 0 | 0.00034247 | 0.62439 | 0.00034247 | 0.62439 | Agricultural | Lighting | #VALUE! | 0.78645 | 2018AgriculturalLightingLamps/Ballasts/FixturesLamps/Ballasts/Fixtures | .
| 2018 | 98 | Agricultural | Motors/Drives | Motors | Motor Rewind | 63318 | 0 | 1746.3902 | 0 | 0 | 0 | 0 | 65064.3902 | 0.0074274 | 10690 | 0 | 220 | 0 | 2.6494e-06 | 0.00017238 | 0.0003126 | 0.020339 | Agricultural | Motors/Drives | #VALUE! | 0.32196 | 2018AgriculturalMotors/DrivesMotorsMotor Rewind | .
| 2018 | 100 | Agricultural | Motors/Drives | Motors/Drives Controls | Dairy Milking Machine Control Improvements (VFD) | 0 | 0 | 68971.6707 | 0 | 0 | 0 | 0 | 68971.6707 | 0.0078735 | 0 | 0 | 4125 | 0 | 0.00034247 | 0.02362 | 0.00034247 | 0.02362 | Agricultural | Motors/Drives | #VALUE! | 0.32196 | 2018AgriculturalMotors/DrivesMotors/Drives ControlsDairy Milking Machine Control Improvements (VFD) | .
| 2018 | 104 | Agricultural | Motors/Drives | Motors/Drives Controls | Motors/Drives Control Improvements (VFD) | 1144215.625 | 95917.26 | 0 | 0 | 0 | 0 | 0 | 1240132.885 | 0.14157 | 255200 | 0 | 0 | 0 | 2.6494e-06 | 0.0032856 | 0.0003126 | 0.38767 | Agricultural | Motors/Drives | #VALUE! | 0.32196 | 2018AgriculturalMotors/DrivesMotors/Drives ControlsMotors/Drives Control Improvements (VFD) | .
| 2018 | 105 | Agricultural | Motors/Drives | Pumps and Fans | Motors/Drives Installation on Fan System | 0 | 0 | 85880.3121 | 0 | 0 | 0 | 0 | 85880.3121 | 0.0098037 | 0 | 0 | 11122 | 0 | 0.00034247 | 0.029411 | 0.00034247 | 0.029411 | Agricultural | Motors/Drives | #VALUE! | 0.32196 | 2018AgriculturalMotors/DrivesPumps and FansMotors/Drives Installation on Fan System | .
| 2018 | 107 | Agricultural | Process Loads | Livestock Tanks | Freeze Resistant Stock Tanks | 4136.2 | 0 | 0 | 0 | 0 | 0 | 0 | 4136.2 | 0.00047217 | 825 | 0 | 0 | 0 | 0.00030632 | 0.001267 | 3.3431e-08 | 1.3828e-07 | Agricultural | Process Loads | #VALUE! | 0 | 2018AgriculturalProcess LoadsLivestock TanksFreeze Resistant Stock Tanks | .
| 2018 | 109 | Agricultural | Process Loads | Pumps and Fans | Fan System Improvements | 0 | 0 | 524239 | 0 | 0 | 0 | 0 | 524239 | 0.059845 | 0 | 0 | 48000 | 0 | 0.00034247 | 0.17953 | 0.00034247 | 0.17953 | Agricultural | Process Loads | #VALUE! | 0 | 2018AgriculturalProcess LoadsPumps and FansFan System Improvements | .
| 2018 | 114 | Agricultural | Refrigeration | Dairy System Improvements | Plate Milk Pre-cooler | 0 | 0 | 157011.3827 | 0 | 0 | 0 | 0 | 157011.3827 | 0.017924 | 0 | 0 | 16640.01 | 0 | 0.00034247 | 0.053771 | 0.00034247 | 0.053771 | Agricultural | Dairy Efficiency | #VALUE! | 0.07274 | 2018AgriculturalRefrigerationDairy System ImprovementsPlate Milk Pre-cooler | .
| 2018 | 126 | Agricultural | Utility Distribution System | Transformers | De-Energization | 1939406 | 0 | 0 | 0 | 0 | 0 | 0 | 1939406 | 0.22139 | 48485.15 | 0 | 0 | 0 | 2.6494e-06 | 0.0051382 | 0.0003126 | 0.60626 | Agricultural | Distribution Efficiency | #VALUE! | 0 | 2018AgriculturalUtility Distribution SystemTransformersDe-Energization | .
| 2018 | 132 | Commercial | Compressed Air | Compressed Air System Controls | Compressed Air Control Improvements (VFD) | 0 | 0 | 86083.0562 | 0 | 0 | 0 | 0 | 86083.0562 | 0.0098268 | 0 | 0 | 9348.79 | 0 | 0.00014107 | 0.012144 | 0.00012829 | 0.011044 | Commercial | Compressed Air | #VALUE! | 0.79013 | 2018CommercialCompressed AirCompressed Air System ControlsCompressed Air Control Improvements (VFD) | .
| 2018 | 134 | Commercial | Compressed Air | Compressed Air System Improvements | Compressed Air System Compressor Improvements (VFD) | 0 | 0 | 127522.3194 | 0 | 0 | 0 | 0 | 127522.3194 | 0.014557 | 0 | 0 | 14110.97 | 0 | 0.00014107 | 0.017989 | 0.00012829 | 0.01636 | Commercial | Compressed Air | #VALUE! | 0.79013 | 2018CommercialCompressed AirCompressed Air System ImprovementsCompressed Air System Compressor Improvements (VFD) | .
| 2018 | 136 | Commercial | Compressed Air | Compressed Air System Improvements | Compressed Air System Dryer Improvements | 0 | 0 | 668260.313 | 0 | 0 | 0 | 0 | 668260.313 | 0.076285 | 0 | 0 | 325965 | 0 | 0.00014107 | 0.09427 | 0.00012829 | 0.085731 | Commercial | Compressed Air | #VALUE! | 0.79013 | 2018CommercialCompressed AirCompressed Air System ImprovementsCompressed Air System Dryer Improvements | .
| 2018 | 138 | Commercial | Compressed Air | Compressed Air System Improvements | Compressed Air System Storage Improvements | 0 | 0 | 2043.92 | 0 | 0 | 0 | 0 | 2043.92 | 0.00023332 | 0 | 0 | 600 | 0 | 0.00014107 | 0.00028833 | 0.00012829 | 0.00026221 | Commercial | Compressed Air | #VALUE! | 0.79013 | 2018CommercialCompressed AirCompressed Air System ImprovementsCompressed Air System Storage Improvements | .
| 2018 | 143 | Commercial | Electronics | Computer Technologies | Power Supplies | 0 | 0 | 0 | 0 | 22395673.5046 | 0 | -10235117.8662 | 12160555.6384 | 1.3882 | 0 | 0 | 266554 | 0 | 0.00013422 | 1.6322 | 0.00010767 | 1.3093 | Commercial | Electronics | #VALUE! | 15.1511 | 2018CommercialElectronicsComputer TechnologiesPower Supplies | .
| 2018 | 146 | Commercial | Electronics | Plug Load | Power Strips | 3009.16 | 0 | 1192268.25 | 0 | 0 | 0 | 0 | 1195277.41 | 0.13645 | 420 | 0 | 273280.01 | 0 | 0.00013422 | 0.16044 | 0.00010767 | 0.12869 | Commercial | Electronics | #VALUE! | 15.1511 | 2018CommercialElectronicsPlug LoadPower Strips | .
| 2018 | 147 | Commercial | Food Preparation | Cooking | Cooking Equipment | 0 | 150016.343 | 60432.18 | 0 | 0 | 0 | 0 | 210448.523 | 0.024024 | 0 | 10988 | 8693.7 | 0 | 0.00017223 | 0.036246 | 0.00016217 | 0.034127 | Commercial | Food Preparation | #VALUE! | 0.80053 | 2018CommercialFood PreparationCookingCooking Equipment | .
| 2018 | 148 | Commercial | Food Preparation | Cooking | Electric Combination Ovens | 69812.05 | 13962.41 | 94707.102 | 0 | 0 | 0 | 0 | 178481.562 | 0.020375 | 2500 | 500 | 20000 | 0 | 0.00017223 | 0.030741 | 0.00016217 | 0.028944 | Commercial | Food Preparation | #VALUE! | 0.80053 | 2018CommercialFood PreparationCookingElectric Combination Ovens | .
| 2018 | 149 | Commercial | Food Preparation | Cooking | Electric Commercial Steam Cookers | 0 | 0 | 21589.81 | 0 | 0 | 0 | 0 | 21589.81 | 0.0024646 | 0 | 0 | 10400 | 0 | 0.00017223 | 0.0037185 | 0.00016217 | 0.0035011 | Commercial | Food Preparation | #VALUE! | 0.80053 | 2018CommercialFood PreparationCookingElectric Commercial Steam Cookers | .
| 2018 | 150 | Commercial | Food Preparation | Cooking | Electric Convection Ovens | 8949.35 | 5402.37 | 249651.044 | 0 | 0 | 0 | 0 | 264002.764 | 0.030137 | 1500 | 300 | 82600 | 0 | 0.00017223 | 0.04547 | 0.00016217 | 0.042812 | Commercial | Food Preparation | #VALUE! | 0.80053 | 2018CommercialFood PreparationCookingElectric Convection Ovens | .
| 2018 | 151 | Commercial | Food Preparation | Cooking | Electric Fryers | 0 | 0 | 107066.09 | 0 | 0 | 0 | 0 | 107066.09 | 0.012222 | 0 | 0 | 19600 | 0 | 0.00017223 | 0.01844 | 0.00016217 | 0.017362 | Commercial | Food Preparation | #VALUE! | 0.80053 | 2018CommercialFood PreparationCookingElectric Fryers | .
| 2018 | 152 | Commercial | Food Preparation | Cooking | Hot Food Holding Cabinets | 2307.18 | 0 | 228001.88 | 0 | 0 | 0 | 0 | 230309.06 | 0.026291 | 550 | 0 | 46500 | 0 | 0.00017223 | 0.039667 | 0.00016217 | 0.037348 | Commercial | Food Preparation | #VALUE! | 0.80053 | 2018CommercialFood PreparationCookingHot Food Holding Cabinets | .
| 2018 | 153 | Commercial | HVAC | Envelope | Air Sealing | 0 | 0 | 1068650.55 | 0 | 0 | 0 | 0 | 1068650.55 | 0.12199 | 0 | 0 | 0 | 0 | 0.00076228 | 0.81461 | 1.3799e-05 | 0.014747 | Commercial | HVAC | #VALUE! | 19.0058 | 2018CommercialHVACEnvelopeAir Sealing | .
| 2018 | 154 | Commercial | HVAC | Envelope | Insulation | 88378.4359 | 0 | 725802.0663 | 36485.56 | 0 | 0 | 0 | 850666.0622 | 0.097108 | 34165.147 | 0 | 179916.08 | 12486.17 | 0.00076228 | 0.64844 | 1.3799e-05 | 0.011739 | Commercial | HVAC | #VALUE! | 19.0058 | 2018CommercialHVACEnvelopeInsulation | .
| 2018 | 155 | Commercial | HVAC | Envelope | Windows | 134774.5066 | 1806.63 | 1449388.433 | 40026.249 | 0 | 0 | 0 | 1625995.8186 | 0.18562 | 23580.759 | 132 | 520045.36 | 21127.98 | 0.00076228 | 1.2395 | 1.3799e-05 | 0.022438 | Commercial | HVAC | #VALUE! | 19.0058 | 2018CommercialHVACEnvelopeWindows | .
| 2018 | 158 | Commercial | HVAC | HVAC System Controls | Energy Management Systems/System Controls | 0 | 0 | 12702978.88 | 0 | 0 | 0 | 0 | 12702978.88 | 1.4501 | 0 | 0 | 2866245.32 | 0 | 0.00076228 | 9.6832 | 1.3799e-05 | 0.17529 | Commercial | HVAC | #VALUE! | 19.0058 | 2018CommercialHVACHVAC System ControlsEnergy Management Systems/System Controls | .
| 2018 | 159 | Commercial | HVAC | HVAC System Controls | HVAC Control Improvements (non-VFD) | 0 | 0 | 161826.8521 | 0 | 0 | 0 | 0 | 161826.8521 | 0.018473 | 0 | 0 | 45426.9 | 0 | 0.00076228 | 0.12336 | 1.3799e-05 | 0.0022331 | Commercial | HVAC | #VALUE! | 19.0058 | 2018CommercialHVACHVAC System ControlsHVAC Control Improvements (non-VFD) | .
| 2018 | 160 | Commercial | HVAC | HVAC System Controls | HVAC Control Improvements (VFD) | 907722.3 | 0 | 270091.66 | 0 | 0 | 0 | 0 | 1177813.96 | 0.13445 | 167550 | 0 | 28603 | 0 | 0.00076228 | 0.89782 | 1.3799e-05 | 0.016253 | Commercial | HVAC | #VALUE! | 19.0058 | 2018CommercialHVACHVAC System ControlsHVAC Control Improvements (VFD) | .
| 2018 | 162 | Commercial | HVAC | HVAC System Controls | Thermostats | 693354.44 | 610532.8282 | 444764.939 | 206088.465 | 0 | 0 | 0 | 1954740.6722 | 0.22314 | 45200 | 11200 | 91668 | 15960.92 | 0.00076228 | 1.4901 | 1.3799e-05 | 0.026974 | Commercial | HVAC | #VALUE! | 19.0058 | 2018CommercialHVACHVAC System ControlsThermostats | .
| 2018 | 163 | Commercial | HVAC | HVAC System Improvements | Air-Source Heat Pumps | 519544.12 | 35172.48 | 399586.9948 | 210121.74 | 0 | 0 | 0 | 1164425.3348 | 0.13293 | 115900 | 3800 | 102041 | 77900 | 0.00076228 | 0.88762 | 1.3799e-05 | 0.016068 | Commercial | HVAC | #VALUE! | 19.0058 | 2018CommercialHVACHVAC System ImprovementsAir-Source Heat Pumps | .
| 2018 | 164 | Commercial | HVAC | HVAC System Improvements | Building Commissioning Improvements | 0 | 0 | 2708722.3423 | 0 | 5444466.5847 | 0 | 0 | 8153188.927 | 0.93073 | 0 | 0 | 148211.62 | 0 | 0.00076228 | 6.215 | 1.3799e-05 | 0.11251 | Commercial | HVAC | #VALUE! | 19.0058 | 2018CommercialHVACHVAC System ImprovementsBuilding Commissioning Improvements | .
| 2018 | 165 | Commercial | HVAC | HVAC System Improvements | Centrifugal Chiller Improvements | 0 | 0 | 1458027.2379 | 0 | 0 | 0 | 0 | 1458027.2379 | 0.16644 | 0 | 0 | 335580.62 | 0 | 0.00076228 | 1.1114 | 1.3799e-05 | 0.02012 | Commercial | HVAC | #VALUE! | 19.0058 | 2018CommercialHVACHVAC System ImprovementsCentrifugal Chiller Improvements | .
| 2018 | 167 | Commercial | HVAC | HVAC System Improvements | Ductless Heat Pumps | 1007344.7094 | 199547.91 | 2244273.372 | 28209.355 | 0 | 0 | 0 | 3479375.3464 | 0.39719 | 406960 | 28500 | 554546.6 | 14500 | 0.00076228 | 2.6523 | 1.3799e-05 | 0.048013 | Commercial | HVAC | #VALUE! | 19.0058 | 2018CommercialHVACHVAC System ImprovementsDuctless Heat Pumps | .
| 2018 | 168 | Commercial | HVAC | HVAC System Improvements | Economizer System Improvements | 0 | 0 | 297540.303 | 0 | 0 | 0 | 0 | 297540.303 | 0.033966 | 0 | 0 | 51489.3 | 0 | 0.00076228 | 0.22681 | 1.3799e-05 | 0.0041059 | Commercial | HVAC | #VALUE! | 19.0058 | 2018CommercialHVACHVAC System ImprovementsEconomizer System Improvements | .
| 2018 | 169 | Commercial | HVAC | HVAC System Improvements | Interactive HVAC System Improvements | 0 | 0 | 3331402.4052 | 0 | 0 | 0 | 0 | 3331402.4052 | 0.3803 | 0 | 0 | 644591.04 | 0 | 0.00076228 | 2.5395 | 1.3799e-05 | 0.045971 | Commercial | HVAC | #VALUE! | 19.0058 | 2018CommercialHVACHVAC System ImprovementsInteractive HVAC System Improvements | .
| 2018 | 171 | Commercial | Motors/Drives | Motors | Motor Rewind | 0 | 0 | 71117.84 | 0 | 0 | 0 | 0 | 71117.84 | 0.0081185 | 0 | 0 | 8190 | 0 | 0.00024448 | 0.017387 | 0.00016318 | 0.011605 | Commercial | Motors/Drives | #VALUE! | 0.87663 | 2018CommercialMotors/DrivesMotorsMotor Rewind | .
| 2018 | 172 | Commercial | Motors/Drives | Motors | Motors | 0 | 0 | 92267.03 | 0 | 0 | 0 | 0 | 92267.03 | 0.010533 | 0 | 0 | 17160.32 | 0 | 0.00024448 | 0.022557 | 0.00016318 | 0.015056 | Commercial | Motors/Drives | #VALUE! | 0.87663 | 2018CommercialMotors/DrivesMotorsMotors | .
| 2018 | 176 | Commercial | Motors/Drives | Motors/Drives Controls | Motors/Drives Control Improvements (VFD) | 0 | 0 | 18664761.79 | 0 | 0 | 0 | 0 | 18664761.79 | 2.1307 | 0 | 0 | 2827757.16 | 0 | 0.00024448 | 4.5632 | 0.00016318 | 3.0457 | Commercial | Motors/Drives | #VALUE! | 0.87663 | 2018CommercialMotors/DrivesMotors/Drives ControlsMotors/Drives Control Improvements (VFD) | .
| 2018 | 177 | Commercial | Motors/Drives | Pumps and Fans | Motors/Drives Installation on Fan System | 0 | 0 | 193467.7803 | 0 | 0 | 0 | 0 | 193467.7803 | 0.022085 | 0 | 0 | 10887.5 | 0 | 0.00024448 | 0.047299 | 0.00016318 | 0.03157 | Commercial | Motors/Drives | #VALUE! | 0.87663 | 2018CommercialMotors/DrivesPumps and FansMotors/Drives Installation on Fan System | .
| 2018 | 184 | Commercial | Process Loads | Process Loads System Improvements | Interactive Process Loads System Improvements | 0 | 1074.55 | 0 | 0 | 0 | 0 | 0 | 1074.55 | 0.00012267 | 0 | 0 | 0 | 0 | 0.00014107 | 0.00015158 | 0.00012829 | 0.00013785 | Commercial | Process Loads | #VALUE! | 2.97 | 2018CommercialProcess LoadsProcess Loads System ImprovementsInteractive Process Loads System Improvements | .
| 2018 | 192 | Commercial | Refrigeration | Packaged Refrigeration | Freezers | 0 | 268277.76 | 0 | 0 | 0 | 0 | 0 | 268277.76 | 0.030625 | 0 | 49200 | 0 | 0 | 0.0001159 | 0.031092 | 0.00012882 | 0.034559 | Commercial | Refrigeration | #VALUE! | 6.5068 | 2018CommercialRefrigerationPackaged RefrigerationFreezers | .
| 2018 | 193 | Commercial | Refrigeration | Packaged Refrigeration | Ice Makers | 0 | 0 | 146415.7807 | 0 | 0 | 0 | 0 | 146415.7807 | 0.016714 | 0 | 0 | 41050 | 0 | 0.0001159 | 0.016969 | 0.00012882 | 0.018861 | Commercial | Refrigeration | #VALUE! | 6.5068 | 2018CommercialRefrigerationPackaged RefrigerationIce Makers | .
| 2018 | 194 | Commercial | Refrigeration | Packaged Refrigeration | Packaged Refrigeration System Improvements | 0 | 0 | 1272013.0764 | 0 | 0 | 0 | 0 | 1272013.0764 | 0.14521 | 0 | 0 | 174199.05 | 0 | 0.0001159 | 0.14742 | 0.00012882 | 0.16386 | Commercial | Refrigeration | #VALUE! | 6.5068 | 2018CommercialRefrigerationPackaged RefrigerationPackaged Refrigeration System Improvements | .
| 2018 | 196 | Commercial | Refrigeration | Packaged Refrigeration | Refrigerators | 0 | 0 | 52832.97 | 0 | 0 | 0 | 0 | 52832.97 | 0.0060312 | 0 | 0 | 30040 | 0 | 0.0001159 | 0.0061231 | 0.00012882 | 0.0068058 | Commercial | Refrigeration | #VALUE! | 6.5068 | 2018CommercialRefrigerationPackaged RefrigerationRefrigerators | .
| 2018 | 197 | Commercial | Refrigeration | Packaged Refrigeration | Vending Machines | 0 | 0 | 3255.43 | 0 | 0 | 0 | 0 | 3255.43 | 0.00037162 | 0 | 0 | 5148 | 0 | 0.0001159 | 0.00037729 | 0.00012882 | 0.00041936 | Commercial | Refrigeration | #VALUE! | 6.5068 | 2018CommercialRefrigerationPackaged RefrigerationVending Machines | .
| 2018 | 200 | Commercial | Refrigeration | Pumps and Fans | Evaporator Fan System Improvements | 0 | 0 | 86440 | 32765.26 | 0 | 0 | 0 | 119205.26 | 0.013608 | 0 | 0 | 13300 | 8846.62 | 0.0001159 | 0.013815 | 0.00012882 | 0.015356 | Commercial | Refrigeration | #VALUE! | 6.5068 | 2018CommercialRefrigerationPumps and FansEvaporator Fan System Improvements | .
| 2018 | 201 | Commercial | Refrigeration | Refrigeration System Controls | Defrost Control Improvements | 0 | 0 | 5731609.0985 | 0 | 0 | 0 | 0 | 5731609.0985 | 0.65429 | 0 | 0 | 739598 | 0 | 0.0001159 | 0.66427 | 0.00012882 | 0.73833 | Commercial | Refrigeration | #VALUE! | 6.5068 | 2018CommercialRefrigerationRefrigeration System ControlsDefrost Control Improvements | .
| 2018 | 203 | Commercial | Refrigeration | Refrigeration System Controls | Refrigeration Control Improvements (non-VFD) | 63789.4 | 0 | 2444175.1485 | 13215.65 | 0 | 0 | 0 | 2521180.1985 | 0.28781 | 6700 | 0 | 336605.01 | 3568.21 | 0.0001159 | 0.2922 | 0.00012882 | 0.32477 | Commercial | Refrigeration | #VALUE! | 6.5068 | 2018CommercialRefrigerationRefrigeration System ControlsRefrigeration Control Improvements (non-VFD) | .
| 2018 | 204 | Commercial | Refrigeration | Refrigeration System Controls | Refrigeration Control Improvements (VFD) | 0 | 0 | 3633823.4575 | 0 | 0 | 0 | 0 | 3633823.4575 | 0.41482 | 0 | 0 | 429912.33 | 0 | 0.0001159 | 0.42115 | 0.00012882 | 0.4681 | Commercial | Refrigeration | #VALUE! | 6.5068 | 2018CommercialRefrigerationRefrigeration System ControlsRefrigeration Control Improvements (VFD) | .
| 2018 | 205 | Commercial | Refrigeration | Refrigeration System Improvements | Auto Closers | 0 | 0 | 3241.208 | 0 | 0 | 0 | 0 | 3241.208 | 0.00037 | 0 | 0 | 266 | 0 | 0.0001159 | 0.00037564 | 0.00012882 | 0.00041752 | Commercial | Refrigeration | #VALUE! | 6.5068 | 2018CommercialRefrigerationRefrigeration System ImprovementsAuto Closers | .
| 2018 | 207 | Commercial | Refrigeration | Refrigeration System Improvements | Case Lighting | 14530.58 | 2035.52 | 2625534.061 | 0 | 0 | 0 | 0 | 2642100.161 | 0.30161 | 1350 | 120 | 360155.94 | 0 | 0.0001159 | 0.30621 | 0.00012882 | 0.34035 | Commercial | Refrigeration | #VALUE! | 6.5068 | 2018CommercialRefrigerationRefrigeration System ImprovementsCase Lighting | .
| 2018 | 209 | Commercial | Refrigeration | Refrigeration System Improvements | Cases | 0 | 0 | 302685.05 | 0 | 0 | 0 | 0 | 302685.05 | 0.034553 | 0 | 0 | 45389 | 0 | 0.0001159 | 0.03508 | 0.00012882 | 0.038991 | Commercial | Refrigeration | #VALUE! | 6.5068 | 2018CommercialRefrigerationRefrigeration System ImprovementsCases | .
| 2018 | 212 | Commercial | Refrigeration | Refrigeration System Improvements | Condensors | 0 | 0 | 29566 | 0 | 0 | 0 | 0 | 29566 | 0.0033751 | 0 | 0 | 4732.6 | 0 | 0.0001159 | 0.0034266 | 0.00012882 | 0.0038086 | Commercial | Refrigeration | #VALUE! | 6.5068 | 2018CommercialRefrigerationRefrigeration System ImprovementsCondensors | .
| 2018 | 213 | Commercial | Refrigeration | Refrigeration System Improvements | Doors | 0 | 0 | 2248454.2712 | 0 | 0 | 0 | 0 | 2248454.2712 | 0.25667 | 0 | 0 | 382501.44 | 0 | 0.0001159 | 0.26059 | 0.00012882 | 0.28964 | Commercial | Refrigeration | #VALUE! | 6.5068 | 2018CommercialRefrigerationRefrigeration System ImprovementsDoors | .
| 2018 | 214 | Commercial | Refrigeration | Refrigeration System Improvements | Gasket Replacement | 3401.31 | 0 | 1243.247 | 0 | 0 | 0 | 0 | 4644.557 | 0.0005302 | 475 | 0 | 349 | 0 | 0.0001159 | 0.00053829 | 0.00012882 | 0.0005983 | Commercial | Refrigeration | #VALUE! | 6.5068 | 2018CommercialRefrigerationRefrigeration System ImprovementsGasket Replacement | .
| 2018 | 218 | Commercial | Refrigeration | Refrigeration System Improvements | Motion Sensors | 0 | 0 | 5214.33 | 0 | 0 | 0 | 0 | 5214.33 | 0.00059524 | 0 | 0 | 720 | 0 | 0.0001159 | 0.00060432 | 0.00012882 | 0.0006717 | Commercial | Refrigeration | #VALUE! | 6.5068 | 2018CommercialRefrigerationRefrigeration System ImprovementsMotion Sensors | .
| 2018 | 219 | Commercial | Refrigeration | Refrigeration System Improvements | Motors | 120935.32 | 26748.78 | 5862238.126 | 0 | 0 | 0 | 0 | 6009922.226 | 0.68606 | 16600 | 0 | 766435 | 0 | 0.0001159 | 0.69653 | 0.00012882 | 0.77418 | Commercial | Refrigeration | #VALUE! | 6.5068 | 2018CommercialRefrigerationRefrigeration System ImprovementsMotors | .
| 2018 | 222 | Commercial | Refrigeration | Refrigeration System Improvements | Strip Curtains | 42027.91 | 0 | 78018.681 | 11479.23 | 0 | 0 | 0 | 131525.821 | 0.015014 | 2817 | 0 | 2378 | 3099.39 | 0.0001159 | 0.015243 | 0.00012882 | 0.016943 | Commercial | Refrigeration | #VALUE! | 6.5068 | 2018CommercialRefrigerationRefrigeration System ImprovementsStrip Curtains | .
| 2018 | 225 | Commercial | Water Heating | Pool System Improvements | Pool Blankets | 0 | 0 | 1047.48 | 0 | 0 | 0 | 0 | 1047.48 | 0.00011958 | 0 | 0 | 100 | 0 | 0.00017243 | 0.00018062 | 0.00012478 | 0.0001307 | Commercial | Water Heating | #VALUE! | 0.55454 | 2018CommercialWater HeatingPool System ImprovementsPool Blankets | .
| 2018 | 228 | Commercial | Water Heating | Water Heaters | Water Heaters | 0 | 0 | 123502.645 | 0 | 0 | 0 | 0 | 123502.645 | 0.014098 | 0 | 0 | 30523 | 0 | 0.00017243 | 0.021295 | 0.00012478 | 0.015411 | Commercial | Water Heating | #VALUE! | 0.55454 | 2018CommercialWater HeatingWater HeatersWater Heaters | .
| 2018 | 232 | Commercial | Water Heating | Water Using Devices | Aerators | 0 | 0 | 1847403.7736 | 0 | 0 | 0 | 0 | 1847403.7736 | 0.21089 | 0 | 0 | 38913.3 | 0 | 0.00017243 | 0.31855 | 0.00012478 | 0.23052 | Commercial | Water Heating | #VALUE! | 0.55454 | 2018CommercialWater HeatingWater Using DevicesAerators | .
| 2018 | 233 | Commercial | Water Heating | Water Using Devices | Clothes Washers | 745.83 | 0 | 273774.2497 | 0 | 0 | 0 | 0 | 274520.0797 | 0.031338 | 75 | 0 | 86068 | 0 | 0.00017243 | 0.047335 | 0.00012478 | 0.034254 | Commercial | Water Heating | #VALUE! | 0.55454 | 2018CommercialWater HeatingWater Using DevicesClothes Washers | .
| 2018 | 234 | Commercial | Water Heating | Water Using Devices | Dishwashers | 0 | 0 | 872990.0731 | 0 | 0 | 0 | 0 | 872990.0731 | 0.099656 | 0 | 0 | 74388 | 0 | 0.00017243 | 0.15053 | 0.00012478 | 0.10893 | Commercial | Water Heating | #VALUE! | 0.55454 | 2018CommercialWater HeatingWater Using DevicesDishwashers | .
| 2018 | 235 | Commercial | Water Heating | Water Using Devices | Pre Rinse Spray Valves | 0 | 0 | 9840.145 | 0 | 0 | 0 | 0 | 9840.145 | 0.0011233 | 0 | 0 | 687 | 0 | 0.00017243 | 0.0016967 | 0.00012478 | 0.0012278 | Commercial | Water Heating | #VALUE! | 0.55454 | 2018CommercialWater HeatingWater Using DevicesPre Rinse Spray Valves | .
| 2018 | 236 | Commercial | Water Heating | Water Using Devices | Showerheads | 0 | 0 | 2411766.21 | 0 | 0 | 0 | 0 | 2411766.21 | 0.27532 | 0 | 0 | 77788.44 | 0 | 0.00017243 | 0.41586 | 0.00012478 | 0.30094 | Commercial | Water Heating | #VALUE! | 0.55454 | 2018CommercialWater HeatingWater Using DevicesShowerheads | .
| 2018 | 237 | Commercial | Whole Bldg/Meter Level | Whole Bldg/Meter Level System Improvements | Interactive Whole Bldg/Meter Level System Improvements | 0 | 2287325.1194 | 10613769.9363 | 0 | 25963227.7402 | 0 | 0 | 38864322.7958 | 4.4366 | 0 | 461610 | 2253551.04 | 0 | 0.00024448 | 9.5016 | 0.00016318 | 6.3418 | Commercial | 0 | #VALUE! | 0 | 2018CommercialWhole Bldg/Meter LevelWhole Bldg/Meter Level System ImprovementsInteractive Whole Bldg/Meter Level System Improvements | .
| 2018 | 242 | Industrial | Compressed Air | Compressed Air System Improvements | Compressed Air System Compressor Improvements (VFD) | 0 | 0 | 967514.2059 | 0 | 0 | 0 | 0 | 967514.2059 | 0.11045 | 0 | 0 | 111015.46 | 0 | 0.00012551 | 0.12143 | 0.00012968 | 0.12547 | Industrial | Compressed Air | #VALUE! | 0.95377 | 2018IndustrialCompressed AirCompressed Air System ImprovementsCompressed Air System Compressor Improvements (VFD) | .
| 2018 | 243 | Industrial | Compressed Air | Compressed Air System Improvements | Compressed Air System Demand Side Improvements | 0 | 0 | 212944.62 | 0 | 0 | 0 | 0 | 212944.62 | 0.024309 | 0 | 0 | 17904 | 0 | 0.00012551 | 0.026726 | 0.00012968 | 0.027615 | Industrial | Compressed Air | #VALUE! | 0.95377 | 2018IndustrialCompressed AirCompressed Air System ImprovementsCompressed Air System Demand Side Improvements | .
| 2018 | 244 | Industrial | Compressed Air | Compressed Air System Improvements | Compressed Air System Dryer Improvements | 23297.63 | 0 | 138694.84 | 0 | 0 | 0 | 0 | 161992.47 | 0.018492 | 1175.6 | 0 | 11113.5 | 0 | 0.00012551 | 0.020332 | 0.00012968 | 0.021007 | Industrial | Compressed Air | #VALUE! | 0.95377 | 2018IndustrialCompressed AirCompressed Air System ImprovementsCompressed Air System Dryer Improvements | .
| 2018 | 246 | Industrial | Compressed Air | Compressed Air System Improvements | Compressed Air System Storage Improvements | 0 | 0 | 809527.04 | 0 | 0 | 0 | 0 | 809527.04 | 0.092412 | 0 | 0 | 54320 | 0 | 0.00012551 | 0.1016 | 0.00012968 | 0.10498 | Industrial | Compressed Air | #VALUE! | 0.95377 | 2018IndustrialCompressed AirCompressed Air System ImprovementsCompressed Air System Storage Improvements | .
| 2018 | 248 | Industrial | Compressed Air | Compressed Air System Improvements | Compressors | 745036.789 | 0 | 5868177.87 | 70278 | 0 | 0 | 0 | 6683492.659 | 0.76296 | 132870.4 | 0 | 831993 | 5335 | 0.00012551 | 0.83884 | 0.00012968 | 0.86671 | Industrial | Compressed Air | #VALUE! | 0.95377 | 2018IndustrialCompressed AirCompressed Air System ImprovementsCompressors | .
| 2018 | 254 | Industrial | Facility Distribution System | Transformers | Transformers (NEMA TP-1 or Higher) | 0 | 0 | 6114.9 | 0 | 0 | 0 | 0 | 6114.9 | 0.00069805 | 0 | 0 | 1599 | 0 | 0.00012551 | 0.00076748 | 0.00012968 | 0.00079298 | Industrial | 0 | #VALUE! | 0 | 2018IndustrialFacility Distribution SystemTransformersTransformers (NEMA TP-1 or Higher) | .
| 2018 | 257 | Industrial | HVAC | Envelope | Insulation | 0 | 0 | 596991.8562 | 0 | 0 | 0 | 0 | 596991.8562 | 0.06815 | 0 | 0 | 74346.69 | 0 | 0.00012551 | 0.074928 | 0.00012968 | 0.077418 | Industrial | HVAC | #VALUE! | 0 | 2018IndustrialHVACEnvelopeInsulation | .
| 2018 | 259 | Industrial | HVAC | Heat Recovery | Heat Recovery Improvements | 0 | 0 | 467920.2 | 0 | 0 | 0 | 0 | 467920.2 | 0.053416 | 0 | 0 | 113543 | 0 | 0.00012551 | 0.058728 | 0.00012968 | 0.06068 | Industrial | HVAC | #VALUE! | 0 | 2018IndustrialHVACHeat RecoveryHeat Recovery Improvements | .
| 2018 | 267 | Industrial | HVAC | HVAC System Improvements | Building Commissioning Improvements | 0 | 0 | 0 | 0 | 512419.0905 | 0 | 0 | 512419.0905 | 0.058495 | 0 | 0 | 0 | 0 | 0.00012551 | 0.064313 | 0.00012968 | 0.06645 | Industrial | HVAC | #VALUE! | 0 | 2018IndustrialHVACHVAC System ImprovementsBuilding Commissioning Improvements | .
| 2018 | 268 | Industrial | HVAC | HVAC System Improvements | Centrifugal Chiller Improvements | 0 | 0 | 56961.909 | 0 | 0 | 0 | 0 | 56961.909 | 0.0065025 | 0 | 0 | 7899.6 | 0 | 0.00012551 | 0.0071492 | 0.00012968 | 0.0073868 | Industrial | HVAC | #VALUE! | 0 | 2018IndustrialHVACHVAC System ImprovementsCentrifugal Chiller Improvements | .
| 2018 | 274 | Industrial | HVAC | HVAC System Improvements | Rotary Screw Chiller Improvements | 0 | 0 | 1120493 | 0 | 0 | 0 | 0 | 1120493 | 0.12791 | 0 | 0 | 207799 | 0 | 0.00012551 | 0.14063 | 0.00012968 | 0.1453 | Industrial | HVAC | #VALUE! | 0 | 2018IndustrialHVACHVAC System ImprovementsRotary Screw Chiller Improvements | .
| 2018 | 280 | Industrial | Lighting | Delamping | Delamping | 0 | 0 | 49230.72 | 0 | 0 | 0 | 0 | 49230.72 | 0.0056199 | 0 | 0 | 0 | 0 | 0.00012551 | 0.0061789 | 0.00012968 | 0.0063842 | Industrial | Lighting | #VALUE! | 4.8735 | 2018IndustrialLightingDelampingDelamping | .
| 2018 | 281 | Industrial | Lighting | Lamps/Ballasts/Fixtures | Lamps/Ballasts | 0 | 0 | 11688.3265 | 0 | 1403004.1428 | 0 | 0 | 1414692.4693 | 0.16149 | 0 | 0 | 606.8 | 0 | 0.00012551 | 0.17756 | 0.00012968 | 0.18346 | Industrial | Lighting | #VALUE! | 4.8735 | 2018IndustrialLightingLamps/Ballasts/FixturesLamps/Ballasts | .
| 2018 | 285 | Industrial | Lighting | Lamps/Ballasts/Fixtures | Lamps/Ballasts/Fixtures | 19760432.045 | 11346408.1866 | 29651937.4401 | 0 | 0 | 0 | 0 | 60758777.6717 | 6.9359 | 2957821.95 | 728598.92 | 4129625.73 | 0 | 0.00012551 | 7.6258 | 0.00012968 | 7.8792 | Industrial | Lighting | #VALUE! | 4.8735 | 2018IndustrialLightingLamps/Ballasts/FixturesLamps/Ballasts/Fixtures | .
| 2018 | 286 | Industrial | Lighting | Lamps/Ballasts/Fixtures | Lamps/Ballasts/Fixtures w/Controls | 0 | 0 | 242557.185 | 0 | 0 | 0 | 0 | 242557.185 | 0.027689 | 0 | 0 | 26810.09 | 0 | 0.00012551 | 0.030443 | 0.00012968 | 0.031455 | Industrial | Lighting | #VALUE! | 4.8735 | 2018IndustrialLightingLamps/Ballasts/FixturesLamps/Ballasts/Fixtures w/Controls | .
| 2018 | 291 | Industrial | Lighting | Lighting Controls | Occupancy Sensors | 0 | 0 | 2477752.0363 | 0 | 0 | 0 | 0 | 2477752.0363 | 0.28285 | 0 | 0 | 376977.24 | 0 | 0.00012551 | 0.31098 | 0.00012968 | 0.32131 | Industrial | Lighting | #VALUE! | 4.8735 | 2018IndustrialLightingLighting ControlsOccupancy Sensors | .
| 2018 | 294 | Industrial | Lighting | Signs and Signals | LED Exit Signs | 0 | 0 | 11575.08 | 0 | 0 | 0 | 0 | 11575.08 | 0.0013214 | 0 | 0 | 1260 | 0 | 0.00012551 | 0.0014528 | 0.00012968 | 0.0015011 | Industrial | Lighting | #VALUE! | 4.8735 | 2018IndustrialLightingSigns and SignalsLED Exit Signs | .
| 2018 | 295 | Industrial | Motors/Drives | Motors | Motor Rewind | 379671 | 0 | 263803.6064 | 78642.6638 | 908128.0853 | 0 | 0 | 1630245.3554 | 0.1861 | 32250 | 0 | 28164.8 | 0 | 0.00012551 | 0.20461 | 0.00012968 | 0.21141 | Industrial | Motors/Drives | #VALUE! | 0 | 2018IndustrialMotors/DrivesMotorsMotor Rewind | .
| 2018 | 296 | Industrial | Motors/Drives | Motors | Motors | 0 | 0 | 2544834.4162 | 0 | 0 | 0 | 0 | 2544834.4162 | 0.29051 | 0 | 0 | 691063.6 | 0 | 0.00012551 | 0.3194 | 0.00012968 | 0.33001 | Industrial | Motors/Drives | #VALUE! | 0 | 2018IndustrialMotors/DrivesMotorsMotors | .
| 2018 | 300 | Industrial | Motors/Drives | Motors/Drives Controls | Motors/Drives Control Improvements (VFD) | 727186.03 | 0 | 136820.23 | 0 | 0 | 0 | 0 | 864006.26 | 0.098631 | 116812.5 | 0 | 25805 | 0 | 0.00012551 | 0.10844 | 0.00012968 | 0.11204 | Industrial | Motors/Drives | #VALUE! | 0 | 2018IndustrialMotors/DrivesMotors/Drives ControlsMotors/Drives Control Improvements (VFD) | .
| 2018 | 301 | Industrial | Motors/Drives | Pumps and Fans | Motors/Drives Installation on Fan System | 69407.6 | 0 | 0 | 0 | 0 | 0 | 0 | 69407.6 | 0.0079232 | 17351.9 | 0 | 0 | 0 | 0.00012551 | 0.0087113 | 0.00012968 | 0.0090007 | Industrial | Motors/Drives | #VALUE! | 0 | 2018IndustrialMotors/DrivesPumps and FansMotors/Drives Installation on Fan System | .
| 2018 | 306 | Industrial | Process Loads | Process Loads System Improvements | Interactive Process Loads System Improvements | 30091.32 | 0 | 6349030.48 | 0 | 0 | 0 | 0 | 6379121.8 | 0.72821 | 3000 | 0 | 558399 | 0 | 0.00012551 | 0.80064 | 0.00012968 | 0.82724 | Industrial | Process Loads | #VALUE! | 2.2149 | 2018IndustrialProcess LoadsProcess Loads System ImprovementsInteractive Process Loads System Improvements | .
| 2018 | 308 | Industrial | Process Loads | Pumps and Fans | Fan System Improvements | 0 | 0 | 7872544.323 | 0 | 0 | 0 | 0 | 7872544.323 | 0.89869 | 0 | 0 | 1723790 | 0 | 0.00012551 | 0.98808 | 0.00012968 | 1.0209 | Industrial | Process Loads | #VALUE! | 2.2149 | 2018IndustrialProcess LoadsPumps and FansFan System Improvements | .
| 2018 | 309 | Industrial | Process Loads | Pumps and Fans | Pump System Improvements | 0 | 0 | 3984279.121 | 0 | 0 | 0 | 0 | 3984279.121 | 0.45483 | 0 | 0 | 906850 | 0 | 0.00012551 | 0.50006 | 0.00012968 | 0.51668 | Industrial | Process Loads | #VALUE! | 2.2149 | 2018IndustrialProcess LoadsPumps and FansPump System Improvements | .
| 2018 | 311 | Industrial | Process Loads | Pumps and Fans | Vacuum Pump System Improvements | 1337309.02 | 0 | 23246.73 | 0 | 0 | 0 | 0 | 1360555.75 | 0.15531 | 222121.88 | 0 | 1390 | 0 | 0.00012551 | 0.17076 | 0.00012968 | 0.17644 | Industrial | Process Loads | #VALUE! | 2.2149 | 2018IndustrialProcess LoadsPumps and FansVacuum Pump System Improvements | .
| 2018 | 315 | Industrial | Refrigeration | Pumps and Fans | Condensor Fan System Improvements | 0 | 0 | 0 | 931844.1562 | 0 | 0 | 0 | 931844.1562 | 0.10637 | 0 | 0 | 0 | 34637.25 | 0.00012551 | 0.11695 | 0.00012968 | 0.12084 | Industrial | Low & Med Temp Refr | #VALUE! | 6.2475 | 2018IndustrialRefrigerationPumps and FansCondensor Fan System Improvements | .
| 2018 | 316 | Industrial | Refrigeration | Pumps and Fans | Evaporator Coil Fan System Improvements | 0 | 0 | 68911.5363 | 0 | 0 | 0 | 0 | 68911.5363 | 0.0078666 | 0 | 0 | 4025.78 | 0 | 0.00012551 | 0.008649 | 0.00012968 | 0.0089364 | Industrial | Low & Med Temp Refr | #VALUE! | 6.2475 | 2018IndustrialRefrigerationPumps and FansEvaporator Coil Fan System Improvements | .
| 2018 | 319 | Industrial | Refrigeration | Refrigeration System Controls | Refrigeration Control Improvements (non-VFD) | 0 | 0 | 244740.2211 | 0 | 0 | 0 | 0 | 244740.2211 | 0.027938 | 0 | 0 | 26762.47 | 0 | 0.00012551 | 0.030717 | 0.00012968 | 0.031738 | Industrial | Low & Med Temp Refr | #VALUE! | 6.2475 | 2018IndustrialRefrigerationRefrigeration System ControlsRefrigeration Control Improvements (non-VFD) | .
| 2018 | 320 | Industrial | Refrigeration | Refrigeration System Controls | Refrigeration Control Improvements (VFD) | 0 | 0 | 893982.0317 | 640163 | 0 | 0 | 0 | 1534145.0317 | 0.17513 | 0 | 0 | 69776.95 | 94204 | 0.00012551 | 0.19255 | 0.00012968 | 0.19895 | Industrial | Low & Med Temp Refr | #VALUE! | 6.2475 | 2018IndustrialRefrigerationRefrigeration System ControlsRefrigeration Control Improvements (VFD) | .
| 2018 | 323 | Industrial | Refrigeration | Refrigeration System Improvements | Fast Acting Doors | 78916.19 | 0 | 4689450.4144 | 366836 | 0 | 0 | 0 | 5135202.6044 | 0.58621 | 19729.05 | 0 | 619541.2 | 66565 | 0.00012551 | 0.64451 | 0.00012968 | 0.66593 | Industrial | Low & Med Temp Refr | #VALUE! | 6.2475 | 2018IndustrialRefrigerationRefrigeration System ImprovementsFast Acting Doors | .
| 2018 | 324 | Industrial | Refrigeration | Refrigeration System Improvements | Insulation | 0 | 0 | 6915.3 | 0 | 0 | 0 | 0 | 6915.3 | 0.00078942 | 0 | 0 | 1327.2 | 0 | 0.00012551 | 0.00086793 | 0.00012968 | 0.00089677 | Industrial | Low & Med Temp Refr | #VALUE! | 6.2475 | 2018IndustrialRefrigerationRefrigeration System ImprovementsInsulation | .
| 2018 | 325 | Industrial | Refrigeration | Refrigeration System Improvements | Interactive Refrigeration System Improvements | 0 | 0 | 3565791.81 | 0 | 475077.1636 | 0 | 0 | 4040868.9736 | 0.46129 | 0 | 0 | 450990 | 0 | 0.00012551 | 0.50717 | 0.00012968 | 0.52402 | Industrial | Low & Med Temp Refr | #VALUE! | 6.2475 | 2018IndustrialRefrigerationRefrigeration System ImprovementsInteractive Refrigeration System Improvements | .
| 2018 | 332 | Industrial | Whole Bldg/Meter Level | Whole Bldg/Meter Level System Improvements | Interactive Whole Bldg/Meter Level System Improvements | 0 | 0 | 1283803.1441 | 0 | 0 | 0 | 0 | 1283803.1441 | 0.14655 | 0 | 0 | 23594.3 | 0 | 0.00012551 | 0.16113 | 0.00012968 | 0.16648 | Industrial | 0 | #VALUE! | 0 | 2018IndustrialWhole Bldg/Meter LevelWhole Bldg/Meter Level System ImprovementsInteractive Whole Bldg/Meter Level System Improvements | .
| 2018 | 336 | Residential | Electronics | Plug Load | Power Strips | 1317476.17 | 688265.45 | 1006864.8149 | 0 | 0 | 0 | 0 | 3012606.4349 | 0.3439 | 265500 | 0 | 159957 | 0 | 0.00021383 | 0.6442 | 0.0001722 | 0.51877 | Residential | Electronics | #VALUE! | 8.8095 | 2018ResidentialElectronicsPlug LoadPower Strips | .
| 2018 | 338 | Residential | HVAC | Envelope | Air Sealing | 96115.6496 | 5122.92 | 637451.1537 | 2304.54 | 0 | 0 | 0 | 740994.2633 | 0.084588 | 54311.7568 | 400 | 786577.1843 | 6711.66 | 0.00035039 | 0.25964 | 0.00029221 | 0.21652 | Residential | HVAC | #VALUE! | 40.9506 | 2018ResidentialHVACEnvelopeAir Sealing | .
| 2018 | 340 | Residential | HVAC | Envelope | Windows | 3758524.1937 | 433035.2664 | 4660040.2092 | 262977.0987 | 0 | 0 | 0 | 9114576.768 | 1.0405 | 1956533.271 | 35753.23 | 9785601.41 | 174113.83 | 0.00035039 | 3.1936 | 0.00029221 | 2.6633 | Residential | HVAC | #VALUE! | 40.9506 | 2018ResidentialHVACEnvelopeWindows | .
| 2018 | 341 | Residential | HVAC | HVAC System | Air Conditioners | 0 | 0 | 23605.0314 | 0 | 336449.4217 | 0 | 0 | 360054.4531 | 0.041102 | 0 | 0 | 7125 | 0 | 0 | 0 | 0.002609 | 0.93937 | Residential | HVAC | #VALUE! | 40.9506 | 2018ResidentialHVACHVAC SystemAir Conditioners | .
| 2018 | 343 | Residential | HVAC | HVAC System | Air-Source Heat Pumps w/o Duct Sealing | 4222561.14 | 1562926.8301 | 10581212.7513 | 594016.375 | 0 | 0 | 0 | 16960717.0964 | 1.9362 | 1463150 | 90750 | 3002941.16 | 151100 | 0.00035039 | 5.9428 | 0.00029221 | 4.956 | Residential | HVAC | #VALUE! | 40.9506 | 2018ResidentialHVACHVAC SystemAir-Source Heat Pumps w/o Duct Sealing | .
| 2018 | 344 | Residential | HVAC | HVAC System | Commissioning Controls Sizing | 123522.32 | 65082.5969 | 560267.246 | 0 | 0 | 0 | 0 | 748872.1629 | 0.085488 | 45550 | 22250 | 227650 | 0 | 0.00035039 | 0.2624 | 0.00029221 | 0.21883 | Residential | HVAC | #VALUE! | 40.9506 | 2018ResidentialHVACHVAC SystemCommissioning Controls Sizing | .
| 2018 | 345 | Residential | HVAC | HVAC System | Duct Sealing | 823207.3935 | 156828.9316 | 2688502.4792 | 6374.69 | 0 | 0 | 0 | 3674913.4943 | 0.41951 | 210753.2 | 800 | 546373.3898 | 16924.56 | 0.00035039 | 1.2876 | 0.00029221 | 1.0738 | Residential | HVAC | #VALUE! | 40.9506 | 2018ResidentialHVACHVAC SystemDuct Sealing | .
| 2018 | 346 | Residential | HVAC | HVAC System | Ductless Heat Pumps | 19442052.2293 | 2829456.5958 | 13573259.2414 | 270363.01 | 9457159.7637 | 0 | -13959465.3075 | 31612825.5327 | 3.6088 | 8212600.3 | 672845.66 | 5512866.02 | 99000 | 0.00044496 | 14.0665 | 1.4598e-05 | 0.4615 | Residential | HVAC | #VALUE! | 40.9506 | 2018ResidentialHVACHVAC SystemDuctless Heat Pumps | .
| 2018 | 348 | Residential | HVAC | HVAC System | Ground-Source Heat Pumps w/o Duct Sealing | 209844.48 | 10194.2 | 0 | 0 | 0 | 0 | 0 | 220038.68 | 0.025119 | 85000 | 0 | 0 | 0 | 0.00035039 | 0.077099 | 0.00029221 | 0.064297 | Residential | HVAC | #VALUE! | 40.9506 | 2018ResidentialHVACHVAC SystemGround-Source Heat Pumps w/o Duct Sealing | .
| 2018 | 350 | Residential | HVAC | HVAC System | Thermostats | 640290.95 | 130725.0758 | 3559878.9625 | 161729.23 | 0 | 0 | 0 | 4492624.2183 | 0.51286 | 114232 | 5450 | 1208357 | 22027.17 | 0.00035039 | 1.5742 | 0.00029221 | 1.3128 | Residential | HVAC | #VALUE! | 40.9506 | 2018ResidentialHVACHVAC SystemThermostats | .
| 2018 | 353 | Residential | HVAC | HVAC System | Ground-source Heat Pump | 0 | 0 | 1249492.736 | 0 | 0 | 0 | 0 | 1249492.736 | 0.14264 | 0 | 0 | 16800 | 0 | 0.00035039 | 0.43781 | 0.00029221 | 0.36511 | Residential | HVAC | #VALUE! | 40.9506 | 2018ResidentialHVACHVAC SystemGround-source Heat Pump | .
| 2018 | 354 | Residential | Lighting | Lamps/Fixtures | Fixtures | 2933198.8834 | 2059489.702 | 23026942.4422 | 177500.62 | 0 | 0 | 0 | 28197131.6476 | 3.2189 | 658038.82 | 57366.45 | 27056624.9442 | 17957.25 | 0.00026149 | 7.3732 | 8.4631e-05 | 2.3863 | Residential | Lighting | #VALUE! | 28.9 | 2018ResidentialLightingLamps/FixturesFixtures | .
| 2018 | 355 | Residential | Lighting | Lamps/Fixtures | Lamps | 28640827.2973 | 18864691.4578 | 157267646.1327 | 1652036.8438 | 242429138.4238 | 0 | -139307349.9937 | 309546990.1617 | 35.3364 | 7977026.69 | 580506.3 | 253094224.3224 | 117625.16 | 0.00026149 | 80.9427 | 8.4631e-05 | 26.1972 | Residential | Lighting | #VALUE! | 28.9 | 2018ResidentialLightingLamps/FixturesLamps | .
| 2018 | 356 | Commercial | Lighting | Lighting Controls | Unknown | 0 | 0 | 58540.0387 | 0 | 0 | 0 | 0 | 58540.0387 | 0.0066827 | 0 | 0 | 18858.4 | 0 | 0.00026149 | 0.015307 | 8.4631e-05 | 0.0049543 | Commercial | Lighting | #VALUE! | 38.0019 | 2018CommercialLightingLighting ControlsUnknown | .
| 2018 | 357 | Residential | Refrigeration | Freezers | Freezer Decommissioning | 0 | 69335 | 619665.432 | 0 | 0 | 0 | 0 | 689000.432 | 0.078653 | 0 | 0 | 42125 | 0 | 9.1801e-05 | 0.063251 | 0.0001667 | 0.11485 | Residential | Refrigeration | #VALUE! | 0 | 2018ResidentialRefrigerationFreezersFreezer Decommissioning | .
| 2018 | 358 | Residential | Refrigeration | Freezers | Freezers | 0 | 0 | 2778.331 | 0 | 714029.3848 | 0 | -461342.5657 | 255465.1501 | 0.029163 | 0 | 0 | 2825 | 0 | 9.1801e-05 | 0.023452 | 0.0001667 | 0.042585 | Residential | Refrigeration | #VALUE! | 0 | 2018ResidentialRefrigerationFreezersFreezers | .
| 2018 | 359 | Residential | Refrigeration | Refrigerators | Refrigerator Decommissioning | 0 | 247506 | 1286851.206 | 0 | 0 | 0 | 0 | 1534357.206 | 0.17515 | 0 | 0 | 148620 | 0 | 0.0001124 | 0.17246 | 0.00015305 | 0.23484 | Residential | Refrigeration | #VALUE! | 0 | 2018ResidentialRefrigerationRefrigeratorsRefrigerator Decommissioning | .
| 2018 | 360 | Residential | Refrigeration | Refrigerators | Refrigerators | 0 | 0 | 222672.369 | 0 | 2728801.5799 | 0 | -5590510.2689 | -2639036.32 | -0.30126 | 0 | 0 | 266343.35 | 0 | 0.0001124 | -0.29662 | 0.00015305 | -0.40391 | Residential | Refrigeration | #VALUE! | 0 | 2018ResidentialRefrigerationRefrigeratorsRefrigerators | .
| 2018 | 362 | Residential | Water Heating | Pipe Insulation | Pipe Insulation | 21990.96 | 1495.48 | 36183.49 | 2567.77 | 0 | 0 | 0 | 62237.7 | 0.0071048 | 6070 | 0 | 28152 | 1910.27 | 0.00019367 | 0.012053 | 0.00012477 | 0.0077653 | Residential | Water Heating | #VALUE! | 13.95 | 2018ResidentialWater HeatingPipe InsulationPipe Insulation | .
| 2018 | 363 | Residential | Water Heating | Water Heaters | Heat Pump Water Heaters | 1714876.6395 | 1033614.7756 | 3862458.7061 | 40160.28 | 4610741.6222 | 0 | -41256.8958 | 11220595.1276 | 1.2809 | 521017.63 | 128214.8 | 1095417.08 | 14300 | 0.00021099 | 2.3674 | 8.8551e-05 | 0.99359 | Residential | Water Heating | #VALUE! | 13.95 | 2018ResidentialWater HeatingWater HeatersHeat Pump Water Heaters | .
| 2018 | 364 | Residential | Water Heating | Water Heaters | Water Heaters | 0 | 0 | 0 | 0 | 0 | 0 | 0 | 0 | 0 | 0 | 0 | 0 | 0 | 0.00019367 | 0 | 0.00012477 | 0 | Residential | Water Heating | #VALUE! | 13.95 | 2018ResidentialWater HeatingWater HeatersWater Heaters | .
| 2018 | 365 | Residential | Water Heating | Water Using Devices | Clothes Washers | 216422.9057 | 309987.85 | 1769610.4253 | 0 | 9644563.1487 | 0 | -12488267.9398 | -547683.6102 | -0.062521 | 49965 | 0 | 1210445.3599 | 0 | 0.00014765 | -0.080863 | 0.00019747 | -0.10815 | Residential | Water Heating | #VALUE! | 13.95 | 2018ResidentialWater HeatingWater Using DevicesClothes Washers | .
| 2018 | 367 | Residential | Water Heating | Water Using Devices | Showerheads | 1921133.6733 | 504050.65 | 16268715.7653 | 15956.06 | 0 | 0 | 0 | 18709856.1487 | 2.1358 | 265513.73 | 1874.44 | 2343607.2303 | 1344.5 | 0.00019367 | 3.6234 | 0.00012477 | 2.3344 | Residential | Water Heating | #VALUE! | 13.95 | 2018ResidentialWater HeatingWater Using DevicesShowerheads | .
| 2018 | 368 | Residential | Whole Bldg/Meter Level | Homes | Built Green Home | 0 | 329115.8959 | 15310.218 | 0 | 5668125.7782 | 0 | 0 | 6012551.8921 | 0.68636 | 0 | 102000 | 6000 | 0 | 0.00023982 | 1.4419 | 0.00015375 | 0.92441 | Residential | 0 | #VALUE! | 0 | 2018ResidentialWhole Bldg/Meter LevelHomesBuilt Green Home | .
| 2018 | 369 | Residential | Whole Bldg/Meter Level | Homes | EcoRated Home | 0 | 0 | 376316.1746 | 0 | 0 | 0 | 0 | 376316.1746 | 0.042958 | 0 | 0 | 113711 | 0 | 0.00023982 | 0.090248 | 0.00015375 | 0.057857 | Residential | 0 | #VALUE! | 0 | 2018ResidentialWhole Bldg/Meter LevelHomesEcoRated Home | .
| 2018 | 370 | Residential | Whole Bldg/Meter Level | Homes | Energy Star Home | 0 | 0 | 1997989.022 | 0 | 5268887.5492 | 0 | 0 | 7266876.5712 | 0.82955 | 0 | 0 | 637827.62 | 0 | 0.00023982 | 1.7427 | 0.00015375 | 1.1173 | Residential | 0 | #VALUE! | 0 | 2018ResidentialWhole Bldg/Meter LevelHomesEnergy Star Home | .
| 2018 | 371 | Residential | Whole Bldg/Meter Level | Homes | Montana House | 17022.81 | 4336.08 | 0 | 0 | 0 | 0 | 0 | 21358.89 | 0.0024382 | 6000 | 0 | 0 | 0 | 0.00023982 | 0.0051223 | 0.00015375 | 0.0032839 | Residential | 0 | #VALUE! | 0 | 2018ResidentialWhole Bldg/Meter LevelHomesMontana House | .
| 2018 | 372 | Residential | Whole Bldg/Meter Level | Homes | NEEM Certified Home | 887609.9043 | 129587.46 | 22118.679 | 3060.42 | 1157590.7899 | 0 | -2645281.3858 | -445314.1326 | -0.050835 | 303200 | 0 | 9000 | 1000 | 0.00023982 | -0.10679 | 0.00015375 | -0.068466 | Residential | 0 | #VALUE! | 0 | 2018ResidentialWhole Bldg/Meter LevelHomesNEEM Certified Home | .
| 2018 | 390 | Utility System Efficiency | Utility Transmission System | Voltage Management | Conservation Voltage Reduction (CVR) | 0 | 0 | 4027655.265 | 0 | 0 | 0 | 0 | 4027655.265 | 0.45978 | 0 | 0 | 0 | 0 | 0.00014176 | 0.57095 | 0.00013735 | 0.5532 | Distribution Efficiency | Distribution Efficiency | #VALUE! | 4.0073 | 2018Utility System EfficiencyUtility Transmission SystemVoltage ManagementConservation Voltage Reduction (CVR) | .
| 2018 | 397 | Industrial | Process Loads | Pumps and Fans | Blower System Improvements | 0 | 0 | 516981.3 | 0 | 0 | 0 | 0 | 516981.3 | 0.059016 | 0 | 0 | 134525 | 0 | 0.00012551 | 0.064886 | 0.00012968 | 0.067042 | Industrial | Process Loads | #VALUE! | 2.2149 | 2018IndustrialProcess LoadsPumps and FansBlower System Improvements | .
| 2018 | 398 | Residential | Whole Bldg/Meter Level | Whole Bldg/Meter Level System Improvements | Behavioral | 0 | 23671843.266 | 44830312.8902 | 0 | 0 | 0 | 0 | 68502156.1563 | 7.8199 | 0 | 176688.55 | 346514.93 | 0 | 0.00023982 | 16.4281 | 0.00015375 | 10.532 | Residential | Whole Building/Meter Level | #VALUE! | 2.52 | 2018ResidentialWhole Bldg/Meter LevelWhole Bldg/Meter Level System ImprovementsBehavioral | .
| 2018 | 400 | Residential | HVAC | HVAC System | Variable Speed Heat Pumps w/o Duct Sealing | 2962434.4145 | 555200.93 | 516710.67 | 0 | 0 | 0 | 0 | 4034346.0145 | 0.46054 | 935058.19 | 103750 | 302400 | 0 | 0.00035039 | 1.4136 | 0.00029221 | 1.1789 | Residential | HVAC | #VALUE! | 40.9506 | 2018ResidentialHVACHVAC SystemVariable Speed Heat Pumps w/o Duct Sealing | .
| 2018 | 402 | Residential | HVAC | Envelope | Insulation | 2246979.3088 | 199509.1635 | 3383702.8807 | 86985.41 | 0 | 0 | 0 | 5917176.763 | 0.67548 | 1851856.7358 | 102815.95 | 4107481.9729 | 56869.54 | 0.00035039 | 2.0733 | 0.00029221 | 1.729 | Residential | HVAC | #VALUE! | 40.9506 | 2018ResidentialHVACEnvelopeInsulation | .
| 2018 | 419 | Commercial | Motors/Drives | Pumps and Fans | Motors/Drives Installation on Pump System | 0 | 0 | 23987.289 | 0 | 3912867.8257 | 0 | 0 | 3936855.1147 | 0.44941 | 0 | 0 | 3285 | 0 | 0.00014107 | 0.55536 | 0.00012829 | 0.50506 | Commercial | Motors/Drives | #VALUE! | 0.87663 | 2018CommercialMotors/DrivesPumps and FansMotors/Drives Installation on Pump System | .
| 2018 | 421 | Industrial | Motors/Drives | Pumps and Fans | Motors/Drives Installation on Pump System | 0 | 0 | 58910.2286 | 0 | 0 | 0 | 0 | 58910.2286 | 0.0067249 | 0 | 0 | 8062.83 | 0 | 0.00012551 | 0.0073938 | 0.00012968 | 0.0076394 | Industrial | Motors/Drives | #VALUE! | 0 | 2018IndustrialMotors/DrivesPumps and FansMotors/Drives Installation on Pump System | .
| 2018 | 425 | Agricultural | HVAC | HVAC System Improvements | Unknown | 0 | 0 | 436866 | 0 | 0 | 0 | 0 | 436866 | 0.049871 | 0 | 0 | 40000 | 0 | 0.00034247 | 0.14961 | 0.00034247 | 0.14961 | Agricultural | HVAC | #VALUE! | 0 | 2018AgriculturalHVACHVAC System ImprovementsUnknown | .
| 2018 | 429 | Agricultural | Irrigation | Hardware | Unknown | 0 | 0 | 0 | 18068.085 | 0 | 0 | 0 | 18068.085 | 0.0020626 | 0 | 0 | 0 | 389 | 2.6494e-06 | 4.7869e-05 | 0.0003126 | 0.0056481 | Agricultural | Irrigation | #VALUE! | 11.2027 | 2018AgriculturalIrrigationHardwareUnknown | .
| 2018 | 430 | Agricultural | Irrigation | Irrigation System Improvements | Unknown | 441308.6253 | 239255.3347 | 3634113.64 | 0 | 0 | 0 | 0 | 4314677.6 | 0.49254 | 83929.91 | 0 | 861049 | 0 | 2.6494e-06 | 0.011431 | 0.0003126 | 1.3488 | Agricultural | Irrigation | #VALUE! | 11.2027 | 2018AgriculturalIrrigationIrrigation System ImprovementsUnknown | .
| 2018 | 431 | Agricultural | Irrigation | Mainline System and Equipment | Unknown | 32169.34 | 0 | 0 | 0 | 0 | 0 | 0 | 32169.34 | 0.0036723 | 8042.33 | 0 | 0 | 0 | 2.6494e-06 | 8.5229e-05 | 0.0003126 | 0.010056 | Agricultural | Irrigation | #VALUE! | 11.2027 | 2018AgriculturalIrrigationMainline System and EquipmentUnknown | .
| 2018 | 432 | Agricultural | Irrigation | Pumps and Fans | Unknown | 433227.35 | 13471.12 | 20751478.632 | 0 | 0 | 0 | 0 | 21198177.102 | 2.4199 | 96351.78 | 0 | 1709206.77 | 0 | 2.6494e-06 | 0.056162 | 0.0003126 | 6.6266 | Agricultural | Irrigation | #VALUE! | 11.2027 | 2018AgriculturalIrrigationPumps and FansUnknown | .
| 2018 | 436 | Agricultural | Lighting | Lamps/Ballasts/Fixtures | Unknown | 0 | 444911 | 0 | 0 | 0 | 0 | 0 | 444911 | 0.050789 | 0 | 49679 | 0 | 0 | 0.00034247 | 0.15237 | 0.00034247 | 0.15237 | Agricultural | Lighting | #VALUE! | 0.78645 | 2018AgriculturalLightingLamps/Ballasts/FixturesUnknown | .
| 2018 | 441 | Agricultural | Motors/Drives | Motors/Drives Controls | Unknown | 46255.57 | 695.22 | 0 | 0 | 0 | 0 | 0 | 46950.79 | 0.0053597 | 12489.01 | 0 | 0 | 0 | 0.00034247 | 0.016079 | 0.00034247 | 0.016079 | Agricultural | Motors/Drives | #VALUE! | 0.32196 | 2018AgriculturalMotors/DrivesMotors/Drives ControlsUnknown | .
| 2018 | 442 | Agricultural | Motors/Drives | Pumps and Fans | Unknown | 38031.1 | 0 | 0 | 0 | 0 | 0 | 0 | 38031.1 | 0.0043414 | 9829.94 | 0 | 0 | 0 | 0.00034247 | 0.013024 | 0.00034247 | 0.013024 | Agricultural | Motors/Drives | #VALUE! | 0.32196 | 2018AgriculturalMotors/DrivesPumps and FansUnknown | .
| 2018 | 457 | Commercial | Compressed Air | Compressed Air System Controls | Unknown | 0 | 0 | 1997272.85 | 0 | 0 | 0 | 0 | 1997272.85 | 0.228 | 0 | 0 | 381713 | 0 | 0.00014107 | 0.28175 | 0.00012829 | 0.25623 | Commercial | Compressed Air | #VALUE! | 0.79013 | 2018CommercialCompressed AirCompressed Air System ControlsUnknown | .
| 2018 | 458 | Commercial | Compressed Air | Compressed Air System Improvements | Unknown | 267479.469 | 839581.793 | 9281523.6151 | 0 | 0 | 0 | 0 | 10388584.8771 | 1.1859 | 40932.51 | 0 | 1367024.7 | 0 | 0.00014107 | 1.4655 | 0.00012829 | 1.3328 | Commercial | Compressed Air | #VALUE! | 0.79013 | 2018CommercialCompressed AirCompressed Air System ImprovementsUnknown | .
| 2018 | 460 | Commercial | Electronics | Computer Technologies | Unknown | 321715.2 | 0 | 184152.32 | 0 | 0 | 0 | 0 | 505867.52 | 0.057747 | 64343.04 | 0 | 8200 | 0 | 0.00013422 | 0.0679 | 0.00010767 | 0.054465 | Commercial | Electronics | #VALUE! | 15.1511 | 2018CommercialElectronicsComputer TechnologiesUnknown | .
| 2018 | 461 | Commercial | Electronics | Plug Load | Unknown | 0 | 1824.5069 | 0 | 0 | 0 | 0 | 0 | 1824.5069 | 0.00020828 | 0 | 2725 | 0 | 0 | 0.00013422 | 0.00024489 | 0.00010767 | 0.00019644 | Commercial | Electronics | #VALUE! | 15.1511 | 2018CommercialElectronicsPlug LoadUnknown | .
| 2018 | 462 | Commercial | Food Preparation | Cooking | Unknown | 103457.065 | 94657.563 | 0 | 0 | 0 | 0 | 0 | 198114.628 | 0.022616 | 19641.61 | 0 | 0 | 0 | 0.00017223 | 0.034122 | 0.00016217 | 0.032127 | Commercial | Food Preparation | #VALUE! | 0.80053 | 2018CommercialFood PreparationCookingUnknown | .
| 2018 | 463 | Commercial | HVAC | Envelope | Unknown | 92963.6966 | 2925482.8186 | 615306.48 | 0 | 0 | 0 | 0 | 3633752.9952 | 0.41481 | 20873 | 792825 | 134892.02 | 0 | 0.00076228 | 2.7699 | 1.3799e-05 | 0.050143 | Commercial | HVAC | #VALUE! | 19.0058 | 2018CommercialHVACEnvelopeUnknown | .
| 2018 | 464 | Commercial | HVAC | Heat Recovery | Unknown | 0 | 0 | 18044.1369 | 0 | 0 | 0 | 0 | 18044.1369 | 0.0020598 | 0 | 0 | 2471.1 | 0 | 0.00076228 | 0.013755 | 1.3799e-05 | 0.000249 | Commercial | HVAC | #VALUE! | 19.0058 | 2018CommercialHVACHeat RecoveryUnknown | .
| 2018 | 465 | Commercial | HVAC | HVAC System Controls | Unknown | 92526.382 | 103902.013 | 11421977.6406 | 0 | 0 | 0 | 0 | 11618406.0356 | 1.3263 | 18505.27 | 0 | 2663283.75 | 0 | 0.00076228 | 8.8565 | 1.3799e-05 | 0.16033 | Commercial | HVAC | #VALUE! | 19.0058 | 2018CommercialHVACHVAC System ControlsUnknown | .
| 2018 | 466 | Commercial | HVAC | HVAC System Improvements | Unknown | 5211609.5804 | 7281648.4249 | 6670829.4334 | 1113670 | 0 | 0 | 0 | 20277757.4387 | 2.3148 | 688932.16 | 1382404.13 | 1856237.21 | 232634.89 | 0.00076228 | 15.4573 | 1.3799e-05 | 0.27982 | Commercial | HVAC | #VALUE! | 19.0058 | 2018CommercialHVACHVAC System ImprovementsUnknown | .
| 2018 | 466 | Residential | HVAC | HVAC System Improvements | Unknown | 0 | 0 | 7530.036 | 0 | 0 | 0 | 0 | 7530.036 | 0.00085959 | 0 | 0 | 2113 | 0 | 0.00076228 | 0.00574 | 1.3799e-05 | 0.00010391 | Residential | HVAC | #VALUE! | 40.9506 | 2018ResidentialHVACHVAC System ImprovementsUnknown | .
| 2018 | 468 | Commercial | Lighting | Lamps/Ballasts/Fixtures | Unknown | 1667433.6047 | 38318980.5466 | 17248202.4 | 6350911.13 | 0 | 0 | 0 | 63585527.6812 | 7.2586 | 288362.78 | 6308661.18 | 2079490.54 | 1439296.98 | 0.00017719 | 11.2665 | 0.00015191 | 9.659 | Commercial | Lighting | #VALUE! | 38.0019 | 2018CommercialLightingLamps/Ballasts/FixturesUnknown | .
| 2018 | 469 | Commercial | Lighting | Lighting Controls | Unknown | 32159.524 | 1092648.42 | 652195.9044 | 0 | 353166.3268 | 0 | 0 | 2130170.1752 | 0.24317 | 4073.8682 | 218529.68 | 98649.42 | 0 | 0.00017719 | 0.37744 | 0.00015191 | 0.32358 | Commercial | Lighting | #VALUE! | 38.0019 | 2018CommercialLightingLighting ControlsUnknown | .
| 2018 | 470 | Commercial | Lighting | Signs and Signals | Unknown | 0 | 0 | 17862.5036 | 0 | 0 | 0 | 0 | 17862.5036 | 0.0020391 | 0 | 0 | 5661.35 | 0 | 0.00023298 | 0.0041616 | 0 | 0 | Commercial | Lighting | #VALUE! | 38.0019 | 2018CommercialLightingSigns and SignalsUnknown | .
| 2018 | 472 | Commercial | Motors/Drives | Motors | Unknown | 0 | 0 | 552531.0402 | 0 | 0 | 0 | 0 | 552531.0402 | 0.063074 | 0 | 0 | 42394.55 | 0 | 0.00014107 | 0.077944 | 0.00012829 | 0.070884 | Commercial | Motors/Drives | #VALUE! | 0.87663 | 2018CommercialMotors/DrivesMotorsUnknown | .
| 2018 | 473 | Commercial | Motors/Drives | Motors/Drives Controls | Unknown | 493780.486 | 0 | 10380 | 0 | 0 | 0 | 0 | 504160.486 | 0.057553 | 92522.0717 | 0 | 863.75 | 0 | 0.00014107 | 0.071121 | 0.00012829 | 0.064679 | Commercial | Motors/Drives | #VALUE! | 0.87663 | 2018CommercialMotors/DrivesMotors/Drives ControlsUnknown | .
| 2018 | 474 | Commercial | Motors/Drives | Pumps and Fans | Unknown | 44281.098 | 38387.9496 | 994814 | 0 | 0 | 0 | 0 | 1077483.0476 | 0.123 | 8856.22 | 0 | 393733.63 | 0 | 0.00014107 | 0.152 | 0.00012829 | 0.13823 | Commercial | Motors/Drives | #VALUE! | 0.87663 | 2018CommercialMotors/DrivesPumps and FansUnknown | .
| 2018 | 478 | Commercial | Process Loads | Process Loads System Controls | Unknown | 9611.105 | 5037.296 | 0 | 0 | 0 | 0 | 0 | 14648.401 | 0.0016722 | 1922.22 | 0 | 0 | 0 | 0.00014107 | 0.0020664 | 0.00012829 | 0.0018792 | Commercial | Process Loads | #VALUE! | 2.97 | 2018CommercialProcess LoadsProcess Loads System ControlsUnknown | .
| 2018 | 479 | Commercial | Process Loads | Process Loads System Improvements | Unknown | 0 | 190843.6378 | 199355.2 | 0 | 0 | 0 | 0 | 390198.8378 | 0.044543 | 0 | 38156 | 10208.5 | 0 | 0.00014107 | 0.055044 | 0.00012829 | 0.050059 | Commercial | Process Loads | #VALUE! | 2.97 | 2018CommercialProcess LoadsProcess Loads System ImprovementsUnknown | .
| 2018 | 480 | Commercial | Process Loads | Pumps and Fans | Unknown | 49498.337 | 1797203.62 | 0 | 0 | 0 | 0 | 0 | 1846701.957 | 0.21081 | 9899.67 | 0 | 0 | 0 | 0.00014107 | 0.26051 | 0.00012829 | 0.23691 | Commercial | Process Loads | #VALUE! | 2.97 | 2018CommercialProcess LoadsPumps and FansUnknown | .
| 2018 | 481 | Commercial | Refrigeration | Heat Recovery | Unknown | 82699.346 | 0 | 0 | 0 | 0 | 0 | 0 | 82699.346 | 0.0094406 | 16539.87 | 0 | 0 | 0 | 0.0001159 | 0.0095845 | 0.00012882 | 0.010653 | Commercial | Refrigeration | #VALUE! | 6.5068 | 2018CommercialRefrigerationHeat RecoveryUnknown | .
| 2018 | 482 | Commercial | Refrigeration | Packaged Refrigeration | Unknown | 142240.652 | 46093.7568 | 0 | 0 | 0 | 0 | 0 | 188334.4088 | 0.021499 | 28448.13 | 0 | 0 | 0 | 0.0001159 | 0.021827 | 0.00012882 | 0.024261 | Commercial | Refrigeration | #VALUE! | 6.5068 | 2018CommercialRefrigerationPackaged RefrigerationUnknown | .
| 2018 | 484 | Commercial | Refrigeration | Refrigeration System Controls | Unknown | 62816.26 | 0 | 275893.64 | 0 | 0 | 0 | 0 | 338709.9 | 0.038666 | 12563.26 | 0 | 41735.69 | 0 | 0.0001159 | 0.039255 | 0.00012882 | 0.043632 | Commercial | Refrigeration | #VALUE! | 6.5068 | 2018CommercialRefrigerationRefrigeration System ControlsUnknown | .
| 2018 | 485 | Commercial | Refrigeration | Refrigeration System Improvements | Unknown | 320627.931 | 3558596.7656 | 9702611.1295 | 0 | 0 | 0 | 0 | 13581835.8261 | 1.5504 | 68513.17 | 872452 | 1603771.52 | 0 | 0.0001159 | 1.5741 | 0.00012882 | 1.7496 | Commercial | Refrigeration | #VALUE! | 6.5068 | 2018CommercialRefrigerationRefrigeration System ImprovementsUnknown | .
| 2018 | 488 | Commercial | Water Heating | System Efficiency Improvements | Unknown | 14052.956 | 0 | 14387.48 | 0 | 0 | 0 | 0 | 28440.436 | 0.0032466 | 2483.6413 | 0 | 5347 | 0 | 0.00017243 | 0.0049039 | 0.00012478 | 0.0035488 | Commercial | Water Heating | #VALUE! | 0.55454 | 2018CommercialWater HeatingSystem Efficiency ImprovementsUnknown | .
| 2018 | 489 | Commercial | Water Heating | Water Heaters | Unknown | 56198.738 | 45033.5851 | 682706.16 | 0 | 0 | 0 | 0 | 783938.4831 | 0.089491 | 9932.2587 | 9009 | 131559 | 0 | 0.00017243 | 0.13517 | 0.00012478 | 0.097819 | Commercial | Water Heating | #VALUE! | 0.55454 | 2018CommercialWater HeatingWater HeatersUnknown | .
| 2018 | 490 | Commercial | Water Heating | Water Heating Controls | Unknown | 21902.81 | 0 | 0 | 0 | 0 | 0 | 0 | 21902.81 | 0.0025003 | 56.83 | 0 | 0 | 0 | 0.00017243 | 0.0037767 | 0.00012478 | 0.002733 | Commercial | Water Heating | #VALUE! | 0.55454 | 2018CommercialWater HeatingWater Heating ControlsUnknown | .
| 2018 | 492 | Commercial | Whole Bldg/Meter Level | Whole Bldg/Meter Level System Improvements | Unknown | 773035.75 | 788504.3991 | 0 | 0 | 0 | 0 | 0 | 1561540.1491 | 0.17826 | 207163.1 | 58826 | 0 | 0 | 0.00024448 | 0.38177 | 0.00016318 | 0.25481 | Commercial | 0 | #VALUE! | 0 | 2018CommercialWhole Bldg/Meter LevelWhole Bldg/Meter Level System ImprovementsUnknown | .
| 2018 | 493 | Industrial | Compressed Air | Compressed Air System Controls | Unknown | 390886.408 | 384165.86 | 0 | 0 | 0 | 0 | 0 | 775052.268 | 0.088476 | 63965.25 | 0 | 0 | 0 | 0.00012551 | 0.097276 | 0.00012968 | 0.10051 | Industrial | Compressed Air | #VALUE! | 0.95377 | 2018IndustrialCompressed AirCompressed Air System ControlsUnknown | .
| 2018 | 494 | Industrial | Compressed Air | Compressed Air System Improvements | Unknown | 4470455.8637 | 2805217.507 | 383845.9836 | 0 | 0 | 0 | 0 | 7659519.3543 | 0.87437 | 736416.6754 | 324230 | 45709.34 | 0 | 0.00012551 | 0.96134 | 0.00012968 | 0.99328 | Industrial | Compressed Air | #VALUE! | 0.95377 | 2018IndustrialCompressed AirCompressed Air System ImprovementsUnknown | .
| 2018 | 499 | Industrial | Facility Distribution System | Transformers | Unknown | 0 | 0 | 27655.1 | 0 | 0 | 0 | 0 | 27655.1 | 0.003157 | 0 | 0 | 7231 | 0 | 0.00012551 | 0.003471 | 0.00012968 | 0.0035863 | Industrial | 0 | #VALUE! | 0 | 2018IndustrialFacility Distribution SystemTransformersUnknown | .
| 2018 | 501 | Industrial | HVAC | Envelope | Unknown | 2849.2394 | 2888.1956 | 2829.4918 | 0 | 0 | 0 | 0 | 8566.9268 | 0.00097796 | 908.6908 | 0 | 638 | 0 | 0.00012551 | 0.0010752 | 0.00012968 | 0.001111 | Industrial | HVAC | #VALUE! | 0 | 2018IndustrialHVACEnvelopeUnknown | .
| 2018 | 503 | Industrial | HVAC | HVAC System Controls | Unknown | 858981.5425 | 1641049.8275 | 5972832.8 | 0 | 0 | 0 | 0 | 8472864.17 | 0.96722 | 52088.5666 | 0 | 365822 | 0 | 0.00012551 | 1.0634 | 0.00012968 | 1.0988 | Industrial | HVAC | #VALUE! | 0 | 2018IndustrialHVACHVAC System ControlsUnknown | .
| 2018 | 504 | Industrial | HVAC | HVAC System Improvements | Unknown | 1922971.165 | 1089128.2967 | 5859862.8398 | 82961611.95 | 0 | 0 | 0 | 91833574.2514 | 10.4833 | 479602.625 | 242538 | 746877.76 | 637206.6 | 0.00012551 | 11.526 | 0.00012968 | 11.9089 | Industrial | HVAC | #VALUE! | 0 | 2018IndustrialHVACHVAC System ImprovementsUnknown | .
| 2018 | 506 | Industrial | Lighting | Lamps/Ballasts/Fixtures | Unknown | 6915639.1383 | 10613490.2323 | 2209051.0757 | 0 | 0 | 0 | 0 | 19738180.4463 | 2.2532 | 1258026.48 | 1753860.38 | 204655.56 | 0 | 0.00012551 | 2.4773 | 0.00012968 | 2.5596 | Industrial | Lighting | #VALUE! | 4.8735 | 2018IndustrialLightingLamps/Ballasts/FixturesUnknown | .
| 2018 | 507 | Industrial | Lighting | Lighting Controls | Unknown | 0 | 0 | 1032756.4098 | 0 | 0 | 0 | 0 | 1032756.4098 | 0.11789 | 0 | 0 | 185503.2 | 0 | 0.00012551 | 0.12962 | 0.00012968 | 0.13393 | Industrial | Lighting | #VALUE! | 4.8735 | 2018IndustrialLightingLighting ControlsUnknown | .
| 2018 | 510 | Industrial | Motors/Drives | Motors | Unknown | 8311.35 | 3142.8 | 0 | 0 | 0 | 0 | 0 | 11454.15 | 0.0013076 | 2077.84 | 0 | 0 | 0 | 0.00012551 | 0.0014376 | 0.00012968 | 0.0014854 | Industrial | Motors/Drives | #VALUE! | 0 | 2018IndustrialMotors/DrivesMotorsUnknown | .
| 2018 | 511 | Industrial | Motors/Drives | Motors/Drives Controls | Unknown | 1408612.4959 | 1063355.4921 | 0 | 0 | 0 | 0 | 0 | 2471967.988 | 0.28219 | 350099.7264 | 0 | 0 | 0 | 0.00012551 | 0.31025 | 0.00012968 | 0.32056 | Industrial | Motors/Drives | #VALUE! | 0 | 2018IndustrialMotors/DrivesMotors/Drives ControlsUnknown | .
| 2018 | 512 | Industrial | Motors/Drives | Pumps and Fans | Unknown | 2026260.9828 | 1567706.8573 | 0 | 0 | 0 | 0 | 0 | 3593967.8401 | 0.41027 | 194932.7566 | 0 | 0 | 0 | 0.00012551 | 0.45108 | 0.00012968 | 0.46606 | Industrial | Motors/Drives | #VALUE! | 0 | 2018IndustrialMotors/DrivesPumps and FansUnknown | .
| 2018 | 514 | Industrial | Process Loads | Process Loads System Controls | Unknown | 219676.7714 | 254344.9546 | 12048966.8195 | 0 | 0 | 0 | 0 | 12522988.5455 | 1.4296 | 27433.4284 | 0 | 2308468 | 0 | 0.00012551 | 1.5717 | 0.00012968 | 1.624 | Industrial | Process Loads | #VALUE! | 2.2149 | 2018IndustrialProcess LoadsProcess Loads System ControlsUnknown | .
| 2018 | 515 | Industrial | Process Loads | Process Loads System Improvements | Unknown | 7430476.7335 | 140174.4189 | 25567463.731 | 0 | 0 | 0 | 0 | 33138114.8833 | 3.7829 | 1492400.5462 | 843 | 1850673 | 0 | 0.00012551 | 4.1591 | 0.00012968 | 4.2973 | Industrial | Process Loads | #VALUE! | 2.2149 | 2018IndustrialProcess LoadsProcess Loads System ImprovementsUnknown | .
| 2018 | 516 | Industrial | Process Loads | Pumps and Fans | Unknown | 3613709.465 | 206005.5 | 0 | 0 | 0 | 0 | 0 | 3819714.965 | 0.43604 | 298800.6416 | 0 | 0 | 0 | 0.00012551 | 0.47941 | 0.00012968 | 0.49534 | Industrial | Process Loads | #VALUE! | 2.2149 | 2018IndustrialProcess LoadsPumps and FansUnknown | .
| 2018 | 517 | Industrial | Process Loads | Wastewater System Improvements | Unknown | 5457952.887 | 382770.8041 | 3208193.4 | 0 | 0 | 0 | 0 | 9048917.0911 | 1.033 | 1364488.23 | 0 | 100230.04 | 0 | 0.00012551 | 1.1357 | 0.00012968 | 1.1735 | Industrial | Process Loads | #VALUE! | 2.2149 | 2018IndustrialProcess LoadsWastewater System ImprovementsUnknown | .
| 2018 | 520 | Industrial | Refrigeration | Pumps and Fans | Unknown | 892444.2199 | 911381.2801 | 0 | 0 | 0 | 0 | 0 | 1803825.5 | 0.20592 | 109097.9518 | 0 | 0 | 0 | 0.00012551 | 0.2264 | 0.00012968 | 0.23392 | Industrial | Low & Med Temp Refr | #VALUE! | 6.2475 | 2018IndustrialRefrigerationPumps and FansUnknown | .
| 2018 | 521 | Industrial | Refrigeration | Refrigeration System Controls | Unknown | 2380560.862 | 2276156.531 | 1424623.95 | 0 | 0 | 0 | 0 | 6081341.343 | 0.69422 | 263073.521 | 0 | 215303 | 0 | 0.00012551 | 0.76326 | 0.00012968 | 0.78863 | Industrial | Low & Med Temp Refr | #VALUE! | 6.2475 | 2018IndustrialRefrigerationRefrigeration System ControlsUnknown | .
| 2018 | 522 | Industrial | Refrigeration | Refrigeration System Improvements | Unknown | 5535188.0159 | 13271368.6667 | 117837.0831 | 0 | 0 | 0 | 0 | 18924393.7657 | 2.1603 | 1046921.4806 | 59587 | 16341.9 | 0 | 0.00012551 | 2.3752 | 0.00012968 | 2.4541 | Industrial | Low & Med Temp Refr | #VALUE! | 6.2475 | 2018IndustrialRefrigerationRefrigeration System ImprovementsUnknown | .
| 2018 | 525 | Industrial | Water Heating | System Efficiency Improvements | Unknown | 0 | 0 | 678059.8 | 0 | 0 | 0 | 0 | 678059.8 | 0.077404 | 0 | 0 | 106768 | 0 | 0.00012551 | 0.085103 | 0.00012968 | 0.08793 | Industrial | Water Heating | #VALUE! | 0 | 2018IndustrialWater HeatingSystem Efficiency ImprovementsUnknown | .
| 2018 | 529 | Residential | Electronics | Entertainment | Unknown | 0 | 0 | 0 | 0 | 457189.9204 | 0 | 0 | 457189.9204 | 0.052191 | 0 | 0 | 0 | 0 | 0.00021383 | 0.097762 | 0.0001722 | 0.078728 | Residential | Electronics | #VALUE! | 8.8095 | 2018ResidentialElectronicsEntertainmentUnknown | .
| 2018 | 530 | Residential | Electronics | Plug Load | Unknown | 0 | 562116.7096 | 0 | 0 | 5596935.2151 | 0 | 0 | 6159051.9247 | 0.70309 | 0 | 232515 | 0 | 0 | 0.00021383 | 1.317 | 0.0001722 | 1.0606 | Residential | Electronics | #VALUE! | 8.8095 | 2018ResidentialElectronicsPlug LoadUnknown | .
| 2018 | 532 | Residential | HVAC | Envelope | Unknown | 0 | 1086305.7254 | 1580515.3337 | 37109.1 | 0 | 0 | 0 | 2703930.1591 | 0.30867 | 0 | 0 | 0 | 33429 | 0.00035039 | 0.94742 | 0.00029221 | 0.79011 | Residential | HVAC | #VALUE! | 40.9506 | 2018ResidentialHVACEnvelopeUnknown | .
| 2018 | 534 | Residential | HVAC | HVAC System | Unknown | 22072.93 | 0 | 567356.7937 | 0 | 120162.5499 | 0 | 0 | 709592.2736 | 0.081004 | 7725.53 | 0 | 431857.8 | 0 | 0.00035039 | 0.24863 | 0.00029221 | 0.20735 | Residential | HVAC | #VALUE! | 40.9506 | 2018ResidentialHVACHVAC SystemUnknown | .
| 2018 | 535 | Residential | Lighting | Lamps/Fixtures | Unknown | 0 | 0 | 3070188.9096 | 0 | 0 | 0 | 0 | 3070188.9096 | 0.35048 | 0 | 0 | 526976 | 0 | 0.00026149 | 0.80282 | 8.4631e-05 | 0.25983 | Residential | Lighting | #VALUE! | 28.9 | 2018ResidentialLightingLamps/FixturesUnknown | .
| 2018 | 540 | Residential | Water Heating | Pipe Insulation | Unknown | 0 | 0 | 4010.43 | 0 | 0 | 0 | 0 | 4010.43 | 0.00045781 | 0 | 0 | 139910 | 0 | 0.00019367 | 0.00077668 | 0.00012477 | 0.00050038 | Residential | Water Heating | #VALUE! | 13.95 | 2018ResidentialWater HeatingPipe InsulationUnknown | .
| 2018 | 541 | Residential | Water Heating | Water Heaters | Unknown | 0 | 39486.4067 | 16384.563 | 0 | 146554.7738 | 0 | 0 | 202425.7435 | 0.023108 | 0 | 1673 | 3181 | 0 | 0.00019367 | 0.039203 | 0.00012477 | 0.025256 | Residential | Water Heating | #VALUE! | 13.95 | 2018ResidentialWater HeatingWater HeatersUnknown | .
| 2018 | 542 | Residential | Water Heating | Water Using Devices | Unknown | 0 | 0 | 468205.5 | 0 | 0 | 0 | 0 | 468205.5 | 0.053448 | 0 | 0 | 42700 | 0 | 0.00019367 | 0.090675 | 0.00012477 | 0.058418 | Residential | Water Heating | #VALUE! | 13.95 | 2018ResidentialWater HeatingWater Using DevicesUnknown | .
| 2018 | 543 | Residential | Whole Bldg/Meter Level | Homes | Unknown | 169339.4805 | 103880.2 | 5246744.1121 | 0 | 14497865.5115 | 0 | 0 | 20017829.3041 | 2.2851 | 52369.06 | 28391.32 | 3267343 | 0 | 0.00023982 | 4.8007 | 0.00015375 | 3.0777 | Residential | 0 | #VALUE! | 0 | 2018ResidentialWhole Bldg/Meter LevelHomesUnknown | .
| 2018 | 544 | Residential | Whole Bldg/Meter Level | Whole Bldg/Meter Level System Improvements | Unknown | 13259.03 | 0 | 2001607.1532 | 0 | 0 | 0 | 0 | 2014866.1833 | 0.23001 | 5966.56 | 0 | 638729 | 0 | 0.00023982 | 0.4832 | 0.00015375 | 0.30978 | Residential | 0 | #VALUE! | 0 | 2018ResidentialWhole Bldg/Meter LevelWhole Bldg/Meter Level System ImprovementsUnknown | .
| 2018 | 546 | Utility System Efficiency | Utility Distribution System | Conductors | Unknown | 717312.06 | 351628.95 | 0 | 0 | 0 | 0 | 0 | 1068941.01 | 0.12203 | 251059.23 | 0 | 0 | 0 | 0.00014176 | 0.15153 | 0.00013735 | 0.14682 | Distribution Efficiency | Distribution Efficiency | #VALUE! | 4.0073 | 2018Utility System EfficiencyUtility Distribution SystemConductorsUnknown | .
| 2018 | 549 | Utility System Efficiency | Utility Distribution System | Transformers | Unknown | 297170.16 | 0 | 0 | 0 | 0 | 0 | 0 | 297170.16 | 0.033924 | 104009.54 | 0 | 0 | 0 | 0.00014176 | 0.042126 | 0.00013735 | 0.040817 | Distribution Efficiency | Distribution Efficiency | #VALUE! | 4.0073 | 2018Utility System EfficiencyUtility Distribution SystemTransformersUnknown | .
| 2018 | 558 | Utility System Efficiency | Utility Transmission System | Voltage Management | Unknown | 454953.82 | 897571.231 | 0 | 0 | 0 | 0 | 0 | 1352525.051 | 0.1544 | 61582.03 | 0 | 0 | 0 | 0.00014176 | 0.19173 | 0.00013735 | 0.18577 | Distribution Efficiency | Distribution Efficiency | #VALUE! | 4.0073 | 2018Utility System EfficiencyUtility Transmission SystemVoltage ManagementUnknown | .
| 2018 | 560 | Commercial | Unknown | Unknown | Unknown | 42546.018 | 375859.3229 | 13086770.9752 | 654572.13 | 0 | 0 | 0 | 14159748.4461 | 1.6164 | 7658.29 | 84940 | 2071137.88 | 14149.53 | 0.00024448 | 3.4618 | 0.00016318 | 2.3106 | Commercial | 0 | #VALUE! | 0 | 2018CommercialUnknownUnknownUnknown | .
| 2018 | 561 | Industrial | Unknown | Unknown | Unknown | 0 | 0 | 25618144.5843 | 0 | 0 | 0 | 0 | 25618144.5843 | 2.9244 | 0 | 0 | 1499862.18 | 0 | 0.00012551 | 3.2153 | 0.00012968 | 3.3221 | Industrial | 0 | #VALUE! | 0 | 2018IndustrialUnknownUnknownUnknown | .
| 2018 | 563 | Residential | Unknown | Unknown | Unknown | 0 | 726045.5268 | 3694558.5766 | 0 | 0 | 0 | 0 | 4420604.1034 | 0.50464 | 0 | 509151.77 | 7600 | 98204.01 | 0.00023982 | 1.0601 | 0.00015375 | 0.67965 | Residential | 0 | #VALUE! | 0 | 2018ResidentialUnknownUnknownUnknown | .
| 2018 | 571 | Agricultural | Irrigation | Unknown | Unknown | 9376488 | 0 | 53001.216 | 112020.405 | 0 | 0 | 0 | 9541509.621 | 1.0892 | 1358601.68 | 0 | 0 | 3123 | 2.6494e-06 | 0.025279 | 0.0003126 | 2.9827 | Agricultural | Irrigation | #VALUE! | 11.2027 | 2018AgriculturalIrrigationUnknownUnknown | .
| 2018 | 572 | Agricultural | Irrigation | Irrigation System Improvements | Irrigation System Control Improvements (VFD) | 0 | 0 | 588621.7523 | 867501.135 | 0 | 0 | 0 | 1456122.8873 | 0.16622 | 0 | 0 | 79905.15 | 128965 | 2.6494e-06 | 0.0038578 | 0.0003126 | 0.45519 | Agricultural | Irrigation | #VALUE! | 11.2027 | 2018AgriculturalIrrigationIrrigation System ImprovementsIrrigation System Control Improvements (VFD) | .
| 2018 | 573 | Commercial | Food Preparation | Motors/Drives Controls | Interactive Process Loads System Improvements | 44433.54 | 61713.25 | 0 | 0 | 0 | 0 | 0 | 106146.79 | 0.012117 | 7200 | 1200 | 0 | 0 | 0.00017223 | 0.018282 | 0.00016217 | 0.017213 | Commercial | Food Preparation | #VALUE! | 0.80053 | 2018CommercialFood PreparationMotors/Drives ControlsInteractive Process Loads System Improvements | .
| 2018 | 574 | Commercial | HVAC | HVAC System Improvements | Fan System Improvements | 0 | 0 | 95123 | 0 | 0 | 0 | 0 | 95123 | 0.010859 | 0 | 0 | 12924.3 | 0 | 0.00076228 | 0.07251 | 1.3799e-05 | 0.0013126 | Commercial | HVAC | #VALUE! | 19.0058 | 2018CommercialHVACHVAC System ImprovementsFan System Improvements | .
| 2018 | 578 | Commercial | Lighting | Lamps/Ballasts/Fixtures | LED Exterior General Area | 18080537.201 | 12991193.527 | 76953871.6265 | 0 | 0 | 0 | 0 | 108025602.3545 | 12.3317 | 2863137.78 | 0 | 10078218.12 | 0 | 0.00017719 | 19.1406 | 0.00015191 | 16.4097 | Commercial | Lighting | #VALUE! | 38.0019 | 2018CommercialLightingLamps/Ballasts/FixturesLED Exterior General Area | .
| 2018 | 579 | Commercial | Lighting | Lamps/Ballasts/Fixtures | LED Other | 0 | 0 | 3628378.2627 | 0 | 0 | 0 | 0 | 3628378.2627 | 0.4142 | 0 | 0 | 747666.88 | 0 | 0.00017719 | 0.6429 | 0.00015191 | 0.55117 | Commercial | Lighting | #VALUE! | 38.0019 | 2018CommercialLightingLamps/Ballasts/FixturesLED Other | .
| 2018 | 580 | Commercial | Lighting | Lamps/Ballasts/Fixtures | LED Screw-In/Small Fixtures | 0 | 0 | 14093112.7258 | 0 | 0 | 0 | 0 | 14093112.7258 | 1.6088 | 0 | 0 | 1862647.88 | 0 | 0.00017719 | 2.4971 | 0.00015191 | 2.1408 | Commercial | Lighting | #VALUE! | 38.0019 | 2018CommercialLightingLamps/Ballasts/FixturesLED Screw-In/Small Fixtures | .
| 2018 | 581 | Commercial | Lighting | Lamps/Ballasts/Fixtures | LED Troffer Fixtures/Kits | 0 | 0 | 28894559.1243 | 0 | 0 | 0 | 0 | 28894559.1243 | 3.2985 | 0 | 0 | 6565796.24 | 0 | 0.00017719 | 5.1197 | 0.00015191 | 4.3892 | Commercial | Lighting | #VALUE! | 38.0019 | 2018CommercialLightingLamps/Ballasts/FixturesLED Troffer Fixtures/Kits | .
| 2018 | 582 | Commercial | Lighting | Lamps/Ballasts/Fixtures | Linear Fluorescent High Bay | 0 | 0 | 188902.52 | 0 | 0 | 0 | 0 | 188902.52 | 0.021564 | 0 | 0 | 59323.12 | 0 | 0.00017719 | 0.033471 | 0.00015191 | 0.028695 | Commercial | Lighting | #VALUE! | 38.0019 | 2018CommercialLightingLamps/Ballasts/FixturesLinear Fluorescent High Bay | .
| 2018 | 583 | Commercial | Lighting | Lamps/Ballasts/Fixtures | Tubular LED Lamps (TLED) | 1011547.097 | 66422.88 | 42966279.8156 | 0 | 0 | 0 | 0 | 44044249.7926 | 5.0279 | 101577.1 | 0 | 4296051.78 | 0 | 0.00017719 | 7.804 | 0.00015191 | 6.6906 | Commercial | Lighting | #VALUE! | 38.0019 | 2018CommercialLightingLamps/Ballasts/FixturesTubular LED Lamps (TLED) | .
| 2018 | 586 | Commercial | Lighting | Lamps/Ballasts/Fixtures | T8 Linear Fluorescents | 0 | 0 | 115052.572 | 0 | 0 | 0 | 0 | 115052.572 | 0.013134 | 0 | 0 | 28493 | 0 | 0.00017719 | 0.020386 | 0.00015191 | 0.017477 | Commercial | Lighting | #VALUE! | 38.0019 | 2018CommercialLightingLamps/Ballasts/FixturesT8 Linear Fluorescents | .
| 2018 | 587 | Commercial | Lighting | Signs and Signals | LED Street Lighting | 21614.35 | 1155914.15 | 4243546.753 | 1377086 | 0 | 0 | 0 | 6798161.253 | 0.77605 | 3544 | 225940 | 786515.86 | 550000 | 0.00023298 | 1.5838 | 0 | 0 | Commercial | Lighting | #VALUE! | 38.0019 | 2018CommercialLightingSigns and SignalsLED Street Lighting | .
| 2018 | 588 | Residential | Electronics | Plug Load | Clothes Dryers | 213969.9925 | 194802.48 | 328619.152 | 0 | 9303452.5368 | 0 | -6120073.4563 | 3920770.705 | 0.44758 | 77925 | 0 | 105700 | 0 | 0.00040029 | 1.5694 | 0.0003184 | 1.2484 | Residential | 0 | #VALUE! | 0 | 2018ResidentialElectronicsPlug LoadClothes Dryers | .
| 2018 | 590 | Residential | Electronics | Computer Technologies | Computer | 0 | 0 | 0 | 0 | 9322592.264 | 0 | -3283770.2788 | 6038821.9852 | 0.68936 | 0 | 0 | 0 | 0 | 0.00014549 | 0.87857 | 0.00013343 | 0.80578 | Residential | Electronics | #VALUE! | 8.8095 | 2018ResidentialElectronicsComputer TechnologiesComputer | .
| 2018 | 593 | Commercial | Water Heating | Water Heaters | Heat Pump Water Heaters | 3965.67 | 0 | 34594.68 | 0 | 0 | 0 | 0 | 38560.35 | 0.0044019 | 1500 | 0 | 8500 | 0 | 0.00017243 | 0.0066489 | 0.00012478 | 0.0048115 | Commercial | Water Heating | #VALUE! | 0.55454 | 2018CommercialWater HeatingWater HeatersHeat Pump Water Heaters | .
| 2018 | 594 | Residential | Water Heating | Water Using Devices | Thermostatic Shut-off Valves | 607426.48 | 223053.8762 | 288070.859 | 31354.5 | 0 | 0 | 0 | 1149905.7152 | 0.13127 | 86637 | 0 | 2013175 | 600 | 0.00019367 | 0.2227 | 0.00012477 | 0.14347 | Residential | Water Heating | #VALUE! | 13.95 | 2018ResidentialWater HeatingWater Using DevicesThermostatic Shut-off Valves | .
| 2018 | 595 | Industrial | Whole Bldg/Meter Level | Whole Bldg/Meter Level System Improvements | Strategic Energy Management | 8441326.727 | 24397484.3762 | 14868978.5443 | 0 | 0 | 0 | 0 | 47707789.6475 | 5.4461 | 1804575.49 | 201833.87 | 283456.12 | 0 | 0.00012551 | 5.9878 | 0.00012968 | 6.1867 | Industrial | Energy Management | #VALUE! | 22.9117 | 2018IndustrialWhole Bldg/Meter LevelWhole Bldg/Meter Level System ImprovementsStrategic Energy Management | .
| 2018 | 596 | Residential | HVAC | Envelope | Doors | 25169.8968 | 565.08 | 7325.98 | 4644.31 | 0 | 0 | 0 | 37705.2668 | 0.0043043 | 43522 | 0 | 18242.788 | 8012.93 | 0.00035039 | 0.013211 | 0.00029221 | 0.011018 | Residential | HVAC | #VALUE! | 37.0774 | 2018ResidentialHVACEnvelopeDoors | .
| 2018 | 597 | Residential | Water Heating | Water Using Devices | Aerators | 0 | 70142.5769 | 10771279.2135 | 0 | 0 | 0 | 0 | 10841421.7904 | 1.2376 | 0 | 0 | 2041682.31 | 0 | 0.00019367 | 2.0996 | 0.00012477 | 1.3527 | Residential | Water Heating | #VALUE! | 13.95 | 2018ResidentialWater HeatingWater Using DevicesAerators | .
| 2018 | 598 | Commercial | Lighting | Lamps/Ballasts/Fixtures | Fluorescent Lamps | 0 | 0 | 52786.97 | 0 | 5428136.0258 | 0 | 0 | 5480922.9958 | 0.62568 | 0 | 0 | 4521 | 0 | 0.00017719 | 0.97114 | 0.00015191 | 0.83258 | Commercial | Lighting | #VALUE! | 38.0019 | 2018CommercialLightingLamps/Ballasts/FixturesFluorescent Lamps | .
| 2018 | 599 | Commercial | Lighting | Lamps/Ballasts/Fixtures | LED High Bay | 15552.78 | 0 | 23874237.3368 | 0 | 0 | 0 | 0 | 23889790.1168 | 2.7271 | 5000 | 0 | 3565790.01 | 0 | 0.00012551 | 2.9984 | 0.00012968 | 3.098 | Commercial | Lighting | #VALUE! | 38.0019 | 2018CommercialLightingLamps/Ballasts/FixturesLED High Bay | .
| 2018 | 600 | Industrial | Lighting | Lamps/Ballasts/Fixtures | LED High Bay | 0 | 0 | 25759436.8572 | 0 | 0 | 0 | 0 | 25759436.8572 | 2.9406 | 0 | 0 | 4688867.44 | 0 | 0.00012551 | 3.233 | 0.00012968 | 3.3405 | Industrial | Lighting | #VALUE! | 4.8735 | 2018IndustrialLightingLamps/Ballasts/FixturesLED High Bay | .
| 2018 | 601 | Industrial | Lighting | Lamps/Ballasts/Fixtures | Linear Fluorescent High Bay | 0 | 0 | 15599.94 | 0 | 0 | 0 | 0 | 15599.94 | 0.0017808 | 0 | 0 | 3303 | 0 | 0.00012551 | 0.0019579 | 0.00012968 | 0.002023 | Industrial | Lighting | #VALUE! | 4.8735 | 2018IndustrialLightingLamps/Ballasts/FixturesLinear Fluorescent High Bay | .
| 2018 | 602 | Commercial | HVAC | HVAC System Improvements | Package Terminal Heat Pumps | 0 | 0 | 3321934.0033 | 0 | 0 | 0 | 0 | 3321934.0033 | 0.37922 | 0 | 0 | 279162.5 | 0 | 0.00076228 | 2.5322 | 1.3799e-05 | 0.04584 | Commercial | HVAC | #VALUE! | 19.0058 | 2018CommercialHVACHVAC System ImprovementsPackage Terminal Heat Pumps | .
| 2018 | 603 | Commercial | Whole Bldg/Meter Level | Whole Bldg/Meter Level System Improvements | Strategic Energy Management | 0 | 4815902.0544 | 28773861.115 | 0 | 0 | 0 | 0 | 33589763.1694 | 3.8344 | 0 | 102859.8 | 579623.12 | 0 | 0.00024448 | 8.212 | 0.00016318 | 5.4811 | Commercial | HVAC | #VALUE! | 19.0058 | 2018CommercialWhole Bldg/Meter LevelWhole Bldg/Meter Level System ImprovementsStrategic Energy Management | .
| 2018 | 604 | Commercial | HVAC | HVAC System Controls | Vent Hood VFD | 0 | 0 | 245291 | 0 | 0 | 0 | 0 | 245291 | 0.028001 | 0 | 0 | 39701.76 | 0 | 0.00076228 | 0.18698 | 1.3799e-05 | 0.0033848 | Commercial | HVAC | #VALUE! | 21.9673 | 2018CommercialHVACHVAC System ControlsVent Hood VFD | .
| 2019 | 2 | Commercial | HVAC | HVAC System Improvements | Rooftop Units | 0 | 0 | 1733495.7645 | 0 | 29624560.5552 | 0 | 0 | 31358056.3197 | 3.5797 | 0 | 0 | 4395 | 0 | 0.00076228 | 23.9035 | 1.3799e-05 | 0.43272 | Commercial | HVAC | #VALUE! | 21.9673 | 2019CommercialHVACHVAC System ImprovementsRooftop Units | .
| 2019 | 3 | Commercial | HVAC | HVAC System Improvements | Rotary Screw Chiller Improvements | 0 | 0 | 572901 | 0 | 0 | 0 | 0 | 572901 | 0.0654 | 0 | 0 | 0 | 0 | 0.00076228 | 0.43671 | 1.3799e-05 | 0.0079056 | Commercial | HVAC | #VALUE! | 21.9673 | 2019CommercialHVACHVAC System ImprovementsRotary Screw Chiller Improvements | .
| 2019 | 6 | Commercial | HVAC | HVAC System Improvements | Variable Refrigerant Flow System Improvements | 92805.95 | 30400 | 616713.8484 | 0 | 0 | 0 | 0 | 739919.7984 | 0.084466 | 36833.61 | 0 | 1860 | 0 | 0.00076228 | 0.56402 | 1.3799e-05 | 0.01021 | Commercial | HVAC | #VALUE! | 21.9673 | 2019CommercialHVACHVAC System ImprovementsVariable Refrigerant Flow System Improvements | .
| 2019 | 7 | Commercial | HVAC | HVAC System Improvements | Ventilation System Improvements | 0 | 0 | 2535371.7454 | 0 | 0 | 0 | 0 | 2535371.7454 | 0.28943 | 0 | 0 | 0 | 0 | 0.00018839 | 0.47763 | 0.00016046 | 0.40682 | Commercial | HVAC | #VALUE! | 21.9673 | 2019CommercialHVACHVAC System ImprovementsVentilation System Improvements | .
| 2019 | 9 | Commercial | Lighting | Delamping | Delamping | 0 | 0 | 14836035.9948 | 0 | 0 | 0 | 0 | 14836035.9948 | 1.6936 | 0 | 0 | 0 | 0 | 0.00017719 | 2.6287 | 0.00015191 | 2.2537 | Commercial | Lighting | #VALUE! | 42.7198 | 2019CommercialLightingDelampingDelamping | .
| 2019 | 10 | Commercial | Lighting | Lamps/Ballasts/Fixtures | Lamps/Ballasts | 0 | 0 | 638.5657 | 0 | 0 | 0 | 0 | 638.5657 | 7.2896e-05 | 0 | 0 | 12.75 | 0 | 0.00017719 | 0.00011314 | 0.00015191 | 9.7002e-05 | Commercial | Lighting | #VALUE! | 42.7198 | 2019CommercialLightingLamps/Ballasts/FixturesLamps/Ballasts | .
| 2019 | 14 | Commercial | Lighting | Lamps/Ballasts/Fixtures | Lamps/Ballasts/Fixtures | 79823246.602 | 50098338.1164 | 109301189.6689 | 2260963.264 | 0 | 0 | 0 | 241483737.6513 | 27.5666 | 12537895.23 | 207122 | 283459.05 | 0 | 0.00017719 | 42.7875 | 0.00015191 | 36.6827 | Commercial | Lighting | #VALUE! | 42.7198 | 2019CommercialLightingLamps/Ballasts/FixturesLamps/Ballasts/Fixtures | .
| 2019 | 15 | Commercial | Lighting | Lamps/Ballasts/Fixtures | Lamps/Ballasts/Fixtures w/Controls | 0 | 0 | 3634503.4778 | 0 | 0 | 0 | 0 | 3634503.4778 | 0.4149 | 0 | 0 | 100150.12 | 0 | 0.00017719 | 0.64398 | 0.00015191 | 0.5521 | Commercial | Lighting | #VALUE! | 42.7198 | 2019CommercialLightingLamps/Ballasts/FixturesLamps/Ballasts/Fixtures w/Controls | .
| 2019 | 19 | Commercial | Lighting | Lighting Controls | Daylighting | 0 | 0 | 118067.696 | 0 | 0 | 0 | 0 | 118067.696 | 0.013478 | 0 | 0 | 0 | 0 | 0.00017719 | 0.02092 | 0.00015191 | 0.017935 | Commercial | Lighting | #VALUE! | 42.7198 | 2019CommercialLightingLighting ControlsDaylighting | .
| 2019 | 20 | Commercial | Lighting | Lighting Controls | Occupancy Sensors | 0 | 0 | 2809229.128 | 0 | 0 | 0 | 0 | 2809229.128 | 0.32069 | 0 | 0 | 883.34 | 0 | 0.00017719 | 0.49776 | 0.00015191 | 0.42674 | Commercial | Lighting | #VALUE! | 42.7198 | 2019CommercialLightingLighting ControlsOccupancy Sensors | .
| 2019 | 21 | Commercial | Lighting | Lighting Controls | Photocells | 0 | 0 | 755.144 | 0 | 0 | 0 | 0 | 755.144 | 8.6204e-05 | 0 | 0 | 0 | 0 | 0.00017719 | 0.0001338 | 0.00015191 | 0.00011471 | Commercial | Lighting | #VALUE! | 42.7198 | 2019CommercialLightingLighting ControlsPhotocells | .
| 2019 | 23 | Commercial | Lighting | Signs and Signals | LED Exit Signs | 0 | 0 | 323233.1428 | 0 | 0 | 0 | 0 | 323233.1428 | 0.036899 | 0 | 0 | 640 | 0 | 0.00017719 | 0.057272 | 0.00015191 | 0.049101 | Commercial | Lighting | #VALUE! | 42.7198 | 2019CommercialLightingSigns and SignalsLED Exit Signs | .
| 2019 | 27 | Agricultural | Compressed Air | Compressed Air System Improvements | Compressed Air System Compressor Improvements (VFD) | 0 | 0 | 104916.9577 | 0 | 0 | 0 | 0 | 104916.9577 | 0.011977 | 0 | 0 | 14210.1 | 0 | 2.6494e-06 | 0.00027796 | 0.0003126 | 0.032797 | Agricultural | Compressed Air | #VALUE! | 0 | 2019AgriculturalCompressed AirCompressed Air System ImprovementsCompressed Air System Compressor Improvements (VFD) | .
| 2019 | 33 | Agricultural | Compressed Air | Compressed Air System Improvements | Compressors | 0 | 27427.58 | 0 | 0 | 0 | 0 | 0 | 27427.58 | 0.003131 | 0 | 0 | 0 | 0 | 2.6494e-06 | 7.2666e-05 | 0.0003126 | 0.0085739 | Agricultural | Compressed Air | #VALUE! | 0 | 2019AgriculturalCompressed AirCompressed Air System ImprovementsCompressors | .
| 2019 | 35 | Agricultural | Irrigation | Center Pivot System and Equipment | Center Pivot Conversions | 0 | 0 | 240900.4244 | 0 | 0 | 0 | 0 | 240900.4244 | 0.0275 | 0 | 0 | 32350.45 | 0 | 2.6494e-06 | 0.00063823 | 0.0003126 | 0.075306 | Agricultural | Irrigation | #VALUE! | 13.4481 | 2019AgriculturalIrrigationCenter Pivot System and EquipmentCenter Pivot Conversions | .
| 2019 | 41 | Agricultural | Irrigation | Discharge Fitting Equipment | Flow Control Nozzles and Diffuser | 0 | 0 | 30480.0639 | 0 | 0 | 0 | 0 | 30480.0639 | 0.0034795 | 0 | 0 | 566.5 | 0 | 2.6494e-06 | 8.0753e-05 | 0.0003126 | 0.0095282 | Agricultural | Irrigation | #VALUE! | 13.4481 | 2019AgriculturalIrrigationDischarge Fitting EquipmentFlow Control Nozzles and Diffuser | .
| 2019 | 42 | Agricultural | Irrigation | Discharge Fitting Equipment | Impact Sprinkler Heads | 0 | 0 | 48523.8369 | 0 | 0 | 0 | 0 | 48523.8369 | 0.0055393 | 0 | 0 | 3152.25 | 0 | 2.6494e-06 | 0.00012856 | 0.0003126 | 0.015169 | Agricultural | Irrigation | #VALUE! | 13.4481 | 2019AgriculturalIrrigationDischarge Fitting EquipmentImpact Sprinkler Heads | .
| 2019 | 45 | Agricultural | Irrigation | Discharge Fitting Equipment | Nozzle Replacement | 0 | 0 | 3250.6188 | 0 | 0 | 0 | 0 | 3250.6188 | 0.00037108 | 0 | 0 | 57 | 0 | 2.6494e-06 | 8.6121e-06 | 0.0003126 | 0.0010162 | Agricultural | Irrigation | #VALUE! | 13.4481 | 2019AgriculturalIrrigationDischarge Fitting EquipmentNozzle Replacement | .
| 2019 | 51 | Agricultural | Irrigation | Hardware | Drain Replacement | 80281.9 | 0 | 486859.4391 | 0 | 0 | 0 | 0 | 567141.3391 | 0.064742 | 3755 | 0 | 933 | 0 | 2.6494e-06 | 0.0015026 | 0.0003126 | 0.17729 | Agricultural | Irrigation | #VALUE! | 13.4481 | 2019AgriculturalIrrigationHardwareDrain Replacement | .
| 2019 | 52 | Agricultural | Irrigation | Hardware | Drop Tube/Hose Extension | 251350.44 | 3074.28 | 192950.4901 | 0 | 0 | 0 | 0 | 447375.2101 | 0.05107 | 100809 | 0 | 31734 | 0 | 2.6494e-06 | 0.0011853 | 0.0003126 | 0.13985 | Agricultural | Irrigation | #VALUE! | 13.4481 | 2019AgriculturalIrrigationHardwareDrop Tube/Hose Extension | .
| 2019 | 53 | Agricultural | Irrigation | Hardware | Gasket Replacement | 124813.6 | 21.38 | 5535351.098 | 0 | 0 | 0 | 0 | 5660186.078 | 0.64614 | 16113.25 | 0 | 7012 | 0 | 2.6494e-06 | 0.014996 | 0.0003126 | 1.7694 | Agricultural | Irrigation | #VALUE! | 13.4481 | 2019AgriculturalIrrigationHardwareGasket Replacement | .
| 2019 | 54 | Agricultural | Irrigation | Hardware | Goose Necks | 108377.72 | 1563.32 | 43938.2293 | 0 | 0 | 0 | 0 | 153879.2693 | 0.017566 | 23906.85 | 0 | 1129 | 0 | 2.6494e-06 | 0.00040768 | 0.0003126 | 0.048103 | Agricultural | Irrigation | #VALUE! | 13.4481 | 2019AgriculturalIrrigationHardwareGoose Necks | .
| 2019 | 55 | Agricultural | Irrigation | Hardware | Hub Replacement | 8991.45 | 0 | 0 | 0 | 0 | 0 | 0 | 8991.45 | 0.0010264 | 2102.5 | 0 | 0 | 0 | 2.6494e-06 | 2.3822e-05 | 0.0003126 | 0.0028108 | Agricultural | Irrigation | #VALUE! | 13.4481 | 2019AgriculturalIrrigationHardwareHub Replacement | .
| 2019 | 56 | Agricultural | Irrigation | Hardware | Leveler Rebuild | 4290.7 | 0 | 6316.8726 | 0 | 0 | 0 | 0 | 10607.5726 | 0.0012109 | 1503.75 | 0 | 420 | 0 | 2.6494e-06 | 2.8103e-05 | 0.0003126 | 0.003316 | Agricultural | Irrigation | #VALUE! | 13.4481 | 2019AgriculturalIrrigationHardwareLeveler Rebuild | .
| 2019 | 58 | Agricultural | Irrigation | Hardware | Multi-Trajectory Sprays | 77145.6 | 2116.8 | 8305.2636 | 0 | 0 | 0 | 0 | 87567.6636 | 0.0099963 | 7885 | 0 | 0 | 0 | 2.6494e-06 | 0.000232 | 0.0003126 | 0.027374 | Agricultural | Irrigation | #VALUE! | 13.4481 | 2019AgriculturalIrrigationHardwareMulti-Trajectory Sprays | .
| 2019 | 59 | Agricultural | Irrigation | Hardware | Nozzle Replacement | 1947840.96 | 19121.62 | 667890.9968 | 0 | 0 | 0 | 0 | 2634853.5768 | 0.30078 | 80448 | 0 | 540 | 0 | 2.6494e-06 | 0.0069807 | 0.0003126 | 0.82366 | Agricultural | Irrigation | #VALUE! | 13.4481 | 2019AgriculturalIrrigationHardwareNozzle Replacement | .
| 2019 | 60 | Agricultural | Irrigation | Hardware | Pipe Repair | 31214.08 | 3814.08 | 231151.2003 | 0 | 0 | 0 | 0 | 266179.3603 | 0.030386 | 7120 | 0 | 10000 | 0 | 2.6494e-06 | 0.00070521 | 0.0003126 | 0.083208 | Agricultural | Irrigation | #VALUE! | 13.4481 | 2019AgriculturalIrrigationHardwarePipe Repair | .
| 2019 | 61 | Agricultural | Irrigation | Hardware | Regulator Replacement | 2057396.92 | 29946.92 | 2167681.8077 | 0 | 0 | 0 | 0 | 4255025.6477 | 0.48573 | 260035 | 0 | 60501 | 0 | 2.6494e-06 | 0.011273 | 0.0003126 | 1.3301 | Agricultural | Irrigation | #VALUE! | 13.4481 | 2019AgriculturalIrrigationHardwareRegulator Replacement | .
| 2019 | 62 | Agricultural | Irrigation | Hardware | Sprinkler Replacements | 1094752.13 | 16393.44 | 3624636.6614 | 0 | 0 | 0 | 0 | 4735782.2314 | 0.54061 | 187027.75 | 0 | 64648.89 | 0 | 2.6494e-06 | 0.012547 | 0.0003126 | 1.4804 | Agricultural | Irrigation | #VALUE! | 13.4481 | 2019AgriculturalIrrigationHardwareSprinkler Replacements | .
| 2019 | 64 | Agricultural | Irrigation | Irrigation System Improvements | Irrigation System Improvements | 0 | 0 | 299581.1522 | 0 | 0 | 0 | 0 | 299581.1522 | 0.034199 | 0 | 0 | 40974.9 | 0 | 2.6494e-06 | 0.0007937 | 0.0003126 | 0.09365 | Agricultural | Irrigation | #VALUE! | 13.4481 | 2019AgriculturalIrrigationIrrigation System ImprovementsIrrigation System Improvements | .
| 2019 | 66 | Agricultural | Irrigation | Mainline System and Equipment | Interactive Mainline System and Equipment Improvements | 0 | 0 | 2057249.3884 | 0 | 0 | 0 | 0 | 2057249.3884 | 0.23485 | 0 | 0 | 0 | 0 | 2.6494e-06 | 0.0054504 | 0.0003126 | 0.6431 | Agricultural | Irrigation | #VALUE! | 13.4481 | 2019AgriculturalIrrigationMainline System and EquipmentInteractive Mainline System and Equipment Improvements | .
| 2019 | 72 | Agricultural | Irrigation | Mainline System and Equipment | System Water Delivery Improvements | 0 | 0 | 672258.602 | 0 | 0 | 0 | 0 | 672258.602 | 0.076742 | 0 | 0 | 90586.8 | 0 | 2.6494e-06 | 0.0017811 | 0.0003126 | 0.21015 | Agricultural | Irrigation | #VALUE! | 13.4481 | 2019AgriculturalIrrigationMainline System and EquipmentSystem Water Delivery Improvements | .
| 2019 | 73 | Agricultural | Irrigation | Pumps and Fans | Centrifugal Pump System Improvements | 0 | 0 | 1111.1366 | 0 | 0 | 0 | 0 | 1111.1366 | 0.00012684 | 0 | 0 | 149.55 | 0 | 2.6494e-06 | 2.9438e-06 | 0.0003126 | 0.00034734 | Agricultural | Irrigation | #VALUE! | 13.4481 | 2019AgriculturalIrrigationPumps and FansCentrifugal Pump System Improvements | .
| 2019 | 74 | Agricultural | Irrigation | Pumps and Fans | Pump Testing Service | 0 | 0 | 0 | 0 | 0 | 0 | 0 | 0 | 0 | 1300 | 0 | 0 | 0 | 2.6494e-06 | 0 | 0.0003126 | 0 | Agricultural | Irrigation | #VALUE! | 13.4481 | 2019AgriculturalIrrigationPumps and FansPump Testing Service | .
| 2019 | 75 | Agricultural | Irrigation | Pumps and Fans | Turbine Pump System Improvements | 0 | 0 | 319633.9785 | 0 | 0 | 0 | 0 | 319633.9785 | 0.036488 | 0 | 0 | 40022.04 | 0 | 2.6494e-06 | 0.00084683 | 0.0003126 | 0.099919 | Agricultural | Irrigation | #VALUE! | 13.4481 | 2019AgriculturalIrrigationPumps and FansTurbine Pump System Improvements | .
| 2019 | 81 | Agricultural | Irrigation | Water Management | Scientific Irrigation Scheduling | 18714255.6198 | 11653064.3186 | 16001.4228 | 0 | 0 | 0 | -82305559.2832 | -51922237.922 | -5.9272 | 319115.68 | 0 | 0 | 0 | 2.6494e-06 | -0.13756 | 0.0003126 | -16.231 | Agricultural | Irrigation | #VALUE! | 13.4481 | 2019AgriculturalIrrigationWater ManagementScientific Irrigation Scheduling | .
| 2019 | 87 | Agricultural | Lighting | Lamps/Ballasts/Fixtures | Lamps/Ballasts/Fixtures | 1557319.13 | 2901591.9 | 364758.4914 | 0 | 0 | 0 | 0 | 4823669.5214 | 0.55065 | 156753.04 | 0 | 30142.54 | 0 | 0.00034247 | 1.6519 | 0.00034247 | 1.6519 | Agricultural | Lighting | #VALUE! | 0.61782 | 2019AgriculturalLightingLamps/Ballasts/FixturesLamps/Ballasts/Fixtures | .
| 2019 | 98 | Agricultural | Motors/Drives | Motors | Motor Rewind | 87736 | 0 | 50529.6894 | 0 | 0 | 0 | 0 | 138265.6894 | 0.015784 | 13820 | 0 | 150 | 0 | 2.6494e-06 | 0.00036632 | 0.0003126 | 0.043222 | Agricultural | Motors/Drives | #VALUE! | 0.32421 | 2019AgriculturalMotors/DrivesMotorsMotor Rewind | .
| 2019 | 100 | Agricultural | Refrigeration | Dairy System Improvements | Dairy Milking Machine Control Improvements (VFD) | 14031.14 | 0 | 0 | 0 | 0 | 0 | 0 | 14031.14 | 0.0016017 | 3507.79 | 0 | 0 | 0 | 0.00034247 | 0.0048052 | 0.00034247 | 0.0048052 | Agricultural | Motors/Drives | #VALUE! | 0.32421 | 2019AgriculturalRefrigerationDairy System ImprovementsDairy Milking Machine Control Improvements (VFD) | .
| 2019 | 104 | Agricultural | Motors/Drives | Motors/Drives Controls | Motors/Drives Control Improvements (VFD) | 2332770.2596 | 51928.36 | 0 | 0 | 0 | 0 | 0 | 2384698.6196 | 0.27223 | 490950 | 0 | 0 | 0 | 2.6494e-06 | 0.006318 | 0.0003126 | 0.74546 | Agricultural | Motors/Drives | #VALUE! | 0.32421 | 2019AgriculturalMotors/DrivesMotors/Drives ControlsMotors/Drives Control Improvements (VFD) | .
| 2019 | 107 | Agricultural | Process Loads | Livestock Tanks | Freeze Resistant Stock Tanks | 827.24 | 0 | 0 | 0 | 0 | 0 | 0 | 827.24 | 9.4434e-05 | 165 | 0 | 0 | 0 | 0.00030632 | 0.0002534 | 3.3431e-08 | 2.7655e-08 | Agricultural | Process Loads | #VALUE! | 0 | 2019AgriculturalProcess LoadsLivestock TanksFreeze Resistant Stock Tanks | .
| 2019 | 109 | Agricultural | Process Loads | Pumps and Fans | Fan System Improvements | 0 | 0 | 1792663.632 | 0 | 0 | 0 | 0 | 1792663.632 | 0.20464 | 0 | 0 | 0 | 0 | 0.00034247 | 0.61393 | 0.00034247 | 0.61393 | Agricultural | Process Loads | #VALUE! | 0 | 2019AgriculturalProcess LoadsPumps and FansFan System Improvements | .
| 2019 | 126 | Agricultural | Utility Distribution System | Transformers | De-Energization | 1493562.7 | 0 | 0 | 0 | 0 | 0 | 0 | 1493562.7 | 0.1705 | 37339.0675 | 0 | 0 | 0 | 2.6494e-06 | 0.003957 | 0.0003126 | 0.46689 | Agricultural | Distribution Efficiency | #VALUE! | 0 | 2019AgriculturalUtility Distribution SystemTransformersDe-Energization | .
| 2019 | 132 | Commercial | Compressed Air | Compressed Air System Controls | Compressed Air Control Improvements (VFD) | 0 | 0 | 507400.1669 | 0 | 0 | 0 | 0 | 507400.1669 | 0.057922 | 0 | 0 | 59391 | 0 | 0.00014107 | 0.071578 | 0.00012829 | 0.065094 | Commercial | Compressed Air | #VALUE! | 0.79521 | 2019CommercialCompressed AirCompressed Air System ControlsCompressed Air Control Improvements (VFD) | .
| 2019 | 134 | Commercial | Compressed Air | Compressed Air System Improvements | Compressed Air System Compressor Improvements (VFD) | 0 | 0 | 409289.9642 | 0 | 0 | 0 | 0 | 409289.9642 | 0.046723 | 0 | 0 | 38067.56 | 0 | 0.00014107 | 0.057738 | 0.00012829 | 0.052508 | Commercial | Compressed Air | #VALUE! | 0.79521 | 2019CommercialCompressed AirCompressed Air System ImprovementsCompressed Air System Compressor Improvements (VFD) | .
| 2019 | 136 | Commercial | Compressed Air | Compressed Air System Improvements | Compressed Air System Dryer Improvements | 0 | 0 | 252474 | 0 | 0 | 0 | 0 | 252474 | 0.028821 | 0 | 0 | 0 | 0 | 0.00014107 | 0.035616 | 0.00012829 | 0.03239 | Commercial | Compressed Air | #VALUE! | 0.79521 | 2019CommercialCompressed AirCompressed Air System ImprovementsCompressed Air System Dryer Improvements | .
| 2019 | 143 | Commercial | Electronics | Computer Technologies | Power Supplies | 0 | 0 | 0 | 0 | 37106149.0646 | 0 | -5784526.4448 | 31321622.6198 | 3.5755 | 0 | 0 | 266554 | 0 | 0.00013422 | 4.2041 | 0.00010767 | 3.3723 | Commercial | Electronics | #VALUE! | 18.8151 | 2019CommercialElectronicsComputer TechnologiesPower Supplies | .
| 2019 | 146 | Commercial | Electronics | Plug Load | Power Strips | 429.88 | 12144.11 | 1206604.7916 | 0 | 0 | 0 | 0 | 1219178.7816 | 0.13918 | 60 | 0 | 0 | 0 | 0.00013422 | 0.16364 | 0.00010767 | 0.13126 | Commercial | Electronics | #VALUE! | 18.8151 | 2019CommercialElectronicsPlug LoadPower Strips | .
| 2019 | 147 | Commercial | Food Preparation | Cooking | Cooking Equipment | 0 | 100796.466 | 573917.6469 | 0 | 0 | 0 | 0 | 674714.1129 | 0.077022 | 12039.78 | 0 | 0 | 0 | 0.00017223 | 0.11621 | 0.00016217 | 0.10942 | Commercial | Food Preparation | #VALUE! | 1.1375 | 2019CommercialFood PreparationCookingCooking Equipment | .
| 2019 | 148 | Commercial | Food Preparation | Cooking | Electric Combination Ovens | 0 | 13962.41 | 324065.0982 | 0 | 0 | 0 | 0 | 338027.5082 | 0.038588 | 0 | 0 | 0 | 0 | 0.00017223 | 0.05822 | 0.00016217 | 0.054816 | Commercial | Food Preparation | #VALUE! | 1.1375 | 2019CommercialFood PreparationCookingElectric Combination Ovens | .
| 2019 | 149 | Commercial | Food Preparation | Cooking | Steam Cookers | 76454.71 | 45952.23 | 105005.9225 | 0 | 0 | 0 | 0 | 227412.8625 | 0.02596 | 200 | 0 | 0 | 0 | 0.00017223 | 0.039168 | 0.00016217 | 0.036879 | Commercial | Food Preparation | #VALUE! | 1.1375 | 2019CommercialFood PreparationCookingSteam Cookers | .
| 2019 | 150 | Commercial | Food Preparation | Cooking | Electric Convection Ovens | 10734.54 | 1785.19 | 162248.961 | 0 | 0 | 0 | 0 | 174768.691 | 0.019951 | 1800 | 0 | 0 | 0 | 0.00017223 | 0.030101 | 0.00016217 | 0.028341 | Commercial | Food Preparation | #VALUE! | 1.1375 | 2019CommercialFood PreparationCookingElectric Convection Ovens | .
| 2019 | 150 | Industrial | Food Preparation | Cooking | Electric Convection Ovens | 0 | 0 | 10278.76 | 0 | 0 | 0 | 0 | 10278.76 | 0.0011734 | 0 | 0 | 0 | 0 | 0.00017223 | 0.0017704 | 0.00016217 | 0.0016669 | Industrial | Food Preparation | #VALUE! | 0 | 2019IndustrialFood PreparationCookingElectric Convection Ovens | .
| 2019 | 151 | Commercial | Food Preparation | Cooking | Electric Fryers | 0 | 0 | 15585.76 | 0 | 0 | 0 | 0 | 15585.76 | 0.0017792 | 0 | 0 | 0 | 0 | 0.00017223 | 0.0026844 | 0.00016217 | 0.0025275 | Commercial | Food Preparation | #VALUE! | 1.1375 | 2019CommercialFood PreparationCookingElectric Fryers | .
| 2019 | 152 | Commercial | Food Preparation | Cooking | Hot Food Holding Cabinets | 2643.75 | 0 | 80159.632 | 0 | 0 | 0 | 0 | 82803.382 | 0.0094524 | 600 | 0 | 0 | 0 | 0.00017223 | 0.014262 | 0.00016217 | 0.013428 | Commercial | Food Preparation | #VALUE! | 1.1375 | 2019CommercialFood PreparationCookingHot Food Holding Cabinets | .
| 2019 | 152 | Industrial | Food Preparation | Cooking | Hot Food Holding Cabinets | 0 | 0 | 5482.16 | 0 | 0 | 0 | 0 | 5482.16 | 0.00062582 | 0 | 0 | 0 | 0 | 0.00017223 | 0.00094422 | 0.00016217 | 0.00088902 | Industrial | Food Preparation | #VALUE! | 0 | 2019IndustrialFood PreparationCookingHot Food Holding Cabinets | .
| 2019 | 153 | Commercial | HVAC | Envelope | Air Sealing | 0 | 0 | 1293898.5675 | 0 | 0 | 0 | 0 | 1293898.5675 | 0.14771 | 0 | 0 | 0 | 0 | 0.00076228 | 0.98631 | 1.3799e-05 | 0.017855 | Commercial | HVAC | #VALUE! | 21.9673 | 2019CommercialHVACEnvelopeAir Sealing | .
| 2019 | 154 | Commercial | HVAC | Envelope | Insulation | 196149.61 | 5070.92 | 1186678.8452 | 3468.8 | 0 | 0 | 0 | 1391368.1752 | 0.15883 | 74057.65 | 0 | 22563.82 | 0 | 0.00076228 | 1.0606 | 1.3799e-05 | 0.0192 | Commercial | HVAC | #VALUE! | 21.9673 | 2019CommercialHVACEnvelopeInsulation | .
| 2019 | 155 | Commercial | HVAC | Envelope | Windows | 176485.054 | 20850.016 | 966872.6545 | 52708.95 | 0 | 0 | 0 | 1216916.6745 | 0.13892 | 31393.152 | 0 | 1488.54 | 0 | 0.00076228 | 0.92763 | 1.3799e-05 | 0.016793 | Commercial | HVAC | #VALUE! | 21.9673 | 2019CommercialHVACEnvelopeWindows | .
| 2019 | 156 | Commercial | HVAC | Heat Recovery | Heat Recovery Improvements | 0 | 0 | 110721.9188 | 0 | 0 | 0 | 0 | 110721.9188 | 0.012639 | 0 | 0 | 0 | 0 | 0.00076228 | 0.084401 | 1.3799e-05 | 0.0015279 | Commercial | HVAC | #VALUE! | 21.9673 | 2019CommercialHVACHeat RecoveryHeat Recovery Improvements | .
| 2019 | 158 | Commercial | HVAC | HVAC System Controls | Energy Management Systems/System Controls | 0 | 0 | 23900330.2536 | 0 | 0 | 0 | 0 | 23900330.2536 | 2.7283 | 0 | 0 | 0 | 0 | 0.00076228 | 18.2187 | 1.3799e-05 | 0.32981 | Commercial | HVAC | #VALUE! | 21.9673 | 2019CommercialHVACHVAC System ControlsEnergy Management Systems/System Controls | .
| 2019 | 159 | Commercial | HVAC | HVAC System Controls | HVAC Control Improvements (non-VFD) | 0 | 0 | 30847.5759 | 0 | 0 | 0 | 0 | 30847.5759 | 0.0035214 | 0 | 0 | 0 | 0 | 0.00076228 | 0.023514 | 1.3799e-05 | 0.00042568 | Commercial | HVAC | #VALUE! | 21.9673 | 2019CommercialHVACHVAC System ControlsHVAC Control Improvements (non-VFD) | .
| 2019 | 160 | Commercial | HVAC | HVAC System Controls | HVAC Control Improvements (VFD) | 347948.04 | 1426058.0845 | 1393901.4172 | 0 | 0 | 0 | 0 | 3167907.5417 | 0.36163 | 62429.96 | 366500 | 0 | 0 | 0.00076228 | 2.4148 | 1.3799e-05 | 0.043715 | Commercial | HVAC | #VALUE! | 21.9673 | 2019CommercialHVACHVAC System ControlsHVAC Control Improvements (VFD) | .
| 2019 | 162 | Commercial | HVAC | HVAC System Controls | Thermostats | 306794 | 1288534.8 | 744492.187 | 86295 | 0 | 0 | 0 | 2426115.987 | 0.27695 | 20000 | 0 | 16000 | 0 | 0.00076228 | 1.8494 | 1.3799e-05 | 0.033479 | Commercial | HVAC | #VALUE! | 21.9673 | 2019CommercialHVACHVAC System ControlsThermostats | .
| 2019 | 163 | Commercial | HVAC | HVAC System Improvements | Air-Source Heat Pumps | 531918.665 | 181704.11 | 604572.8299 | 182784.7 | 0 | 0 | 0 | 1500980.3049 | 0.17134 | 124666.3 | 0 | 7563.75 | 0 | 0.00076228 | 1.1442 | 1.3799e-05 | 0.020712 | Commercial | HVAC | #VALUE! | 21.9673 | 2019CommercialHVACHVAC System ImprovementsAir-Source Heat Pumps | .
| 2019 | 163 | Residential | HVAC | HVAC System | Air-Source Heat Pumps | 43462.76 | 2108017.5821 | 0 | 0 | 0 | 0 | 0 | 2151480.3421 | 0.2456 | 5600 | 427500 | 0 | 0 | 0.00076228 | 1.64 | 1.3799e-05 | 0.029689 | Residential | HVAC | #VALUE! | 42.9701 | 2019ResidentialHVACHVAC SystemAir-Source Heat Pumps | .
| 2019 | 164 | Commercial | HVAC | HVAC System Improvements | Building Commissioning Improvements | 0 | 0 | 1791585.6159 | 0 | 15447604.199 | 0 | 0 | 17239189.8149 | 1.9679 | 0 | 0 | 18243.3 | 0 | 0.00076228 | 13.141 | 1.3799e-05 | 0.23789 | Commercial | HVAC | #VALUE! | 21.9673 | 2019CommercialHVACHVAC System ImprovementsBuilding Commissioning Improvements | .
| 2019 | 165 | Commercial | HVAC | HVAC System Improvements | Centrifugal Chiller Improvements | 0 | 0 | 682280.6966 | 0 | 0 | 0 | 0 | 682280.6966 | 0.077886 | 0 | 0 | 12470.18 | 0 | 0.00076228 | 0.52009 | 1.3799e-05 | 0.009415 | Commercial | HVAC | #VALUE! | 21.9673 | 2019CommercialHVACHVAC System ImprovementsCentrifugal Chiller Improvements | .
| 2019 | 167 | Commercial | HVAC | HVAC System Improvements | Ductless Heat Pumps | 1020436.1475 | 417323.82 | 1716235.1961 | 31792.818 | 0 | 0 | 0 | 3185787.9816 | 0.36367 | 405400 | 0 | 1000 | 0 | 0.00076228 | 2.4285 | 1.3799e-05 | 0.043962 | Commercial | HVAC | #VALUE! | 21.9673 | 2019CommercialHVACHVAC System ImprovementsDuctless Heat Pumps | .
| 2019 | 168 | Commercial | HVAC | HVAC System Improvements | Economizer System Improvements | 0 | 0 | 232203.0368 | 0 | 0 | 0 | 0 | 232203.0368 | 0.026507 | 0 | 0 | 3293.7 | 0 | 0.00076228 | 0.177 | 1.3799e-05 | 0.0032042 | Commercial | HVAC | #VALUE! | 21.9673 | 2019CommercialHVACHVAC System ImprovementsEconomizer System Improvements | .
| 2019 | 169 | Commercial | HVAC | HVAC System Improvements | Interactive HVAC System Improvements | 0 | 0 | 207428.9383 | 0 | 0 | 0 | 0 | 207428.9383 | 0.023679 | 0 | 0 | 11822.5 | 0 | 0.00076228 | 0.15812 | 1.3799e-05 | 0.0028624 | Commercial | HVAC | #VALUE! | 21.9673 | 2019CommercialHVACHVAC System ImprovementsInteractive HVAC System Improvements | .
| 2019 | 171 | Commercial | Motors/Drives | Motors | Motor Rewind | 0 | 0 | 220103.9217 | 0 | 0 | 0 | 0 | 220103.9217 | 0.025126 | 0 | 0 | 950 | 0 | 0.00024448 | 0.053811 | 0.00016318 | 0.035916 | Commercial | Motors/Drives | #VALUE! | 1.1701 | 2019CommercialMotors/DrivesMotorsMotor Rewind | .
| 2019 | 172 | Commercial | Motors/Drives | Motors | Motors | 0 | 0 | 34056.4677 | 0 | 0 | 0 | 0 | 34056.4677 | 0.0038877 | 0 | 0 | 0 | 0 | 0.00024448 | 0.0083261 | 0.00016318 | 0.0055573 | Commercial | Motors/Drives | #VALUE! | 1.1701 | 2019CommercialMotors/DrivesMotorsMotors | .
| 2019 | 176 | Commercial | Motors/Drives | Motors/Drives Controls | Motors/Drives Control Improvements (VFD) | 64831.9133 | 2319.4667 | 4881783.4321 | 0 | 0 | 0 | 0 | 4948934.8121 | 0.56495 | 17418.7646 | 0 | 31287.6 | 0 | 0.00024448 | 1.2099 | 0.00016318 | 0.80756 | Commercial | Motors/Drives | #VALUE! | 1.1701 | 2019CommercialMotors/DrivesMotors/Drives ControlsMotors/Drives Control Improvements (VFD) | .
| 2019 | 177 | Commercial | Motors/Drives | Pumps and Fans | Motors/Drives Installation on Fan System | 0 | 0 | 537712.9748 | 0 | 0 | 0 | 0 | 537712.9748 | 0.061383 | 0 | 0 | 52415 | 0 | 0.00024448 | 0.13146 | 0.00016318 | 0.087743 | Commercial | Motors/Drives | #VALUE! | 1.1701 | 2019CommercialMotors/DrivesPumps and FansMotors/Drives Installation on Fan System | .
| 2019 | 184 | Commercial | Process Loads | Process Loads System Improvements | Interactive Process Loads System Improvements | 0 | 22565.53 | 0 | 0 | 0 | 0 | 0 | 22565.53 | 0.002576 | 0 | 0 | 0 | 0 | 0.00014107 | 0.0031833 | 0.00012829 | 0.0028949 | Commercial | Process Loads | #VALUE! | 3.46 | 2019CommercialProcess LoadsProcess Loads System ImprovementsInteractive Process Loads System Improvements | .
| 2019 | 192 | Commercial | Refrigeration | Packaged Refrigeration | Freezers | 0 | 116689.92 | 0 | 0 | 0 | 0 | 0 | 116689.92 | 0.013321 | 872.45 | 0 | 0 | 0 | 0.0001159 | 0.013524 | 0.00012882 | 0.015032 | Commercial | Refrigeration | #VALUE! | 6.6401 | 2019CommercialRefrigerationPackaged RefrigerationFreezers | .
| 2019 | 193 | Commercial | Refrigeration | Packaged Refrigeration | Ice Makers | 0 | 0 | 41989.072 | 0 | 0 | 0 | 0 | 41989.072 | 0.0047933 | 0 | 0 | 0 | 0 | 0.0001159 | 0.0048664 | 0.00012882 | 0.0054089 | Commercial | Refrigeration | #VALUE! | 6.6401 | 2019CommercialRefrigerationPackaged RefrigerationIce Makers | .
| 2019 | 194 | Commercial | Refrigeration | Packaged Refrigeration | Packaged Refrigeration System Improvements | 0 | 0 | 228529.8596 | 0 | 0 | 0 | 0 | 228529.8596 | 0.026088 | 0 | 0 | 15934.1 | 0 | 0.0001159 | 0.026486 | 0.00012882 | 0.029439 | Commercial | Refrigeration | #VALUE! | 6.6401 | 2019CommercialRefrigerationPackaged RefrigerationPackaged Refrigeration System Improvements | .
| 2019 | 196 | Commercial | Refrigeration | Packaged Refrigeration | Refrigerators | 0 | 0 | 223991.7008 | 0 | 0 | 0 | 0 | 223991.7008 | 0.02557 | 0 | 0 | 15003.6 | 0 | 0.0001159 | 0.02596 | 0.00012882 | 0.028854 | Commercial | Refrigeration | #VALUE! | 6.6401 | 2019CommercialRefrigerationPackaged RefrigerationRefrigerators | .
| 2019 | 197 | Commercial | Refrigeration | Packaged Refrigeration | Vending Machines | 0 | 0 | 7119.3914 | 0 | 831824.413 | 0 | 0 | 838943.8044 | 0.09577 | 0 | 0 | 0 | 0 | 0.0001159 | 0.09723 | 0.00012882 | 0.10807 | Commercial | Refrigeration | #VALUE! | 6.6401 | 2019CommercialRefrigerationPackaged RefrigerationVending Machines | .
| 2019 | 200 | Commercial | Refrigeration | Pumps and Fans | Evaporator Fan System Improvements | 0 | 0 | 0 | 15504.72 | 0 | 0 | 0 | 15504.72 | 0.0017699 | 0 | 0 | 0 | 0 | 0.0001159 | 0.0017969 | 0.00012882 | 0.0019973 | Commercial | Refrigeration | #VALUE! | 6.6401 | 2019CommercialRefrigerationPumps and FansEvaporator Fan System Improvements | .
| 2019 | 201 | Commercial | Refrigeration | Refrigeration System Controls | Defrost Control Improvements | 0 | 0 | 54986.45 | 0 | 0 | 0 | 0 | 54986.45 | 0.006277 | 0 | 0 | 0 | 0 | 0.0001159 | 0.0063727 | 0.00012882 | 0.0070832 | Commercial | Refrigeration | #VALUE! | 6.6401 | 2019CommercialRefrigerationRefrigeration System ControlsDefrost Control Improvements | .
| 2019 | 203 | Commercial | Refrigeration | Refrigeration System Controls | Refrigeration Control Improvements (non-VFD) | 140822.592 | 0 | 966669.0112 | 9169.68 | 0 | 0 | 0 | 1116661.2832 | 0.12747 | 14208 | 0 | 19252.35 | 0 | 0.0001159 | 0.12942 | 0.00012882 | 0.14385 | Commercial | Refrigeration | #VALUE! | 6.6401 | 2019CommercialRefrigerationRefrigeration System ControlsRefrigeration Control Improvements (non-VFD) | .
| 2019 | 204 | Commercial | Refrigeration | Refrigeration System Controls | Refrigeration Control Improvements (VFD) | 0 | 0 | 1375343.5265 | 0 | 0 | 0 | 0 | 1375343.5265 | 0.157 | 0 | 0 | 182711.99 | 0 | 0.0001159 | 0.1594 | 0.00012882 | 0.17717 | Commercial | Refrigeration | #VALUE! | 6.6401 | 2019CommercialRefrigerationRefrigeration System ControlsRefrigeration Control Improvements (VFD) | .
| 2019 | 205 | Commercial | Refrigeration | Refrigeration System Improvements | Auto Closers | 0 | 0 | 223 | 0 | 0 | 0 | 0 | 223 | 2.5457e-05 | 0 | 0 | 0 | 0 | 0.0001159 | 2.5845e-05 | 0.00012882 | 2.8726e-05 | Commercial | Refrigeration | #VALUE! | 6.6401 | 2019CommercialRefrigerationRefrigeration System ImprovementsAuto Closers | .
| 2019 | 207 | Commercial | Refrigeration | Refrigeration System Improvements | Case Lighting | 0 | 0 | 2436993.5032 | 0 | 0 | 0 | 0 | 2436993.5032 | 0.2782 | 0 | 0 | 15210 | 0 | 0.0001159 | 0.28244 | 0.00012882 | 0.31393 | Commercial | Refrigeration | #VALUE! | 6.6401 | 2019CommercialRefrigerationRefrigeration System ImprovementsCase Lighting | .
| 2019 | 209 | Commercial | Refrigeration | Refrigeration System Improvements | Cases | 0 | 0 | 99680.1016 | 0 | 0 | 0 | 0 | 99680.1016 | 0.011379 | 0 | 0 | 0 | 0 | 0.0001159 | 0.011553 | 0.00012882 | 0.012841 | Commercial | Refrigeration | #VALUE! | 6.6401 | 2019CommercialRefrigerationRefrigeration System ImprovementsCases | .
| 2019 | 213 | Commercial | Refrigeration | Refrigeration System Improvements | Doors | 0 | 0 | 3088381.7343 | 0 | 0 | 0 | 0 | 3088381.7343 | 0.35255 | 0 | 0 | 0 | 0 | 0.0001159 | 0.35793 | 0.00012882 | 0.39784 | Commercial | Refrigeration | #VALUE! | 6.6401 | 2019CommercialRefrigerationRefrigeration System ImprovementsDoors | .
| 2019 | 214 | Commercial | Refrigeration | Refrigeration System Improvements | Gasket Replacement | 87157.08 | 0 | 1102 | 3222.57 | 0 | 0 | 0 | 91481.65 | 0.010443 | 13410 | 0 | 0 | 0 | 0.0001159 | 0.010602 | 0.00012882 | 0.011784 | Commercial | Refrigeration | #VALUE! | 6.6401 | 2019CommercialRefrigerationRefrigeration System ImprovementsGasket Replacement | .
| 2019 | 219 | Commercial | Refrigeration | Refrigeration System Improvements | Motors | 27177.22 | 9382.56 | 78427.2641 | 3632.46 | 0 | 0 | 0 | 118619.5041 | 0.013541 | 2910 | 0 | 1401.06 | 0 | 0.0001159 | 0.013748 | 0.00012882 | 0.01528 | Commercial | Refrigeration | #VALUE! | 6.6401 | 2019CommercialRefrigerationRefrigeration System ImprovementsMotors | .
| 2019 | 222 | Commercial | Refrigeration | Refrigeration System Improvements | Strip Curtains | 0 | 0 | 12415.28 | 0 | 0 | 0 | 0 | 12415.28 | 0.0014173 | 0 | 0 | 0 | 0 | 0.0001159 | 0.0014389 | 0.00012882 | 0.0015993 | Commercial | Refrigeration | #VALUE! | 6.6401 | 2019CommercialRefrigerationRefrigeration System ImprovementsStrip Curtains | .
| 2019 | 225 | Commercial | Water Heating | Pool System Improvements | Pool Blankets | 0 | 0 | 1034.2098 | 0 | 0 | 0 | 0 | 1034.2098 | 0.00011806 | 0 | 0 | 0 | 0 | 0.00017243 | 0.00017833 | 0.00012478 | 0.00012905 | Commercial | Water Heating | #VALUE! | 0.50639 | 2019CommercialWater HeatingPool System ImprovementsPool Blankets | .
| 2019 | 232 | Commercial | Water Heating | Water Using Devices | Aerators | 0 | 0 | 7085256.1954 | 0 | 0 | 0 | 0 | 7085256.1954 | 0.80882 | 0 | 0 | 0 | 0 | 0.00017243 | 1.2217 | 0.00012478 | 0.88409 | Commercial | Water Heating | #VALUE! | 0.50639 | 2019CommercialWater HeatingWater Using DevicesAerators | .
| 2019 | 233 | Commercial | Water Heating | Water Using Devices | Clothes Washers | 0 | 0 | 339174.6265 | 0 | 0 | 0 | 0 | 339174.6265 | 0.038719 | 0 | 0 | 0 | 0 | 0.00017243 | 0.058483 | 0.00012478 | 0.042322 | Commercial | Water Heating | #VALUE! | 0.50639 | 2019CommercialWater HeatingWater Using DevicesClothes Washers | .
| 2019 | 234 | Commercial | Water Heating | Water Using Devices | Dishwashers | 0 | 0 | 514967.9811 | 0 | 0 | 0 | 0 | 514967.9811 | 0.058786 | 0 | 0 | 2000 | 0 | 0.00017243 | 0.088795 | 0.00012478 | 0.064257 | Commercial | Water Heating | #VALUE! | 0.50639 | 2019CommercialWater HeatingWater Using DevicesDishwashers | .
| 2019 | 235 | Commercial | Water Heating | Water Using Devices | Pre Rinse Spray Valves | 0 | 0 | 2210 | 0 | 663508.2365 | 0 | 0 | 665718.2365 | 0.075995 | 0 | 0 | 0 | 0 | 0.00017243 | 0.11479 | 0.00012478 | 0.083068 | Commercial | Water Heating | #VALUE! | 0.50639 | 2019CommercialWater HeatingWater Using DevicesPre Rinse Spray Valves | .
| 2019 | 236 | Commercial | Water Heating | Water Using Devices | Showerheads | 20607.72 | 0 | 1744651.1711 | 0 | 0 | 0 | 0 | 1765258.8911 | 0.20151 | 924 | 0 | 0 | 0 | 0.00017243 | 0.30438 | 0.00012478 | 0.22027 | Commercial | Water Heating | #VALUE! | 0.50639 | 2019CommercialWater HeatingWater Using DevicesShowerheads | .
| 2019 | 237 | Commercial | Whole Bldg/Meter Level | Whole Bldg/Meter Level System Improvements | Interactive Whole Bldg/Meter Level System Improvements | 0 | 0 | 16590931.9666 | 0 | 32353840.0406 | 0 | 0 | 48944772.0072 | 5.5873 | 0 | 0 | 59475.76 | 0 | 0.00024448 | 11.966 | 0.00016318 | 7.9867 | Commercial | 0 | #VALUE! | 0 | 2019CommercialWhole Bldg/Meter LevelWhole Bldg/Meter Level System ImprovementsInteractive Whole Bldg/Meter Level System Improvements | .
| 2019 | 240 | Industrial | Compressed Air | Compressed Air System Controls | Compressed Air Control Improvements (VFD) | 0 | 0 | 68751.7472 | 0 | 0 | 0 | 0 | 68751.7472 | 0.0078484 | 0 | 0 | 6636.85 | 0 | 0.00012551 | 0.008629 | 0.00012968 | 0.0089157 | Industrial | Compressed Air | #VALUE! | 0.88124 | 2019IndustrialCompressed AirCompressed Air System ControlsCompressed Air Control Improvements (VFD) | .
| 2019 | 242 | Industrial | Compressed Air | Compressed Air System Improvements | Compressed Air System Compressor Improvements (VFD) | 0 | 0 | 267463.7656 | 0 | 0 | 0 | 0 | 267463.7656 | 0.030532 | 0 | 0 | 21788.38 | 0 | 0.00012551 | 0.033569 | 0.00012968 | 0.034685 | Industrial | Compressed Air | #VALUE! | 0.88124 | 2019IndustrialCompressed AirCompressed Air System ImprovementsCompressed Air System Compressor Improvements (VFD) | .
| 2019 | 243 | Industrial | Compressed Air | Compressed Air System Improvements | Compressed Air System Demand Side Improvements | 0 | 0 | 124851.96 | 0 | 0 | 0 | 0 | 124851.96 | 0.014253 | 0 | 0 | 0 | 0 | 0.00012551 | 0.01567 | 0.00012968 | 0.016191 | Industrial | Compressed Air | #VALUE! | 0.88124 | 2019IndustrialCompressed AirCompressed Air System ImprovementsCompressed Air System Demand Side Improvements | .
| 2019 | 244 | Industrial | Compressed Air | Compressed Air System Improvements | Compressed Air System Dryer Improvements | 0 | 0 | 897140.1337 | 0 | 0 | 0 | 0 | 897140.1337 | 0.10241 | 0 | 0 | 0 | 0 | 0.00012551 | 0.1126 | 0.00012968 | 0.11634 | Industrial | Compressed Air | #VALUE! | 0.88124 | 2019IndustrialCompressed AirCompressed Air System ImprovementsCompressed Air System Dryer Improvements | .
| 2019 | 246 | Industrial | Compressed Air | Compressed Air System Improvements | Compressed Air System Storage Improvements | 0 | 0 | 6264998.2883 | 0 | 0 | 0 | 0 | 6264998.2883 | 0.71518 | 0 | 0 | 0 | 0 | 0.00012551 | 0.78631 | 0.00012968 | 0.81244 | Industrial | Compressed Air | #VALUE! | 0.88124 | 2019IndustrialCompressed AirCompressed Air System ImprovementsCompressed Air System Storage Improvements | .
| 2019 | 248 | Industrial | Compressed Air | Compressed Air System Improvements | Compressors | 5798237.2872 | 2140480.3718 | 3617407.7669 | 0 | 0 | 0 | 0 | 11556125.4259 | 1.3192 | 800097.6441 | 0 | 0 | 0 | 0.00012551 | 1.4504 | 0.00012968 | 1.4986 | Industrial | Compressed Air | #VALUE! | 0.88124 | 2019IndustrialCompressed AirCompressed Air System ImprovementsCompressors | .
| 2019 | 257 | Industrial | HVAC | Envelope | Insulation | 0 | 0 | 577644.0488 | 0 | 0 | 0 | 0 | 577644.0488 | 0.065941 | 0 | 0 | 0 | 0 | 0.00012551 | 0.0725 | 0.00012968 | 0.074909 | Industrial | HVAC | #VALUE! | 0 | 2019IndustrialHVACEnvelopeInsulation | .
| 2019 | 259 | Industrial | HVAC | Heat Recovery | Heat Recovery Improvements | 0 | 0 | 413147.5942 | 0 | 0 | 0 | 0 | 413147.5942 | 0.047163 | 0 | 0 | 0 | 0 | 0.00012551 | 0.051854 | 0.00012968 | 0.053577 | Industrial | HVAC | #VALUE! | 0 | 2019IndustrialHVACHeat RecoveryHeat Recovery Improvements | .
| 2019 | 267 | Industrial | HVAC | HVAC System Improvements | Building Commissioning Improvements | 0 | 0 | 238811.7381 | 0 | 2441624.4139 | 0 | 0 | 2680436.152 | 0.30599 | 0 | 0 | 4442.1 | 0 | 0.00012551 | 0.33642 | 0.00012968 | 0.3476 | Industrial | HVAC | #VALUE! | 0 | 2019IndustrialHVACHVAC System ImprovementsBuilding Commissioning Improvements | .
| 2019 | 274 | Industrial | HVAC | HVAC System Improvements | Rotary Screw Chiller Improvements | 0 | 0 | 4539930.8496 | 0 | 0 | 0 | 0 | 4539930.8496 | 0.51826 | 0 | 0 | 0 | 0 | 0.00012551 | 0.5698 | 0.00012968 | 0.58874 | Industrial | HVAC | #VALUE! | 0 | 2019IndustrialHVACHVAC System ImprovementsRotary Screw Chiller Improvements | .
| 2019 | 280 | Industrial | Lighting | Delamping | Delamping | 0 | 0 | 52427.6384 | 0 | 0 | 0 | 0 | 52427.6384 | 0.0059849 | 0 | 0 | 0 | 0 | 0.00012551 | 0.0065801 | 0.00012968 | 0.0067988 | Industrial | Lighting | #VALUE! | 3.7955 | 2019IndustrialLightingDelampingDelamping | .
| 2019 | 281 | Industrial | Lighting | Lamps/Ballasts/Fixtures | Lamps/Ballasts | 0 | 0 | 11474.7478 | 0 | 1158027.0687 | 0 | 0 | 1169501.8166 | 0.1335 | 0 | 0 | 624 | 0 | 0.00012551 | 0.14678 | 0.00012968 | 0.15166 | Industrial | Lighting | #VALUE! | 3.7955 | 2019IndustrialLightingLamps/Ballasts/FixturesLamps/Ballasts | .
| 2019 | 285 | Industrial | Lighting | Lamps/Ballasts/Fixtures | Lamps/Ballasts/Fixtures | 21251830.868 | 10235629.35 | 29389416.8995 | 0 | 0 | 0 | 0 | 60876877.1175 | 6.9494 | 3002299.61 | 0 | 42562.87 | 0 | 0.00012551 | 7.6406 | 0.00012968 | 7.8945 | Industrial | Lighting | #VALUE! | 3.7955 | 2019IndustrialLightingLamps/Ballasts/FixturesLamps/Ballasts/Fixtures | .
| 2019 | 286 | Industrial | Lighting | Lamps/Ballasts/Fixtures | Lamps/Ballasts/Fixtures w/Controls | 0 | 0 | 312578.8003 | 0 | 0 | 0 | 0 | 312578.8003 | 0.035683 | 0 | 0 | 40459.16 | 0 | 0.00012551 | 0.039231 | 0.00012968 | 0.040535 | Industrial | Lighting | #VALUE! | 3.7955 | 2019IndustrialLightingLamps/Ballasts/FixturesLamps/Ballasts/Fixtures w/Controls | .
| 2019 | 291 | Industrial | Lighting | Lighting Controls | Occupancy Sensors | 0 | 0 | 2675262.7832 | 0 | 0 | 0 | 0 | 2675262.7832 | 0.3054 | 0 | 0 | 0 | 0 | 0.00012551 | 0.33577 | 0.00012968 | 0.34693 | Industrial | Lighting | #VALUE! | 3.7955 | 2019IndustrialLightingLighting ControlsOccupancy Sensors | .
| 2019 | 294 | Industrial | Lighting | Signs and Signals | LED Exit Signs | 0 | 0 | 54263.3616 | 0 | 0 | 0 | 0 | 54263.3616 | 0.0061944 | 0 | 0 | 0 | 0 | 0.00012551 | 0.0068105 | 0.00012968 | 0.0070368 | Industrial | Lighting | #VALUE! | 3.7955 | 2019IndustrialLightingSigns and SignalsLED Exit Signs | .
| 2019 | 295 | Industrial | Motors/Drives | Motors | Motor Rewind | 366811 | 0 | 92729.3328 | 7952.78 | 606975.0527 | 0 | 0 | 1074468.1655 | 0.12266 | 27150 | 0 | 0 | 0 | 0.00012551 | 0.13486 | 0.00012968 | 0.13934 | Industrial | Motors/Drives | #VALUE! | 0 | 2019IndustrialMotors/DrivesMotorsMotor Rewind | .
| 2019 | 296 | Industrial | Motors/Drives | Motors | Motors | 0 | 0 | 122862.54 | 0 | 0 | 0 | 0 | 122862.54 | 0.014025 | 0 | 0 | 0 | 0 | 0.00012551 | 0.01542 | 0.00012968 | 0.015933 | Industrial | Motors/Drives | #VALUE! | 0 | 2019IndustrialMotors/DrivesMotorsMotors | .
| 2019 | 300 | Industrial | Motors/Drives | Motors/Drives Controls | Motors/Drives Control Improvements (VFD) | 942776.6015 | 1363418.7665 | 1131991.4388 | 0 | 0 | 0 | 0 | 3438186.8068 | 0.39249 | 159055.6913 | 0 | 28579.51 | 0 | 0.00012551 | 0.43152 | 0.00012968 | 0.44586 | Industrial | Motors/Drives | #VALUE! | 0 | 2019IndustrialMotors/DrivesMotors/Drives ControlsMotors/Drives Control Improvements (VFD) | .
| 2019 | 301 | Industrial | Motors/Drives | Pumps and Fans | Motors/Drives Installation on Fan System | 0 | 0 | 3608.251 | 0 | 0 | 0 | 0 | 3608.251 | 0.0004119 | 0 | 0 | 195 | 0 | 0.00012551 | 0.00045287 | 0.00012968 | 0.00046792 | Industrial | Motors/Drives | #VALUE! | 0 | 2019IndustrialMotors/DrivesPumps and FansMotors/Drives Installation on Fan System | .
| 2019 | 306 | Industrial | Process Loads | Process Loads System Improvements | Interactive Process Loads System Improvements | 0 | 0 | 7690527.0243 | 0 | 0 | 0 | 0 | 7690527.0243 | 0.87791 | 0 | 0 | 0 | 0 | 0.00012551 | 0.96523 | 0.00012968 | 0.9973 | Industrial | Process Loads | #VALUE! | 2.5844 | 2019IndustrialProcess LoadsProcess Loads System ImprovementsInteractive Process Loads System Improvements | .
| 2019 | 308 | Commercial | HVAC | Pumps and Fans | Fan System Improvements | 0 | 0 | 175490.2404 | 0 | 0 | 0 | 0 | 175490.2404 | 0.020033 | 0 | 0 | 0 | 0 | 0.00012551 | 0.022026 | 0.00012968 | 0.022757 | Commercial | Process Loads | #VALUE! | 3.46 | 2019CommercialHVACPumps and FansFan System Improvements | .
| 2019 | 308 | Industrial | Process Loads | Pumps and Fans | Fan System Improvements | 0 | 0 | 3897852.1527 | 0 | 0 | 0 | 0 | 3897852.1527 | 0.44496 | 0 | 0 | 0 | 0 | 0.00012551 | 0.48922 | 0.00012968 | 0.50547 | Industrial | Process Loads | #VALUE! | 2.5844 | 2019IndustrialProcess LoadsPumps and FansFan System Improvements | .
| 2019 | 309 | Industrial | Process Loads | Pumps and Fans | Pump System Improvements | 0 | 0 | 10924662.8743 | 0 | 0 | 0 | 0 | 10924662.8743 | 1.2471 | 0 | 0 | 0 | 0 | 0.00012551 | 1.3711 | 0.00012968 | 1.4167 | Industrial | Process Loads | #VALUE! | 2.5844 | 2019IndustrialProcess LoadsPumps and FansPump System Improvements | .
| 2019 | 315 | Industrial | Refrigeration | Pumps and Fans | Condensor Fan System Improvements | 0 | 0 | 0 | 931887.448 | 0 | 0 | 0 | 931887.448 | 0.10638 | 0 | 0 | 0 | 0 | 0.00012551 | 0.11696 | 0.00012968 | 0.12085 | Industrial | Low & Med Temp Refr | #VALUE! | 6.2475 | 2019IndustrialRefrigerationPumps and FansCondensor Fan System Improvements | .
| 2019 | 323 | Agricultural | Refrigeration | Refrigeration System Improvements | Fast Acting Doors | 0 | 0 | 408333.7146 | 0 | 0 | 0 | 0 | 408333.7146 | 0.046613 | 0 | 0 | 55913.55 | 0 | 0.00012551 | 0.05125 | 0.00012968 | 0.052953 | Agricultural | Low & Med Temp Refr | #VALUE! | 0 | 2019AgriculturalRefrigerationRefrigeration System ImprovementsFast Acting Doors | .
| 2019 | 323 | Commercial | Refrigeration | Refrigeration System Improvements | Fast Acting Doors | 0 | 0 | 1819573.2347 | 0 | 0 | 0 | 0 | 1819573.2347 | 0.20771 | 0 | 0 | 85641.15 | 0 | 0.00012551 | 0.22837 | 0.00012968 | 0.23596 | Commercial | Low & Med Temp Refr | #VALUE! | 0 | 2019CommercialRefrigerationRefrigeration System ImprovementsFast Acting Doors | .
| 2019 | 323 | Industrial | Refrigeration | Refrigeration System Improvements | Fast Acting Doors | 0 | 0 | 423682.1826 | 0 | 0 | 0 | 0 | 423682.1826 | 0.048366 | 0 | 0 | 9921.15 | 0 | 0.00012551 | 0.053176 | 0.00012968 | 0.054943 | Industrial | Low & Med Temp Refr | #VALUE! | 6.2475 | 2019IndustrialRefrigerationRefrigeration System ImprovementsFast Acting Doors | .
| 2019 | 325 | Industrial | Refrigeration | Refrigeration System Improvements | Interactive Refrigeration System Improvements | 0 | 0 | 2903724.388 | 0 | 385543.6918 | 0 | 0 | 3289268.0798 | 0.37549 | 0 | 0 | 0 | 0 | 0.00012551 | 0.41283 | 0.00012968 | 0.42655 | Industrial | Low & Med Temp Refr | #VALUE! | 6.2475 | 2019IndustrialRefrigerationRefrigeration System ImprovementsInteractive Refrigeration System Improvements | .
| 2019 | 332 | Industrial | Whole Bldg/Meter Level | Whole Bldg/Meter Level System Improvements | Interactive Whole Bldg/Meter Level System Improvements | 0 | 0 | 2038183.7208 | 0 | 0 | 0 | 0 | 2038183.7208 | 0.23267 | 0 | 0 | 37687.96 | 0 | 0.00012551 | 0.25581 | 0.00012968 | 0.26431 | Industrial | 0 | #VALUE! | 0 | 2019IndustrialWhole Bldg/Meter LevelWhole Bldg/Meter Level System ImprovementsInteractive Whole Bldg/Meter Level System Improvements | .
| 2019 | 336 | Residential | Electronics | Plug Load | Power Strips | 2089834.4 | 296070.0186 | 185919.084 | 54602.24 | 0 | 0 | 0 | 2626425.7426 | 0.29982 | 350460 | 52650 | 0 | 0 | 0.00021383 | 0.56162 | 0.0001722 | 0.45227 | Residential | Electronics | #VALUE! | 11.4911 | 2019ResidentialElectronicsPlug LoadPower Strips | .
| 2019 | 338 | Residential | HVAC | Envelope | Air Sealing | 42073.6068 | 19575.85 | 1529816.5892 | 13962.01 | 0 | 0 | 0 | 1605428.056 | 0.18327 | 37998.2952 | 0 | 0 | 0 | 0.00035039 | 0.56252 | 0.00029221 | 0.46912 | Residential | HVAC | #VALUE! | 42.9701 | 2019ResidentialHVACEnvelopeAir Sealing | .
| 2019 | 340 | Residential | HVAC | Envelope | Windows | 2035207.6837 | 2049418.457 | 3878012.3381 | 222792.7366 | 0 | 0 | 0 | 8185431.2153 | 0.93441 | 997922.006 | 0 | 5559.49 | 0 | 0.00035039 | 2.8681 | 0.00029221 | 2.3918 | Residential | HVAC | #VALUE! | 42.9701 | 2019ResidentialHVACEnvelopeWindows | .
| 2019 | 341 | Residential | HVAC | HVAC System | Air Conditioners | 0 | 0 | 43261.9873 | 0 | 91374.7025 | 0 | 0 | 134636.6898 | 0.015369 | 0 | 0 | 2325 | 0 | 0 | 0 | 0.002609 | 0.35126 | Residential | HVAC | #VALUE! | 42.9701 | 2019ResidentialHVACHVAC SystemAir Conditioners | .
| 2019 | 343 | Residential | HVAC | HVAC System | Air-Source Heat Pumps w/o Duct Sealing | 3642791.54 | 1628224.29 | 14234678.6225 | 671773.641 | 0 | 0 | 0 | 20177468.0935 | 2.3034 | 1131552.56 | 0 | 275725.1 | 0 | 0.00035039 | 7.0699 | 0.00029221 | 5.896 | Residential | HVAC | #VALUE! | 42.9701 | 2019ResidentialHVACHVAC SystemAir-Source Heat Pumps w/o Duct Sealing | .
| 2019 | 344 | Residential | HVAC | HVAC System | Commissioning Controls Sizing | 62774.23 | 102075.8 | 88239.902 | 0 | 0 | 0 | 0 | 253089.932 | 0.028892 | 22200 | 0 | 400 | 0 | 0.00035039 | 0.08868 | 0.00029221 | 0.073955 | Residential | HVAC | #VALUE! | 42.9701 | 2019ResidentialHVACHVAC SystemCommissioning Controls Sizing | .
| 2019 | 345 | Residential | HVAC | HVAC System | Duct Sealing | 319401.19 | 38312.64 | 1224661.7351 | 1872.46 | 0 | 0 | 0 | 1584248.0251 | 0.18085 | 76520 | 0 | 5025 | 0 | 0.00035039 | 0.5551 | 0.00029221 | 0.46293 | Residential | HVAC | #VALUE! | 42.9701 | 2019ResidentialHVACHVAC SystemDuct Sealing | .
| 2019 | 346 | Residential | HVAC | HVAC System | Ductless Heat Pumps | 12187125.47 | 6091536.299 | 11776238.3667 | 264821.83 | 11061140.4498 | 0 | -11086005.9364 | 30294856.4791 | 3.4583 | 4975927.01 | 398067 | 270350 | 0 | 0.00044496 | 13.48 | 1.4598e-05 | 0.44226 | Residential | HVAC | #VALUE! | 42.9701 | 2019ResidentialHVACHVAC SystemDuctless Heat Pumps | .
| 2019 | 348 | Residential | HVAC | HVAC System | Ground-Source Heat Pumps w/o Duct Sealing | 214476.67 | 48016.25 | 0 | 0 | 0 | 0 | 0 | 262492.92 | 0.029965 | 76000 | 0 | 0 | 0 | 0.00035039 | 0.091974 | 0.00029221 | 0.076702 | Residential | HVAC | #VALUE! | 42.9701 | 2019ResidentialHVACHVAC SystemGround-Source Heat Pumps w/o Duct Sealing | .
| 2019 | 350 | Residential | HVAC | HVAC System | Thermostats | 232995.52 | 1110179.2455 | 5226636.8083 | 99741.32 | 0 | 0 | 0 | 6669552.8938 | 0.76136 | 37782 | 64445 | 19900 | 0 | 0.00035039 | 2.3369 | 0.00029221 | 1.9489 | Residential | HVAC | #VALUE! | 42.9701 | 2019ResidentialHVACHVAC SystemThermostats | .
| 2019 | 353 | Residential | HVAC | HVAC System | Ground-source Heat Pump | 0 | 0 | 88312.16 | 0 | 0 | 0 | 0 | 88312.16 | 0.010081 | 0 | 0 | 0 | 0 | 0.00035039 | 0.030944 | 0.00029221 | 0.025805 | Residential | HVAC | #VALUE! | 42.9701 | 2019ResidentialHVACHVAC SystemGround-source Heat Pump | .
| 2019 | 354 | Residential | Lighting | Lamps/Fixtures | Fixtures | 1401684.66 | 1911263.82 | 16237188.334 | 113911.04 | 0 | 0 | 0 | 19664047.854 | 2.2448 | 137849.5 | 0 | 0 | 0 | 0.00026149 | 5.1419 | 8.4631e-05 | 1.6642 | Residential | Lighting | #VALUE! | 29.6 | 2019ResidentialLightingLamps/FixturesFixtures | .
| 2019 | 355 | Residential | Lighting | Lamps/Fixtures | Lamps | 26600395.61 | 19765187.3 | 151316209.1296 | 1492997.3733 | 349699465.2678 | 0 | -131659051.6594 | 417215203.0214 | 47.6273 | 4459318 | 0 | 0 | 0 | 0.00026149 | 109.0966 | 8.4631e-05 | 35.3092 | Residential | Lighting | #VALUE! | 29.6 | 2019ResidentialLightingLamps/FixturesLamps | .
| 2019 | 357 | Residential | Refrigeration | Freezers | Freezer Decommissioning | 0 | 63401 | 343900 | 0 | 0 | 0 | 0 | 407301 | 0.046496 | 0 | 21750 | 0 | 0 | 9.1801e-05 | 0.037391 | 0.0001667 | 0.067896 | Residential | Refrigeration | #VALUE! | 0 | 2019ResidentialRefrigerationFreezersFreezer Decommissioning | .
| 2019 | 358 | Residential | Refrigeration | Freezers | Freezers | 0 | 0 | 0 | 0 | 537286.2486 | 0 | -556244.1074 | -18957.8588 | -0.0021641 | 0 | 0 | 0 | 0 | 9.1801e-05 | -0.0017404 | 0.0001667 | -0.0031602 | Residential | Refrigeration | #VALUE! | 0 | 2019ResidentialRefrigerationFreezersFreezers | .
| 2019 | 359 | Residential | Refrigeration | Refrigerators | Refrigerator Decommissioning | 0 | 209848 | 812309 | 0 | 0 | 0 | 0 | 1022157 | 0.11668 | 0 | 76575 | 0 | 0 | 0.0001124 | 0.11489 | 0.00015305 | 0.15644 | Residential | Refrigeration | #VALUE! | 0 | 2019ResidentialRefrigerationRefrigeratorsRefrigerator Decommissioning | .
| 2019 | 360 | Residential | Refrigeration | Refrigerators | Refrigerators | 0 | 0 | 59575.1099 | 0 | 2098028.1008 | 0 | -5112449.5486 | -2954846.3379 | -0.33731 | 0 | 0 | 0 | 0 | 0.0001124 | -0.33211 | 0.00015305 | -0.45225 | Residential | Refrigeration | #VALUE! | 0 | 2019ResidentialRefrigerationRefrigeratorsRefrigerators | .
| 2019 | 362 | Residential | Water Heating | Pipe Insulation | Pipe Insulation | 197.4 | 12963.32 | 79840.72 | 7542.27 | 0 | 0 | 0 | 100543.71 | 0.011478 | 55 | 0 | 0 | 0 | 0.00019367 | 0.019472 | 0.00012477 | 0.012545 | Residential | Water Heating | #VALUE! | 15.8 | 2019ResidentialWater HeatingPipe InsulationPipe Insulation | .
| 2019 | 363 | Residential | Water Heating | Water Heaters | Heat Pump Water Heaters | 1845384.09 | 2504095.1122 | 5370536.9763 | 36392.52 | 7006384.5993 | 0 | -2011262.9855 | 14751530.3122 | 1.684 | 549108.06 | 117500 | 14400 | 0 | 0.00021099 | 3.1124 | 8.8551e-05 | 1.3063 | Residential | Water Heating | #VALUE! | 15.8 | 2019ResidentialWater HeatingWater HeatersHeat Pump Water Heaters | .
| 2019 | 364 | Residential | Water Heating | Water Heaters | Water Heaters | 0 | 0 | 0 | 0 | 0 | 0 | 0 | 0 | 0 | 0 | 0 | 0 | 0 | 0.00019367 | 0 | 0.00012477 | 0 | Residential | Water Heating | #VALUE! | 15.8 | 2019ResidentialWater HeatingWater HeatersWater Heaters | .
| 2019 | 365 | Residential | Water Heating | Water Using Devices | Clothes Washers | 428326.93 | 432124.8962 | 1243195.0062 | 0 | 8039101.3577 | 0 | -11674137.6723 | -1531389.4823 | -0.17482 | 64390 | 121300 | 6950 | 0 | 0.00014765 | -0.2261 | 0.00019747 | -0.30241 | Residential | Water Heating | #VALUE! | 15.8 | 2019ResidentialWater HeatingWater Using DevicesClothes Washers | .
| 2019 | 367 | Residential | Water Heating | Water Using Devices | Showerheads | 819771.34 | 2039034.9183 | 14031046.4731 | 37342.168 | 0 | 0 | 0 | 16927194.8994 | 1.9323 | 122973 | 228178 | 0 | 0 | 0.00019367 | 3.2782 | 0.00012477 | 2.112 | Residential | Water Heating | #VALUE! | 15.8 | 2019ResidentialWater HeatingWater Using DevicesShowerheads | .
| 2019 | 368 | Residential | Whole Bldg/Meter Level | Homes | Built Green Home | 0 | 0 | 137837 | 0 | 6558731.9633 | 0 | 0 | 6696568.9633 | 0.76445 | 0 | 0 | 0 | 0 | 0.00023982 | 1.606 | 0.00015375 | 1.0296 | Residential | 0 | #VALUE! | 0 | 2019ResidentialWhole Bldg/Meter LevelHomesBuilt Green Home | .
| 2019 | 369 | Residential | Whole Bldg/Meter Level | Homes | EcoRated Home | 0 | 0 | 432193.0479 | 0 | 0 | 0 | 0 | 432193.0479 | 0.049337 | 0 | 0 | 16000 | 0 | 0.00023982 | 0.10365 | 0.00015375 | 0.066448 | Residential | 0 | #VALUE! | 0 | 2019ResidentialWhole Bldg/Meter LevelHomesEcoRated Home | .
| 2019 | 370 | Residential | Whole Bldg/Meter Level | Homes | Energy Star Home | 0 | 0 | 1220626.6326 | 0 | 4917787.056 | 0 | 0 | 6138413.6886 | 0.70073 | 0 | 0 | 33200 | 0 | 0.00023982 | 1.4721 | 0.00015375 | 0.94376 | Residential | 0 | #VALUE! | 0 | 2019ResidentialWhole Bldg/Meter LevelHomesEnergy Star Home | .
| 2019 | 371 | Residential | Whole Bldg/Meter Level | Homes | Montana House | 0 | 2843.06 | 0 | 0 | 0 | 0 | 0 | 2843.06 | 0.00032455 | 0 | 0 | 0 | 0 | 0.00023982 | 0.00068182 | 0.00015375 | 0.00043711 | Residential | 0 | #VALUE! | 0 | 2019ResidentialWhole Bldg/Meter LevelHomesMontana House | .
| 2019 | 372 | Residential | Whole Bldg/Meter Level | Homes | NEEM Certified Home | 1008936.39 | 87187.56 | 90408 | 0 | 2053638.3279 | 0 | -2953170.0671 | 287000.2108 | 0.032763 | 335980 | 0 | 0 | 0 | 0.00023982 | 0.068828 | 0.00015375 | 0.044125 | Residential | 0 | #VALUE! | 0 | 2019ResidentialWhole Bldg/Meter LevelHomesNEEM Certified Home | .
| 2019 | 390 | Utility System Efficiency | Utility Transmission System | Voltage Management | Conservation Voltage Reduction (CVR) | 0 | 0 | 670392 | 0 | 0 | 0 | 0 | 670392 | 0.076529 | 0 | 0 | 0 | 0 | 0.00014176 | 0.095034 | 0.00013735 | 0.092079 | Distribution Efficiency | Distribution Efficiency | #VALUE! | 5.5006 | 2019Utility System EfficiencyUtility Transmission SystemVoltage ManagementConservation Voltage Reduction (CVR) | .
| 2019 | 394 | Agricultural | Motors/Drives | Pumps and Fans | Motors/Drives Installation on Pump System | 0 | 0 | 149304.992 | 0 | 0 | 0 | 0 | 149304.992 | 0.017044 | 0 | 0 | 11472.56 | 0 | 0.00034247 | 0.051132 | 0.00034247 | 0.051132 | Agricultural | Motors/Drives | #VALUE! | 0.32421 | 2019AgriculturalMotors/DrivesPumps and FansMotors/Drives Installation on Pump System | .
| 2019 | 397 | Industrial | Process Loads | Pumps and Fans | Blower System Improvements | 0 | 0 | 842242.5846 | 0 | 0 | 0 | 0 | 842242.5846 | 0.096146 | 0 | 0 | 0 | 0 | 0.00012551 | 0.10571 | 0.00012968 | 0.10922 | Industrial | Process Loads | #VALUE! | 2.5844 | 2019IndustrialProcess LoadsPumps and FansBlower System Improvements | .
| 2019 | 398 | Residential | Whole Bldg/Meter Level | Whole Bldg/Meter Level System Improvements | Behavioral | 0 | 7496195.359 | 17356097.5921 | 0 | 0 | 0 | 0 | 24852292.9511 | 2.837 | 0 | 0 | 0 | 0 | 0.00023982 | 5.9601 | 0.00015375 | 3.821 | Residential | Whole Building/Meter Level | #VALUE! | 2.98 | 2019ResidentialWhole Bldg/Meter LevelWhole Bldg/Meter Level System ImprovementsBehavioral | .
| 2019 | 399 | Residential | HVAC | HVAC System | Interactive HVAC System Improvements | 0 | 0 | 0 | 0 | 0 | 0 | 0 | 0 | 0 | 0 | 0 | 0 | 0 | 0.00035039 | 0 | 0.00029221 | 0 | Residential | HVAC | #VALUE! | 42.9701 | 2019ResidentialHVACHVAC SystemInteractive HVAC System Improvements | .
| 2019 | 400 | Residential | HVAC | HVAC System | Variable Speed Heat Pumps w/o Duct Sealing | 2251216.07 | 980357.28 | 1327541.9728 | 46874.56 | 0 | 0 | 0 | 4605989.8828 | 0.5258 | 702000 | 0 | 0 | 0 | 0.00035039 | 1.6139 | 0.00029221 | 1.3459 | Residential | HVAC | #VALUE! | 42.9701 | 2019ResidentialHVACHVAC SystemVariable Speed Heat Pumps w/o Duct Sealing | .
| 2019 | 402 | Residential | HVAC | Envelope | Insulation | 959192.7289 | 1420492.5122 | 2470537.2759 | 108006.7414 | 0 | 0 | 0 | 4958229.2583 | 0.56601 | 1131014.1725 | 294560 | 80878.22 | 0 | 0.00035039 | 1.7373 | 0.00029221 | 1.4488 | Residential | HVAC | #VALUE! | 42.9701 | 2019ResidentialHVACEnvelopeInsulation | .
| 2019 | 419 | Commercial | Motors/Drives | Pumps and Fans | Motors/Drives Installation on Pump System | 0 | 0 | 54432.5258 | 0 | 2275781.1089 | 0 | 0 | 2330213.6347 | 0.26601 | 0 | 0 | 7454.4 | 0 | 0.00014107 | 0.32872 | 0.00012829 | 0.29894 | Commercial | Motors/Drives | #VALUE! | 1.1701 | 2019CommercialMotors/DrivesPumps and FansMotors/Drives Installation on Pump System | .
| 2019 | 421 | Industrial | Motors/Drives | Pumps and Fans | Motors/Drives Installation on Pump System | 0 | 0 | 201300 | 0 | 0 | 0 | 0 | 201300 | 0.022979 | 0 | 0 | 0 | 0 | 0.00012551 | 0.025265 | 0.00012968 | 0.026104 | Industrial | Motors/Drives | #VALUE! | 0 | 2019IndustrialMotors/DrivesPumps and FansMotors/Drives Installation on Pump System | .
| 2019 | 422 | Agricultural | Compressed Air | Compressed Air System Controls | Unknown | 0 | 0 | 26694.939 | 0 | 0 | 0 | 0 | 26694.939 | 0.0030474 | 0 | 0 | 3615.6 | 0 | 2.6494e-06 | 7.0725e-05 | 0.0003126 | 0.0083449 | Agricultural | Compressed Air | #VALUE! | 0 | 2019AgriculturalCompressed AirCompressed Air System ControlsUnknown | .
| 2019 | 423 | Agricultural | Compressed Air | Compressed Air System Improvements | Unknown | 0 | 0 | 1742.0818 | 0 | 0 | 0 | 0 | 1742.0818 | 0.00019887 | 0 | 0 | 200 | 0 | 2.6494e-06 | 4.6154e-06 | 0.0003126 | 0.00054458 | Agricultural | Compressed Air | #VALUE! | 0 | 2019AgriculturalCompressed AirCompressed Air System ImprovementsUnknown | .
| 2019 | 429 | Agricultural | Irrigation | Hardware | Unknown | 0 | 0 | 0 | 96124.353 | 0 | 0 | 0 | 96124.353 | 0.010973 | 0 | 0 | 0 | 0 | 2.6494e-06 | 0.00025467 | 0.0003126 | 0.030049 | Agricultural | Irrigation | #VALUE! | 13.4481 | 2019AgriculturalIrrigationHardwareUnknown | .
| 2019 | 430 | Agricultural | Irrigation | Irrigation System Improvements | Unknown | 0 | 0 | 4155202.0236 | 0 | 0 | 0 | 0 | 4155202.0236 | 0.47434 | 0 | 0 | 0 | 0 | 2.6494e-06 | 0.011009 | 0.0003126 | 1.2989 | Agricultural | Irrigation | #VALUE! | 13.4481 | 2019AgriculturalIrrigationIrrigation System ImprovementsUnknown | .
| 2019 | 432 | Agricultural | Irrigation | Pumps and Fans | Unknown | 15568298.8876 | 14022190.8364 | 9247843.5522 | 0 | 0 | 0 | 0 | 38838333.2762 | 4.4336 | 2232077.1814 | 0 | 0 | 0 | 2.6494e-06 | 0.1029 | 0.0003126 | 12.141 | Agricultural | Irrigation | #VALUE! | 13.4481 | 2019AgriculturalIrrigationPumps and FansUnknown | .
| 2019 | 436 | Agricultural | Lighting | Lamps/Ballasts/Fixtures | Unknown | 0 | 0 | 139910.4779 | 0 | 0 | 0 | 0 | 139910.4779 | 0.015972 | 0 | 0 | 16022.76 | 0 | 0.00034247 | 0.047915 | 0.00034247 | 0.047915 | Agricultural | Lighting | #VALUE! | 0.61782 | 2019AgriculturalLightingLamps/Ballasts/FixturesUnknown | .
| 2019 | 440 | Agricultural | Motors/Drives | Motors | Unknown | 1744.9 | 0 | 0 | 0 | 0 | 0 | 0 | 1744.9 | 0.00019919 | 436.22 | 0 | 0 | 0 | 0.00034247 | 0.00059757 | 0.00034247 | 0.00059757 | Agricultural | Motors/Drives | #VALUE! | 0.32421 | 2019AgriculturalMotors/DrivesMotorsUnknown | .
| 2019 | 457 | Commercial | Compressed Air | Compressed Air System Controls | Unknown | 0 | 0 | 179192.7836 | 0 | 0 | 0 | 0 | 179192.7836 | 0.020456 | 0 | 0 | 0 | 0 | 0.00014107 | 0.025278 | 0.00012829 | 0.022989 | Commercial | Compressed Air | #VALUE! | 0.79521 | 2019CommercialCompressed AirCompressed Air System ControlsUnknown | .
| 2019 | 458 | Commercial | Compressed Air | Compressed Air System Improvements | Unknown | 0 | 0 | 5567362.5928 | 0 | 0 | 0 | 0 | 5567362.5928 | 0.63554 | 0 | 0 | 1930.1 | 0 | 0.00014107 | 0.78538 | 0.00012829 | 0.71424 | Commercial | Compressed Air | #VALUE! | 0.79521 | 2019CommercialCompressed AirCompressed Air System ImprovementsUnknown | .
| 2019 | 460 | Commercial | Electronics | Computer Technologies | Unknown | 0 | 0 | 0 | 0 | 0 | 0 | 0 | 0 | 0 | 0 | 0 | 0 | 0 | 0.00013422 | 0 | 0.00010767 | 0 | Commercial | Electronics | #VALUE! | 18.8151 | 2019CommercialElectronicsComputer TechnologiesUnknown | .
| 2019 | 461 | Commercial | Electronics | Plug Load | Unknown | 0 | 355073.25 | 15765.75 | 0 | 0 | 0 | 0 | 370839 | 0.042333 | 16812.87 | 0 | 0 | 0 | 0.00013422 | 0.049776 | 0.00010767 | 0.039927 | Commercial | Electronics | #VALUE! | 18.8151 | 2019CommercialElectronicsPlug LoadUnknown | .
| 2019 | 462 | Commercial | Food Preparation | Cooking | Unknown | 0 | 0 | 5427.8085 | 0 | 0 | 0 | 0 | 5427.8085 | 0.00061961 | 0 | 0 | 735.15 | 0 | 0.00017223 | 0.00093485 | 0.00016217 | 0.0008802 | Commercial | Food Preparation | #VALUE! | 1.1375 | 2019CommercialFood PreparationCookingUnknown | .
| 2019 | 463 | Commercial | HVAC | Envelope | Unknown | 0 | 441723.246 | 448756.639 | 0 | 0 | 0 | 0 | 890479.885 | 0.10165 | 55.0912 | 0 | 0 | 0 | 0.00076228 | 0.67879 | 1.3799e-05 | 0.012288 | Commercial | HVAC | #VALUE! | 21.9673 | 2019CommercialHVACEnvelopeUnknown | .
| 2019 | 465 | Commercial | HVAC | HVAC System Controls | Unknown | 66641.94 | 1463685.29 | 8110621.1176 | 0 | 0 | 0 | 0 | 9640948.3476 | 1.1006 | 13328.39 | 0 | 63.3 | 0 | 0.00076228 | 7.3491 | 1.3799e-05 | 0.13304 | Commercial | HVAC | #VALUE! | 21.9673 | 2019CommercialHVACHVAC System ControlsUnknown | .
| 2019 | 466 | Commercial | HVAC | HVAC System Improvements | Unknown | 1321239.0511 | 6981429.4099 | 11306872.4896 | 0 | 0 | 0 | 0 | 19609540.9506 | 2.2385 | 616496.2676 | 0 | 58081.05 | 0 | 0.00076228 | 14.9479 | 1.3799e-05 | 0.2706 | Commercial | HVAC | #VALUE! | 21.9673 | 2019CommercialHVACHVAC System ImprovementsUnknown | .
| 2019 | 466 | Residential | HVAC | HVAC System Improvements | Unknown | 383105.01 | 102412.5966 | 3565.2113 | 0 | 0 | 0 | 0 | 489082.8179 | 0.055831 | 107061.62 | 0 | 0 | 0 | 0.00076228 | 0.37282 | 1.3799e-05 | 0.006749 | Residential | HVAC | #VALUE! | 42.9701 | 2019ResidentialHVACHVAC System ImprovementsUnknown | .
| 2019 | 468 | Commercial | Lighting | Lamps/Ballasts/Fixtures | Unknown | 0 | 29975639.797 | 26251912.6623 | 7672395.33 | 0 | 0 | 0 | 63899947.7893 | 7.2945 | 1525974.4787 | 0 | 112017.54 | 0 | 0.00017719 | 11.3222 | 0.00015191 | 9.7068 | Commercial | Lighting | #VALUE! | 42.7198 | 2019CommercialLightingLamps/Ballasts/FixturesUnknown | .
| 2019 | 469 | Commercial | Lighting | Lighting Controls | Unknown | 51411.18 | 1413848.9463 | 1157625.1922 | 0 | 232781.5608 | 0 | 0 | 2855666.8793 | 0.32599 | 9254.01 | 25449.281 | 2420.93 | 0 | 0.00017719 | 0.50598 | 0.00015191 | 0.43379 | Commercial | Lighting | #VALUE! | 42.7198 | 2019CommercialLightingLighting ControlsUnknown | .
| 2019 | 470 | Commercial | Lighting | Signs and Signals | Unknown | 0 | 0 | 1200 | 0 | 0 | 0 | 0 | 1200 | 0.00013699 | 0 | 0 | 0 | 0 | 0.00023298 | 0.00027957 | 0 | 0 | Commercial | Lighting | #VALUE! | 42.7198 | 2019CommercialLightingSigns and SignalsUnknown | .
| 2019 | 472 | Commercial | Motors/Drives | Motors | Unknown | 0 | 0 | 25650.5759 | 0 | 0 | 0 | 0 | 25650.5759 | 0.0029281 | 0 | 0 | 400 | 0 | 0.00014107 | 0.0036185 | 0.00012829 | 0.0032907 | Commercial | Motors/Drives | #VALUE! | 1.1701 | 2019CommercialMotors/DrivesMotorsUnknown | .
| 2019 | 474 | Commercial | Motors/Drives | Pumps and Fans | Unknown | 0 | 0 | 2003434.296 | 0 | 0 | 0 | 0 | 2003434.296 | 0.2287 | 0 | 0 | 0 | 0 | 0.00014107 | 0.28262 | 0.00012829 | 0.25702 | Commercial | Motors/Drives | #VALUE! | 1.1701 | 2019CommercialMotors/DrivesPumps and FansUnknown | .
| 2019 | 479 | Commercial | Process Loads | Process Loads System Improvements | Unknown | 0 | 29752.658 | 6420.948 | 0 | 0 | 0 | 0 | 36173.606 | 0.0041294 | 0 | 0 | 0 | 0 | 0.00014107 | 0.0051029 | 0.00012829 | 0.0046407 | Commercial | Process Loads | #VALUE! | 3.46 | 2019CommercialProcess LoadsProcess Loads System ImprovementsUnknown | .
| 2019 | 481 | Commercial | Refrigeration | Heat Recovery | Unknown | 415825.33 | 0 | 0 | 0 | 0 | 0 | 0 | 415825.33 | 0.047469 | 84065.73 | 0 | 0 | 0 | 0.0001159 | 0.048193 | 0.00012882 | 0.053566 | Commercial | Refrigeration | #VALUE! | 6.6401 | 2019CommercialRefrigerationHeat RecoveryUnknown | .
| 2019 | 485 | Commercial | Refrigeration | Refrigeration System Improvements | Unknown | 1592911.854 | 10449574.898 | 14810527.7593 | 0 | 0 | 0 | 0 | 26853014.5113 | 3.0654 | 332973.75 | 0 | 92913.9 | 0 | 0.0001159 | 3.1122 | 0.00012882 | 3.4591 | Commercial | Refrigeration | #VALUE! | 6.6401 | 2019CommercialRefrigerationRefrigeration System ImprovementsUnknown | .
| 2019 | 487 | Commercial | Water Heating | Pool System Improvements | Unknown | 3509.42 | 0 | 0 | 0 | 0 | 0 | 0 | 3509.42 | 0.00040062 | 701.88 | 0 | 0 | 0 | 0.00017243 | 0.00060512 | 0.00012478 | 0.0004379 | Commercial | Water Heating | #VALUE! | 0.50639 | 2019CommercialWater HeatingPool System ImprovementsUnknown | .
| 2019 | 488 | Commercial | Water Heating | System Efficiency Improvements | Unknown | 0 | 0 | 5108.5164 | 0 | 0 | 0 | 0 | 5108.5164 | 0.00058316 | 0 | 0 | 0 | 0 | 0.00017243 | 0.00088085 | 0.00012478 | 0.00063744 | Commercial | Water Heating | #VALUE! | 0.50639 | 2019CommercialWater HeatingSystem Efficiency ImprovementsUnknown | .
| 2019 | 490 | Commercial | Water Heating | Water Heating Controls | Unknown | 3438.86 | 0 | 0 | 0 | 0 | 0 | 0 | 3438.86 | 0.00039256 | 928.49 | 0 | 0 | 0 | 0.00017243 | 0.00059296 | 0.00012478 | 0.0004291 | Commercial | Water Heating | #VALUE! | 0.50639 | 2019CommercialWater HeatingWater Heating ControlsUnknown | .
| 2019 | 491 | Commercial | Water Heating | Water Using Devices | Unknown | 0 | 0 | 34859.376 | 0 | 0 | 0 | 0 | 34859.376 | 0.0039794 | 0 | 0 | 0 | 0 | 0.00017243 | 0.0060108 | 0.00012478 | 0.0043497 | Commercial | Water Heating | #VALUE! | 0.50639 | 2019CommercialWater HeatingWater Using DevicesUnknown | .
| 2019 | 492 | Commercial | Whole Bldg/Meter Level | Whole Bldg/Meter Level System Improvements | Unknown | 0 | 2360995.4057 | 1324840 | 0 | 0 | 0 | 0 | 3685835.4057 | 0.42076 | 20088.0371 | 247044 | 0 | 0 | 0.00024448 | 0.90111 | 0.00016318 | 0.60145 | Commercial | 0 | #VALUE! | 0 | 2019CommercialWhole Bldg/Meter LevelWhole Bldg/Meter Level System ImprovementsUnknown | .
| 2019 | 494 | Industrial | Compressed Air | Compressed Air System Improvements | Unknown | 0 | 3439992.668 | 2731820.8916 | 1298107 | 0 | 0 | 0 | 7469920.5596 | 0.85273 | 17008.73 | 0 | 0 | 0 | 0.00012551 | 0.93754 | 0.00012968 | 0.9687 | Industrial | Compressed Air | #VALUE! | 0.88124 | 2019IndustrialCompressed AirCompressed Air System ImprovementsUnknown | .
| 2019 | 503 | Industrial | HVAC | HVAC System Controls | Unknown | 0 | 0 | 7820506.4909 | 0 | 0 | 0 | 0 | 7820506.4909 | 0.89275 | 0 | 0 | 53600 | 0 | 0.00012551 | 0.98155 | 0.00012968 | 1.0142 | Industrial | HVAC | #VALUE! | 0 | 2019IndustrialHVACHVAC System ControlsUnknown | .
| 2019 | 504 | Industrial | HVAC | HVAC System Improvements | Unknown | 1044517.82 | 1894180.278 | 4175280.1862 | 0 | 0 | 0 | 0 | 7113978.2842 | 0.8121 | 334815.43 | 0 | 3395 | 0 | 0.00012551 | 0.89287 | 0.00012968 | 0.92254 | Industrial | HVAC | #VALUE! | 0 | 2019IndustrialHVACHVAC System ImprovementsUnknown | .
| 2019 | 506 | Industrial | Lighting | Lamps/Ballasts/Fixtures | Unknown | 0 | 7756873.029 | 516969.0017 | 925823.8 | 0 | 0 | 0 | 9199665.8307 | 1.0502 | 191475.54 | 0 | 54352.79 | 0 | 0.00012551 | 1.1546 | 0.00012968 | 1.193 | Industrial | Lighting | #VALUE! | 3.7955 | 2019IndustrialLightingLamps/Ballasts/FixturesUnknown | .
| 2019 | 507 | Industrial | Lighting | Lighting Controls | Unknown | 0 | 3846884.0125 | 1196934.7175 | 0 | 0 | 0 | 0 | 5043818.73 | 0.57578 | 0 | 70252.7127 | 391.14 | 0 | 0.00012551 | 0.63305 | 0.00012968 | 0.65408 | Industrial | Lighting | #VALUE! | 3.7955 | 2019IndustrialLightingLighting ControlsUnknown | .
| 2019 | 510 | Industrial | Motors/Drives | Motors | Unknown | 0 | 0 | 169201.0691 | 0 | 0 | 0 | 0 | 169201.0691 | 0.019315 | 0 | 0 | 23542.2 | 0 | 0.00012551 | 0.021236 | 0.00012968 | 0.021942 | Industrial | Motors/Drives | #VALUE! | 0 | 2019IndustrialMotors/DrivesMotorsUnknown | .
| 2019 | 512 | Industrial | Motors/Drives | Pumps and Fans | Unknown | 5542143.03 | 0 | 513823 | 0 | 0 | 0 | 0 | 6055966.03 | 0.69132 | 274609.7607 | 0 | 0 | 0 | 0.00012551 | 0.76008 | 0.00012968 | 0.78533 | Industrial | Motors/Drives | #VALUE! | 0 | 2019IndustrialMotors/DrivesPumps and FansUnknown | .
| 2019 | 514 | Industrial | Process Loads | Process Loads System Controls | Unknown | 4753042.847 | 1903097.426 | 3215325.0267 | 0 | 0 | 0 | 0 | 9871465.2997 | 1.1269 | 1087276.01 | 0 | 0 | 0 | 0.00012551 | 1.239 | 0.00012968 | 1.2801 | Industrial | Process Loads | #VALUE! | 2.5844 | 2019IndustrialProcess LoadsProcess Loads System ControlsUnknown | .
| 2019 | 515 | Industrial | Process Loads | Process Loads System Improvements | Unknown | 0 | 0 | 33623598.0492 | 0 | 0 | 0 | 0 | 33623598.0492 | 3.8383 | 0 | 0 | 0 | 0 | 0.00012551 | 4.2201 | 0.00012968 | 4.3603 | Industrial | Process Loads | #VALUE! | 2.5844 | 2019IndustrialProcess LoadsProcess Loads System ImprovementsUnknown | .
| 2019 | 516 | Industrial | Process Loads | Pumps and Fans | Unknown | 42371.11 | 4804.34 | 0 | 0 | 0 | 0 | 0 | 47175.45 | 0.0053853 | 4585 | 0 | 0 | 0 | 0.00012551 | 0.005921 | 0.00012968 | 0.0061177 | Industrial | Process Loads | #VALUE! | 2.5844 | 2019IndustrialProcess LoadsPumps and FansUnknown | .
| 2019 | 517 | Industrial | Process Loads | Wastewater System Improvements | Unknown | 0 | 3511907.47 | 2125310.532 | 0 | 0 | 0 | 0 | 5637218.002 | 0.64352 | 0 | 0 | 0 | 0 | 0.00012551 | 0.70752 | 0.00012968 | 0.73103 | Industrial | Process Loads | #VALUE! | 2.5844 | 2019IndustrialProcess LoadsWastewater System ImprovementsUnknown | .
| 2019 | 518 | Industrial | Refrigeration | Heat Recovery | Unknown | 315108.174 | 872160.51 | 0 | 0 | 0 | 0 | 0 | 1187268.684 | 0.13553 | 78777.04 | 0 | 0 | 0 | 0.00012551 | 0.14901 | 0.00012968 | 0.15396 | Industrial | Low & Med Temp Refr | #VALUE! | 6.2475 | 2019IndustrialRefrigerationHeat RecoveryUnknown | .
| 2019 | 520 | Industrial | Refrigeration | Pumps and Fans | Unknown | 1318497.95 | 0 | 0 | 0 | 0 | 0 | 0 | 1318497.95 | 0.15051 | 134522.64 | 0 | 0 | 0 | 0.00012551 | 0.16548 | 0.00012968 | 0.17098 | Industrial | Low & Med Temp Refr | #VALUE! | 6.2475 | 2019IndustrialRefrigerationPumps and FansUnknown | .
| 2019 | 521 | Commercial | Refrigeration | Unknown | Unknown | 0 | 0 | 1086798.6827 | 0 | 0 | 0 | 0 | 1086798.6827 | 0.12406 | 0 | 0 | 1421.55 | 0 | 0.00012551 | 0.1364 | 0.00012968 | 0.14094 | Commercial | Low & Med Temp Refr | #VALUE! | 0 | 2019CommercialRefrigerationUnknownUnknown | .
| 2019 | 521 | Industrial | Refrigeration | Refrigeration System Controls | Unknown | 0 | 253647.9 | 1493602.8368 | 0 | 0 | 0 | 0 | 1747250.7368 | 0.19946 | 0 | 0 | 0 | 0 | 0.00012551 | 0.2193 | 0.00012968 | 0.22658 | Industrial | Low & Med Temp Refr | #VALUE! | 6.2475 | 2019IndustrialRefrigerationRefrigeration System ControlsUnknown | .
| 2019 | 522 | Industrial | Refrigeration | Refrigeration System Improvements | Unknown | 8826503.7424 | 4488727.8506 | 3123212.2808 | 0 | 0 | 0 | 0 | 16438443.8738 | 1.8765 | 776299.0933 | 0 | 0 | 0 | 0.00012551 | 2.0632 | 0.00012968 | 2.1317 | Industrial | Low & Med Temp Refr | #VALUE! | 6.2475 | 2019IndustrialRefrigerationRefrigeration System ImprovementsUnknown | .
| 2019 | 525 | Industrial | Water Heating | System Efficiency Improvements | Unknown | 0 | 0 | 323996.086 | 0 | 0 | 0 | 0 | 323996.086 | 0.036986 | 0 | 0 | 0 | 0 | 0.00012551 | 0.040664 | 0.00012968 | 0.042016 | Industrial | Water Heating | #VALUE! | 0 | 2019IndustrialWater HeatingSystem Efficiency ImprovementsUnknown | .
| 2019 | 530 | Residential | Electronics | Plug Load | Unknown | 64516.24 | 172426.6656 | 0 | 0 | 2414534.7704 | 0 | 0 | 2651477.676 | 0.30268 | 0 | 0 | 0 | 0 | 0.00021383 | 0.56697 | 0.0001722 | 0.45659 | Residential | Electronics | #VALUE! | 11.4911 | 2019ResidentialElectronicsPlug LoadUnknown | .
| 2019 | 532 | Residential | HVAC | Envelope | Unknown | 0 | 1209074.7156 | 1422729.7355 | 0 | 0 | 0 | 0 | 2631804.4511 | 0.30043 | 0 | 0 | 0 | 0 | 0.00035039 | 0.92215 | 0.00029221 | 0.76903 | Residential | HVAC | #VALUE! | 42.9701 | 2019ResidentialHVACEnvelopeUnknown | .
| 2019 | 534 | Residential | HVAC | HVAC System | Unknown | 0 | 0 | 421549.1909 | 12876 | 168813.3847 | 0 | 0 | 603238.5756 | 0.068863 | 0 | 0 | 1000 | 0 | 0.00035039 | 0.21137 | 0.00029221 | 0.17627 | Residential | HVAC | #VALUE! | 42.9701 | 2019ResidentialHVACHVAC SystemUnknown | .
| 2019 | 535 | Residential | Lighting | Lamps/Fixtures | Unknown | 0 | 10612379.497 | 5035321 | 0 | 0 | 0 | 0 | 15647700.497 | 1.7863 | 0 | 1138695 | 0 | 0 | 0.00026149 | 4.0917 | 8.4631e-05 | 1.3243 | Residential | Lighting | #VALUE! | 29.6 | 2019ResidentialLightingLamps/FixturesUnknown | .
| 2019 | 541 | Residential | Water Heating | Water Heaters | Unknown | 0 | 0 | 15060 | 0 | 624293.9166 | 0 | 0 | 639353.9166 | 0.072986 | 0 | 0 | 0 | 0 | 0.00019367 | 0.12382 | 0.00012477 | 0.079772 | Residential | Water Heating | #VALUE! | 15.8 | 2019ResidentialWater HeatingWater HeatersUnknown | .
| 2019 | 542 | Residential | Water Heating | Water Using Devices | Unknown | 0 | 0 | 1389177.3744 | 0 | 0 | 0 | 0 | 1389177.3744 | 0.15858 | 0 | 0 | 0 | 0 | 0.00019367 | 0.26904 | 0.00012477 | 0.17333 | Residential | Water Heating | #VALUE! | 15.8 | 2019ResidentialWater HeatingWater Using DevicesUnknown | .
| 2019 | 543 | Residential | Whole Bldg/Meter Level | Homes | Unknown | 118911.9103 | 145910.6019 | 5127775.5252 | 0 | 17743257.6115 | 0 | 0 | 23135855.6489 | 2.6411 | 37441.09 | 0 | 88100 | 0 | 0.00023982 | 5.5484 | 0.00015375 | 3.5571 | Residential | 0 | #VALUE! | 0 | 2019ResidentialWhole Bldg/Meter LevelHomesUnknown | .
| 2019 | 544 | Residential | Whole Bldg/Meter Level | Whole Bldg/Meter Level System Improvements | Unknown | 12008.16 | 25626735.4259 | 5927186.3194 | 0 | 0 | 0 | 0 | 31565929.9052 | 3.6034 | 5403.67 | 2000 | 0 | 0 | 0.00023982 | 7.5701 | 0.00015375 | 4.8532 | Residential | 0 | #VALUE! | 0 | 2019ResidentialWhole Bldg/Meter LevelWhole Bldg/Meter Level System ImprovementsUnknown | .
| 2019 | 546 | Utility System Efficiency | Utility Distribution System | Conductors | Unknown | 979448.69 | 491460.19 | 0 | 0 | 0 | 0 | 0 | 1470908.88 | 0.16791 | 342807.03 | 0 | 0 | 0 | 0.00014176 | 0.20851 | 0.00013735 | 0.20203 | Distribution Efficiency | Distribution Efficiency | #VALUE! | 5.5006 | 2019Utility System EfficiencyUtility Distribution SystemConductorsUnknown | .
| 2019 | 549 | Utility System Efficiency | Utility Distribution System | Transformers | Unknown | 842230.14 | 5779.97 | 0 | 0 | 0 | 0 | 0 | 848010.11 | 0.096805 | 294780.55 | 0 | 0 | 0 | 0.00014176 | 0.12021 | 0.00013735 | 0.11648 | Distribution Efficiency | Distribution Efficiency | #VALUE! | 5.5006 | 2019Utility System EfficiencyUtility Distribution SystemTransformersUnknown | .
| 2019 | 560 | Commercial | Unknown | Unknown | Unknown | 0 | 234354.8 | 27615202.0699 | 1120680.65 | 0 | 0 | 0 | 28970237.5199 | 3.3071 | 0 | 0 | 339624.64 | 0 | 0.00024448 | 7.0826 | 0.00016318 | 4.7273 | Commercial | 0 | #VALUE! | 0 | 2019CommercialUnknownUnknownUnknown | .
| 2019 | 561 | Industrial | Unknown | Unknown | Unknown | 0 | 0 | 9675157.1028 | 76000 | 0 | 0 | 0 | 9751157.1028 | 1.1131 | 0 | 0 | 525.93 | 0 | 0.00012551 | 1.2239 | 0.00012968 | 1.2645 | Industrial | 0 | #VALUE! | 0 | 2019IndustrialUnknownUnknownUnknown | .
| 2019 | 563 | Residential | Unknown | Unknown | Unknown | 0 | 0 | 366893.7555 | 0 | 0 | 0 | 0 | 366893.7555 | 0.041883 | 0 | 0 | 0 | 0 | 0.00023982 | 0.087988 | 0.00015375 | 0.056409 | Residential | 0 | #VALUE! | 0 | 2019ResidentialUnknownUnknownUnknown | .
| 2019 | 571 | Agricultural | Irrigation | Unknown | Unknown | 1905965.18 | 0 | 44553.75 | 77269.73 | 0 | 0 | 0 | 2027788.66 | 0.23148 | 403749.41 | 0 | 0 | 0 | 2.6494e-06 | 0.0053724 | 0.0003126 | 0.63389 | Agricultural | Irrigation | #VALUE! | 13.4481 | 2019AgriculturalIrrigationUnknownUnknown | .
| 2019 | 572 | Agricultural | Irrigation | Irrigation System Improvements | Irrigation System Control Improvements (VFD) | 0 | 0 | 1258631.0809 | 0 | 0 | 0 | 0 | 1258631.0809 | 0.14368 | 0 | 0 | 166268.33 | 0 | 2.6494e-06 | 0.0033346 | 0.0003126 | 0.39345 | Agricultural | Irrigation | #VALUE! | 13.4481 | 2019AgriculturalIrrigationIrrigation System ImprovementsIrrigation System Control Improvements (VFD) | .
| 2019 | 574 | Commercial | HVAC | HVAC System Improvements | Fan System Improvements | 0 | 0 | 308327.816 | 0 | 0 | 0 | 0 | 308327.816 | 0.035197 | 0 | 0 | 0 | 0 | 0.00076228 | 0.23503 | 1.3799e-05 | 0.0042547 | Commercial | HVAC | #VALUE! | 21.9673 | 2019CommercialHVACHVAC System ImprovementsFan System Improvements | .
| 2019 | 574 | Residential | HVAC | HVAC System | Furnace Fan | 0 | 0 | 31933.752 | 0 | 0 | 0 | 0 | 31933.752 | 0.0036454 | 0 | 0 | 0 | 0 | 0.00076228 | 0.024342 | 1.3799e-05 | 0.00044066 | Residential | HVAC | #VALUE! | 42.9701 | 2019ResidentialHVACHVAC SystemFurnace Fan | .
| 2019 | 578 | Commercial | Lighting | Lamps/Ballasts/Fixtures | LED Exterior General Area | 0 | 0 | 54817514.1055 | 0 | 0 | 0 | 0 | 54817514.1055 | 6.2577 | 0 | 0 | 162427.63 | 0 | 0.00017719 | 9.7129 | 0.00015191 | 8.3271 | Commercial | Lighting | #VALUE! | 42.7198 | 2019CommercialLightingLamps/Ballasts/FixturesLED Exterior General Area | .
| 2019 | 579 | Commercial | Lighting | Lamps/Ballasts/Fixtures | LED Other | 0 | 0 | 1459686.3799 | 0 | 0 | 0 | 0 | 1459686.3799 | 0.16663 | 0 | 0 | 3882.1 | 0 | 0.00017719 | 0.25864 | 0.00015191 | 0.22173 | Commercial | Lighting | #VALUE! | 42.7198 | 2019CommercialLightingLamps/Ballasts/FixturesLED Other | .
| 2019 | 580 | Agricultural | Lighting | Lamps/Ballasts/Fixtures | LED Screw-In/Small Fixtures | 0 | 0 | 15847.1852 | 0 | 0 | 0 | 0 | 15847.1852 | 0.001809 | 0 | 0 | 630.82 | 0 | 0.00017719 | 0.0028079 | 0.00015191 | 0.0024073 | Agricultural | Lighting | #VALUE! | 0.61782 | 2019AgriculturalLightingLamps/Ballasts/FixturesLED Screw-In/Small Fixtures | .
| 2019 | 580 | Commercial | Lighting | Lamps/Ballasts/Fixtures | LED Screw-In/Small Fixtures | 0 | 0 | 9373498.1335 | 0 | 0 | 0 | 0 | 9373498.1335 | 1.07 | 0 | 0 | 16498.38 | 0 | 0.00017719 | 1.6609 | 0.00015191 | 1.4239 | Commercial | Lighting | #VALUE! | 42.7198 | 2019CommercialLightingLamps/Ballasts/FixturesLED Screw-In/Small Fixtures | .
| 2019 | 580 | Commercial | Lighting | Lighting Controls | LED Screw-In/Small Fixtures | 0 | 0 | 2564.1 | 0 | 0 | 0 | 0 | 2564.1 | 0.00029271 | 0 | 0 | 0 | 0 | 0.00017719 | 0.00045432 | 0.00015191 | 0.0003895 | Commercial | Lighting | #VALUE! | 42.7198 | 2019CommercialLightingLighting ControlsLED Screw-In/Small Fixtures | .
| 2019 | 580 | Industrial | Lighting | Lamps/Ballasts/Fixtures | LED Screw-In/Small Fixtures | 0 | 0 | 1507.2235 | 0 | 0 | 0 | 0 | 1507.2235 | 0.00017206 | 0 | 0 | 96 | 0 | 0.00017719 | 0.00026706 | 0.00015191 | 0.00022896 | Industrial | Lighting | #VALUE! | 3.7955 | 2019IndustrialLightingLamps/Ballasts/FixturesLED Screw-In/Small Fixtures | .
| 2019 | 581 | Agricultural | Lighting | Lamps/Ballasts/Fixtures | LED Troffer Fixtures/Kits | 0 | 0 | 7456.7302 | 0 | 0 | 0 | 0 | 7456.7302 | 0.00085122 | 0 | 0 | 942.62 | 0 | 0.00017719 | 0.0013212 | 0.00015191 | 0.0011327 | Agricultural | Lighting | #VALUE! | 0.61782 | 2019AgriculturalLightingLamps/Ballasts/FixturesLED Troffer Fixtures/Kits | .
| 2019 | 581 | Commercial | Lighting | Lamps/Ballasts/Fixtures | LED Troffer Fixtures/Kits | 0 | 0 | 40959971.0651 | 0 | 0 | 0 | 0 | 40959971.0651 | 4.6758 | 0 | 0 | 142604.56 | 0 | 0.00017719 | 7.2575 | 0.00015191 | 6.2221 | Commercial | Lighting | #VALUE! | 42.7198 | 2019CommercialLightingLamps/Ballasts/FixturesLED Troffer Fixtures/Kits | .
| 2019 | 581 | Industrial | Lighting | Lamps/Ballasts/Fixtures | LED Troffer Fixtures/Kits | 0 | 0 | 427182.5807 | 0 | 0 | 0 | 0 | 427182.5807 | 0.048765 | 0 | 0 | 8153.38 | 0 | 0.00017719 | 0.075691 | 0.00015191 | 0.064891 | Industrial | Lighting | #VALUE! | 3.7955 | 2019IndustrialLightingLamps/Ballasts/FixturesLED Troffer Fixtures/Kits | .
| 2019 | 583 | Agricultural | Lighting | Lamps/Ballasts/Fixtures | Tubular LED Lamps (TLED) | 0 | 0 | 24011.6363 | 0 | 0 | 0 | 0 | 24011.6363 | 0.0027411 | 0 | 0 | 2743.15 | 0 | 0.00017719 | 0.0042545 | 0.00015191 | 0.0036475 | Agricultural | Lighting | #VALUE! | 0.61782 | 2019AgriculturalLightingLamps/Ballasts/FixturesTubular LED Lamps (TLED) | .
| 2019 | 583 | Commercial | Lighting | Lamps/Ballasts/Fixtures | Tubular LED Lamps (TLED) | 0 | 0 | 36248013.3663 | 0 | 0 | 0 | 0 | 36248013.3663 | 4.1379 | 0 | 0 | 338948.37 | 0 | 0.00017719 | 6.4226 | 0.00015191 | 5.5063 | Commercial | Lighting | #VALUE! | 42.7198 | 2019CommercialLightingLamps/Ballasts/FixturesTubular LED Lamps (TLED) | .
| 2019 | 583 | Industrial | Lighting | Lamps/Ballasts/Fixtures | Tubular LED Lamps (TLED) | 0 | 0 | 714395.6045 | 0 | 0 | 0 | 0 | 714395.6045 | 0.081552 | 0 | 0 | 19839.56 | 0 | 0.00017719 | 0.12658 | 0.00015191 | 0.10852 | Industrial | Lighting | #VALUE! | 3.7955 | 2019IndustrialLightingLamps/Ballasts/FixturesTubular LED Lamps (TLED) | .
| 2019 | 584 | Commercial | Lighting | Lamps/Ballasts/Fixtures | New Construction | 0 | 10140481.636 | 0 | 0 | 0 | 0 | 0 | 10140481.636 | 1.1576 | 0 | 0 | 0 | 0 | 0.00017719 | 1.7967 | 0.00015191 | 1.5404 | Commercial | Lighting | #VALUE! | 42.7198 | 2019CommercialLightingLamps/Ballasts/FixturesNew Construction | .
| 2019 | 584 | Industrial | Lighting | Lamps/Ballasts/Fixtures | New Construction | 0 | 4006425.172 | 0 | 0 | 0 | 0 | 0 | 4006425.172 | 0.45735 | 0 | 0 | 0 | 0 | 0.00017719 | 0.70988 | 0.00015191 | 0.6086 | Industrial | Lighting | #VALUE! | 3.7955 | 2019IndustrialLightingLamps/Ballasts/FixturesNew Construction | .
| 2019 | 586 | Commercial | Lighting | Lamps/Ballasts/Fixtures | T8 Linear Fluorescents | 0 | 0 | 209466.424 | 0 | 0 | 0 | 0 | 209466.424 | 0.023912 | 0 | 0 | 0 | 0 | 0.00017719 | 0.037114 | 0.00015191 | 0.031819 | Commercial | Lighting | #VALUE! | 42.7198 | 2019CommercialLightingLamps/Ballasts/FixturesT8 Linear Fluorescents | .
| 2019 | 587 | Commercial | Lighting | Signs and Signals | LED Street Lighting | 0 | 0 | 5996530.3384 | 0 | 0 | 0 | 0 | 5996530.3384 | 0.68454 | 0 | 0 | 134649.91 | 0 | 0.00023298 | 1.3971 | 0 | 0 | Commercial | Lighting | #VALUE! | 42.7198 | 2019CommercialLightingSigns and SignalsLED Street Lighting | .
| 2019 | 588 | Residential | Electronics | Plug Load | Clothes Dryers | 262208.51 | 123657.77 | 401138.7546 | 0 | 10699222.8331 | 0 | -5029676.5312 | 6456551.3365 | 0.73705 | 99750 | 0 | 3000 | 0 | 0.00040029 | 2.5845 | 0.0003184 | 2.0558 | Residential | 0 | #VALUE! | 0 | 2019ResidentialElectronicsPlug LoadClothes Dryers | .
| 2019 | 590 | Residential | Electronics | Computer Technologies | Computer | 0 | 0 | 0 | 0 | 9766518.0016 | 0 | -3305023.2616 | 6461494.7399 | 0.73761 | 0 | 0 | 0 | 0 | 0.00014549 | 0.94006 | 0.00013343 | 0.86218 | Residential | Electronics | #VALUE! | 11.4911 | 2019ResidentialElectronicsComputer TechnologiesComputer | .
| 2019 | 593 | Commercial | Water Heating | Water Heaters | Heat Pump Water Heaters | 7931.34 | 0 | 0 | 0 | 0 | 0 | 0 | 7931.34 | 0.0009054 | 3000 | 0 | 0 | 0 | 0.00017243 | 0.0013676 | 0.00012478 | 0.00098966 | Commercial | Water Heating | #VALUE! | 0.50639 | 2019CommercialWater HeatingWater HeatersHeat Pump Water Heaters | .
| 2019 | 594 | Residential | Water Heating | Water Using Devices | Thermostatic Shut-off Valves | 969636.89 | 82348.92 | 120419 | 0 | 0 | 0 | 0 | 1172404.81 | 0.13384 | 88418 | 0 | 0 | 0 | 0.00019367 | 0.22705 | 0.00012477 | 0.14628 | Residential | Water Heating | #VALUE! | 15.8 | 2019ResidentialWater HeatingWater Using DevicesThermostatic Shut-off Valves | .
| 2019 | 595 | Agricultural | Whole Bldg/Meter Level | Whole Bldg/Meter Level System Improvements | Strategic Energy Management | 0 | 0 | 795828.9929 | 0 | 0 | 0 | 0 | 795828.9929 | 0.090848 | 0 | 0 | 14281.62 | 0 | 0.00012551 | 0.099884 | 0.00012968 | 0.1032 | Agricultural | Energy Management | #VALUE! | 0 | 2019AgriculturalWhole Bldg/Meter LevelWhole Bldg/Meter Level System ImprovementsStrategic Energy Management | .
| 2019 | 595 | Industrial | Whole Bldg/Meter Level | Whole Bldg/Meter Level System Improvements | Strategic Energy Management | 24359116.855 | -3990423.099 | 20000111.64 | 0 | 0 | 0 | 0 | 40368805.396 | 4.6083 | 1518355.13 | 0 | 0 | 0 | 0.00012551 | 5.0667 | 0.00012968 | 5.235 | Industrial | Energy Management | #VALUE! | 24.6688 | 2019IndustrialWhole Bldg/Meter LevelWhole Bldg/Meter Level System ImprovementsStrategic Energy Management | .
| 2019 | 596 | Residential | HVAC | Envelope | Doors | 22757.77 | 4785.7 | 14809.0509 | 4942.64 | 0 | 0 | 0 | 47295.1609 | 0.005399 | 40218.48 | 0 | 0 | 0 | 0.00035039 | 0.016572 | 0.00029221 | 0.01382 | Residential | HVAC | #VALUE! | 42.9701 | 2019ResidentialHVACEnvelopeDoors | .
| 2019 | 597 | Residential | Water Heating | Water Using Devices | Aerators | 25480.74 | 343787 | 4652053.3089 | 0 | 0 | 0 | 0 | 5021321.0489 | 0.57321 | 2136 | 6185 | 0 | 0 | 0.00019367 | 0.97245 | 0.00012477 | 0.62651 | Residential | Water Heating | #VALUE! | 15.8 | 2019ResidentialWater HeatingWater Using DevicesAerators | .
| 2019 | 598 | Commercial | Lighting | Lamps/Ballasts/Fixtures | Fluorescent Lamps | 0 | 0 | 395.3739 | 0 | 4034407.8382 | 0 | 0 | 4034803.2121 | 0.46059 | 0 | 0 | 15 | 0 | 0.00017719 | 0.71491 | 0.00015191 | 0.61291 | Commercial | Lighting | #VALUE! | 42.7198 | 2019CommercialLightingLamps/Ballasts/FixturesFluorescent Lamps | .
| 2019 | 599 | Agricultural | Lighting | Lamps/Ballasts/Fixtures | LED High Bay | 0 | 0 | 5475.2091 | 0 | 0 | 0 | 0 | 5475.2091 | 0.00062502 | 0 | 0 | 330 | 0 | 0.00012551 | 0.00068719 | 0.00012968 | 0.00071002 | Agricultural | Lighting | #VALUE! | 0.61782 | 2019AgriculturalLightingLamps/Ballasts/FixturesLED High Bay | .
| 2019 | 599 | Commercial | Lighting | Lamps/Ballasts/Fixtures | LED High Bay | 0 | 0 | 26197376.6103 | 0 | 0 | 0 | 0 | 26197376.6103 | 2.9906 | 0 | 0 | 18986.79 | 0 | 0.00012551 | 3.288 | 0.00012968 | 3.3973 | Commercial | Lighting | #VALUE! | 42.7198 | 2019CommercialLightingLamps/Ballasts/FixturesLED High Bay | .
| 2019 | 600 | Industrial | Lighting | Lamps/Ballasts/Fixtures | LED High Bay | 0 | 0 | 20235944.0808 | 0 | 0 | 0 | 0 | 20235944.0808 | 2.31 | 0 | 0 | 0 | 0 | 0.00012551 | 2.5398 | 0.00012968 | 2.6242 | Industrial | Lighting | #VALUE! | 3.7955 | 2019IndustrialLightingLamps/Ballasts/FixturesLED High Bay | .
| 2019 | 602 | Commercial | HVAC | HVAC System Improvements | Package Terminal Heat Pumps | 0 | 0 | 5809831.9901 | 0 | 0 | 0 | 0 | 5809831.9901 | 0.66322 | 0 | 0 | 3600 | 0 | 0.00076228 | 4.4287 | 1.3799e-05 | 0.080172 | Commercial | HVAC | #VALUE! | 21.9673 | 2019CommercialHVACHVAC System ImprovementsPackage Terminal Heat Pumps | .
| 2019 | 603 | Commercial | Whole Bldg/Meter Level | Whole Bldg/Meter Level System Improvements | Strategic Energy Management | 0 | 7787759 | 29657191.6106 | 0 | 0 | 0 | 0 | 37444950.6106 | 4.2745 | 0 | 0 | 13608.76 | 0 | 0.00024448 | 9.1545 | 0.00016318 | 6.1102 | Commercial | HVAC | #VALUE! | 21.9673 | 2019CommercialWhole Bldg/Meter LevelWhole Bldg/Meter Level System ImprovementsStrategic Energy Management | .
| 2019 | 604 | Commercial | HVAC | HVAC System Controls | Vent Hood VFD | 0 | 0 | 471150.9922 | 0 | 0 | 0 | 0 | 471150.9922 | 0.053784 | 0 | 0 | 0 | 0 | 0.00076228 | 0.35915 | 1.3799e-05 | 0.0065016 | Commercial | HVAC | #VALUE! | 21.9673 | 2019CommercialHVACHVAC System ControlsVent Hood VFD | .
| 2020 | 2 | Commercial | HVAC | HVAC System Improvements | Rooftop Units | 9425.74 | 0 | 290578.1946 | 0 | 30564660.6755 | 0 | 0 | 30864664.61 | 3.5234 | 2356.437 | 0 | 9936.25 | 0 | 0.00076228 | 23.5274 | 1.3799e-05 | 0.42591 | Commercial | HVAC | #VALUE! | 21.9673 | 2020CommercialHVACHVAC System ImprovementsRooftop Units | .
| 2020 | 3 | Commercial | HVAC | HVAC System Improvements | Rotary Screw Chiller Improvements | 0 | 0 | 1109869 | 0 | 0 | 0 | 0 | 1109869 | 0.1267 | 0 | 0 | 298542 | 0 | 0.00076228 | 0.84603 | 1.3799e-05 | 0.015315 | Commercial | HVAC | #VALUE! | 21.9673 | 2020CommercialHVACHVAC System ImprovementsRotary Screw Chiller Improvements | .
| 2020 | 4 | Commercial | HVAC | HVAC System Improvements | Scroll Chiller Improvements | 0 | 130389.53 | 0 | 0 | 0 | 0 | 0 | 130389.53 | 0.014885 | 0 | 0 | 0 | 0 | 0.00076228 | 0.099393 | 1.3799e-05 | 0.0017993 | Commercial | HVAC | #VALUE! | 21.9673 | 2020CommercialHVACHVAC System ImprovementsScroll Chiller Improvements | .
| 2020 | 6 | Commercial | HVAC | HVAC System Improvements | Variable Refrigerant Flow System Improvements | 751160.856 | 1194636.262 | 924685.12 | 0 | 0 | 0 | 0 | 2870482.238 | 0.32768 | 204117.1127 | 0 | 0 | 0 | 0.00076228 | 2.1881 | 1.3799e-05 | 0.039611 | Commercial | HVAC | #VALUE! | 21.9673 | 2020CommercialHVACHVAC System ImprovementsVariable Refrigerant Flow System Improvements | .
| 2020 | 7 | Commercial | HVAC | HVAC System Improvements | Ventilation System Improvements | 80299.6666 | 37.5274 | 2524425.54 | 0 | 0 | 0 | 0 | 2604762.734 | 0.29735 | 19943.9742 | 0 | 0 | 0 | 0.00018839 | 0.4907 | 0.00016046 | 0.41795 | Commercial | HVAC | #VALUE! | 21.9673 | 2020CommercialHVACHVAC System ImprovementsVentilation System Improvements | .
| 2020 | 9 | Commercial | Lighting | Delamping | Delamping | 0 | 0 | 11586042.7874 | 0 | 0 | 0 | 0 | 11586042.7874 | 1.3226 | 0 | 0 | 0 | 0 | 0.00017719 | 2.0529 | 0.00015191 | 1.76 | Commercial | Lighting | #VALUE! | 42.7198 | 2020CommercialLightingDelampingDelamping | .
| 2020 | 10 | Commercial | Lighting | Lamps/Ballasts/Fixtures | Lamps/Ballasts | 0 | 0 | 64597.7847 | 0 | 0 | 0 | 0 | 64597.7847 | 0.0073742 | 0 | 0 | 1713.6 | 0 | 0.00017719 | 0.011446 | 0.00015191 | 0.0098128 | Commercial | Lighting | #VALUE! | 42.7198 | 2020CommercialLightingLamps/Ballasts/FixturesLamps/Ballasts | .
| 2020 | 14 | Commercial | Lighting | Lamps/Ballasts/Fixtures | Lamps/Ballasts/Fixtures | 434116.9921 | 4296851.8282 | 132641765.5897 | 1748970.28 | 938209.7845 | 0 | 0 | 140059914.4744 | 15.9886 | 0 | 0 | 10427610 | 0 | 0.00017719 | 24.8166 | 0.00015191 | 21.2759 | Commercial | Lighting | #VALUE! | 42.7198 | 2020CommercialLightingLamps/Ballasts/FixturesLamps/Ballasts/Fixtures | .
| 2020 | 15 | Commercial | Lighting | Lamps/Ballasts/Fixtures | Lamps/Ballasts/Fixtures w/Controls | 0 | 0 | 688868.004 | 0 | 0 | 0 | 0 | 688868.004 | 0.078638 | 0 | 0 | 90313.52 | 0 | 0.00017719 | 0.12206 | 0.00015191 | 0.10464 | Commercial | Lighting | #VALUE! | 42.7198 | 2020CommercialLightingLamps/Ballasts/FixturesLamps/Ballasts/Fixtures w/Controls | .
| 2020 | 18 | Commercial | Lighting | Lighting Controls | Control Panels | 0 | 0 | 17878.831 | 0 | 0 | 0 | 0 | 17878.831 | 0.002041 | 0 | 0 | 0 | 0 | 0.00017719 | 0.0031679 | 0.00015191 | 0.0027159 | Commercial | Lighting | #VALUE! | 42.7198 | 2020CommercialLightingLighting ControlsControl Panels | .
| 2020 | 19 | Commercial | Lighting | Lighting Controls | Daylighting | 0 | 0 | 49606 | 0 | 0 | 0 | 0 | 49606 | 0.0056628 | 0 | 0 | 0 | 0 | 0.00017719 | 0.0087895 | 0.00015191 | 0.0075354 | Commercial | Lighting | #VALUE! | 42.7198 | 2020CommercialLightingLighting ControlsDaylighting | .
| 2020 | 20 | Commercial | Lighting | Lighting Controls | Occupancy Sensors | 0 | 58361.0689 | 2177850.8205 | 0 | 0 | 0 | 0 | 2236211.8893 | 0.25528 | 0 | 0 | 3518.39 | 0 | 0.00017719 | 0.39623 | 0.00015191 | 0.33969 | Commercial | Lighting | #VALUE! | 42.7198 | 2020CommercialLightingLighting ControlsOccupancy Sensors | .
| 2020 | 23 | Commercial | Lighting | Signs and Signals | LED Exit Signs | 0 | 0 | 198085.545 | 0 | 0 | 0 | 0 | 198085.545 | 0.022613 | 0 | 0 | 4431.3 | 0 | 0.00017719 | 0.035098 | 0.00015191 | 0.03009 | Commercial | Lighting | #VALUE! | 42.7198 | 2020CommercialLightingSigns and SignalsLED Exit Signs | .
| 2020 | 27 | Agricultural | Compressed Air | Compressed Air System Improvements | Compressed Air System Compressor Improvements (VFD) | 49372.92 | 0 | 0 | 0 | 0 | 0 | 0 | 49372.92 | 0.0056362 | 6098.6168 | 0 | 0 | 0 | 2.6494e-06 | 0.00013081 | 0.0003126 | 0.015434 | Agricultural | Compressed Air | #VALUE! | 0 | 2020AgriculturalCompressed AirCompressed Air System ImprovementsCompressed Air System Compressor Improvements (VFD) | .
| 2020 | 35 | Agricultural | Irrigation | Center Pivot System and Equipment | Center Pivot Conversions | 0 | 0 | 3036.4543 | 0 | 0 | 0 | 0 | 3036.4543 | 0.00034663 | 0 | 0 | 426.9 | 0 | 2.6494e-06 | 8.0447e-06 | 0.0003126 | 0.0009492 | Agricultural | Irrigation | #VALUE! | 13.4481 | 2020AgriculturalIrrigationCenter Pivot System and EquipmentCenter Pivot Conversions | .
| 2020 | 41 | Agricultural | Irrigation | Discharge Fitting Equipment | Flow Control Nozzles and Diffuser | 0 | 0 | 17828.59 | 0 | 0 | 0 | 0 | 17828.59 | 0.0020352 | 0 | 0 | 0 | 0 | 2.6494e-06 | 4.7235e-05 | 0.0003126 | 0.0055733 | Agricultural | Irrigation | #VALUE! | 13.4481 | 2020AgriculturalIrrigationDischarge Fitting EquipmentFlow Control Nozzles and Diffuser | .
| 2020 | 42 | Agricultural | Irrigation | Discharge Fitting Equipment | Impact Sprinkler Heads | 0 | 0 | 13552.666 | 0 | 0 | 0 | 0 | 13552.666 | 0.0015471 | 0 | 0 | 1086.25 | 0 | 2.6494e-06 | 3.5906e-05 | 0.0003126 | 0.0042366 | Agricultural | Irrigation | #VALUE! | 13.4481 | 2020AgriculturalIrrigationDischarge Fitting EquipmentImpact Sprinkler Heads | .
| 2020 | 45 | Agricultural | Irrigation | Discharge Fitting Equipment | Nozzle Replacement | 0 | 0 | 6160.144 | 0 | 0 | 0 | 0 | 6160.144 | 0.00070321 | 0 | 0 | 104.5 | 0 | 2.6494e-06 | 1.6321e-05 | 0.0003126 | 0.0019257 | Agricultural | Irrigation | #VALUE! | 13.4481 | 2020AgriculturalIrrigationDischarge Fitting EquipmentNozzle Replacement | .
| 2020 | 51 | Agricultural | Irrigation | Hardware | Drain Replacement | 0 | 0 | 621164.9802 | 0 | 0 | 0 | 0 | 621164.9802 | 0.070909 | 0 | 0 | 526 | 0 | 2.6494e-06 | 0.0016457 | 0.0003126 | 0.19418 | Agricultural | Irrigation | #VALUE! | 13.4481 | 2020AgriculturalIrrigationHardwareDrain Replacement | .
| 2020 | 52 | Agricultural | Irrigation | Hardware | Drop Tube/Hose Extension | 0 | 0 | 71708.998 | 0 | 0 | 0 | 0 | 71708.998 | 0.008186 | 0 | 0 | 15010 | 0 | 2.6494e-06 | 0.00018998 | 0.0003126 | 0.022416 | Agricultural | Irrigation | #VALUE! | 13.4481 | 2020AgriculturalIrrigationHardwareDrop Tube/Hose Extension | .
| 2020 | 53 | Agricultural | Irrigation | Hardware | Gasket Replacement | 71526.46 | 206.41 | 8838378.9593 | 0 | 0 | 0 | 0 | 8910111.8293 | 1.0171 | 15577.2773 | 0 | 4640 | 0 | 2.6494e-06 | 0.023606 | 0.0003126 | 2.7853 | Agricultural | Irrigation | #VALUE! | 13.4481 | 2020AgriculturalIrrigationHardwareGasket Replacement | .
| 2020 | 54 | Agricultural | Irrigation | Hardware | Goose Necks | 0 | 0 | 12725.2649 | 0 | 0 | 0 | 0 | 12725.2649 | 0.0014527 | 0 | 0 | 412 | 0 | 2.6494e-06 | 3.3714e-05 | 0.0003126 | 0.003978 | Agricultural | Irrigation | #VALUE! | 13.4481 | 2020AgriculturalIrrigationHardwareGoose Necks | .
| 2020 | 55 | Agricultural | Irrigation | Hardware | Hub Replacement | 1813.66 | 0 | 0 | 0 | 0 | 0 | 0 | 1813.66 | 0.00020704 | 429.8584 | 0 | 0 | 0 | 2.6494e-06 | 4.8051e-06 | 0.0003126 | 0.00056696 | Agricultural | Irrigation | #VALUE! | 13.4481 | 2020AgriculturalIrrigationHardwareHub Replacement | .
| 2020 | 56 | Agricultural | Irrigation | Hardware | Leveler Rebuild | 1556.85 | 0 | 7784.7108 | 0 | 0 | 0 | 0 | 9341.5608 | 0.0010664 | 375.423 | 0 | 445 | 0 | 2.6494e-06 | 2.4749e-05 | 0.0003126 | 0.0029202 | Agricultural | Irrigation | #VALUE! | 13.4481 | 2020AgriculturalIrrigationHardwareLeveler Rebuild | .
| 2020 | 58 | Agricultural | Irrigation | Hardware | Multi-Trajectory Sprays | 0 | 0 | 2564.73 | 0 | 0 | 0 | 0 | 2564.73 | 0.00029278 | 0 | 0 | 0 | 0 | 2.6494e-06 | 6.7949e-06 | 0.0003126 | 0.00080174 | Agricultural | Irrigation | #VALUE! | 13.4481 | 2020AgriculturalIrrigationHardwareMulti-Trajectory Sprays | .
| 2020 | 59 | Agricultural | Irrigation | Hardware | Nozzle Replacement | 45780.15 | 0 | 842885.6365 | 0 | 0 | 0 | 0 | 888665.7865 | 0.10145 | 6389.1707 | 0 | 327.5 | 0 | 2.6494e-06 | 0.0023544 | 0.0003126 | 0.2778 | Agricultural | Irrigation | #VALUE! | 13.4481 | 2020AgriculturalIrrigationHardwareNozzle Replacement | .
| 2020 | 60 | Agricultural | Irrigation | Hardware | Pipe Repair | 44490.84 | 299.4 | 149932.9682 | 0 | 0 | 0 | 0 | 194723.2082 | 0.022229 | 11430.0449 | 0 | 5548 | 0 | 2.6494e-06 | 0.00051589 | 0.0003126 | 0.060871 | Agricultural | Irrigation | #VALUE! | 13.4481 | 2020AgriculturalIrrigationHardwarePipe Repair | .
| 2020 | 61 | Agricultural | Irrigation | Hardware | Regulator Replacement | 0 | 0 | 800556.8302 | 0 | 0 | 0 | 0 | 800556.8302 | 0.091388 | 0 | 0 | 69453 | 0 | 2.6494e-06 | 0.002121 | 0.0003126 | 0.25026 | Agricultural | Irrigation | #VALUE! | 13.4481 | 2020AgriculturalIrrigationHardwareRegulator Replacement | .
| 2020 | 62 | Agricultural | Irrigation | Hardware | Sprinkler Replacements | 1207651.73 | 15041.64 | 1437308.132 | 0 | 0 | 0 | 0 | 2660001.502 | 0.30365 | 327517.4133 | 0 | 38323.25 | 0 | 2.6494e-06 | 0.0070473 | 0.0003126 | 0.83152 | Agricultural | Irrigation | #VALUE! | 13.4481 | 2020AgriculturalIrrigationHardwareSprinkler Replacements | .
| 2020 | 64 | Agricultural | Irrigation | Irrigation System Improvements | Irrigation System Improvements | 0 | 0 | 193399.0999 | 0 | 0 | 0 | 0 | 193399.0999 | 0.022078 | 0 | 0 | 28911.93 | 0 | 2.6494e-06 | 0.00051239 | 0.0003126 | 0.060457 | Agricultural | Irrigation | #VALUE! | 13.4481 | 2020AgriculturalIrrigationIrrigation System ImprovementsIrrigation System Improvements | .
| 2020 | 66 | Agricultural | Irrigation | Mainline System and Equipment | Interactive Mainline System and Equipment Improvements | 0 | 0 | 2595185.57 | 0 | 0 | 0 | 0 | 2595185.57 | 0.29625 | 0 | 0 | 0 | 0 | 2.6494e-06 | 0.0068756 | 0.0003126 | 0.81126 | Agricultural | Irrigation | #VALUE! | 13.4481 | 2020AgriculturalIrrigationMainline System and EquipmentInteractive Mainline System and Equipment Improvements | .
| 2020 | 67 | Agricultural | Irrigation | Mainline System and Equipment | Mainline System Pump Improvements | 49517.96 | 0 | 0 | 0 | 0 | 0 | 0 | 49517.96 | 0.0056527 | 21292.7368 | 0 | 0 | 0 | 2.6494e-06 | 0.00013119 | 0.0003126 | 0.015479 | Agricultural | Irrigation | #VALUE! | 13.4481 | 2020AgriculturalIrrigationMainline System and EquipmentMainline System Pump Improvements | .
| 2020 | 72 | Agricultural | Irrigation | Mainline System and Equipment | System Water Delivery Improvements | 0 | 0 | 557048.3157 | 0 | 0 | 0 | 0 | 557048.3157 | 0.06359 | 0 | 0 | 78296.85 | 0 | 2.6494e-06 | 0.0014758 | 0.0003126 | 0.17413 | Agricultural | Irrigation | #VALUE! | 13.4481 | 2020AgriculturalIrrigationMainline System and EquipmentSystem Water Delivery Improvements | .
| 2020 | 73 | Agricultural | Irrigation | Pumps and Fans | Centrifugal Pump System Improvements | 0 | 0 | 230910.2948 | 0 | 0 | 0 | 0 | 230910.2948 | 0.02636 | 0 | 0 | 32464.05 | 0 | 2.6494e-06 | 0.00061177 | 0.0003126 | 0.072183 | Agricultural | Irrigation | #VALUE! | 13.4481 | 2020AgriculturalIrrigationPumps and FansCentrifugal Pump System Improvements | .
| 2020 | 75 | Agricultural | Irrigation | Pumps and Fans | Turbine Pump System Improvements | 47749.08 | 0 | 1055162.6235 | 0 | 0 | 0 | 0 | 1102911.7035 | 0.1259 | 15757.1964 | 0 | 95245.76 | 0 | 2.6494e-06 | 0.002922 | 0.0003126 | 0.34477 | Agricultural | Irrigation | #VALUE! | 13.4481 | 2020AgriculturalIrrigationPumps and FansTurbine Pump System Improvements | .
| 2020 | 81 | Agricultural | Irrigation | Water Management | Scientific Irrigation Scheduling | 0 | 0 | 43438.06 | 0 | 0 | 0 | 0 | 43438.06 | 0.0049587 | 0 | 0 | 0 | 0 | 2.6494e-06 | 0.00011508 | 0.0003126 | 0.013579 | Agricultural | Irrigation | #VALUE! | 13.4481 | 2020AgriculturalIrrigationWater ManagementScientific Irrigation Scheduling | .
| 2020 | 87 | Agricultural | Lighting | Lamps/Ballasts/Fixtures | Lamps/Ballasts/Fixtures | 0 | 0 | 30085.5675 | 0 | 0 | 0 | 0 | 30085.5675 | 0.0034344 | 0 | 0 | 2197.06 | 0 | 0.00034247 | 0.010303 | 0.00034247 | 0.010303 | Agricultural | Lighting | #VALUE! | 0.61782 | 2020AgriculturalLightingLamps/Ballasts/FixturesLamps/Ballasts/Fixtures | .
| 2020 | 98 | Agricultural | Motors/Drives | Motors | Motor Rewind | 94725 | 0 | 40726.7088 | 0 | 0 | 0 | 0 | 135451.7088 | 0.015463 | 0 | 0 | 100 | 0 | 2.6494e-06 | 0.00035886 | 0.0003126 | 0.042343 | Agricultural | Motors/Drives | #VALUE! | 0.32421 | 2020AgriculturalMotors/DrivesMotorsMotor Rewind | .
| 2020 | 99 | Agricultural | Motors/Drives | Motors | Motors | 252916.91 | 0 | 0 | 0 | 0 | 0 | 0 | 252916.91 | 0.028872 | 69049.9228 | 0 | 0 | 0 | 2.6494e-06 | 0.00067007 | 0.0003126 | 0.079063 | Agricultural | Motors/Drives | #VALUE! | 0.32421 | 2020AgriculturalMotors/DrivesMotorsMotors | .
| 2020 | 100 | Agricultural | Motors/Drives | Motors/Drives Controls | Dairy Milking Machine Control Improvements (VFD) | 0 | 0 | 128721.7805 | 0 | 0 | 0 | 0 | 128721.7805 | 0.014694 | 0 | 0 | 1650 | 0 | 0.00034247 | 0.044083 | 0.00034247 | 0.044083 | Agricultural | Motors/Drives | #VALUE! | 0.32421 | 2020AgriculturalMotors/DrivesMotors/Drives ControlsDairy Milking Machine Control Improvements (VFD) | .
| 2020 | 104 | Agricultural | Motors/Drives | Motors/Drives Controls | Motors/Drives Control Improvements (VFD) | 1711312.221 | 73554.6562 | 0 | 0 | 0 | 0 | 0 | 1784866.8772 | 0.20375 | 555044.6206 | 0 | 0 | 0 | 2.6494e-06 | 0.0047288 | 0.0003126 | 0.55795 | Agricultural | Motors/Drives | #VALUE! | 0.32421 | 2020AgriculturalMotors/DrivesMotors/Drives ControlsMotors/Drives Control Improvements (VFD) | .
| 2020 | 105 | Agricultural | Motors/Drives | Pumps and Fans | Motors/Drives Installation on Fan System | 0 | 0 | 154891.2429 | 0 | 0 | 0 | 0 | 154891.2429 | 0.017682 | 0 | 0 | 16600 | 0 | 0.00034247 | 0.053045 | 0.00034247 | 0.053045 | Agricultural | Motors/Drives | #VALUE! | 0.32421 | 2020AgriculturalMotors/DrivesPumps and FansMotors/Drives Installation on Fan System | .
| 2020 | 107 | Agricultural | Process Loads | Livestock Tanks | Freeze Resistant Stock Tanks | 11057.09 | 0 | 0 | 0 | 0 | 0 | 0 | 11057.09 | 0.0012622 | 481.1835 | 0 | 0 | 0 | 0.00030632 | 0.003387 | 3.3431e-08 | 3.6965e-07 | Agricultural | Process Loads | #VALUE! | 0 | 2020AgriculturalProcess LoadsLivestock TanksFreeze Resistant Stock Tanks | .
| 2020 | 126 | Agricultural | Utility Distribution System | Transformers | De-Energization | 1852702 | 0 | 0 | 0 | 0 | 0 | 0 | 1852702 | 0.2115 | 163915.26 | 0 | 0 | 0 | 2.6494e-06 | 0.0049085 | 0.0003126 | 0.57916 | Agricultural | Distribution Efficiency | #VALUE! | 0 | 2020AgriculturalUtility Distribution SystemTransformersDe-Energization | .
| 2020 | 132 | Commercial | Compressed Air | Compressed Air System Controls | Compressed Air Control Improvements (VFD) | 0 | 0 | 309299.797 | 0 | 0 | 0 | 0 | 309299.797 | 0.035308 | 0 | 0 | 32444.44 | 0 | 0.00014107 | 0.043632 | 0.00012829 | 0.03968 | Commercial | Compressed Air | #VALUE! | 0.79521 | 2020CommercialCompressed AirCompressed Air System ControlsCompressed Air Control Improvements (VFD) | .
| 2020 | 133 | Commercial | Compressed Air | Compressed Air System Improvements | Compressed Air System Compressor Improvements (non-VFD) | 0 | 0 | 12034.08 | 0 | 0 | 0 | 0 | 12034.08 | 0.0013738 | 0 | 0 | 0 | 0 | 0.00014107 | 0.0016976 | 0.00012829 | 0.0015439 | Commercial | Compressed Air | #VALUE! | 0.79521 | 2020CommercialCompressed AirCompressed Air System ImprovementsCompressed Air System Compressor Improvements (non-VFD) | .
| 2020 | 134 | Commercial | Compressed Air | Compressed Air System Improvements | Compressed Air System Compressor Improvements (VFD) | 0 | 0 | 539001.2091 | 0 | 0 | 0 | 0 | 539001.2091 | 0.06153 | 0 | 0 | 52477.24 | 0 | 0.00014107 | 0.076036 | 0.00012829 | 0.069148 | Commercial | Compressed Air | #VALUE! | 0.79521 | 2020CommercialCompressed AirCompressed Air System ImprovementsCompressed Air System Compressor Improvements (VFD) | .
| 2020 | 136 | Commercial | Compressed Air | Compressed Air System Improvements | Compressed Air System Dryer Improvements | 0 | 0 | 717921 | 0 | 0 | 0 | 0 | 717921 | 0.081954 | 0 | 0 | 164589 | 0 | 0.00014107 | 0.10128 | 0.00012829 | 0.092102 | Commercial | Compressed Air | #VALUE! | 0.79521 | 2020CommercialCompressed AirCompressed Air System ImprovementsCompressed Air System Dryer Improvements | .
| 2020 | 140 | Commercial | Compressed Air | Compressed Air System Improvements | Compressors | 41587.415 | 0 | 0 | 0 | 0 | 0 | 0 | 41587.415 | 0.0047474 | 4193.24 | 0 | 0 | 0 | 0.00014107 | 0.0058666 | 0.00012829 | 0.0053353 | Commercial | Compressed Air | #VALUE! | 0.79521 | 2020CommercialCompressed AirCompressed Air System ImprovementsCompressors | .
| 2020 | 143 | Commercial | Electronics | Computer Technologies | Power Supplies | 48319.4506 | 348771.9249 | 0 | 0 | 29232874.5338 | 0 | -4961967.6154 | 24667998.2938 | 2.816 | 0 | 0 | 0 | 0 | 0.00013422 | 3.311 | 0.00010767 | 2.6559 | Commercial | Electronics | #VALUE! | 18.8151 | 2020CommercialElectronicsComputer TechnologiesPower Supplies | .
| 2020 | 145 | Commercial | Electronics | Computer Technologies | Servers | 9358.47 | 0 | 0 | 0 | 0 | 0 | 0 | 9358.47 | 0.0010683 | 1871.69 | 0 | 0 | 0 | 0.00013422 | 0.0012561 | 0.00010767 | 0.0010076 | Commercial | Electronics | #VALUE! | 18.8151 | 2020CommercialElectronicsComputer TechnologiesServers | .
| 2020 | 146 | Commercial | Electronics | Plug Load | Power Strips | 1934.46 | 0 | 556151.93 | 0 | 0 | 0 | 0 | 558086.39 | 0.063708 | 359.0804 | 0 | 0 | 0 | 0.00013422 | 0.074909 | 0.00010767 | 0.060087 | Commercial | Electronics | #VALUE! | 18.8151 | 2020CommercialElectronicsPlug LoadPower Strips | .
| 2020 | 147 | Commercial | Food Preparation | Cooking | Cooking Equipment | 97405.0156 | 64.5966 | 32754.6 | 0 | 0 | 0 | 0 | 130224.2122 | 0.014866 | 24873.2994 | 0 | 0 | 0 | 0.00017223 | 0.022429 | 0.00016217 | 0.021118 | Commercial | Food Preparation | #VALUE! | 1.1375 | 2020CommercialFood PreparationCookingCooking Equipment | .
| 2020 | 148 | Commercial | Food Preparation | Cooking | Electric Combination Ovens | 0 | 0 | 96544.5191 | 0 | 0 | 0 | 0 | 96544.5191 | 0.011021 | 0 | 0 | 550 | 0 | 0.00017223 | 0.016628 | 0.00016217 | 0.015656 | Commercial | Food Preparation | #VALUE! | 1.1375 | 2020CommercialFood PreparationCookingElectric Combination Ovens | .
| 2020 | 149 | Commercial | Food Preparation | Cooking | Electric Commercial Steam Cookers | 19248 | 0 | 120093.4 | 0 | 0 | 0 | 0 | 139341.4 | 0.015907 | 1248.4779 | 0 | 6000 | 0 | 0.00017223 | 0.023999 | 0.00016217 | 0.022596 | Commercial | Food Preparation | #VALUE! | 1.1375 | 2020CommercialFood PreparationCookingElectric Commercial Steam Cookers | .
| 2020 | 150 | Commercial | Food Preparation | Cooking | Electric Convection Ovens | 3153 | 0 | 125469.6226 | 0 | 0 | 0 | 0 | 128622.6226 | 0.014683 | 1240.8692 | 0 | 8600 | 0 | 0.00017223 | 0.022153 | 0.00016217 | 0.020858 | Commercial | Food Preparation | #VALUE! | 1.1375 | 2020CommercialFood PreparationCookingElectric Convection Ovens | .
| 2020 | 151 | Commercial | Food Preparation | Cooking | Electric Fryers | 0 | 0 | 15328.208 | 0 | 0 | 0 | 0 | 15328.208 | 0.0017498 | 0 | 0 | 0 | 0 | 0.00017223 | 0.00264 | 0.00016217 | 0.0024857 | Commercial | Food Preparation | #VALUE! | 1.1375 | 2020CommercialFood PreparationCookingElectric Fryers | .
| 2020 | 152 | Commercial | Food Preparation | Cooking | Hot Food Holding Cabinets | 1725 | 0 | 35812.4397 | 0 | 0 | 0 | 0 | 37537.4397 | 0.0042851 | 336.25 | 0 | 800 | 0 | 0.00017223 | 0.0064652 | 0.00016217 | 0.0060873 | Commercial | Food Preparation | #VALUE! | 1.1375 | 2020CommercialFood PreparationCookingHot Food Holding Cabinets | .
| 2020 | 153 | Commercial | HVAC | Envelope | Air Sealing | 0 | 0 | 1473416.43 | 0 | 0 | 0 | 0 | 1473416.43 | 0.1682 | 0 | 0 | 0 | 0 | 0.00076228 | 1.1232 | 1.3799e-05 | 0.020332 | Commercial | HVAC | #VALUE! | 21.9673 | 2020CommercialHVACEnvelopeAir Sealing | .
| 2020 | 154 | Commercial | HVAC | Envelope | Insulation | 106796.33 | 26717.916 | 2063758.3551 | 0 | 0 | 0 | 0 | 2197272.6011 | 0.25083 | 52345.7022 | 0 | 27431.06 | 0 | 0.00076228 | 1.6749 | 1.3799e-05 | 0.030321 | Commercial | HVAC | #VALUE! | 21.9673 | 2020CommercialHVACEnvelopeInsulation | .
| 2020 | 155 | Commercial | HVAC | Envelope | Windows | 355233.7263 | 256747.527 | 937343.3789 | 11048.85 | 0 | 0 | 0 | 1560373.4822 | 0.17812 | 221984.8136 | 0 | 42.35 | 0 | 0.00076228 | 1.1894 | 1.3799e-05 | 0.021532 | Commercial | HVAC | #VALUE! | 21.9673 | 2020CommercialHVACEnvelopeWindows | .
| 2020 | 156 | Commercial | HVAC | Heat Recovery | Heat Recovery Improvements | 158086.48 | 0 | 4691.84 | 0 | 0 | 0 | 0 | 162778.32 | 0.018582 | 37940.7595 | 0 | 0 | 0 | 0.00076228 | 0.12408 | 1.3799e-05 | 0.0022462 | Commercial | HVAC | #VALUE! | 21.9673 | 2020CommercialHVACHeat RecoveryHeat Recovery Improvements | .
| 2020 | 158 | Commercial | HVAC | HVAC System Controls | Energy Management Systems/System Controls | 242152.3 | 81138.75 | 11872917.26 | 0 | 0 | 0 | 0 | 12196208.31 | 1.3923 | 63381.5575 | 0 | 0 | 0 | 0.00076228 | 9.2969 | 1.3799e-05 | 0.1683 | Commercial | HVAC | #VALUE! | 21.9673 | 2020CommercialHVACHVAC System ControlsEnergy Management Systems/System Controls | .
| 2020 | 159 | Commercial | HVAC | HVAC System Controls | HVAC Control Improvements (non-VFD) | 74400.184 | 0 | 15812.28 | 0 | 0 | 0 | 0 | 90212.464 | 0.010298 | 17856.0474 | 0 | 0 | 0 | 0.00076228 | 0.068767 | 1.3799e-05 | 0.0012449 | Commercial | HVAC | #VALUE! | 21.9673 | 2020CommercialHVACHVAC System ControlsHVAC Control Improvements (non-VFD) | .
| 2020 | 160 | Commercial | HVAC | HVAC System Controls | HVAC Control Improvements (VFD) | 929871.751 | 0 | 1637537.51 | 0 | 0 | 0 | 0 | 2567409.261 | 0.29308 | 236017.4125 | 0 | 0 | 0 | 0.00076228 | 1.9571 | 1.3799e-05 | 0.035428 | Commercial | HVAC | #VALUE! | 21.9673 | 2020CommercialHVACHVAC System ControlsHVAC Control Improvements (VFD) | .
| 2020 | 162 | Commercial | HVAC | HVAC System Controls | Thermostats | 201491.9435 | 58239.5672 | 1489330.6083 | 28701.04 | 0 | 0 | 0 | 1777763.159 | 0.20294 | 26117.1421 | 0 | 147678.91 | 0 | 0.00076228 | 1.3551 | 1.3799e-05 | 0.024532 | Commercial | HVAC | #VALUE! | 21.9673 | 2020CommercialHVACHVAC System ControlsThermostats | .
| 2020 | 163 | Commercial | HVAC | HVAC System Improvements | Air-Source Heat Pumps | 753174.512 | 130836.5836 | 384706.3988 | 679774.68 | 0 | 0 | 0 | 1948492.1744 | 0.22243 | 213993.2041 | 0 | 10777.5 | 0 | 0.00076228 | 1.4853 | 1.3799e-05 | 0.026888 | Commercial | HVAC | #VALUE! | 21.9673 | 2020CommercialHVACHVAC System ImprovementsAir-Source Heat Pumps | .
| 2020 | 164 | Commercial | HVAC | HVAC System Improvements | Building Commissioning Improvements | 71466.578 | 0 | 4757053.7905 | 0 | 13384771.4866 | 0 | 0 | 18213291.8551 | 2.0791 | 17079.1073 | 0 | 403183.32 | 0 | 0.00076228 | 13.8836 | 1.3799e-05 | 0.25133 | Commercial | HVAC | #VALUE! | 21.9673 | 2020CommercialHVACHVAC System ImprovementsBuilding Commissioning Improvements | .
| 2020 | 165 | Commercial | HVAC | HVAC System Improvements | Centrifugal Chiller Improvements | 0 | 0 | 331997.9597 | 0 | 0 | 0 | 0 | 331997.9597 | 0.037899 | 0 | 0 | 658.05 | 0 | 0.00076228 | 0.25307 | 1.3799e-05 | 0.0045813 | Commercial | HVAC | #VALUE! | 21.9673 | 2020CommercialHVACHVAC System ImprovementsCentrifugal Chiller Improvements | .
| 2020 | 167 | Commercial | HVAC | HVAC System Improvements | Ductless Heat Pumps | 2291476.8973 | 110329.7297 | 1790996.54 | 16602.19 | 0 | 0 | 0 | 4209405.357 | 0.48053 | 663000.4456 | 0 | 77578.8 | 0 | 0.00076228 | 3.2087 | 1.3799e-05 | 0.058087 | Commercial | HVAC | #VALUE! | 21.9673 | 2020CommercialHVACHVAC System ImprovementsDuctless Heat Pumps | .
| 2020 | 168 | Commercial | HVAC | HVAC System Improvements | Economizer System Improvements | 25766.66 | 0 | 77579.0939 | 0 | 0 | 0 | 0 | 103345.7539 | 0.011797 | 8502.996 | 0 | 2125.05 | 0 | 0.00076228 | 0.078778 | 1.3799e-05 | 0.0014261 | Commercial | HVAC | #VALUE! | 21.9673 | 2020CommercialHVACHVAC System ImprovementsEconomizer System Improvements | .
| 2020 | 169 | Commercial | HVAC | HVAC System Improvements | Interactive HVAC System Improvements | 266023.06 | 35171.65 | 655082.477 | 0 | 0 | 0 | 0 | 956277.187 | 0.10916 | 52280.6884 | 0 | 19377.5 | 0 | 0.00076228 | 0.72895 | 1.3799e-05 | 0.013196 | Commercial | HVAC | #VALUE! | 21.9673 | 2020CommercialHVACHVAC System ImprovementsInteractive HVAC System Improvements | .
| 2020 | 171 | Commercial | Motors/Drives | Motors | Motor Rewind | 0 | 0 | 71558.9002 | 0 | 0 | 0 | 0 | 71558.9002 | 0.0081688 | 0 | 0 | 450 | 0 | 0.00024448 | 0.017495 | 0.00016318 | 0.011677 | Commercial | Motors/Drives | #VALUE! | 1.1701 | 2020CommercialMotors/DrivesMotorsMotor Rewind | .
| 2020 | 172 | Commercial | Motors/Drives | Motors | Motors | 0 | 0 | 93981.71 | 0 | 0 | 0 | 0 | 93981.71 | 0.010729 | 0 | 0 | 0 | 0 | 0.00024448 | 0.022977 | 0.00016318 | 0.015336 | Commercial | Motors/Drives | #VALUE! | 1.1701 | 2020CommercialMotors/DrivesMotorsMotors | .
| 2020 | 176 | Commercial | Motors/Drives | Motors/Drives Controls | Motors/Drives Control Improvements (VFD) | 76410.087 | 0 | 39709547.6142 | 0 | 0 | 0 | 0 | 39785957.7012 | 4.5418 | 9704.6601 | 0 | 617376.55 | 0 | 0.00024448 | 9.7269 | 0.00016318 | 6.4922 | Commercial | Motors/Drives | #VALUE! | 1.1701 | 2020CommercialMotors/DrivesMotors/Drives ControlsMotors/Drives Control Improvements (VFD) | .
| 2020 | 177 | Commercial | Motors/Drives | Pumps and Fans | Motors/Drives Installation on Fan System | 0 | 1173282.2477 | 561518.0083 | 0 | 0 | 0 | 0 | 1734800.2559 | 0.19804 | 0 | 0 | 57991.6 | 0 | 0.00024448 | 0.42412 | 0.00016318 | 0.28308 | Commercial | Motors/Drives | #VALUE! | 1.1701 | 2020CommercialMotors/DrivesPumps and FansMotors/Drives Installation on Fan System | .
| 2020 | 184 | Commercial | Process Loads | Process Loads System Improvements | Interactive Process Loads System Improvements | 65547.47 | 0 | 0 | 0 | 0 | 0 | 0 | 65547.47 | 0.0074826 | 9922.7724 | 0 | 0 | 0 | 0.00014107 | 0.0092466 | 0.00012829 | 0.0084091 | Commercial | Process Loads | #VALUE! | 3.46 | 2020CommercialProcess LoadsProcess Loads System ImprovementsInteractive Process Loads System Improvements | .
| 2020 | 190 | Commercial | Refrigeration | Heat Recovery | Heat Recovery Improvements | 382351.427 | 0 | 0 | 0 | 0 | 0 | 0 | 382351.427 | 0.043647 | 70287.1056 | 0 | 0 | 0 | 0.0001159 | 0.044313 | 0.00012882 | 0.049254 | Commercial | Refrigeration | #VALUE! | 6.6401 | 2020CommercialRefrigerationHeat RecoveryHeat Recovery Improvements | .
| 2020 | 192 | Commercial | Refrigeration | Packaged Refrigeration | Freezers | 357640.6092 | 460213.6875 | 0 | 0 | 7592183.3963 | 0 | 0 | 8410037.693 | 0.96005 | 0 | 0 | 0 | 0 | 0.0001159 | 0.97469 | 0.00012882 | 1.0834 | Commercial | Refrigeration | #VALUE! | 6.6401 | 2020CommercialRefrigerationPackaged RefrigerationFreezers | .
| 2020 | 193 | Commercial | Refrigeration | Packaged Refrigeration | Ice Makers | 0 | 723.3093 | 14731.4846 | 0 | 0 | 0 | 0 | 15454.7939 | 0.0017642 | 0 | 0 | 3750 | 0 | 0.0001159 | 0.0017912 | 0.00012882 | 0.0019909 | Commercial | Refrigeration | #VALUE! | 6.6401 | 2020CommercialRefrigerationPackaged RefrigerationIce Makers | .
| 2020 | 194 | Commercial | Refrigeration | Packaged Refrigeration | Packaged Refrigeration System Improvements | 126725.28 | 0 | 0 | 0 | 0 | 0 | 0 | 126725.28 | 0.014466 | 32809.821 | 0 | 0 | 0 | 0.0001159 | 0.014687 | 0.00012882 | 0.016324 | Commercial | Refrigeration | #VALUE! | 6.6401 | 2020CommercialRefrigerationPackaged RefrigerationPackaged Refrigeration System Improvements | .
| 2020 | 196 | Commercial | Refrigeration | Packaged Refrigeration | Refrigerators | 12500.9287 | 19.7913 | 69323.67 | 0 | 0 | 0 | 0 | 81844.39 | 0.009343 | 3800.9206 | 0 | 0 | 0 | 0.0001159 | 0.0094855 | 0.00012882 | 0.010543 | Commercial | Refrigeration | #VALUE! | 6.6401 | 2020CommercialRefrigerationPackaged RefrigerationRefrigerators | .
| 2020 | 197 | Commercial | Refrigeration | Packaged Refrigeration | Vending Machines | 0 | 0 | 0 | 0 | 652178.0157 | 0 | 0 | 652178.0157 | 0.07445 | 0 | 0 | 0 | 0 | 0.0001159 | 0.075585 | 0.00012882 | 0.084012 | Commercial | Refrigeration | #VALUE! | 6.6401 | 2020CommercialRefrigerationPackaged RefrigerationVending Machines | .
| 2020 | 200 | Commercial | Refrigeration | Pumps and Fans | Evaporator Fan System Improvements | 17242.22 | 0 | 0 | 29243.25 | 0 | 0 | 0 | 46485.47 | 0.0053066 | 4310.551 | 0 | 0 | 0 | 0.0001159 | 0.0053875 | 0.00012882 | 0.0059882 | Commercial | Refrigeration | #VALUE! | 6.6401 | 2020CommercialRefrigerationPumps and FansEvaporator Fan System Improvements | .
| 2020 | 203 | Commercial | Refrigeration | Refrigeration System Controls | Refrigeration Control Improvements (non-VFD) | 312323.87 | 0 | 924870.5324 | 12931.6 | 0 | 0 | 0 | 1250126.0024 | 0.14271 | 62550.1336 | 0 | 6560 | 0 | 0.0001159 | 0.14488 | 0.00012882 | 0.16104 | Commercial | Refrigeration | #VALUE! | 6.6401 | 2020CommercialRefrigerationRefrigeration System ControlsRefrigeration Control Improvements (non-VFD) | .
| 2020 | 204 | Commercial | Refrigeration | Refrigeration System Controls | Refrigeration Control Improvements (VFD) | 0 | 0 | 4234859.6334 | 0 | 0 | 0 | 0 | 4234859.6334 | 0.48343 | 0 | 0 | 327824.3 | 0 | 0.0001159 | 0.4908 | 0.00012882 | 0.54552 | Commercial | Refrigeration | #VALUE! | 6.6401 | 2020CommercialRefrigerationRefrigeration System ControlsRefrigeration Control Improvements (VFD) | .
| 2020 | 207 | Commercial | Refrigeration | Refrigeration System Improvements | Case Lighting | 0 | 0 | 2425800.5549 | 0 | 0 | 0 | 0 | 2425800.5549 | 0.27692 | 0 | 0 | 54511.1 | 0 | 0.0001159 | 0.28114 | 0.00012882 | 0.31249 | Commercial | Refrigeration | #VALUE! | 6.6401 | 2020CommercialRefrigerationRefrigeration System ImprovementsCase Lighting | .
| 2020 | 209 | Commercial | Refrigeration | Refrigeration System Improvements | Cases | 0 | 0 | 82781.6522 | 0 | 0 | 0 | 0 | 82781.6522 | 0.00945 | 0 | 0 | 151.8 | 0 | 0.0001159 | 0.0095941 | 0.00012882 | 0.010664 | Commercial | Refrigeration | #VALUE! | 6.6401 | 2020CommercialRefrigerationRefrigeration System ImprovementsCases | .
| 2020 | 210 | Commercial | Refrigeration | Refrigeration System Improvements | Chiller Improvements | 383305.667 | 0 | 0 | 0 | 0 | 0 | 0 | 383305.667 | 0.043756 | 78153.1098 | 0 | 0 | 0 | 0.0001159 | 0.044424 | 0.00012882 | 0.049377 | Commercial | Refrigeration | #VALUE! | 6.6401 | 2020CommercialRefrigerationRefrigeration System ImprovementsChiller Improvements | .
| 2020 | 211 | Commercial | Refrigeration | Refrigeration System Improvements | Compressors | 137118.45 | 0 | 0 | 0 | 0 | 0 | 0 | 137118.45 | 0.015653 | 34279.6128 | 0 | 0 | 0 | 0.0001159 | 0.015892 | 0.00012882 | 0.017663 | Commercial | Refrigeration | #VALUE! | 6.6401 | 2020CommercialRefrigerationRefrigeration System ImprovementsCompressors | .
| 2020 | 213 | Commercial | Refrigeration | Refrigeration System Improvements | Doors | 324341.2302 | 831283.305 | 2140587.9572 | 0 | 0 | 0 | 0 | 3296212.4923 | 0.37628 | 0 | 0 | 83375.62 | 0 | 0.0001159 | 0.38202 | 0.00012882 | 0.42461 | Commercial | Refrigeration | #VALUE! | 6.6401 | 2020CommercialRefrigerationRefrigeration System ImprovementsDoors | .
| 2020 | 215 | Commercial | Refrigeration | Refrigeration System Improvements | Insulation | 476702.311 | 0 | 0 | 0 | 0 | 0 | 0 | 476702.311 | 0.054418 | 118450.5735 | 0 | 0 | 0 | 0.0001159 | 0.055248 | 0.00012882 | 0.061408 | Commercial | Refrigeration | #VALUE! | 6.6401 | 2020CommercialRefrigerationRefrigeration System ImprovementsInsulation | .
| 2020 | 216 | Commercial | Refrigeration | Refrigeration System Improvements | Interactive Refrigeration System Improvements | 537743.02 | 0 | 0 | 0 | 0 | 0 | 0 | 537743.02 | 0.061386 | 163265.7937 | 0 | 0 | 0 | 0.0001159 | 0.062322 | 0.00012882 | 0.069271 | Commercial | Refrigeration | #VALUE! | 6.6401 | 2020CommercialRefrigerationRefrigeration System ImprovementsInteractive Refrigeration System Improvements | .
| 2020 | 219 | Commercial | Refrigeration | Refrigeration System Improvements | Motors | 106511.37 | 0 | 29686.2983 | 0 | 0 | 0 | 0 | 136197.6683 | 0.015548 | 12966.686 | 0 | 118 | 0 | 0.0001159 | 0.015785 | 0.00012882 | 0.017545 | Commercial | Refrigeration | #VALUE! | 6.6401 | 2020CommercialRefrigerationRefrigeration System ImprovementsMotors | .
| 2020 | 222 | Commercial | Refrigeration | Refrigeration System Improvements | Strip Curtains | 0 | 0 | 8149 | 0 | 0 | 0 | 0 | 8149 | 0.00093025 | 0 | 0 | 0 | 0 | 0.0001159 | 0.00094444 | 0.00012882 | 0.0010497 | Commercial | Refrigeration | #VALUE! | 6.6401 | 2020CommercialRefrigerationRefrigeration System ImprovementsStrip Curtains | .
| 2020 | 225 | Commercial | Water Heating | Pool System Improvements | Pool Blankets | 0 | 0 | 77673.6 | 0 | 0 | 0 | 0 | 77673.6 | 0.0088668 | 0 | 0 | 0 | 0 | 0.00017243 | 0.013393 | 0.00012478 | 0.009692 | Commercial | Water Heating | #VALUE! | 0.50639 | 2020CommercialWater HeatingPool System ImprovementsPool Blankets | .
| 2020 | 232 | Commercial | Water Heating | Water Using Devices | Aerators | 0 | 0 | 1301794.5 | 0 | 0 | 0 | 0 | 1301794.5 | 0.14861 | 0 | 0 | 0 | 0 | 0.00017243 | 0.22447 | 0.00012478 | 0.16244 | Commercial | Water Heating | #VALUE! | 0.50639 | 2020CommercialWater HeatingWater Using DevicesAerators | .
| 2020 | 233 | Commercial | Water Heating | Water Using Devices | Clothes Washers | 5654.3 | 109691.05 | 259533.9 | 0 | 0 | 0 | 0 | 374879.25 | 0.042794 | 851.172 | 0 | 0 | 0 | 0.00017243 | 0.06464 | 0.00012478 | 0.046777 | Commercial | Water Heating | #VALUE! | 0.50639 | 2020CommercialWater HeatingWater Using DevicesClothes Washers | .
| 2020 | 234 | Commercial | Water Heating | Water Using Devices | Dishwashers | 0 | 0 | 583586.9145 | 0 | 0 | 0 | 0 | 583586.9145 | 0.06662 | 0 | 0 | 7400 | 0 | 0.00017243 | 0.10063 | 0.00012478 | 0.072819 | Commercial | Water Heating | #VALUE! | 0.50639 | 2020CommercialWater HeatingWater Using DevicesDishwashers | .
| 2020 | 235 | Commercial | Water Heating | Water Using Devices | Pre Rinse Spray Valves | 0 | 0 | 34 | 0 | 632981.3505 | 0 | 0 | 633015.3505 | 0.072262 | 0 | 0 | 0 | 0 | 0.00017243 | 0.10915 | 0.00012478 | 0.078987 | Commercial | Water Heating | #VALUE! | 0.50639 | 2020CommercialWater HeatingWater Using DevicesPre Rinse Spray Valves | .
| 2020 | 236 | Commercial | Water Heating | Water Using Devices | Showerheads | 41380.0988 | 108849.3613 | 2392975.37 | 0 | 0 | 0 | 0 | 2543204.8301 | 0.29032 | 2807.107 | 0 | 0 | 0 | 0.00017243 | 0.43852 | 0.00012478 | 0.31734 | Commercial | Water Heating | #VALUE! | 0.50639 | 2020CommercialWater HeatingWater Using DevicesShowerheads | .
| 2020 | 237 | Commercial | Whole Bldg/Meter Level | Whole Bldg/Meter Level System Improvements | Interactive Whole Bldg/Meter Level System Improvements | 182312.187 | 563156.0228 | 6105575.8744 | 0 | 34713743.3482 | 0 | 0 | 41564787.4324 | 4.7448 | 43754.9275 | 0 | 7428.42 | 0 | 0.00024448 | 10.1618 | 0.00016318 | 6.7824 | Commercial | 0 | #VALUE! | 0 | 2020CommercialWhole Bldg/Meter LevelWhole Bldg/Meter Level System ImprovementsInteractive Whole Bldg/Meter Level System Improvements | .
| 2020 | 240 | Industrial | Compressed Air | Compressed Air System Controls | Compressed Air Control Improvements (VFD) | 762303.626 | 0 | 0 | 0 | 0 | 0 | 0 | 762303.626 | 0.087021 | 134600.4654 | 0 | 0 | 0 | 0.00012551 | 0.095676 | 0.00012968 | 0.098855 | Industrial | Compressed Air | #VALUE! | 0.88124 | 2020IndustrialCompressed AirCompressed Air System ControlsCompressed Air Control Improvements (VFD) | .
| 2020 | 241 | Industrial | Compressed Air | Compressed Air System Improvements | Compressed Air System Compressor Improvements (non-VFD) | 29117.952 | 0 | 0 | 0 | 0 | 0 | 0 | 29117.952 | 0.003324 | 8411.7709 | 0 | 0 | 0 | 0.00012551 | 0.0036546 | 0.00012968 | 0.003776 | Industrial | Compressed Air | #VALUE! | 0.88124 | 2020IndustrialCompressed AirCompressed Air System ImprovementsCompressed Air System Compressor Improvements (non-VFD) | .
| 2020 | 242 | Industrial | Compressed Air | Compressed Air System Improvements | Compressed Air System Compressor Improvements (VFD) | 824791.5436 | 125883.4164 | 1870287.924 | 0 | 0 | 0 | 0 | 2820962.884 | 0.32203 | 174418.1293 | 0 | 73466.02 | 0 | 0.00012551 | 0.35406 | 0.00012968 | 0.36582 | Industrial | Compressed Air | #VALUE! | 0.88124 | 2020IndustrialCompressed AirCompressed Air System ImprovementsCompressed Air System Compressor Improvements (VFD) | .
| 2020 | 243 | Industrial | Compressed Air | Compressed Air System Improvements | Compressed Air System Demand Side Improvements | 713729.36 | 140849.82 | 183734.16 | 0 | 0 | 0 | 0 | 1038313.34 | 0.11853 | 99506.7406 | 0 | 0 | 0 | 0.00012551 | 0.13032 | 0.00012968 | 0.13465 | Industrial | Compressed Air | #VALUE! | 0.88124 | 2020IndustrialCompressed AirCompressed Air System ImprovementsCompressed Air System Demand Side Improvements | .
| 2020 | 244 | Industrial | Compressed Air | Compressed Air System Improvements | Compressed Air System Dryer Improvements | 11213.8249 | 496.6151 | 2088870.1058 | 0 | 0 | 0 | 0 | 2100580.5458 | 0.23979 | 2216.655 | 0 | 700 | 0 | 0.00012551 | 0.26364 | 0.00012968 | 0.2724 | Industrial | Compressed Air | #VALUE! | 0.88124 | 2020IndustrialCompressed AirCompressed Air System ImprovementsCompressed Air System Dryer Improvements | .
| 2020 | 246 | Industrial | Compressed Air | Compressed Air System Improvements | Compressed Air System Storage Improvements | 0 | 0 | 448465.69 | 0 | 0 | 0 | 0 | 448465.69 | 0.051195 | 0 | 0 | 0 | 0 | 0.00012551 | 0.056287 | 0.00012968 | 0.058157 | Industrial | Compressed Air | #VALUE! | 0.88124 | 2020IndustrialCompressed AirCompressed Air System ImprovementsCompressed Air System Storage Improvements | .
| 2020 | 247 | Industrial | Compressed Air | Compressed Air System Improvements | Compressed Air System Supply Side Improvements | 425799.47 | 3648.88 | 0 | 0 | 0 | 0 | 0 | 429448.35 | 0.049024 | 121612.149 | 0 | 0 | 0 | 0.00012551 | 0.0539 | 0.00012968 | 0.055691 | Industrial | Compressed Air | #VALUE! | 0.88124 | 2020IndustrialCompressed AirCompressed Air System ImprovementsCompressed Air System Supply Side Improvements | .
| 2020 | 248 | Industrial | Compressed Air | Compressed Air System Improvements | Compressors | 769987.707 | 0 | 1809208.31 | 0 | 0 | 0 | 0 | 2579196.017 | 0.29443 | 153482.4521 | 0 | 0 | 0 | 0.00012551 | 0.32371 | 0.00012968 | 0.33447 | Industrial | Compressed Air | #VALUE! | 0.88124 | 2020IndustrialCompressed AirCompressed Air System ImprovementsCompressors | .
| 2020 | 257 | Industrial | HVAC | Envelope | Insulation | 0 | 0 | 1248402.9834 | 0 | 0 | 0 | 0 | 1248402.9834 | 0.14251 | 0 | 0 | 520 | 0 | 0.00012551 | 0.15669 | 0.00012968 | 0.16189 | Industrial | HVAC | #VALUE! | 0 | 2020IndustrialHVACEnvelopeInsulation | .
| 2020 | 259 | Industrial | HVAC | Heat Recovery | Heat Recovery Improvements | 0 | 0 | 149467.97 | 0 | 0 | 0 | 0 | 149467.97 | 0.017063 | 0 | 0 | 0 | 0 | 0.00012551 | 0.01876 | 0.00012968 | 0.019383 | Industrial | HVAC | #VALUE! | 0 | 2020IndustrialHVACHeat RecoveryHeat Recovery Improvements | .
| 2020 | 263 | Industrial | HVAC | HVAC System Controls | HVAC Control Improvements (VFD) | 265792.3664 | 104990.3966 | 0 | 0 | 0 | 0 | 0 | 370782.763 | 0.042327 | 50618.1732 | 0 | 0 | 0 | 0.00012551 | 0.046537 | 0.00012968 | 0.048083 | Industrial | HVAC | #VALUE! | 0 | 2020IndustrialHVACHVAC System ControlsHVAC Control Improvements (VFD) | .
| 2020 | 266 | Industrial | HVAC | HVAC System Improvements | Air-Source Heat Pumps | 0 | 0 | 1078.8315 | 0 | 0 | 0 | 0 | 1078.8315 | 0.00012315 | 0 | 0 | 310 | 0 | 0.00012551 | 0.0001354 | 0.00012968 | 0.0001399 | Industrial | HVAC | #VALUE! | 0 | 2020IndustrialHVACHVAC System ImprovementsAir-Source Heat Pumps | .
| 2020 | 267 | Industrial | HVAC | HVAC System Improvements | Building Commissioning Improvements | 192611.436 | 0 | 0 | 0 | 902276.4246 | 0 | 0 | 1094887.8606 | 0.12499 | 15770.6074 | 0 | 0 | 0 | 0.00012551 | 0.13742 | 0.00012968 | 0.14198 | Industrial | HVAC | #VALUE! | 0 | 2020IndustrialHVACHVAC System ImprovementsBuilding Commissioning Improvements | .
| 2020 | 268 | Industrial | HVAC | HVAC System Improvements | Centrifugal Chiller Improvements | 81393.95 | 0 | 30979.5544 | 0 | 0 | 0 | 0 | 112373.5044 | 0.012828 | 20348.49 | 0 | 4350.45 | 0 | 0.00012551 | 0.014104 | 0.00012968 | 0.014573 | Industrial | HVAC | #VALUE! | 0 | 2020IndustrialHVACHVAC System ImprovementsCentrifugal Chiller Improvements | .
| 2020 | 272 | Industrial | HVAC | HVAC System Improvements | Interactive HVAC System Improvements | 741352.87 | 0 | 108640.48 | 0 | 0 | 0 | 0 | 849993.35 | 0.097031 | 185338.22 | 0 | 0 | 0 | 0.00012551 | 0.10668 | 0.00012968 | 0.11023 | Industrial | HVAC | #VALUE! | 0 | 2020IndustrialHVACHVAC System ImprovementsInteractive HVAC System Improvements | .
| 2020 | 273 | Industrial | HVAC | HVAC System Improvements | Rooftop Units | 0 | 0 | 3373.8602 | 0 | 0 | 0 | 0 | 3373.8602 | 0.00038514 | 0 | 0 | 2875 | 0 | 0.00012551 | 0.00042345 | 0.00012968 | 0.00043752 | Industrial | HVAC | #VALUE! | 0 | 2020IndustrialHVACHVAC System ImprovementsRooftop Units | .
| 2020 | 274 | Industrial | HVAC | HVAC System Improvements | Rotary Screw Chiller Improvements | 0 | 0 | 2642396.01 | 0 | 0 | 0 | 0 | 2642396.01 | 0.30164 | 0 | 0 | 0 | 0 | 0.00012551 | 0.33164 | 0.00012968 | 0.34266 | Industrial | HVAC | #VALUE! | 0 | 2020IndustrialHVACHVAC System ImprovementsRotary Screw Chiller Improvements | .
| 2020 | 280 | Industrial | Lighting | Delamping | Delamping | 0 | 0 | 35306.44 | 0 | 0 | 0 | 0 | 35306.44 | 0.0040304 | 0 | 0 | 0 | 0 | 0.00012551 | 0.0044313 | 0.00012968 | 0.0045785 | Industrial | Lighting | #VALUE! | 3.7955 | 2020IndustrialLightingDelampingDelamping | .
| 2020 | 281 | Industrial | Lighting | Lamps/Ballasts/Fixtures | Lamps/Ballasts | 0 | 0 | 63301.27 | 0 | 874873.7989 | 0 | 0 | 938175.0689 | 0.1071 | 0 | 0 | 0 | 0 | 0.00012551 | 0.11775 | 0.00012968 | 0.12166 | Industrial | Lighting | #VALUE! | 3.7955 | 2020IndustrialLightingLamps/Ballasts/FixturesLamps/Ballasts | .
| 2020 | 285 | Industrial | Lighting | Lamps/Ballasts/Fixtures | Lamps/Ballasts/Fixtures | 5327292.7914 | 784142.086 | 22772875.6711 | 0 | 0 | 0 | 0 | 28884310.5485 | 3.2973 | 362124.0491 | 0 | 184418.65 | 0 | 0.00012551 | 3.6252 | 0.00012968 | 3.7457 | Industrial | Lighting | #VALUE! | 3.7955 | 2020IndustrialLightingLamps/Ballasts/FixturesLamps/Ballasts/Fixtures | .
| 2020 | 286 | Industrial | Lighting | Lamps/Ballasts/Fixtures | Lamps/Ballasts/Fixtures w/Controls | 0 | 0 | 815606.2273 | 0 | 0 | 0 | 0 | 815606.2273 | 0.093106 | 0 | 0 | 108838.75 | 0 | 0.00012551 | 0.10237 | 0.00012968 | 0.10577 | Industrial | Lighting | #VALUE! | 3.7955 | 2020IndustrialLightingLamps/Ballasts/FixturesLamps/Ballasts/Fixtures w/Controls | .
| 2020 | 291 | Industrial | Lighting | Lighting Controls | Occupancy Sensors | 0 | 0 | 1199110.61 | 0 | 0 | 0 | 0 | 1199110.61 | 0.13688 | 0 | 0 | 0 | 0 | 0.00012551 | 0.1505 | 0.00012968 | 0.1555 | Industrial | Lighting | #VALUE! | 3.7955 | 2020IndustrialLightingLighting ControlsOccupancy Sensors | .
| 2020 | 294 | Industrial | Lighting | Signs and Signals | LED Exit Signs | 0 | 0 | 2583.67 | 0 | 0 | 0 | 0 | 2583.67 | 0.00029494 | 0 | 0 | 0 | 0 | 0.00012551 | 0.00032427 | 0.00012968 | 0.00033505 | Industrial | Lighting | #VALUE! | 3.7955 | 2020IndustrialLightingSigns and SignalsLED Exit Signs | .
| 2020 | 295 | Industrial | Motors/Drives | Motors | Motor Rewind | 265585 | 0 | 186852.0599 | 17063.66 | 464769.9573 | 0 | 0 | 934270.6773 | 0.10665 | 0 | 0 | 875 | 0 | 0.00012551 | 0.11726 | 0.00012968 | 0.12116 | Industrial | Motors/Drives | #VALUE! | 0 | 2020IndustrialMotors/DrivesMotorsMotor Rewind | .
| 2020 | 296 | Industrial | Motors/Drives | Motors | Motors | 421430.553 | 0 | 196960.58 | 0 | 0 | 0 | 0 | 618391.133 | 0.070593 | 129035.7505 | 0 | 678 | 0 | 0.00012551 | 0.077614 | 0.00012968 | 0.080193 | Industrial | Motors/Drives | #VALUE! | 0 | 2020IndustrialMotors/DrivesMotorsMotors | .
| 2020 | 299 | Industrial | Motors/Drives | Motors/Drives Controls | Motors/Drives Control Improvements (non-VFD) | 561979.02 | 203027 | 0 | 0 | 0 | 0 | 0 | 765006.02 | 0.087329 | 161377.5056 | 0 | 0 | 0 | 0.00012551 | 0.096015 | 0.00012968 | 0.099206 | Industrial | Motors/Drives | #VALUE! | 0 | 2020IndustrialMotors/DrivesMotors/Drives ControlsMotors/Drives Control Improvements (non-VFD) | .
| 2020 | 300 | Industrial | Motors/Drives | Motors/Drives Controls | Motors/Drives Control Improvements (VFD) | 1988762.37 | 260665.3 | 3382136.8836 | 0 | 0 | 0 | 0 | 5631564.5536 | 0.64287 | 329864.7126 | 0 | 405746.87 | 0 | 0.00012551 | 0.70681 | 0.00012968 | 0.7303 | Industrial | Motors/Drives | #VALUE! | 0 | 2020IndustrialMotors/DrivesMotors/Drives ControlsMotors/Drives Control Improvements (VFD) | .
| 2020 | 301 | Industrial | Motors/Drives | Pumps and Fans | Motors/Drives Installation on Fan System | 1211824.78 | 283709.23 | 77695.4295 | 0 | 0 | 0 | 0 | 1573229.4395 | 0.17959 | 112721.429 | 0 | 10500 | 0 | 0.00012551 | 0.19745 | 0.00012968 | 0.20402 | Industrial | Motors/Drives | #VALUE! | 0 | 2020IndustrialMotors/DrivesPumps and FansMotors/Drives Installation on Fan System | .
| 2020 | 302 | Industrial | Motors/Drives | Pumps and Fans | Motors/Drives Installation on Vacuum Pumps | 388096.5 | 0 | 0 | 0 | 0 | 0 | 0 | 388096.5 | 0.044303 | 96427.7697 | 0 | 0 | 0 | 0.00012551 | 0.04871 | 0.00012968 | 0.050328 | Industrial | Motors/Drives | #VALUE! | 0 | 2020IndustrialMotors/DrivesPumps and FansMotors/Drives Installation on Vacuum Pumps | .
| 2020 | 304 | Industrial | Process Loads | Process Loads System Controls | Process Loads Control Improvements (non-VFD) | 428090.61 | 2979.4 | 0 | 0 | 0 | 0 | 0 | 431070.01 | 0.049209 | 90698.1688 | 0 | 0 | 0 | 0.00012551 | 0.054103 | 0.00012968 | 0.055901 | Industrial | Process Loads | #VALUE! | 2.5844 | 2020IndustrialProcess LoadsProcess Loads System ControlsProcess Loads Control Improvements (non-VFD) | .
| 2020 | 306 | Industrial | Process Loads | Process Loads System Improvements | Interactive Process Loads System Improvements | 1968020.172 | 2160919.6 | 0 | 0 | 0 | 0 | 0 | 4128939.772 | 0.47134 | 462576.5126 | 0 | 0 | 0 | 0.00012551 | 0.51822 | 0.00012968 | 0.53544 | Industrial | Process Loads | #VALUE! | 2.5844 | 2020IndustrialProcess LoadsProcess Loads System ImprovementsInteractive Process Loads System Improvements | .
| 2020 | 308 | Industrial | Process Loads | Pumps and Fans | Fan System Improvements | 121409.86 | 194054.246 | 2959448.64 | 0 | 0 | 0 | 0 | 3274912.746 | 0.37385 | 30848.7857 | 0 | 0 | 0 | 0.00012551 | 0.41103 | 0.00012968 | 0.42469 | Industrial | Process Loads | #VALUE! | 2.5844 | 2020IndustrialProcess LoadsPumps and FansFan System Improvements | .
| 2020 | 309 | Industrial | Process Loads | Pumps and Fans | Pump System Improvements | 565399.741 | 227098.21 | 4422730.72 | 0 | 0 | 0 | 0 | 5215228.671 | 0.59535 | 54282.4265 | 0 | 2659 | 0 | 0.00012551 | 0.65456 | 0.00012968 | 0.67631 | Industrial | Process Loads | #VALUE! | 2.5844 | 2020IndustrialProcess LoadsPumps and FansPump System Improvements | .
| 2020 | 311 | Industrial | Process Loads | Pumps and Fans | Vacuum Pump System Improvements | 736299.24 | 140863.26 | 0 | 0 | 0 | 0 | 0 | 877162.5 | 0.10013 | 126275.24 | 0 | 0 | 0 | 0.00012551 | 0.11009 | 0.00012968 | 0.11375 | Industrial | Process Loads | #VALUE! | 2.5844 | 2020IndustrialProcess LoadsPumps and FansVacuum Pump System Improvements | .
| 2020 | 313 | Industrial | Refrigeration | Heat Recovery | Heat Recovery Improvements | 256574.0276 | 539016.7524 | 0 | 0 | 0 | 0 | 0 | 795590.78 | 0.090821 | 74406.4693 | 0 | 0 | 0 | 0.00012551 | 0.099854 | 0.00012968 | 0.10317 | Industrial | Low & Med Temp Refr | #VALUE! | 6.2475 | 2020IndustrialRefrigerationHeat RecoveryHeat Recovery Improvements | .
| 2020 | 314 | Industrial | Refrigeration | Packaged Refrigeration | Packaged Refrigeration System Improvements | 0 | 2067870.8 | 0 | 0 | 0 | 0 | 0 | 2067870.8 | 0.23606 | 0 | 0 | 0 | 0 | 0.00012551 | 0.25954 | 0.00012968 | 0.26816 | Industrial | Low & Med Temp Refr | #VALUE! | 6.2475 | 2020IndustrialRefrigerationPackaged RefrigerationPackaged Refrigeration System Improvements | .
| 2020 | 315 | Industrial | Refrigeration | Pumps and Fans | Condensor Fan System Improvements | 0 | 122600.75 | 24670.3349 | 0 | 0 | 0 | 0 | 147271.0849 | 0.016812 | 0 | 0 | 3407.85 | 0 | 0.00012551 | 0.018484 | 0.00012968 | 0.019098 | Industrial | Low & Med Temp Refr | #VALUE! | 6.2475 | 2020IndustrialRefrigerationPumps and FansCondensor Fan System Improvements | .
| 2020 | 316 | Industrial | Refrigeration | Pumps and Fans | Evaporator Coil Fan System Improvements | 683736.41 | 0 | 0 | 0 | 0 | 0 | 0 | 683736.41 | 0.078052 | 71729.2205 | 0 | 0 | 0 | 0.00012551 | 0.085815 | 0.00012968 | 0.088667 | Industrial | Low & Med Temp Refr | #VALUE! | 6.2475 | 2020IndustrialRefrigerationPumps and FansEvaporator Coil Fan System Improvements | .
| 2020 | 317 | Industrial | Refrigeration | Pumps and Fans | Evaporator Fan System Improvements | 470486.7034 | 799955.7066 | 0 | 0 | 0 | 0 | 0 | 1270442.41 | 0.14503 | 133546.9007 | 0 | 0 | 0 | 0.00012551 | 0.15945 | 0.00012968 | 0.16475 | Industrial | Low & Med Temp Refr | #VALUE! | 6.2475 | 2020IndustrialRefrigerationPumps and FansEvaporator Fan System Improvements | .
| 2020 | 318 | Industrial | Refrigeration | Refrigeration System Controls | Defrost Control Improvements | 1486.43 | 0 | 0 | 0 | 0 | 0 | 0 | 1486.43 | 0.00016968 | 315 | 0 | 0 | 0 | 0.00012551 | 0.00018656 | 0.00012968 | 0.00019276 | Industrial | Low & Med Temp Refr | #VALUE! | 6.2475 | 2020IndustrialRefrigerationRefrigeration System ControlsDefrost Control Improvements | .
| 2020 | 319 | Industrial | Refrigeration | Refrigeration System Controls | Refrigeration Control Improvements (non-VFD) | 804834.37 | 0 | 0 | 0 | 0 | 0 | 0 | 804834.37 | 0.091876 | 199661.2105 | 0 | 0 | 0 | 0.00012551 | 0.10101 | 0.00012968 | 0.10437 | Industrial | Low & Med Temp Refr | #VALUE! | 6.2475 | 2020IndustrialRefrigerationRefrigeration System ControlsRefrigeration Control Improvements (non-VFD) | .
| 2020 | 320 | Industrial | Refrigeration | Refrigeration System Controls | Refrigeration Control Improvements (VFD) | 511207.281 | 411104.389 | 1366408.4564 | 0 | 0 | 0 | 0 | 2288720.1264 | 0.26127 | 117985.5847 | 0 | 154452.48 | 0 | 0.00012551 | 0.28726 | 0.00012968 | 0.2968 | Industrial | Low & Med Temp Refr | #VALUE! | 6.2475 | 2020IndustrialRefrigerationRefrigeration System ControlsRefrigeration Control Improvements (VFD) | .
| 2020 | 322 | Industrial | Refrigeration | Refrigeration System Improvements | Chiller Improvements | 10816.17 | 0 | 0 | 0 | 0 | 0 | 0 | 10816.17 | 0.0012347 | 2704.04 | 0 | 0 | 0 | 0.00012551 | 0.0013575 | 0.00012968 | 0.0014026 | Industrial | Low & Med Temp Refr | #VALUE! | 6.2475 | 2020IndustrialRefrigerationRefrigeration System ImprovementsChiller Improvements | .
| 2020 | 323 | Industrial | Refrigeration | Refrigeration System Improvements | Fast Acting Doors | 31927.25 | 608658.3787 | 0 | 0 | 0 | 0 | 0 | 640585.6287 | 0.073126 | 9578.1725 | 0 | 0 | 0 | 0.00012551 | 0.080399 | 0.00012968 | 0.083071 | Industrial | Low & Med Temp Refr | #VALUE! | 6.2475 | 2020IndustrialRefrigerationRefrigeration System ImprovementsFast Acting Doors | .
| 2020 | 324 | Industrial | Refrigeration | Refrigeration System Improvements | Insulation | 18346.6426 | 0 | 0 | 0 | 0 | 0 | 0 | 18346.6426 | 0.0020944 | 0 | 0 | 0 | 0 | 0.00012551 | 0.0023027 | 0.00012968 | 0.0023792 | Industrial | Low & Med Temp Refr | #VALUE! | 6.2475 | 2020IndustrialRefrigerationRefrigeration System ImprovementsInsulation | .
| 2020 | 325 | Industrial | Refrigeration | Refrigeration System Improvements | Interactive Refrigeration System Improvements | 4729710.126 | 1861961.674 | 1443441.84 | 0 | 0 | 0 | 0 | 8035113.64 | 0.91725 | 707870.499 | 0 | 0 | 0 | 0.00012551 | 1.0085 | 0.00012968 | 1.042 | Industrial | Low & Med Temp Refr | #VALUE! | 6.2475 | 2020IndustrialRefrigerationRefrigeration System ImprovementsInteractive Refrigeration System Improvements | .
| 2020 | 328 | Industrial | Water Heating | System Efficiency Improvements | Insulation | 326634.716 | 0 | 0 | 0 | 0 | 0 | 0 | 326634.716 | 0.037287 | 23868.6358 | 0 | 0 | 0 | 0.00012551 | 0.040996 | 0.00012968 | 0.042358 | Industrial | Water Heating | #VALUE! | 0 | 2020IndustrialWater HeatingSystem Efficiency ImprovementsInsulation | .
| 2020 | 332 | Industrial | Whole Bldg/Meter Level | Whole Bldg/Meter Level System Improvements | Interactive Whole Bldg/Meter Level System Improvements | 0 | 0 | 782520.2811 | 0 | 0 | 0 | 0 | 782520.2811 | 0.089329 | 0 | 0 | 14651.88 | 0 | 0.00012551 | 0.098213 | 0.00012968 | 0.10148 | Industrial | 0 | #VALUE! | 0 | 2020IndustrialWhole Bldg/Meter LevelWhole Bldg/Meter Level System ImprovementsInteractive Whole Bldg/Meter Level System Improvements | .
| 2020 | 336 | Residential | Electronics | Plug Load | Power Strips | 1662470.82 | 7690.65 | 717203.9677 | 2144.06 | 0 | 0 | 0 | 2389509.4977 | 0.27278 | 645003.3684 | 0 | 1764 | 0 | 0.00021383 | 0.51096 | 0.0001722 | 0.41148 | Residential | Electronics | #VALUE! | 11.4911 | 2020ResidentialElectronicsPlug LoadPower Strips | .
| 2020 | 338 | Residential | HVAC | Envelope | Air Sealing | 22948.84 | 2850.33 | 1490051.14 | 2656 | 0 | 0 | 0 | 1518506.31 | 0.17335 | 17914.8229 | 0 | 1691224.96 | 0 | 0.00035039 | 0.53207 | 0.00029221 | 0.44372 | Residential | HVAC | #VALUE! | 42.9701 | 2020ResidentialHVACEnvelopeAir Sealing | .
| 2020 | 340 | Residential | HVAC | Envelope | Windows | 3224303.3009 | 407069.9324 | 3218964.2393 | 219845.26 | 0 | 0 | 0 | 7070182.7325 | 0.8071 | 2558013.7343 | 0 | 1223072.04 | 0 | 0.00035039 | 2.4773 | 0.00029221 | 2.066 | Residential | HVAC | #VALUE! | 42.9701 | 2020ResidentialHVACEnvelopeWindows | .
| 2020 | 341 | Residential | HVAC | HVAC System | Air Conditioners | 0 | 0 | 232080.9945 | 0 | 260232.0437 | 0 | 0 | 492313.0382 | 0.0562 | 0 | 0 | 3563 | 0 | 0 | 0 | 0.002609 | 1.2844 | Residential | HVAC | #VALUE! | 42.9701 | 2020ResidentialHVACHVAC SystemAir Conditioners | .
| 2020 | 342 | Residential | HVAC | HVAC System | Air-Source Heat Pumps w/Duct Sealing | 4050312.979 | 149222.31 | 0 | 0 | 0 | 0 | 0 | 4199535.289 | 0.4794 | 1553690.7293 | 0 | 0 | 0 | 0.00035039 | 1.4715 | 0.00029221 | 1.2271 | Residential | HVAC | #VALUE! | 42.9701 | 2020ResidentialHVACHVAC SystemAir-Source Heat Pumps w/Duct Sealing | .
| 2020 | 343 | Residential | HVAC | HVAC System | Air-Source Heat Pumps w/o Duct Sealing | 395571.89 | 3434227.5983 | 15790159.8773 | 778638.86 | 0 | 0 | 0 | 20398598.2256 | 2.3286 | 91868.9231 | 0 | 3557352.01 | 0 | 0.00035039 | 7.1474 | 0.00029221 | 5.9606 | Residential | HVAC | #VALUE! | 42.9701 | 2020ResidentialHVACHVAC SystemAir-Source Heat Pumps w/o Duct Sealing | .
| 2020 | 344 | Residential | HVAC | HVAC System | Commissioning Controls Sizing | 115898.43 | 10912.38 | 3189227.7176 | 0 | 0 | 0 | 0 | 3316038.5276 | 0.37854 | 52659.9542 | 0 | 898399.84 | 0 | 0.00035039 | 1.1619 | 0.00029221 | 0.96897 | Residential | HVAC | #VALUE! | 42.9701 | 2020ResidentialHVACHVAC SystemCommissioning Controls Sizing | .
| 2020 | 345 | Residential | HVAC | HVAC System | Duct Sealing | 339366.45 | 20711.17 | 212796.1264 | 936.23 | 0 | 0 | 0 | 573809.9764 | 0.065503 | 105396.3448 | 0 | 36448.22 | 0 | 0.00035039 | 0.20106 | 0.00029221 | 0.16767 | Residential | HVAC | #VALUE! | 42.9701 | 2020ResidentialHVACHVAC SystemDuct Sealing | .
| 2020 | 346 | Residential | HVAC | HVAC System | Ductless Heat Pumps | 11018927.7653 | 632602.0975 | 7888692.0298 | 190058.84 | 15678996.183 | 0 | -2572171.0376 | 32837105.8779 | 3.7485 | 5588742.2054 | 0 | 2906674.1 | 0 | 0.00044496 | 14.6112 | 1.4598e-05 | 0.47937 | Residential | HVAC | #VALUE! | 42.9701 | 2020ResidentialHVACHVAC SystemDuctless Heat Pumps | .
| 2020 | 347 | Residential | HVAC | HVAC System | Ground-Source Heat Pumps w/ Duct Sealing | 250872.94 | 0 | 0 | 0 | 0 | 0 | 0 | 250872.94 | 0.028638 | 111193.2708 | 0 | 0 | 0 | 0.00035039 | 0.087903 | 0.00029221 | 0.073307 | Residential | HVAC | #VALUE! | 42.9701 | 2020ResidentialHVACHVAC SystemGround-Source Heat Pumps w/ Duct Sealing | .
| 2020 | 348 | Residential | HVAC | HVAC System | Ground-Source Heat Pumps w/o Duct Sealing | 8117.04 | 0 | 0 | 0 | 0 | 0 | 0 | 8117.04 | 0.0009266 | 3490.3232 | 0 | 0 | 0 | 0.00035039 | 0.0028441 | 0.00029221 | 0.0023719 | Residential | HVAC | #VALUE! | 42.9701 | 2020ResidentialHVACHVAC SystemGround-Source Heat Pumps w/o Duct Sealing | .
| 2020 | 350 | Residential | HVAC | HVAC System | Thermostats | 754324.54 | 203613.36 | 6929556.9016 | 78737.98 | 0 | 0 | 0 | 7966232.7816 | 0.90939 | 176429.0995 | 0 | 31211.37 | 0 | 0.00035039 | 2.7913 | 0.00029221 | 2.3278 | Residential | HVAC | #VALUE! | 42.9701 | 2020ResidentialHVACHVAC SystemThermostats | .
| 2020 | 353 | Residential | HVAC | HVAC System | Ground-source Heat Pump | 25452.58 | 0 | 0 | 0 | 0 | 0 | 0 | 25452.58 | 0.0029055 | 10944.6064 | 0 | 0 | 0 | 0.00035039 | 0.0089183 | 0.00029221 | 0.0074374 | Residential | HVAC | #VALUE! | 42.9701 | 2020ResidentialHVACHVAC SystemGround-source Heat Pump | .
| 2020 | 354 | Residential | Lighting | Lamps/Fixtures | Fixtures | 1519001.56 | 34847.81 | 5000988.9727 | 56360.79 | 0 | 0 | 0 | 6611199.1327 | 0.7547 | 250138.4806 | 0 | 2220.8 | 0 | 0.00026149 | 1.7287 | 8.4631e-05 | 0.55951 | Residential | Lighting | #VALUE! | 29.6 | 2020ResidentialLightingLamps/FixturesFixtures | .
| 2020 | 355 | Residential | Lighting | Lamps/Fixtures | Lamps | 30209499.78 | 1372547.8987 | 69653041.4289 | 1185978.65 | 295914687.4157 | 0 | -111666765.5377 | 286668989.6357 | 32.7248 | 5424248.6115 | 0 | 2209402.31 | 0 | 0.00026149 | 74.9604 | 8.4631e-05 | 24.261 | Residential | Lighting | #VALUE! | 29.6 | 2020ResidentialLightingLamps/FixturesLamps | .
| 2020 | 357 | Residential | Refrigeration | Freezers | Freezer Decommissioning | 0 | 28770 | 117902 | 0 | 0 | 0 | 0 | 146672 | 0.016743 | 0 | 0 | 8825 | 0 | 9.1801e-05 | 0.013465 | 0.0001667 | 0.02445 | Residential | Refrigeration | #VALUE! | 0 | 2020ResidentialRefrigerationFreezersFreezer Decommissioning | .
| 2020 | 358 | Residential | Refrigeration | Freezers | Freezers | 0 | 0 | 0 | 0 | 3249502.1474 | 0 | -3804917.8705 | -555415.7231 | -0.063404 | 0 | 0 | 0 | 0 | 9.1801e-05 | -0.050988 | 0.0001667 | -0.092586 | Residential | Refrigeration | #VALUE! | 0 | 2020ResidentialRefrigerationFreezersFreezers | .
| 2020 | 359 | Residential | Refrigeration | Refrigerators | Refrigerator Decommissioning | 0 | 135138 | 330033 | 0 | 0 | 0 | 0 | 465171 | 0.053102 | 0 | 0 | 20075 | 0 | 0.0001124 | 0.052284 | 0.00015305 | 0.071196 | Residential | Refrigeration | #VALUE! | 0 | 2020ResidentialRefrigerationRefrigeratorsRefrigerator Decommissioning | .
| 2020 | 360 | Residential | Refrigeration | Refrigerators | Refrigerators | 0 | 0 | 11125 | 0 | 0 | 0 | -1606492.8908 | -1595367.8908 | -0.18212 | 0 | 0 | 15565.72 | 0 | 0.0001124 | -0.17931 | 0.00015305 | -0.24418 | Residential | Refrigeration | #VALUE! | 0 | 2020ResidentialRefrigerationRefrigeratorsRefrigerators | .
| 2020 | 362 | Residential | Water Heating | Pipe Insulation | Pipe Insulation | 9196.95 | 0 | 17696.9376 | 6358.04 | 0 | 0 | 0 | 33251.9276 | 0.0037959 | 3027.1997 | 0 | 7103.18 | 0 | 0.00019367 | 0.0064397 | 0.00012477 | 0.0041488 | Residential | Water Heating | #VALUE! | 15.8 | 2020ResidentialWater HeatingPipe InsulationPipe Insulation | .
| 2020 | 363 | Residential | Water Heating | Water Heaters | Heat Pump Water Heaters | 3527697.8726 | 160544.5543 | 5808159.23 | 45341.57 | 7632747.7316 | 0 | -2199955.4953 | 14974535.4632 | 1.7094 | 1685920.8712 | 0 | 297321.92 | 0 | 0.00021099 | 3.1594 | 8.8551e-05 | 1.326 | Residential | Water Heating | #VALUE! | 15.8 | 2020ResidentialWater HeatingWater HeatersHeat Pump Water Heaters | .
| 2020 | 364 | Residential | Water Heating | Water Heaters | Water Heaters | 0 | 0 | 0 | 0 | 0 | 0 | 0 | 0 | 0 | 0 | 0 | 0 | 0 | 0.00019367 | 0 | 0.00012477 | 0 | Residential | Water Heating | #VALUE! | 15.8 | 2020ResidentialWater HeatingWater HeatersWater Heaters | .
| 2020 | 365 | Residential | Water Heating | Water Using Devices | Clothes Washers | 470412.2712 | 4893.1131 | 1955641.0892 | 0 | 9735313.4847 | 0 | 0 | 12166259.9582 | 1.3888 | 125799.3234 | 0 | 186419 | 0 | 0.00014765 | 1.7963 | 0.00019747 | 2.4025 | Residential | Water Heating | #VALUE! | 15.8 | 2020ResidentialWater HeatingWater Using DevicesClothes Washers | .
| 2020 | 367 | Residential | Water Heating | Water Using Devices | Showerheads | 1513981.16 | 5160.23 | 11517551.5419 | 20425.29 | 0 | 0 | 0 | 13057118.2219 | 1.4905 | 347514.2811 | 0 | 189254.95 | 0 | 0.00019367 | 2.5287 | 0.00012477 | 1.6291 | Residential | Water Heating | #VALUE! | 15.8 | 2020ResidentialWater HeatingWater Using DevicesShowerheads | .
| 2020 | 368 | Residential | Whole Bldg/Meter Level | Homes | Built Green Home | 0 | 0 | 0 | 0 | 6181874.0526 | 0 | 0 | 6181874.0526 | 0.70569 | 0 | 0 | 0 | 0 | 0.00023982 | 1.4825 | 0.00015375 | 0.95044 | Residential | 0 | #VALUE! | 0 | 2020ResidentialWhole Bldg/Meter LevelHomesBuilt Green Home | .
| 2020 | 369 | Residential | Whole Bldg/Meter Level | Homes | EcoRated Home | 0 | 0 | 41311.2139 | 0 | 0 | 0 | 0 | 41311.2139 | 0.0047159 | 0 | 0 | 8200 | 0 | 0.00023982 | 0.0099072 | 0.00015375 | 0.0063515 | Residential | 0 | #VALUE! | 0 | 2020ResidentialWhole Bldg/Meter LevelHomesEcoRated Home | .
| 2020 | 370 | Residential | Whole Bldg/Meter Level | Homes | Energy Star Home | 250676.9027 | 15954.5204 | 1732900.515 | 0 | 5740975.8719 | 0 | 0 | 7740507.81 | 0.88362 | 98862.8903 | 0 | 18200 | 0 | 0.00023982 | 1.8563 | 0.00015375 | 1.1901 | Residential | 0 | #VALUE! | 0 | 2020ResidentialWhole Bldg/Meter LevelHomesEnergy Star Home | .
| 2020 | 372 | Residential | Whole Bldg/Meter Level | Homes | NEEM Certified Home | 1073065.96 | 28109.86 | 0 | 0 | 1944302.5355 | 0 | -2365218.6944 | 680259.6611 | 0.077655 | 446114.2253 | 0 | 0 | 0 | 0.00023982 | 0.16314 | 0.00015375 | 0.10459 | Residential | 0 | #VALUE! | 0 | 2020ResidentialWhole Bldg/Meter LevelHomesNEEM Certified Home | .
| 2020 | 374 | Utility System Efficiency | Utility Distribution System | Conductors | Service Conductor Replacement | 402666.289 | 0 | 0 | 0 | 0 | 0 | 0 | 402666.289 | 0.045966 | 173544.5517 | 0 | 0 | 0 | 0.00014176 | 0.057081 | 0.00013735 | 0.055307 | Distribution Efficiency | Distribution Efficiency | #VALUE! | 5.5006 | 2020Utility System EfficiencyUtility Distribution SystemConductorsService Conductor Replacement | .
| 2020 | 390 | Utility System Efficiency | Utility Transmission System | Voltage Management | Conservation Voltage Reduction (CVR) | 0 | 0 | 404700 | 0 | 0 | 0 | 0 | 404700 | 0.046199 | 0 | 0 | 0 | 0 | 0.00014176 | 0.05737 | 0.00013735 | 0.055586 | Distribution Efficiency | Distribution Efficiency | #VALUE! | 5.5006 | 2020Utility System EfficiencyUtility Transmission SystemVoltage ManagementConservation Voltage Reduction (CVR) | .
| 2020 | 394 | Agricultural | Motors/Drives | Pumps and Fans | Motors/Drives Installation on Pump System | 0 | 0 | 0 | 0 | 526551.4889 | 0 | 0 | 526551.4889 | 0.060109 | 0 | 0 | 0 | 0 | 0.00034247 | 0.18033 | 0.00034247 | 0.18033 | Agricultural | Motors/Drives | #VALUE! | 0.32421 | 2020AgriculturalMotors/DrivesPumps and FansMotors/Drives Installation on Pump System | .
| 2020 | 396 | Industrial | Motors/Drives | Pumps and Fans | Motors/Drives Installation on Blower System | 1268100.103 | 265118.2 | 0 | 0 | 0 | 0 | 0 | 1533218.303 | 0.17502 | 282374.3231 | 0 | 0 | 0 | 0.00012551 | 0.19243 | 0.00012968 | 0.19883 | Industrial | Motors/Drives | #VALUE! | 0 | 2020IndustrialMotors/DrivesPumps and FansMotors/Drives Installation on Blower System | .
| 2020 | 397 | Industrial | Process Loads | Pumps and Fans | Blower System Improvements | 179732.362 | 1040459.67 | 8313.96 | 0 | 0 | 0 | 0 | 1228505.992 | 0.14024 | 46416.8156 | 0 | 0 | 0 | 0.00012551 | 0.15419 | 0.00012968 | 0.15931 | Industrial | Process Loads | #VALUE! | 2.5844 | 2020IndustrialProcess LoadsPumps and FansBlower System Improvements | .
| 2020 | 398 | Residential | Whole Bldg/Meter Level | Whole Bldg/Meter Level System Improvements | Behavioral | 0 | 6899440.927 | 66424784.4568 | 0 | 0 | 0 | 0 | 73324225.3838 | 8.3703 | 0 | 0 | 655200 | 0 | 0.00023982 | 17.5846 | 0.00015375 | 11.2734 | Residential | Whole Building/Meter Level | #VALUE! | 2.98 | 2020ResidentialWhole Bldg/Meter LevelWhole Bldg/Meter Level System ImprovementsBehavioral | .
| 2020 | 399 | Residential | HVAC | HVAC System | Interactive HVAC System Improvements | 0 | 0 | 74051.29 | 0 | 0 | 0 | 0 | 74051.29 | 0.0084533 | 0 | 0 | 0 | 0 | 0.00035039 | 0.025947 | 0.00029221 | 0.021638 | Residential | HVAC | #VALUE! | 42.9701 | 2020ResidentialHVACHVAC SystemInteractive HVAC System Improvements | .
| 2020 | 400 | Residential | HVAC | HVAC System | Variable Speed Heat Pumps w/o Duct Sealing | 3209592.792 | 150352.969 | 7038 | 53452.4 | 0 | 0 | 0 | 3420436.161 | 0.39046 | 1185013.5216 | 0 | 0 | 0 | 0.00035039 | 1.1985 | 0.00029221 | 0.99948 | Residential | HVAC | #VALUE! | 42.9701 | 2020ResidentialHVACHVAC SystemVariable Speed Heat Pumps w/o Duct Sealing | .
| 2020 | 402 | Residential | HVAC | Envelope | Insulation | 1818324.2088 | 81532.705 | 2048839.7892 | 142246.33 | 0 | 0 | 0 | 4090943.0329 | 0.467 | 2585913.448 | 0 | 1339142.27 | 0 | 0.00035039 | 1.4334 | 0.00029221 | 1.1954 | Residential | HVAC | #VALUE! | 42.9701 | 2020ResidentialHVACEnvelopeInsulation | .
| 2020 | 419 | Commercial | Motors/Drives | Pumps and Fans | Motors/Drives Installation on Pump System | 7941.458 | 0 | 168666.1981 | 0 | 4067924.4324 | 0 | 0 | 4244532.0885 | 0.48454 | 1905.9483 | 0 | 13275.45 | 0 | 0.00014107 | 0.59877 | 0.00012829 | 0.54453 | Commercial | Motors/Drives | #VALUE! | 1.1701 | 2020CommercialMotors/DrivesPumps and FansMotors/Drives Installation on Pump System | .
| 2020 | 420 | Industrial | Motors/Drives | Compressed Air System Improvements | Motors/Drives Installation on Compressed Air System | 174063.19 | 0 | 0 | 0 | 0 | 0 | 0 | 174063.19 | 0.01987 | 44227.3605 | 0 | 0 | 0 | 0.00012551 | 0.021847 | 0.00012968 | 0.022572 | Industrial | Motors/Drives | #VALUE! | 0 | 2020IndustrialMotors/DrivesCompressed Air System ImprovementsMotors/Drives Installation on Compressed Air System | .
| 2020 | 421 | Industrial | Motors/Drives | Pumps and Fans | Motors/Drives Installation on Pump System | 319544.42 | 127817.47 | 0 | 0 | 1120221.7857 | 0 | 0 | 1567583.6757 | 0.17895 | 6502.94 | 0 | 0 | 0 | 0.00012551 | 0.19675 | 0.00012968 | 0.20328 | Industrial | Motors/Drives | #VALUE! | 0 | 2020IndustrialMotors/DrivesPumps and FansMotors/Drives Installation on Pump System | .
| 2020 | 425 | Agricultural | HVAC | HVAC System Improvements | Unknown | 691 | 0 | 0 | 0 | 0 | 0 | 0 | 691 | 7.8881e-05 | 69.28 | 0 | 0 | 0 | 0.00034247 | 0.00023664 | 0.00034247 | 0.00023664 | Agricultural | HVAC | #VALUE! | 0 | 2020AgriculturalHVACHVAC System ImprovementsUnknown | .
| 2020 | 429 | Agricultural | Irrigation | Hardware | Unknown | 0 | 0 | 0 | 20745.68 | 0 | 0 | 0 | 20745.68 | 0.0023682 | 0 | 0 | 0 | 0 | 2.6494e-06 | 5.4963e-05 | 0.0003126 | 0.0064852 | Agricultural | Irrigation | #VALUE! | 13.4481 | 2020AgriculturalIrrigationHardwareUnknown | .
| 2020 | 430 | Agricultural | Irrigation | Irrigation System Improvements | Unknown | 0 | 0 | -2466501.01 | 0 | 0 | 0 | 0 | -2466501.01 | -0.28156 | 0 | 0 | 0 | 0 | 2.6494e-06 | -0.0065347 | 0.0003126 | -0.77104 | Agricultural | Irrigation | #VALUE! | 13.4481 | 2020AgriculturalIrrigationIrrigation System ImprovementsUnknown | .
| 2020 | 432 | Agricultural | Irrigation | Pumps and Fans | Unknown | 968785.8 | 0 | 14081213.6025 | 0 | 0 | 0 | 0 | 15049999.4025 | 1.718 | 296156.8615 | 0 | 0 | 0 | 2.6494e-06 | 0.039873 | 0.0003126 | 4.7047 | Agricultural | Irrigation | #VALUE! | 13.4481 | 2020AgriculturalIrrigationPumps and FansUnknown | .
| 2020 | 436 | Agricultural | Lighting | Lamps/Ballasts/Fixtures | Unknown | 751426.39 | 160650 | 24558.356 | 0 | 0 | 0 | 0 | 936634.746 | 0.10692 | 133093.2819 | 0 | 3602.88 | 0 | 0.00034247 | 0.32077 | 0.00034247 | 0.32077 | Agricultural | Lighting | #VALUE! | 0.61782 | 2020AgriculturalLightingLamps/Ballasts/FixturesUnknown | .
| 2020 | 440 | Agricultural | Motors/Drives | Motors | Unknown | 0 | 0 | 2077349 | 0 | 0 | 0 | 0 | 2077349 | 0.23714 | 0 | 0 | 0 | 0 | 0.00034247 | 0.71142 | 0.00034247 | 0.71142 | Agricultural | Motors/Drives | #VALUE! | 0.32421 | 2020AgriculturalMotors/DrivesMotorsUnknown | .
| 2020 | 457 | Commercial | Compressed Air | Compressed Air System Controls | Unknown | 0 | 0 | 8709.6115 | 0 | 0 | 0 | 0 | 8709.6115 | 0.00099425 | 0 | 0 | 1197.9 | 0 | 0.00014107 | 0.0012286 | 0.00012829 | 0.0011174 | Commercial | Compressed Air | #VALUE! | 0.79521 | 2020CommercialCompressed AirCompressed Air System ControlsUnknown | .
| 2020 | 458 | Commercial | Compressed Air | Compressed Air System Improvements | Unknown | 0 | 0 | 3322639.0568 | 0 | 0 | 0 | 0 | 3322639.0568 | 0.3793 | 0 | 0 | 1227.34 | 0 | 0.00014107 | 0.46872 | 0.00012829 | 0.42626 | Commercial | Compressed Air | #VALUE! | 0.79521 | 2020CommercialCompressed AirCompressed Air System ImprovementsUnknown | .
| 2020 | 461 | Commercial | Electronics | Plug Load | Unknown | 129501.526 | 203881.0704 | 10027.1009 | 0 | 0 | 0 | 0 | 343409.6973 | 0.039202 | 0 | 0 | 50 | 0 | 0.00013422 | 0.046094 | 0.00010767 | 0.036973 | Commercial | Electronics | #VALUE! | 18.8151 | 2020CommercialElectronicsPlug LoadUnknown | .
| 2020 | 462 | Commercial | Food Preparation | Cooking | Unknown | 0 | 0 | 476310.8302 | 0 | 0 | 0 | 0 | 476310.8302 | 0.054373 | 0 | 0 | 65510.7 | 0 | 0.00017223 | 0.082037 | 0.00016217 | 0.077241 | Commercial | Food Preparation | #VALUE! | 1.1375 | 2020CommercialFood PreparationCookingUnknown | .
| 2020 | 463 | Commercial | HVAC | Envelope | Unknown | 0 | 24725.0143 | 290749.9366 | 0 | 0 | 0 | 0 | 315474.9509 | 0.036013 | 0 | 0 | 0 | 0 | 0.00076228 | 0.24048 | 1.3799e-05 | 0.0043533 | Commercial | HVAC | #VALUE! | 21.9673 | 2020CommercialHVACEnvelopeUnknown | .
| 2020 | 465 | Commercial | HVAC | HVAC System Controls | Unknown | 0 | 3442.7785 | 2351200.302 | 0 | 0 | 0 | 0 | 2354643.0805 | 0.26879 | 0 | 0 | 0 | 0 | 0.00076228 | 1.7949 | 1.3799e-05 | 0.032492 | Commercial | HVAC | #VALUE! | 21.9673 | 2020CommercialHVACHVAC System ControlsUnknown | .
| 2020 | 466 | Commercial | HVAC | HVAC System Improvements | Unknown | 5215480.3543 | 3989950.495 | 4322584.482 | 571308.65 | 0 | 0 | 0 | 14099323.9814 | 1.6095 | 0 | 0 | 431555.1 | 0 | 0.00076228 | 10.7476 | 1.3799e-05 | 0.19456 | Commercial | HVAC | #VALUE! | 21.9673 | 2020CommercialHVACHVAC System ImprovementsUnknown | .
| 2020 | 468 | Commercial | Lighting | Lamps/Ballasts/Fixtures | Unknown | 42864474.7765 | 4721176.8078 | 358371.1742 | 3144123.16 | 0 | 0 | 0 | 51088145.9184 | 5.832 | 6588911.1483 | 0 | 51740.7 | 0 | 0.00017719 | 9.0521 | 0.00015191 | 7.7606 | Commercial | Lighting | #VALUE! | 42.7198 | 2020CommercialLightingLamps/Ballasts/FixturesUnknown | .
| 2020 | 469 | Commercial | Lighting | Lighting Controls | Unknown | 7379.82 | 197081.1493 | 4125705.65 | 0 | 1069219.2032 | 0 | 0 | 5399385.8225 | 0.61637 | 1254.5728 | 0 | 135525 | 0 | 0.00017719 | 0.95669 | 0.00015191 | 0.8202 | Commercial | Lighting | #VALUE! | 42.7198 | 2020CommercialLightingLighting ControlsUnknown | .
| 2020 | 472 | Commercial | Motors/Drives | Motors | Unknown | 0 | 0 | 86129.3292 | 0 | 0 | 0 | 0 | 86129.3292 | 0.0098321 | 0 | 0 | 4045.5 | 0 | 0.00014107 | 0.01215 | 0.00012829 | 0.01105 | Commercial | Motors/Drives | #VALUE! | 1.1701 | 2020CommercialMotors/DrivesMotorsUnknown | .
| 2020 | 473 | Commercial | Motors/Drives | Motors/Drives Controls | Unknown | 76223.3332 | 199743.0578 | 3490.475 | 0 | 0 | 0 | 0 | 279456.8661 | 0.031901 | 0 | 0 | 0 | 0 | 0.00014107 | 0.039422 | 0.00012829 | 0.035852 | Commercial | Motors/Drives | #VALUE! | 1.1701 | 2020CommercialMotors/DrivesMotors/Drives ControlsUnknown | .
| 2020 | 474 | Commercial | Motors/Drives | Pumps and Fans | Unknown | 0 | 0 | 3017843.12 | 0 | 0 | 0 | 0 | 3017843.12 | 0.3445 | 0 | 0 | 8186 | 0 | 0.00014107 | 0.42572 | 0.00012829 | 0.38716 | Commercial | Motors/Drives | #VALUE! | 1.1701 | 2020CommercialMotors/DrivesPumps and FansUnknown | .
| 2020 | 478 | Commercial | Process Loads | Process Loads System Controls | Unknown | 0 | 0 | 2622.7 | 0 | 0 | 0 | 0 | 2622.7 | 0.00029939 | 0 | 0 | 0 | 0 | 0.00014107 | 0.00036998 | 0.00012829 | 0.00033647 | Commercial | Process Loads | #VALUE! | 3.46 | 2020CommercialProcess LoadsProcess Loads System ControlsUnknown | .
| 2020 | 483 | Commercial | Refrigeration | Pumps and Fans | Unknown | 0 | 0 | 443247.0706 | 0 | 0 | 0 | 0 | 443247.0706 | 0.050599 | 0 | 0 | 61789.8 | 0 | 0.0001159 | 0.051371 | 0.00012882 | 0.057098 | Commercial | Refrigeration | #VALUE! | 6.6401 | 2020CommercialRefrigerationPumps and FansUnknown | .
| 2020 | 484 | Commercial | Refrigeration | Refrigeration System Controls | Unknown | 0 | 0 | 83853.1626 | 0 | 0 | 0 | 0 | 83853.1626 | 0.0095723 | 0 | 0 | 11689.35 | 0 | 0.0001159 | 0.0097183 | 0.00012882 | 0.010802 | Commercial | Refrigeration | #VALUE! | 6.6401 | 2020CommercialRefrigerationRefrigeration System ControlsUnknown | .
| 2020 | 485 | Commercial | Refrigeration | Refrigeration System Improvements | Unknown | 0 | 0 | 34424954.7458 | 0 | 0 | 0 | 0 | 34424954.7458 | 3.9298 | 0 | 0 | 104288.9 | 0 | 0.0001159 | 3.9897 | 0.00012882 | 4.4345 | Commercial | Refrigeration | #VALUE! | 6.6401 | 2020CommercialRefrigerationRefrigeration System ImprovementsUnknown | .
| 2020 | 489 | Commercial | Water Heating | Water Heaters | Unknown | 328599.6322 | 0 | 0 | 0 | 0 | 0 | 0 | 328599.6322 | 0.037511 | 0 | 0 | 0 | 0 | 0.00017243 | 0.05666 | 0.00012478 | 0.041002 | Commercial | Water Heating | #VALUE! | 0.50639 | 2020CommercialWater HeatingWater HeatersUnknown | .
| 2020 | 491 | Commercial | Water Heating | Water Using Devices | Unknown | 0 | 0 | 9648 | 0 | 0 | 0 | 0 | 9648 | 0.0011014 | 0 | 0 | 0 | 0 | 0.00017243 | 0.0016636 | 0.00012478 | 0.0012039 | Commercial | Water Heating | #VALUE! | 0.50639 | 2020CommercialWater HeatingWater Using DevicesUnknown | .
| 2020 | 492 | Commercial | Whole Bldg/Meter Level | Whole Bldg/Meter Level System Improvements | Unknown | 263055.4286 | 162380.7657 | 5213269 | 0 | 0 | 0 | 0 | 5638705.1944 | 0.64369 | 0 | 0 | 1436543 | 0 | 0.00024448 | 1.3786 | 0.00016318 | 0.92011 | Commercial | 0 | #VALUE! | 0 | 2020CommercialWhole Bldg/Meter LevelWhole Bldg/Meter Level System ImprovementsUnknown | .
| 2020 | 494 | Industrial | Compressed Air | Compressed Air System Improvements | Unknown | 558375.2307 | 0 | 4119720.1686 | 0 | 0 | 0 | 0 | 4678095.3993 | 0.53403 | 0 | 0 | 72843.3 | 0 | 0.00012551 | 0.58714 | 0.00012968 | 0.60665 | Industrial | Compressed Air | #VALUE! | 0.88124 | 2020IndustrialCompressed AirCompressed Air System ImprovementsUnknown | .
| 2020 | 503 | Industrial | HVAC | HVAC System Controls | Unknown | 0 | 0 | 2374442.11 | 0 | 0 | 0 | 0 | 2374442.11 | 0.27106 | 0 | 0 | 0 | 0 | 0.00012551 | 0.29801 | 0.00012968 | 0.30792 | Industrial | HVAC | #VALUE! | 0 | 2020IndustrialHVACHVAC System ControlsUnknown | .
| 2020 | 504 | Industrial | HVAC | HVAC System Improvements | Unknown | 0 | 0 | 5824943.739 | 24859379.7 | 0 | 0 | 0 | 30684323.4389 | 3.5028 | 0 | 0 | 5898.52 | 0 | 0.00012551 | 3.8512 | 0.00012968 | 3.9791 | Industrial | HVAC | #VALUE! | 0 | 2020IndustrialHVACHVAC System ImprovementsUnknown | .
| 2020 | 506 | Industrial | Lighting | Lamps/Ballasts/Fixtures | Unknown | 23501560.7617 | 551689.53 | 307079.919 | 1293265.88 | 0 | 0 | 0 | 25653596.0907 | 2.9285 | 2814730.721 | 0 | 45246.56 | 0 | 0.00012551 | 3.2198 | 0.00012968 | 3.3267 | Industrial | Lighting | #VALUE! | 3.7955 | 2020IndustrialLightingLamps/Ballasts/FixturesUnknown | .
| 2020 | 507 | Industrial | Lighting | Lighting Controls | Unknown | 0 | 0 | 1242066.43 | 0 | 0 | 0 | 0 | 1242066.43 | 0.14179 | 0 | 0 | 0 | 0 | 0.00012551 | 0.15589 | 0.00012968 | 0.16107 | Industrial | Lighting | #VALUE! | 3.7955 | 2020IndustrialLightingLighting ControlsUnknown | .
| 2020 | 509 | Industrial | Motors/Drives | Compressed Air System Improvements | Unknown | 0 | 0 | 372959.5 | 0 | 0 | 0 | 0 | 372959.5 | 0.042575 | 0 | 0 | 0 | 0 | 0.00012551 | 0.04681 | 0.00012968 | 0.048365 | Industrial | Motors/Drives | #VALUE! | 0 | 2020IndustrialMotors/DrivesCompressed Air System ImprovementsUnknown | .
| 2020 | 510 | Industrial | Motors/Drives | Motors | Unknown | 0 | 0 | 177920.6773 | 0 | 0 | 0 | 0 | 177920.6773 | 0.020311 | 0 | 0 | 24985.35 | 0 | 0.00012551 | 0.022331 | 0.00012968 | 0.023073 | Industrial | Motors/Drives | #VALUE! | 0 | 2020IndustrialMotors/DrivesMotorsUnknown | .
| 2020 | 512 | Industrial | Motors/Drives | Pumps and Fans | Unknown | 0 | 0 | 809623 | 0 | 0 | 0 | 0 | 809623 | 0.092423 | 0 | 0 | 185997 | 0 | 0.00012551 | 0.10162 | 0.00012968 | 0.10499 | Industrial | Motors/Drives | #VALUE! | 0 | 2020IndustrialMotors/DrivesPumps and FansUnknown | .
| 2020 | 514 | Industrial | Process Loads | Process Loads System Controls | Unknown | 480034.1 | 0 | 9432483.01 | 0 | 0 | 0 | 0 | 9912517.11 | 1.1316 | 0 | 0 | 168432 | 0 | 0.00012551 | 1.2441 | 0.00012968 | 1.2855 | Industrial | Process Loads | #VALUE! | 2.5844 | 2020IndustrialProcess LoadsProcess Loads System ControlsUnknown | .
| 2020 | 515 | Industrial | Process Loads | Process Loads System Improvements | Unknown | 809793.7684 | 0 | 15691836.6 | 0 | 0 | 0 | 0 | 16501630.3684 | 1.8837 | 92885.6884 | 0 | 0 | 0 | 0.00012551 | 2.0711 | 0.00012968 | 2.1399 | Industrial | Process Loads | #VALUE! | 2.5844 | 2020IndustrialProcess LoadsProcess Loads System ImprovementsUnknown | .
| 2020 | 517 | Industrial | Process Loads | Wastewater System Improvements | Unknown | 0 | 0 | 1055887.26 | 0 | 0 | 0 | 0 | 1055887.26 | 0.12054 | 0 | 0 | 0 | 0 | 0.00012551 | 0.13252 | 0.00012968 | 0.13693 | Industrial | Process Loads | #VALUE! | 2.5844 | 2020IndustrialProcess LoadsWastewater System ImprovementsUnknown | .
| 2020 | 521 | Industrial | Refrigeration | Refrigeration System Controls | Unknown | 0 | 0 | 1780615.64 | 0 | 0 | 0 | 0 | 1780615.64 | 0.20327 | 0 | 0 | 0 | 0 | 0.00012551 | 0.22348 | 0.00012968 | 0.23091 | Industrial | Low & Med Temp Refr | #VALUE! | 6.2475 | 2020IndustrialRefrigerationRefrigeration System ControlsUnknown | .
| 2020 | 522 | Industrial | Refrigeration | Refrigeration System Improvements | Unknown | 157709.6647 | 0 | 3858086.2059 | 0 | 891540.4916 | 0 | 0 | 4907336.3622 | 0.5602 | 0 | 0 | 53989.2 | 0 | 0.00012551 | 0.61592 | 0.00012968 | 0.63638 | Industrial | Low & Med Temp Refr | #VALUE! | 6.2475 | 2020IndustrialRefrigerationRefrigeration System ImprovementsUnknown | .
| 2020 | 525 | Industrial | Water Heating | System Efficiency Improvements | Unknown | 0 | 0 | 483427.37 | 0 | 0 | 0 | 0 | 483427.37 | 0.055186 | 0 | 0 | 0 | 0 | 0.00012551 | 0.060675 | 0.00012968 | 0.062691 | Industrial | Water Heating | #VALUE! | 0 | 2020IndustrialWater HeatingSystem Efficiency ImprovementsUnknown | .
| 2020 | 527 | Industrial | Whole Bldg/Meter Level | Whole Bldg/Meter Level System Improvements | Unknown | 0 | 0 | 36653.57 | 0 | 0 | 0 | 0 | 36653.57 | 0.0041842 | 0 | 0 | 0 | 0 | 0.00012551 | 0.0046004 | 0.00012968 | 0.0047532 | Industrial | 0 | #VALUE! | 0 | 2020IndustrialWhole Bldg/Meter LevelWhole Bldg/Meter Level System ImprovementsUnknown | .
| 2020 | 530 | Residential | Electronics | Plug Load | Unknown | 5540703.4008 | 129 | 0 | 0 | 1465829.565 | 0 | 0 | 7006661.9658 | 0.79985 | 583.9892 | 0 | 0 | 0 | 0.00021383 | 1.4983 | 0.0001722 | 1.2066 | Residential | Electronics | #VALUE! | 11.4911 | 2020ResidentialElectronicsPlug LoadUnknown | .
| 2020 | 532 | Residential | HVAC | Envelope | Unknown | 1034447 | 109.691 | 369551.3274 | 0 | 0 | 0 | 0 | 1404108.0184 | 0.16029 | 0 | 0 | 0 | 0 | 0.00035039 | 0.49198 | 0.00029221 | 0.41029 | Residential | HVAC | #VALUE! | 42.9701 | 2020ResidentialHVACEnvelopeUnknown | .
| 2020 | 534 | Residential | HVAC | HVAC System | Unknown | 35734.3031 | 0 | 588469.54 | 0 | 11152912.3913 | 0 | 0 | 11777116.2345 | 1.3444 | 0 | 0 | 251728.6 | 0 | 0.00035039 | 4.1266 | 0.00029221 | 3.4414 | Residential | HVAC | #VALUE! | 42.9701 | 2020ResidentialHVACHVAC SystemUnknown | .
| 2020 | 535 | Residential | Lighting | Lamps/Fixtures | Unknown | 0 | 0 | 1686964 | 14102.54 | 0 | 0 | 0 | 1701066.54 | 0.19419 | 0 | 0 | 292565.58 | 0 | 0.00026149 | 0.44481 | 8.4631e-05 | 0.14396 | Residential | Lighting | #VALUE! | 29.6 | 2020ResidentialLightingLamps/FixturesUnknown | .
| 2020 | 541 | Residential | Water Heating | Water Heaters | Unknown | 0 | 0 | 0 | 0 | 1171891.0479 | 0 | 0 | 1171891.0479 | 0.13378 | 0 | 0 | 0 | 0 | 0.00019367 | 0.22695 | 0.00012477 | 0.14622 | Residential | Water Heating | #VALUE! | 15.8 | 2020ResidentialWater HeatingWater HeatersUnknown | .
| 2020 | 543 | Residential | Whole Bldg/Meter Level | Homes | Unknown | 0 | 0 | 4011074.0512 | 6018.9 | 18013164.8432 | 0 | 0 | 22030257.7944 | 2.5149 | 0 | 0 | 16500 | 0 | 0.00023982 | 5.2833 | 0.00015375 | 3.3871 | Residential | 0 | #VALUE! | 0 | 2020ResidentialWhole Bldg/Meter LevelHomesUnknown | .
| 2020 | 544 | Residential | Whole Bldg/Meter Level | Whole Bldg/Meter Level System Improvements | Unknown | 0 | 1024327.6064 | 0 | 0 | 0 | 0 | 0 | 1024327.6064 | 0.11693 | 0 | 0 | 0 | 0 | 0.00023982 | 0.24565 | 0.00015375 | 0.15749 | Residential | 0 | #VALUE! | 0 | 2020ResidentialWhole Bldg/Meter LevelWhole Bldg/Meter Level System ImprovementsUnknown | .
| 2020 | 560 | Commercial | Unknown | Unknown | Unknown | 0 | 1306236.6128 | 19023380.2268 | 551713.66 | 0 | 0 | 0 | 20881330.4996 | 2.3837 | 0 | 0 | 271304.59 | 0 | 0.00024448 | 5.1051 | 0.00016318 | 3.4074 | Commercial | 0 | #VALUE! | 0 | 2020CommercialUnknownUnknownUnknown | .
| 2020 | 561 | Industrial | Unknown | Unknown | Unknown | 0 | 0 | 19605623.1435 | 7140034.14 | 0 | 0 | 0 | 26745657.2835 | 3.0532 | 0 | 0 | 61543.42 | 0 | 0.00012551 | 3.3568 | 0.00012968 | 3.4684 | Industrial | 0 | #VALUE! | 0 | 2020IndustrialUnknownUnknownUnknown | .
| 2020 | 563 | Residential | Unknown | Unknown | Unknown | 0 | 5858753.0051 | 105355.0776 | 0 | 0 | 0 | 0 | 5964108.0827 | 0.68083 | 0 | 0 | 0 | 0 | 0.00023982 | 1.4303 | 0.00015375 | 0.91696 | Residential | 0 | #VALUE! | 0 | 2020ResidentialUnknownUnknownUnknown | .
| 2020 | 571 | Agricultural | Irrigation | Unknown | Unknown | 4187884 | 0 | 23736.93 | 14472.745 | 0 | 0 | 0 | 4226093.675 | 0.48243 | 0 | 0 | 0 | 0 | 2.6494e-06 | 0.011196 | 0.0003126 | 1.3211 | Agricultural | Irrigation | #VALUE! | 13.4481 | 2020AgriculturalIrrigationUnknownUnknown | .
| 2020 | 572 | Agricultural | Irrigation | Irrigation System Improvements | Irrigation System Control Improvements (VFD) | 61502.13 | 0 | 2114141.7726 | 0 | 0 | 0 | 0 | 2175643.9026 | 0.24836 | 15599.513 | 0 | 266823.86 | 0 | 2.6494e-06 | 0.0057641 | 0.0003126 | 0.68011 | Agricultural | Irrigation | #VALUE! | 13.4481 | 2020AgriculturalIrrigationIrrigation System ImprovementsIrrigation System Control Improvements (VFD) | .
| 2020 | 573 | Commercial | Food Preparation | Motors/Drives Controls | Interactive Process Loads System Improvements | 19748.24 | 0 | 0 | 0 | 0 | 0 | 0 | 19748.24 | 0.0022544 | 3200 | 0 | 0 | 0 | 0.00017223 | 0.0034013 | 0.00016217 | 0.0032025 | Commercial | Food Preparation | #VALUE! | 1.1375 | 2020CommercialFood PreparationMotors/Drives ControlsInteractive Process Loads System Improvements | .
| 2020 | 574 | Commercial | HVAC | HVAC System Improvements | Fan System Improvements | 326090.523 | 0 | 531841.84 | 0 | 1879959.0015 | 0 | 0 | 2737891.3645 | 0.31254 | 74315.3618 | 0 | 0 | 0 | 0.00076228 | 2.087 | 1.3799e-05 | 0.037781 | Commercial | HVAC | #VALUE! | 21.9673 | 2020CommercialHVACHVAC System ImprovementsFan System Improvements | .
| 2020 | 575 | Commercial | HVAC | HVAC System Improvements | Pump System Improvements | 41782.625 | 0 | 0 | 0 | 0 | 0 | 0 | 41782.625 | 0.0047697 | 10027.835 | 0 | 0 | 0 | 0.00076228 | 0.03185 | 1.3799e-05 | 0.00057657 | Commercial | HVAC | #VALUE! | 21.9673 | 2020CommercialHVACHVAC System ImprovementsPump System Improvements | .
| 2020 | 578 | Commercial | Lighting | Lamps/Ballasts/Fixtures | LED Exterior General Area | 2400018.291 | 473163.4483 | 35072636.0751 | 0 | 0 | 0 | 0 | 37945817.8144 | 4.3317 | 466910.332 | 0 | 200580.33 | 0 | 0.00017719 | 6.7235 | 0.00015191 | 5.7642 | Commercial | Lighting | #VALUE! | 42.7198 | 2020CommercialLightingLamps/Ballasts/FixturesLED Exterior General Area | .
| 2020 | 579 | Commercial | Lighting | Lamps/Ballasts/Fixtures | LED Other | 1641034.334 | 0 | 544047.998 | 0 | 0 | 0 | 0 | 2185082.332 | 0.24944 | 323371.2694 | 0 | 2878 | 0 | 0.00017719 | 0.38717 | 0.00015191 | 0.33193 | Commercial | Lighting | #VALUE! | 42.7198 | 2020CommercialLightingLamps/Ballasts/FixturesLED Other | .
| 2020 | 580 | Commercial | Lighting | Lamps/Ballasts/Fixtures | LED Screw-In/Small Fixtures | 9376535.8327 | 3465069.8291 | 9573379.2945 | 0 | 0 | 0 | 0 | 22414984.9564 | 2.5588 | 738821.0347 | 0 | 22772.47 | 0 | 0.00017719 | 3.9716 | 0.00015191 | 3.405 | Commercial | Lighting | #VALUE! | 42.7198 | 2020CommercialLightingLamps/Ballasts/FixturesLED Screw-In/Small Fixtures | .
| 2020 | 581 | Commercial | Lighting | Lamps/Ballasts/Fixtures | LED Troffer Fixtures/Kits | 4257509.336 | 0 | 11142912.0784 | 0 | 0 | 0 | 0 | 15400421.4144 | 1.758 | 839138.3937 | 0 | 130429.28 | 0 | 0.00017719 | 2.7287 | 0.00015191 | 2.3394 | Commercial | Lighting | #VALUE! | 42.7198 | 2020CommercialLightingLamps/Ballasts/FixturesLED Troffer Fixtures/Kits | .
| 2020 | 583 | Commercial | Lighting | Lamps/Ballasts/Fixtures | Tubular LED Lamps (TLED) | 884513.956 | 0 | 34901438.793 | 0 | 0 | 0 | 0 | 35785952.749 | 4.0852 | 177080.6087 | 0 | 2956416.51 | 0 | 0.00017719 | 6.3408 | 0.00015191 | 5.4361 | Commercial | Lighting | #VALUE! | 42.7198 | 2020CommercialLightingLamps/Ballasts/FixturesTubular LED Lamps (TLED) | .
| 2020 | 584 | Commercial | Lighting | Lamps/Ballasts/Fixtures | New Construction | 3205833.1903 | 3121826.8843 | 0 | 0 | 0 | 0 | 0 | 6327660.0746 | 0.72234 | 33550.6224 | 0 | 0 | 0 | 0.00017719 | 1.1212 | 0.00015191 | 0.96121 | Commercial | Lighting | #VALUE! | 42.7198 | 2020CommercialLightingLamps/Ballasts/FixturesNew Construction | .
| 2020 | 586 | Commercial | Lighting | Lamps/Ballasts/Fixtures | T8 Linear Fluorescents | 0 | 0 | 38823.9697 | 0 | 0 | 0 | 0 | 38823.9697 | 0.004432 | 0 | 0 | 0 | 0 | 0.00017719 | 0.0068791 | 0.00015191 | 0.0058976 | Commercial | Lighting | #VALUE! | 42.7198 | 2020CommercialLightingLamps/Ballasts/FixturesT8 Linear Fluorescents | .
| 2020 | 587 | Commercial | Lighting | Signs and Signals | LED Street Lighting | 0 | 0 | 4162757.842 | 0 | 0 | 0 | 0 | 4162757.842 | 0.4752 | 0 | 0 | 336188.47 | 0 | 0.00023298 | 0.96983 | 0 | 0 | Commercial | Lighting | #VALUE! | 42.7198 | 2020CommercialLightingSigns and SignalsLED Street Lighting | .
| 2020 | 588 | Residential | Electronics | Plug Load | Clothes Dryers | 478772.27 | 5198.98 | 894092.6644 | 0 | 12018637.1835 | 0 | 0 | 13396701.0979 | 1.5293 | 200810.0745 | 0 | 91650 | 0 | 0.00040029 | 5.3625 | 0.0003184 | 4.2655 | Residential | 0 | #VALUE! | 0 | 2020ResidentialElectronicsPlug LoadClothes Dryers | .
| 2020 | 590 | Residential | Electronics | Computer Technologies | Computer | 0 | 0 | 0 | 0 | 13089310.3539 | 0 | -4359374.5855 | 8729935.7684 | 0.99657 | 0 | 0 | 0 | 0 | 0.00014549 | 1.2701 | 0.00013343 | 1.1649 | Residential | Electronics | #VALUE! | 11.4911 | 2020ResidentialElectronicsComputer TechnologiesComputer | .
| 2020 | 593 | Commercial | Water Heating | Water Heaters | Heat Pump Water Heaters | 0 | 0 | 1473.12 | 0 | 0 | 0 | 0 | 1473.12 | 0.00016816 | 0 | 0 | 0 | 0 | 0.00017243 | 0.00025401 | 0.00012478 | 0.00018381 | Commercial | Water Heating | #VALUE! | 0.50639 | 2020CommercialWater HeatingWater HeatersHeat Pump Water Heaters | .
| 2020 | 594 | Residential | Water Heating | Water Using Devices | Thermostatic Shut-off Valves | 1608646.09 | 0 | 19120 | 0 | 0 | 0 | 0 | 1627766.09 | 0.18582 | 293683.9089 | 0 | 12540 | 0 | 0.00019367 | 0.31524 | 0.00012477 | 0.20309 | Residential | Water Heating | #VALUE! | 15.8 | 2020ResidentialWater HeatingWater Using DevicesThermostatic Shut-off Valves | .
| 2020 | 595 | Industrial | Whole Bldg/Meter Level | Whole Bldg/Meter Level System Improvements | Strategic Energy Management | 2726109.112 | 1872619.9278 | 33445383.61 | 0 | 0 | 0 | 0 | 38044112.6498 | 4.3429 | 338725.7565 | 0 | 0 | 0 | 0.00012551 | 4.7749 | 0.00012968 | 4.9335 | Industrial | Energy Management | #VALUE! | 24.6688 | 2020IndustrialWhole Bldg/Meter LevelWhole Bldg/Meter Level System ImprovementsStrategic Energy Management | .
| 2020 | 596 | Residential | HVAC | Envelope | Doors | 0 | 0 | 6753.24 | 3188.58 | 0 | 0 | 0 | 9941.82 | 0.0011349 | 0 | 0 | 0 | 0 | 0.00035039 | 0.0034835 | 0.00029221 | 0.0029051 | Residential | HVAC | #VALUE! | 42.9701 | 2020ResidentialHVACEnvelopeDoors | .
| 2020 | 597 | Residential | Water Heating | Water Using Devices | Aerators | 563415.19 | 0 | 3096431.2522 | 0 | 0 | 0 | 0 | 3659846.4422 | 0.41779 | 86851.319 | 0 | 20757.56 | 0 | 0.00019367 | 0.70878 | 0.00012477 | 0.45664 | Residential | Water Heating | #VALUE! | 15.8 | 2020ResidentialWater HeatingWater Using DevicesAerators | .
| 2020 | 598 | Commercial | Lighting | Lamps/Ballasts/Fixtures | Fluorescent Lamps | 0 | 0 | 0 | 0 | 3046531.6904 | 0 | 0 | 3046531.6904 | 0.34778 | 0 | 0 | 0 | 0 | 0.00017719 | 0.5398 | 0.00015191 | 0.46279 | Commercial | Lighting | #VALUE! | 42.7198 | 2020CommercialLightingLamps/Ballasts/FixturesFluorescent Lamps | .
| 2020 | 599 | Commercial | Lighting | Lamps/Ballasts/Fixtures | LED High Bay | 2975456.639 | 0 | 22461070.8315 | 0 | 0 | 0 | 0 | 25436527.4705 | 2.9037 | 583066.5714 | 0 | 2003076.5 | 0 | 0.00012551 | 3.1925 | 0.00012968 | 3.2986 | Commercial | Lighting | #VALUE! | 42.7198 | 2020CommercialLightingLamps/Ballasts/FixturesLED High Bay | .
| 2020 | 600 | Industrial | Lighting | Lamps/Ballasts/Fixtures | LED High Bay | 6724387.507 | 779110.242 | 11243158.9567 | 0 | 0 | 0 | 0 | 18746656.7057 | 2.14 | 1274085.4959 | 0 | 574 | 0 | 0.00012551 | 2.3529 | 0.00012968 | 2.4311 | Industrial | Lighting | #VALUE! | 3.7955 | 2020IndustrialLightingLamps/Ballasts/FixturesLED High Bay | .
| 2020 | 602 | Commercial | HVAC | HVAC System Improvements | Package Terminal Heat Pumps | 0 | 0 | 7289823.51 | 0 | 0 | 0 | 0 | 7289823.51 | 0.83217 | 0 | 0 | 0 | 0 | 0.00076228 | 5.5569 | 1.3799e-05 | 0.10059 | Commercial | HVAC | #VALUE! | 21.9673 | 2020CommercialHVACHVAC System ImprovementsPackage Terminal Heat Pumps | .
| 2020 | 603 | Commercial | Whole Bldg/Meter Level | Whole Bldg/Meter Level System Improvements | Strategic Energy Management | 3775050.4731 | 4048056.9153 | 27978156.9202 | 0 | 0 | 0 | 0 | 35801264.3086 | 4.0869 | 18411.9 | 0 | 340957.2 | 0 | 0.00024448 | 8.7527 | 0.00016318 | 5.842 | Commercial | HVAC | #VALUE! | 21.9673 | 2020CommercialWhole Bldg/Meter LevelWhole Bldg/Meter Level System ImprovementsStrategic Energy Management
| 2020 | 604 | Commercial | HVAC | HVAC System Controls | Vent Hood VFD | 0 | 0 | 182023 | 0 | 0 | 0 | 0 | 182023 | 0.020779 | 0 | 0 | 0 | 0 | 0.00076228 | 0.13875 | 1.3799e-05 | 0.0025118 | Commercial | HVAC | #VALUE! | 21.9673 | 2020CommercialHVACHVAC System ControlsVent Hood VFD

## Lookups
Lookups
This tab contains data transformation inputs used in other tabs.
FY_Quarter | BPA Reporting Year | RCP TAP | BPA TAP 1 | BPA TAP2 | BPA TAP 3
2011_Q1 | 2010 | Air Conditioners
2011_Q2 | 2011 | Air Sealing | Air Sealing
2011_Q3 | 2011 | Air-Source Heat Pumps | Air Source Heat Pumps without PTCS
2011_Q4 | 2011 | Air-Source Heat Pumps w/Duct Sealing | Air-Source Heat Pumps w/Duct Sealing | Air-Source Heat Pumps with PTCS
2012_Q1 | 2011 | Air-Source Heat Pumps w/o Duct Sealing | Air-Source Heat Pumps w/o Duct Sealing
2012_Q2 | 2012 | Commissioning Controls Sizing | Commissioning Controls Sizing
2012_Q3 | 2012 | Duct Sealing | Duct Sealing | Duct Sealing-Prescriptive | Duct Sealing-PTCS
2012_Q4 | 2012 | Ductless Heat Pumps | Ductless Heat Pumps
2013_Q1 | 2012 | Ground-source Heat Pump | Ground-source Heat Pump
2013_Q2 | 2013 | Ground-Source Heat Pumps w/ Duct Sealing | Ground-Source Heat Pumps with PTCS
2013_Q3 | 2013 | Ground-Source Heat Pumps w/o Duct Sealing | Ground-Source Heat Pumps w/o Duct Sealing
2013_Q4 | 2013 | Insulation | Insulation
2014_Q1 | 2013 | Interactive HVAC System Improvements | Interactive HVAC System Improvements
2014_Q2 | 2014 | Thermostats | Thermostats
2014_Q3 | 2014 | Unknown
2014_Q4 | 2014 | Variable Speed Heat Pumps w/o Duct Sealing | Variable Speed Heat Pumps w/o Duct Sealing | Variable Speed Heat Pumps with PTCS | Variable Speed Heat Pumps without PTCS
2015_Q1 | 2014 | Windows | Windows
2015_Q2 | 2015
2015_Q3 | 2015
2015_Q4 | 2015
2016_Q1 | 2015
2016_Q2 | 2016
2016_Q3 | 2016
2016_Q4 | 2016
2017_Q1 | 2016
2017_Q2 | 2017
2017_Q3 | 2017
2017_Q4 | 2017
2018_Q1 | 2017
2018_Q2 | 2018
2018_Q3 | 2018
2018_Q4 | 2018
2019_Q1 | 2018
2019_Q2 | 2019
2019_Q3 | 2019
2019_Q4 | 2019
2020_Q1 | 2019
2020_Q2 | 2020
2020_Q3 | 2020
2020_Q4 | 2020
2021_Q1 | 2020
2021_Q2 | 2021
2021_Q3 | 2021
2021_Q4 | 2021
2022_Q1 | 2021

## QC Comparison of SavingsPerUnit
Quality Control Check for Savings Per Unit
This tab compares the calculated savings per unit from BPA's data to relevant RTF measures
Comparing the BPA kWh/unit savings with RTF kWh/unit savings values
When comparing the calculated kWh/unit savings in this methodology with the RTF's UES savings values, the team notes the following explanations for the observed differences:
The RTF's UES values (kWh/unit) are averaged to the granularity of the IS 2.0 measure data. In reality, the "average" RTF value would be weighted to how often the measure was installed in differing model cells.
The RTF kWh/unit values are often differentiated by heating zones, but the IS 2.0 data does not have this granularity. The IS 2.0 data's kWh/unit savings are likely weighted towards HZ1.
RTF workbook versions may vary in their measure distinguishers and savings values. RTF versions vary. Comparisons use the RTF workbook versions most likely to be applied in BPA's data.
The RTF kWh/unit values may have varying baselines, which can result in average savings values that don't appear similar to the IS 2.0 data.
While the RTF average value can appear different from the reported kWh/unit value, the reported values are within the range of the RTF values.
Duct Sealing Measure | CCS Measure? | TAP | Program Savings Measure Mapping | Program Savings Measure | Vintage | Building Type | Segmentation Code | 2016-2017 kWh/Unit | 2018-2020 kWh/Unit | RTF kWh/Unit | RTF Range | Notes
No | w/o CCS | Envelope Measures | Air Sealing, Insulation, & Windows | Envelope Measures | Existing | SF | S1 |  | Omitted |  |  | Estimated in earlier sprint
No | w/o CCS | Air Conditioner | Any Building Type, Cooling, RAC/PAC/PTAC | Air Conditioner | New, Existing | SF, MH, MF-HR, MF-MR, MF-LR | S2 |  | 83 | N/A
Yes | w/ CCS | Air-Source Heat Pumps w/ Duct Sealing | MH, Existing, ASHP, w/ CCS, HSPF 9/10, SEER 14.5/18, Tight Ducts - Upgrade | Air-Source Heat Pumps w/ Duct Sealing | Existing | MH | S3
No | w/o CCS | Air-Source Heat Pumps w/o Duct Sealing | MH or SF, New or Existing, ASHP, HSPF 9/10, SEER 14.5/18, As is Ducts - Upgrade | Air-Source Heat Pumps w/o Duct Sealing | New, Existing | MH, SF | S4
No | w/ CCS | Air-Source Heat Pumps w/o Duct Sealing | MH, Existing, ASHP, w/ CCS, HSPF 9/10, SEER 14.5/18, As is Ducts - Upgrade | Air-Source Heat Pumps w/o Duct Sealing | Existing | MH | S5 | 1212.8415 | 890.49 | 696 | 696-1,582 | These differences reflect a decrease in CCS savings between version 2.4 and 3.5 of the RTF measures.
No | w/ CCS | Air-Source Heat Pumps w/o Duct Sealing | MH, New, ASHP, w/ CCS, HSPF 9/10, SEER 14.5/18, As is Ducts - Upgrade | Air-Source Heat Pumps w/o Duct Sealing | New | MH | S6 | 1428.3333 | 0
No | w/ CCS | Air-Source Heat Pumps w/o Duct Sealing | SF, Existing, ASHP, w/ CCS, HSPF 9/10, SEER 14.5/18, As is Ducts - Upgrade | Air-Source Heat Pumps w/o Duct Sealing | Existing | SF | S7 | 1237.1901 | 817.5051 | 737 | 737-1,114 | These differences reflect a decrease in CCS savings between version 2.4 and 3.5 of the RTF measures.
No | w/ CCS | Air-Source Heat Pumps w/o Duct Sealing | SF, New, ASHP, w/ CCS, HSPF 9/10, SEER 14.5/18, As is Ducts - Upgrade | Air-Source Heat Pumps w/o Duct Sealing | New | SF | S8 | 1910.8608 | 973.2791 | 737 | 737-1,114 | These differences reflect a decrease in CCS savings between version 2.4 and 3.5 of the RTF measures.
No | w/ CCS | Air-Source Heat Pumps w/o Duct Sealing | SF, Existing, ASHP, w/ CCS, HSPF 9/10, SEER 14.5/18, As is Ducts - Upgrade | Air-Source Heat Pumps w/o Duct Sealing | Existing | SF | S9 | 0 | 0
No | w/ CCS | Air-Source Heat Pumps w/o Duct Sealing | MH, Existing, ASHP, w/ CCS, HSPF 9/10, SEER 14.5/18, As is Ducts - Upgrade | Air-Source Heat Pumps w/o Duct Sealing | Existing | MH | S10 | 0 | 0
No | w/ CCS | Air-Source Heat Pumps w/o Duct Sealing | SF, New, ASHP, w/ CCS, HSPF 9/10, SEER 14.5/18, As is Ducts - Upgrade | Air-Source Heat Pumps w/o Duct Sealing | New | SF | S11 | 0 | 0
No | w/ CCS | Commissioning Controls Sizing | MH, Existing, ASHP, Any Efficiency Level, w/ CCS | Commissioning Controls Sizing | Existing | MH | S12 | 781.4355 | 813.6762 | 577 | 577-929 | Measure savings decreased between versions 2.4 and 3.5 of the RTF measures. Also, measures were consolidated to two in 2018: SF and MH.
No | w/ CCS | Commissioning Controls Sizing | MH, New or Existing, ASHP, "HSPF 7/7.2/8.2/8.5, SEER 10/13, All", w/ CCS | Commissioning Controls Sizing | New, Existing | MH | S13 | 982.3922 | 0
No | w/ CCS | Commissioning Controls Sizing | SF, Existing, ASHP, Any Efficiency Level, w/ CCS | Commissioning Controls Sizing | Existing | SF | S14 | 721.0726 | 0
No | w/ CCS | Commissioning Controls Sizing | SF, New or Existing, ASHP, "HSPF 7/7.2/8.2/8.5, SEER 10/13, All", w/ CCS | Commissioning Controls Sizing | New, Existing | SF | S15 | 1429.52 | 0
No | w/ CCS | Commissioning Controls Sizing | SF, New or Existing, ASHP, Any Efficiency Level, w/ CCS | Commissioning Controls Sizing | New, Existing | SF | S16 | 651.6863 | 725.5805 | 679 | 679-1,093 | Measure savings decreased between versions 2.4 and 3.5 of the RTF measures. Also, measures were consolidated to two in 2018: SF and MH.
Yes | w/o CCS | Duct Sealing | MH, Existing, Electric Fuel Type, w/o CCS, Tight Ducts | Duct Sealing | Existing | MH | S17 | 1418.1113 | 547.036 | 913 | 913-1,125 | Does not include prescriptive savings (not an RTF measure)
Yes | w/o CCS | Duct Sealing | SF, Existing, Electric Fuel Type, w/o CCS, Tight Ducts | Duct Sealing | Existing | SF | S18 | 1247.8673 | 1183.1237 | 1353 | 1,353-1,807 | Does not include prescriptive savings (not an RTF measure)
Yes | w/o CCS | Duct Sealing | SF, Existing, Electric Fuel Type, w CCS, Tight Ducts | Duct Sealing | Existing | SF | S19 | 1504.7347 | 0 | 1353 | 1,353-1,808
Yes | w/o CCS | Duct Sealing | MH, Existing, Electric Fuel Type, w CCS, Tight Ducts | Duct Sealing | Existing | MH | S20 | 2031.7143 | 0 | 913 | 913-1,125
No | w/o CCS | Ductless Heat Pumps | Manufactured Home - New or Existing, DHP - Zonal | Ductless Heat Pumps | Existing | MH | S21 | 3399.7712 | 2416.5011 | 2152 | 1,634-2,628
No | w/o CCS | Ductless Heat Pumps | Single Family - Existing, DHP - Zonal | Ductless Heat Pumps | Existing | SF | S22 | 3065.6875 | 2327.1965 | 2152 | 1,634-2,628 | RTF ResSFHVAC v4.1
No | w/o CCS | Ductless Heat Pumps | Single Family - New, DHP - Zonal | Ductless Heat Pumps | New | SF | S23 | 2658.6792 | 2103.0094 | 2152 | 1,634-2,628
No | w/o CCS | Ductless Heat Pumps | Manufactured Home - Existing, DHP - Zonal | Ductless Heat Pumps | Existing | MH | S24 | 2531.0589 | 2416.5011
No | w/o CCS | Ground-Source Heat Pumps | SF, New or Existing, Electric Fuel Type, GSHP | Ground-Source Heat Pumps | New, Existing | SF | S25 | 22072.93 | 0
No | w/o CCS | Ground-Source Heat Pumps w/o Duct Sealing | SF, Existing, Electric Fuel Type, GSHP, As Is Duct Sealing | Ground-Source Heat Pumps w/o Duct Sealing | Existing | SF | S26 | 12061.4447 | 7416.441 | 9405 | 2,464-15,324
No | w/o CCS | Ground-Source Heat Pumps w/o Duct Sealing | SF, New, Electric Fuel Type, GSHP, As Is Duct Sealing | Ground-Source Heat Pumps w/o Duct Sealing | New | SF | S27 | 11528.0071 | 7770.4663 | 8355 | 2,464-15,324
No | w/o CCS | Thermostats | MF HR/MR/LR, New or Existing, Electric Fuel Type, Baseline Thermostat | Thermostats | New, Existing | MF-HR, MF-MR, MF-LR | S28 | 0 | 35.5302 | 39 | 39-52 | Newly used BPA measure beginning in 2017
No | w/o CCS | Thermostats | SF, Existing, Electric Fuel Type, Smart Thermostat | Thermostats | Existing | SF | S29 | 641.2875 | 76.6076 | 59 | 59-80 | This is correct. LV Thermostats decreased savings significantly at the RTF, while uptake increased significantly, particularly in MF
No | w/o CCS | Thermostats | SF, New or Existing, Electric Fuel Type, Smart Thermostat | Thermostats | New, Existing | SF | S30 | 765.905 | 0 | 59 | 59-80 | Duplicate
No | w/o CCS | Thermostats | SF/MF/MH, New or Existing, Electric Fuel Type, ASHP, Smart Thermostat | Thermostats | New, Existing | SF, MH, MF-HR, MF-MR, MF-LR | S31 | 338.85 | 0 | 651 | 651-1,013
No | w/o CCS | Thermostats | SF/MF/MH, New or Existing, Electric Fuel Type, ASHP/VSHP, Smart Thermostat | Thermostats | Existing | SF, MH, MF-HR, MF-MR, MF-LR | S32 | 677.559 | 695.2791 | 651 | 651-1,013
No | w/o CCS | Thermostats | SF/MF/MH, New or Existing, Electric Fuel Type, FAF Electric, Smart Thermostat | Thermostats | Existing | SF, MH, MF-HR, MF-MR, MF-LR | S33 | 472.7266 | 471.1348 | 468 | 468-651
No | w/o CCS | Variable Speed Heat Pumps | SF/MF/MH, New, ASHP - Upgrade | Variable Speed Heat Pumps | New | SF, MH, MF-HR, MF-MR, MF-LR | S34 | 1412.275 | 0 |  |  | Custom
No | w/ CCS | Variable Speed Heat Pumps | SF, Existing, ASHP, "All/HSPF 9/10, SEER 14.5/18", w/ CCS, As-is Ducts - Upgrade | Variable Speed Heat Pumps | Existing | SF | S35 | 1785.0031 | 1406.8846 | 1235 | 1,235-1,655 | Add CCS to ASHP Measures
No | w/ CCS | Variable Speed Heat Pumps | SF, New, ASHP, "All/HSPF 9/10, SEER 14.5/18", w/ CCS, As-is Ducts - Upgrade | Variable Speed Heat Pumps | New | SF | S36 | 1857.1027 | 1544.4807 | 1236 | 1,235-1,656 | Add CCS to ASHP Measures
No | w/ CCS | Variable Speed Heat Pumps | MH, Existing, ASHP, "All/HSPF 9/10, SEER 14.5/18", w/ CCS, As-is Ducts - Upgrade | Variable Speed Heat Pumps | Existing | MH | S37 | 1374.2065 | 1381.3836 | 1154 | 1,154-1,364 | Add CCS to ASHP Measures
No | w/ CCS | Variable Speed Heat Pumps | SF, Existing, ASHP, "All/HSPF 9/10, SEER 14.5/18", w/ CCS, As-is Ducts - Upgrade | Variable Speed Heat Pumps | Existing | SF | S38 | 0 | 0
No | w/ CCS | Variable Speed Heat Pumps | MH, Existing, ASHP, "All/HSPF 9/10, SEER 14.5/18", w/ CCS, As-is Ducts - Upgrade | Variable Speed Heat Pumps | Existing | MH | S39 | 0 | 0
No | w/ CCS | Variable Speed Heat Pumps | SF, New, ASHP, "All/HSPF 9/10, SEER 14.5/18", w/ CCS, As-is Ducts - Upgrade | Variable Speed Heat Pumps | New | SF | S40 | 0 | 0
No | w/o CCS | Envelope Measures | Air Sealing, Insulation, & Windows | Envelope Measures | Existing | MF-LR | S41 | 0 | Omitted |  |  | Estimated in separate weatherization analysis
No | w/o CCS | Envelope Measures | Air Sealing, Insulation, & Windows | Envelope Measures | Existing | MH | S42 | 0 | Omitted |  |  | Estimated in separate weatherization analysis
Yes | w/ CCS | Air-Source Heat Pumps w/ Duct Sealing - Conversion | MH, Existing, ASHP, w/ CCS, HSPF 9/10, SEER 14.5/18, Tight Ducts - eFAF | Air-Source Heat Pumps w/ Duct Sealing - Conversion | Existing | MH | S43 | 0 | 0
No | w/o CCS | Air-Source Heat Pumps w/o Duct Sealing - Conversion | MH or SF, New or Existing, ASHP, HSPF 9/10, SEER 14.5/18, As is Ducts - eFAF | Air-Source Heat Pumps w/o Duct Sealing - Conversion | Existing | MH, SF | S44 | 23700.05 | 0 |  |  | This was a custom project
No | w/ CCS | Air-Source Heat Pumps w/o Duct Sealing - Conversion | MH, Existing, ASHP, w/ CCS, HSPF 9/10, SEER 14.5/18, As is Ducts - eFAF | Air-Source Heat Pumps w/o Duct Sealing - Conversion | Existing | MH | S45 | 5682.6357 | 6212.4834 | 6817 | 3,219-5,497
No | w/ CCS | Air-Source Heat Pumps w/o Duct Sealing - Conversion | SF, Existing, ASHP, w/ CCS, HSPF 9/10, SEER 14.5/18, As is Ducts - eFAF | Air-Source Heat Pumps w/o Duct Sealing - Conversion | Existing | SF | S46 | 6765.4789 | 7227.0031 | 7487 | 4,668-10,306
No | w/ CCS | Air-Source Heat Pumps w/o Duct Sealing - Conversion | SF, Existing, ASHP, w/ CCS, HSPF 9/10, SEER 14.5/18, As is Ducts - eFAF | Air-Source Heat Pumps w/o Duct Sealing - Conversion | Existing | SF | S47 | 0 | 0
No | w/ CCS | Air-Source Heat Pumps w/o Duct Sealing - Conversion | MH, Existing, ASHP, w/ CCS, HSPF 9/10, SEER 14.5/18, As is Ducts - eFAF | Air-Source Heat Pumps w/o Duct Sealing - Conversion | Existing | MH | S48
No | w/o CCS | Ductless Heat Pumps | Manufactured Home - New or Existing, DHP - eFAF | Ductless Heat Pumps | New, Existing | MH | S49 | 6359.989 | 0
No | w/o CCS | Ductless Heat Pumps | Single Family - Existing, DHP - eFAF | Ductless Heat Pumps | Existing | SF | S50 | 4560.7999 | 3408.95 | 2745 | 2,748-2,770 | RTF DHP Savings decreased significantly in 2017 and 2020. This RTF value is from the 2017 change as that likely represents the savings rate in BPA's data.
No | w/o CCS | Ductless Heat Pumps | Manufactured Home - Existing, DHP - eFAF | Ductless Heat Pumps | Existing | MH | S51 | 6102.4229 | 5229.6197 | 3291 | 3,044-3,291 | RTF DHP Savings decreased significantly in 2017 and 2020. This RTF value is from the 2017 change as that likely represents the savings rate in BPA's data.
No | w/ CCS | Variable Speed Heat Pumps - Conversion | SF, Existing, ASHP, "All/HSPF 9/10, SEER 14.5/18", w/ CCS, As-is Ducts - eFAF | Variable Speed Heat Pumps - Conversion | Existing | SF | S52 | 9028.6768 | 7789.641 | 5742 | 3,325-9,636
No | w/ CCS | Variable Speed Heat Pumps - Conversion | MH, Existing, ASHP, "All/HSPF 9/10, SEER 14.5/18", w/ CCS, As-is Ducts - eFAF | Variable Speed Heat Pumps - Conversion | Existing | MH | S53 | 0 | 6749.7156 | 6108 | 2,842-7,422
No | w/ CCS | Variable Speed Heat Pumps - Conversion | SF, Existing, ASHP, "All/HSPF 9/10, SEER 14.5/18", w/ CCS, As-is Ducts - eFAF | Variable Speed Heat Pumps - Conversion | Existing | SF | S54 | 9028.6768 | 0
No | w/ CCS | Variable Speed Heat Pumps - Conversion | MH, Existing, ASHP, "All/HSPF 9/10, SEER 14.5/18", w/ CCS, As-is Ducts - eFAF | Variable Speed Heat Pumps - Conversion | Existing | MH | S55 | 0 | 0
No | w/o CCS | Variable Speed Heat Pumps | MH, Existing, ASHP, "All/HSPF 9/10, SEER 14.5/18", w/o CCS, As-is Ducts - eFAF | Variable Speed Heat Pumps - Conversion | Existing | MH | S56 | 0 | 6103.8643 |  |  | New Cell
No | w/o CCS | Variable Speed Heat Pumps | SF, Existing, ASHP, "All/HSPF 9/10, SEER 14.5/18", w/o CCS, As-is Ducts - eFAF | Variable Speed Heat Pumps - Conversion | Existing | SF | S57 | 0 | 7008.2484 |  |  | New Cell
Yes | w/ CCS | Air-Source Heat Pumps w/ Duct Sealing | SF, Existing, ASHP, w/ CCS, HSPF 9/10, SEER 14.5/18, Tight Ducts - Upgrade | Air-Source Heat Pumps w/ Duct Sealing | Existing | SF | S58 | 0 | 7546.1295 |  |  | New Cell

## Savings Per Unit (2019)
IS 2.0 Savings, 2016-2017 BPA Reporting Year
This tab documents results from the 2019 model program savings reported in 2019. It documents the exact values and formats from the 2019 model input documentation. For documentation of this information, please revisit the 2019 model work. This tab extrapolates the quantity and kWh/unit savings from the BPA measure detail to calculated quantities from the RCP savings data. The quantities are applied to the model by the specific technology segment.
BPA and RCP Reported Savings |  | BPA Data |  |  |  | BPA Data |  |  |  | RCP Total Regional aMW@Busbar with Unknown Distributed | [6 empty] | Compare to Program Savings Analysis
|  | 2016 |  |  |  | 2017 |  |  |  | 2016 |  |  | 2017 |  |  |  | Summary by Measure | # of Units |  | aMW Savings |  |  | Compare to Mapping Tab
| Technology | Quantity | kWh | aMW |  | Quantity | kWh | aMW |  | RCP aMW |  | % IS 2.0 | RCP aMW |  | % IS 2.0 |  |  | 2016 | 2017 | 2016 | 2017 | Cumulative 2016 and 2017 Units | 2016 | Cumulative 2016 and 2017 Units
| Air Conditioners | [8 empty] | 0.12148 | 0.9487% | 0% | 0.25827 | 2.353% | 0% |  | Air Conditioners | 12821.7537 | 0 | 0.12148 | 0.25827 | 12821.7537 | 12821.7537 | 12821.7537
| Air Sealing* | 254978.258 | 83486.7184 | 0.0095304 |  | 421155.5 | 99246.9 | 0.01133 |  | 0.10422 | 0.8139% | 9.145% | 0.17537 | 1.598% | 6.46% |  | ASHP Conversions | 2159.4233 | 0 | 1.6884 | 1.4338 | 2159.4233 | 2159.4233 | 2159.4233
| Air-Source Heat Pumps w/Duct Sealing |  |  |  |  | 2 | 0 | 0 |  | 0.030234 | 0.2361% | 0% | 0 | 0% |  |  | ASHP Upgrade | 5367.2312 | 0 | 0.83596 | 0.7612 | 5367.2312 | 5367.2312 | 5367.2312
| Air-Source Heat Pumps w/o Duct Sealing | 2656 | 8214596.7 | 0.93774 |  | 2004 | 5268137.33 | 0.60139 |  | 2.2248 | 17.37% | 42.15% | 1.7852 | 16.26% | 33.69% |  | CCS | 1628.4086 | 0 | 0.18954 | 0.19048 | 1628.4086 | 1628.4086 | 1628.4086
| Commissioning Controls Sizing | 201 | 264530 | 0.030197 |  | 187 | 131079.71 | 0.014963 |  | 0.18954 | 1.48% | 15.93% | 0.19048 | 1.735% | 7.855% |  | Duct Sealing | 4787.2888 | 0 | 0.75779 | 0.59705 | 4787.2888 | 4787.2888 | 4787.2888
| Duct Sealing | 2046 | 3424811 | 0.39096 |  | 2120 | 2351947.98 | 0.26849 |  | 0.75779 | 5.918% | 51.59% | 0.59705 | 5.439% | 44.97% |  | DHP | 14309.8095 | 0 | 5.8289 | 5.1283 | 14309.8095 | 14309.8095 | 14309.8095
| Ductless Heat Pumps** | 6919 | 29077193.41 | 3.3193 |  | 6114 | 17428102.36 | 1.9895 |  | 5.8289 | 45.52% | 56.95% | 5.1283 | 46.72% | 38.79% |  | GSHP | 107.9264 | 0 | 0.15707 | 0.084065 | 107.9264 | 107.9264 | 4142.1673
| Ground-source Heat Pump | [8 empty] | 0.028193 | 0.2202% | 0% | 0.014559 | 0.1326% | 0% |  | Thermostats | 722.8622 | 0 | 0.050323 | 0.26544 | 722.8622 | 722.8622 | 722.8622
| Ground-Source Heat Pumps w/o Duct Sealing | 87 | 1092616 | 0.12473 |  | 55 | 564631.64 | 0.064456 |  | 0.12888 | 1.006% | 96.78% | 0.069506 | 0.6332% | 92.73% |  | Insulation* | 20746 | 12566 | 3.1756 | 2.2588 | 33312 | 20746 | 33312
| Insulation* | 2548126.16 | 2796376.645 | 0.31922 |  | 2006983.02 | 1931087.139 | 0.22044 |  | 1.5568 | 12.16% | 20.5% | 0.7392 | 6.734% | 29.82% |  | Windows*
| Interactive HVAC System Improvements | 2 | 9346.1 | 0.0010669 | [5 empty] | 0 | 0% |  | 0 | 0% |  |  | Air Sealing*
| Thermostats | 26 | 19913.53 | 0.0022732 |  | 212 | 125229.05 | 0.014296 |  | 0.050323 | 0.393% | 4.517% | 0.26544 | 2.418% | 5.386% |  | Interactive HVAC System Improvements
| Unknown | [8 empty] | 0 | 0% |  | 0 | 0% |  |  | Unknown
| Variable Speed Heat Pumps w/o Duct Sealing | 513 | 1786814.385 | 0.20397 |  | 988 | 2853248.25 | 0.32571 |  | 0.26923 | 2.103% | 75.76% | 0.40979 | 3.733% | 79.48% |  | Grand Total | 62650.7036 | 12566 | 12.8051 | 10.9774 | 75216.7036 | 62650.7036 | 79250.9445
| Windows* | 615496.873 | 6052423.1743 | 0.69092 |  | 488774.383 | 4090868.6739 | 0.46699 |  | 1.5146 | 11.83% | 45.62% | 1.3442 | 12.25% | 34.74%
| Grand Total | 3431051.291 | 52822107.6627 | 6.0299 |  | 2928594.903 | 34843579.0329 | 3.9776 |  | 12.8051 | 100% | 47.09% | 10.9774 | 100% | 36.23%
*Air Sealing, Insulation, and Windows are different unit values, so these conversions were done externally in a separate spreadsheet.
**Since NEEA reports market change, these RCP reported savings have the market savings removed and are just the reported program savings.
Program Units Used in the Model
Program Savings Measures - kWh/unit Calculations and Quantities |  | BPA Program Detail |  |  |  | v6.1
| Air Conditioners |  |  |  |  | Busbar |  |  | RCP 2016 | RCP 2016 | RCP 2017 | RCP 2017
Measure | Measure Detail | Quantity | Sum of kWh | kWh/Unit | Relative Savings | RTF kWh/unit |  |  | kWh Savings | # of Units | kWh Savings | # of Units
Air Conditioners | Any Building Type, Cooling, RAC/PAC/PTAC |  |  | 83 |  |  |  |  | 1064205.5605 | 12821.7537 | 2262453.9901 | 27258.4818
| Air Source Heat Pumps - from "Measures with Baselines" tab | Sumifs from "Measures With Baselines" | [6 empty] | RCP 2016 | RCP 2016 | RCP 2017 | RCP 2017
| Air-Source Heat Pumps w/ Duct Sealing | Sum of Quantity | Sum of kWh | kWh/Unit | Relative Savings | RTF kWh/unit | RTF Range |  | kWh Savings | # of Units | kWh Savings | # of Units
ASHP Conversions | MH, Existing, ASHP, w/ CCS, HSPF 9/10, SEER 14.5/18, Tight Ducts - eFAF | 2 | 0 | 0 |  |  |  |  | 264853.7936 | 43.8111 |  | 0
Air-Source Heat Pumps w/o Duct Sealing
| Air-Source Heat Pumps w/o Duct Sealing | Sum of Quantity | Sum of kWh | kWh/Unit | Relative Savings | RTF kWh/unit | RTF Range |  | kWh Savings | # of Units | kWh Savings | # of Units
ASHP Upgrade | MH or SF, New or Existing, ASHP, HSPF 9/10, SEER 14.5/18, As is Ducts - Upgrade | 0 | 0 |  | 0% |  |  |  | 0 | 0 | 0 | 0
ASHP Upgrade | MH, Existing, ASHP, w/ CCS, HSPF 9/10, SEER 14.5/18, As is Ducts - Upgrade | 311 | 377193.7 | 1212.8415 | 2.798% | 1088 | 793 - 1,271 |  | 545244.4385 | 449.5595 | 437505.5111 | 360.7277
ASHP Upgrade | MH, New, ASHP, w/ CCS, HSPF 9/10, SEER 14.5/18, As is Ducts - Upgrade | 3 | 4285 | 1428.3333 | 0.03178% | 1088 | 793 - 1,271 |  | 6194.0918 | 4.3366 | 4970.1549 | 3.4797
ASHP Upgrade | SF, Existing, ASHP, w/ CCS, HSPF 9/10, SEER 14.5/18, As is Ducts - Upgrade | 2601 | 3217931.43 | 1237.1901 | 23.87% | 1002 | 793 - 1,271 |  | 4651613.2576 | 3759.821 | 3732466.1974 | 3016.8898
ASHP Upgrade | SF, New, ASHP, w/ CCS, HSPF 9/10, SEER 14.5/18, As is Ducts - Upgrade | 369 | 705107.62 | 1910.8608 | 5.23% | 1003 | 793 - 1,271 |  | 1019253.525 | 533.4002 | 817851.5964 | 428.0017
ASHP Upgrade | SF, Existing, ASHP, w/ CCS, HSPF 9/10, SEER 14.5/18, As is Ducts - Upgrade | duplicates after CCS changes
ASHP Upgrade | MH, Existing, ASHP, w/ CCS, HSPF 9/10, SEER 14.5/18, As is Ducts - Upgrade | duplicates after CCS changes
ASHP Upgrade | SF, New, ASHP, w/ CCS, HSPF 9/10, SEER 14.5/18, As is Ducts - Upgrade | duplicates after CCS changes
ASHP Conversions | MH or SF, New or Existing, ASHP, HSPF 9/10, SEER 14.5/18, As is Ducts - eFAF | 14 | 331800.7 | 23700.05 | 2.461% | 6621 | *Custom Projects |  | 479627.5398 | 20.2374 | 384854.3463 | 16.2385
ASHP Conversions | MH, Existing, ASHP, w/ CCS, HSPF 9/10, SEER 14.5/18, As is Ducts - eFAF | 340 | 1932096.15 | 5682.6357 | 14.33% | 6044 | 5,505-7,625 |  | 2792901.0489 | 491.4799 | 2241030.8382 | 394.3647
ASHP Conversions | MH, New, ASHP, w/ CCS, HSPF 9/10, SEER 14.5/18, As is Ducts - eFAF | 0 | 0
ASHP Conversions | SF, Existing, ASHP, w/ CCS, HSPF 9/10, SEER 14.5/18, As is Ducts - eFAF | 1022 | 6914319.43 | 6765.4789 | 51.28% | 6224 | 3,118-9,636 |  | 9994849.3706 | 1477.3307 | 8019892.3164 | 1185.4138
ASHP Conversions | SF, New, ASHP, w/ CCS, HSPF 9/10, SEER 14.5/18, As is Ducts - eFAF | 0 | 0
ASHP Conversions | SF, Existing, ASHP, w/ CCS, HSPF 9/10, SEER 14.5/18, As is Ducts - eFAF | duplicates after CCS changes
ASHP Conversions | MH, Existing, ASHP, w/ CCS, HSPF 9/10, SEER 14.5/18, As is Ducts - eFAF | duplicates after CCS changes
ASHP Conversions | SF, New, ASHP, w/ CCS, HSPF 9/10, SEER 14.5/18, As is Ducts - eFAF | 0 | 0
| Grand Total | 4662 | 13482734.03 |  | 100% |  |  | Total | 19754537.0657 | 6779.9763 | 15638570.9608 | 5405.1159
[9 empty] | RCP 2016 | RCP 2016 | RCP 2017 | RCP 2017
| Commissioning Controls Sizing - copy/pasted from "BPA Measure Summaries" tab | Sum of Quantity | Sum of kWh | kWh/Unit | Relative Savings | RTF kWh/unit | RTF Range |  | kWh Savings | # of Units | kWh Savings | # of Units
CCS | MH, Existing, ASHP, Any Efficiency Level, w/ CCS | 40 | 31257.42 | 781.4355 | 7.901% | 1013 | 754-1,214 |  | 131185.1842 | 167.8772 | 131840.4133 | 168.7157
CCS | MH, New or Existing, ASHP, "HSPF 7/7.2/8.2/8.5, SEER 10/13, All", w/ CCS | 51 | 50102 | 982.3922 | 12.66% | 1013 | 754-1,214 |  | 210274.5555 | 214.0434 | 211324.8114 | 215.1125
CCS | SF, Existing, ASHP, Any Efficiency Level, w/ CCS | 58 | 41822.21 | 721.0726 | 10.57% |  | 679-1,214 |  | 175524.8616 | 243.4219 | 176401.5536 | 244.6377
CCS | SF, New or Existing, ASHP, "HSPF 7/7.2/8.2/8.5, SEER 10/13, All", w/ CCS | 150 | 214428 | 1429.52 | 54.2% | 913 | 679-1,214 |  | 899939.1719 | 629.5394 | 904434.0876 | 632.6838
CCS | SF, New or Existing, ASHP, Any Efficiency Level, w/ CCS | 89 | 58000.08 | 651.6863 | 14.66% |  | 679-1,214 |  | 243422.2395 | 373.5267 | 244638.0577 | 375.3924
| Grand Total | 388 | 395609.71 |  | 100% |  |  | Total | 1660346.0127 | 1628.4086 | 1668638.9237 | 1636.542
[9 empty] | RCP 2016 | RCP 2016 | RCP 2017 | RCP 2017
| Duct Sealing- copy/pasted from "BPA Measure Summaries" tab | Sum of Quantity | Sum of kWh | kWh/Unit | Relative Savings | RTF kWh/unit | RTF Range |  | kWh Savings | # of Units | kWh Savings | # of Units
Duct Sealing | MH, Existing, Electric Fuel Type, w/o CCS, Tight Ducts | 2395 | 3396376.6 | 1418.1113 | 58.79% | 600 | 505-1,744 |  | 3902888.9867 | 2752.1739 | 3075006.8299 | 2168.3818
Duct Sealing | SF, Existing, Electric Fuel Type, w/o CCS, Tight Ducts | 1323 | 1650928.38 | 1247.8673 | 28.58% | 1436 | 505-1,744 |  | 1897136.552 | 1520.3032 | 1494715.2928 | 1197.8159
Duct Sealing | SF, Existing, Electric Fuel Type, w CCS, Tight Ducts | 343 | 516124 | 1504.7347 | 8.934% | 1436 | 505-1,744 |  | 593095.2049 | 394.1527 | 467287.6456 | 310.5449
Duct Sealing | MH, Existing, Electric Fuel Type, w CCS, Tight Ducts | 105 | 213330 | 2031.7143 | 3.693% | 600 | 505-1,744 |  | 245144.5778 | 120.659 | 193144.4255 | 95.0648
| Grand Total | 4166 | 5776758.98 |  | 100% |  |  | Total | 6638265.3212 | 4787.2888 | 5230154.1938 | 3771.8074
[9 empty] | RCP 2016 | RCP 2016 | RCP 2017 | RCP 2017
| Ductless Heat Pumps - - from "Measures with Baselines" tab | Sum of Quantity | Sum of kWh | kWh/Unit | Relative Savings | RTF kWh/unit | RTF Range | NEEA kWh/unit | kWh Savings | # of Units | kWh Savings | # of Units
DHP | Manufactured Home - New or Existing, DHP - Zonal | 112 | 380774.37 | 3399.7712 | 0.8188% | 2346 | 1,634-3,009 |  | 418077.8565 | 122.9724 | 367827.6788 | 108.1919
DHP | Single Family - Existing, DHP - Zonal | 10021 | 30721254.34 | 3065.6875 | 66.06% | 2378 | 1,634-3,009 | 2113 | 33730936.6772 | 11002.7316 | 29676702.4368 | 9680.2765
DHP | Single Family - New, DHP - Zonal | 24 | 63808.3 | 2658.6792 | 0.1372% | 2488 | 625-3,348 | 2113 | 70059.4352 | 26.3512 | 61638.757 | 23.184
DHP | Manufactured Home - Existing, DHP - Zonal | 61 | 154394.59 | 2531.0589 | 0.332% | 2346 | 1,634-3,009 |  | 169520.2312 | 66.976 | 149145.0269 | 58.9259
DHP | Manufactured Home - New or Existing, DHP - eFAF | 916 | 5825749.89 | 6359.989 | 12.53% | 6318 | 6,091-6,180 | 2861 | 6396483.6351 | 1005.7382 | 5627668.8459 | 884.8551
DHP | Single Family - Existing, DHP - eFAF | 1446 | 6594916.72 | 4560.7999 | 14.18% | 4191 | 3,982-6,179 | 2456 | 7241003.7628 | 1587.6609 | 6370683.2712 | 1396.8346
DHP | Manufactured Home - Existing, DHP - eFAF | 453 | 2764397.56 | 6102.4229 | 5.944% | 6137 | 6,091-6,180 | 2861 | 3035218.4847 | 497.3792 | 2670405.4104 | 437.5976
| Grand Total | 13033 | 46505295.77 |  | 100% |  |  | Total | 51061300.0827 | 11219.0312 | 44924071.4272 | 9870.5783
[9 empty] | RCP 2016 | RCP 2016 | RCP 2017 | RCP 2017
| Ground-Source Heat Pumps- copy/pasted from "BPA Measure Summaries" tab | Sum of Quantity | Sum of kWh | kWh/Unit | Relative Savings | RTF kWh/unit | RTF Range |  | kWh Savings | # of Units | kWh Savings | # of Units |  | "New or Existing" GSHP
GSHP | SF, New or Existing, Electric Fuel Type, GSHP | 1 | 22072.93 | 22072.93 | 100% | *Custom Measure |  |  | 246967.3433 | 11.1887 | 127541.0097 | 5.7782 |  | 2016 | 2017
[11 empty] | RCP 2017 | RCP 2017 |  | 2.6838 | 1.3921 | Existing # of Units
| Ground-Source Heat Pumps w/o Duct Sealing | Sum of Quantity | Sum of kWh | kWh/Unit | Relative Savings | RTF kWh/unit |  |  | kWh Savings | # of Units | kWh Savings | # of Units |  | 7.345 | 3.8099 | New # of Units
GSHP | SF, Existing, Electric Fuel Type, GSHP, As Is Duct Sealing | 38 | 458334.9 | 12061.4447 | 27.66% | 11429 | 1,050-18,540 |  | 312241.1709 | 25.8875 | 168391.5934 | 13.9611 |  | 2016 | 2017
GSHP | SF, New, Electric Fuel Type, GSHP, As Is Duct Sealing | 104 | 1198912.74 | 11528.0071 | 72.34% | 8560 | 1,050-18,540 |  | 816760.665 | 70.8501 | 440478.8433 | 38.2095 |  | 23.99% | 24.09% | Existing
| Grand Total | 142 | 1657247.64 |  | 100% |  |  | Total | 1129001.8358 | 107.9264 | 736411.4464 | 57.9488 |  | 65.65% | 65.94% | New
[9 empty] | RCP 2016 | RCP 2016 | RCP 2017 | RCP 2017
| Thermostats- copy/pasted from "BPA Measure Summaries" tab | Sum of Quantity | Sum of kWh | kWh/Unit | Relative Savings | RTF kWh/unit |  |  | kWh Savings | # of Units | kWh Savings | # of Units
Thermostats | MF HR/MR/LR, New or Existing, Electric Fuel Type, Baseline Thermostat | 0 | 0 | 0 | 0% | 0 |  |  | 0 | 0 | 0 | 0
Thermostats | SF/MF/MH, New or Existing, Electric Fuel Type, ASHP, Smart Thermostat | 8 | 2710.8 | 338.85 | 1.868% |  | 74-1,232 |  | 8233.3397 | 24.2979 | 43429.052 | 128.166
Thermostats | SF/MF/MH, New or Existing, Electric Fuel Type, ASHP/VSHP, Smart Thermostat | 101 | 68433.46 | 677.559 | 47.15% |  | 74-1,232 |  | 207848.5759 | 306.7608 | 1096355.4267 | 1618.0959
Thermostats | SF/MF/MH, New or Existing, Electric Fuel Type, FAF Electric, Smart Thermostat | 71 | 33563.59 | 472.7266 | 23.12% |  | 74-1,232 |  | 101940.5476 | 215.6438 | 537713.92 | 1137.4733
Thermostats | SF, New or Existing, Electric Fuel Type, Smart Thermostat | 26 | 19913.53 | 765.905 | 13.72% | 974 | 74-1,232 |  | 60482.0924 | 78.9681 | 319029.7068 | 416.5395
Thermostats | SF, Existing, Electric Fuel Type, Smart Thermostat | 32 | 20521.2 | 641.2875 | 14.14% | 575 | 74-1,232 |  | 62327.7297 | 97.1916 | 328765.0366 | 512.664
| Grand Total | 238 | 145142.58 |  | 100% |  |  | Total | 440832.2853 | 722.8622 | 2325293.1421 | 3812.9388
|  | Sumifs from "Measures With Baselines" | [6 empty] | RCP 2016 | RCP 2016 | RCP 2017 | RCP 2017
| Variable Speed Heat Pumps - - from "Measures with Baselines" tab | Sum of Quantity | Sum of kWh | kWh/Unit | Relative Savings | RTF kWh/unit |  |  | kWh Savings | # of Units | kWh Savings | # of Units
ASHP Upgrade | SF/MF/MH, New, ASHP - Upgrade | 1 | 1412.275 | 1412.275 | 0.03044% | 1759 | 1,307-2,181 |  | 717.8453 | 0.50829 | 1092.6018 | 0.77365
ASHP Upgrade | SF, Existing, ASHP, "All/HSPF 9/10, SEER 14.5/18", w/ CCS, As-is Ducts - Upgrade | 1116 | 1992063.48 | 1785.0031 | 42.93% | 1748 | 1,307-2,181 |  | 1012546.0731 | 567.2517 | 1541153.1759 | 863.3896
ASHP Upgrade | SF, New, ASHP, "All/HSPF 9/10, SEER 14.5/18", w/ CCS, As-is Ducts - Upgrade | 63 | 116997.47 | 1857.1027 | 2.521% | 1759 | 1,307-2,181 |  | 59468.6515 | 32.0223 | 90514.6971 | 48.7397
ASHP Upgrade | MH, Existing, ASHP, "All/HSPF 9/10, SEER 14.5/18", w/ CCS, As-is Ducts - Upgrade | 40 | 54968.26 | 1374.2065 | 1.185% | 1700 | 1,307-2,181 |  | 27939.8204 | 20.3316 | 42526.0085 | 30.9459
ASHP Upgrade | SF, Existing, ASHP, "All/HSPF 9/10, SEER 14.5/18", w/ CCS, As-is Ducts - Upgrade | duplicates after CCS changes |  |  | 0% | 1748 | 1,307-2,181 |  | 0 |  | 0
ASHP Upgrade | MH, Existing, ASHP, "All/HSPF 9/10, SEER 14.5/18", w/ CCS, As-is Ducts - Upgrade | duplicates after CCS changes |  |  | 0% | 1700 | 1,307-2,181 |  | 0 |  | 0
ASHP Upgrade | SF, New, ASHP, "All/HSPF 9/10, SEER 14.5/18", w/ CCS, As-is Ducts - Upgrade | duplicates after CCS changes |  |  | 0% | 1759 | 1,307-2,181 |  | 0 |  | 0
ASHP Conversions | SF, Existing, ASHP, "All/HSPF 9/10, SEER 14.5/18", w/ CCS, As-is Ducts - eFAF | 249 | 2248140.53 | 9028.6768 | 48.45% | 7900 | 6,407-8,339 |  | 1142707.4932 | 126.5642 | 1739266.3198 | 192.638
ASHP Conversions | MH, Existing, ASHP, "All/HSPF 9/10, SEER 14.5/18", w/ CCS, As-is Ducts - eFAF | 0 | 0 | 0 | 0% |  |  |  | 0 | 0 | 0 | 0
ASHP Conversions | SF, Existing, ASHP, "All/HSPF 9/10, SEER 14.5/18", w/ CCS, As-is Ducts - eFAF | duplicates after CCS changes |  |  | 0% | 7900 | 6,407-8,339 |  | 0 |  | 0
ASHP Conversions | MH, Existing, ASHP, "All/HSPF 9/10, SEER 14.5/18", w/ CCS, As-is Ducts - eFAF | 33 | 226480.62 |  | 4.881% | 6692 | 6,407-8,339 |  | 115117.8488 |  | 175215.9659
| Grand Total | 1502 | 4640062.635 |  | 100% |  |  | Total | 2358497.7323 | 620.1139 | 3589768.769 | 943.8489