## Results
BPA Appliance Standards Impact Analysis
Summary
[14 empty] | Standard Effective Year | 2013
[14 empty] | Cumulative Savings (MWa, through 2034) | 7.0871e-05
[14 empty] | 6th Plan One-time Adjustment (MWa) | 0
[14 empty] | Claimable Non Programmatic Savings (aMW) Due to Standard | 0.090026
Notes
1. This tab combines the results from all commercial building types.
| Unit Energy Consumption (kWh/year) | [5 empty] | Stock and Shipments |  |  | First Year Energy Consumption |  | Total Energy Consumption of Stock (kWh) |  |  | Total Energy Consumption of Stock (aMW) |  |  | Savings (aMW)
Year | Council's Pre-case Shipment UEC | Model Pre-case Shipment UEC | Model Post-case Shipment UEC | Model Weighted Pre-case Installed UEC | Model Weighted Post-case Installed UEC | Council's Shipments | Model Shipments | Model Installed Stock (at Year End) | Council Shipment * UEC (5P/6P) | Model Shipments * Model Pre-Case UEC | Model Shipments * Model Post-Case UEC | Modeled Pre-case Consumption (Installed UEC * Stock) | Modeled Post-case Consumption (Installed UEC* Stock) | Year | Modeled Pre-case Consumption (Installed UEC * Stock) | Modeled Post-case Consumption (Installed UEC* Stock) | One-time Adjustment |  | PNW Cumulative Savings | DOE Carbon Savings Proxy | Annual Savings Due to Standard Before Program Adjustments | Program Savings | Annual Non-programmatic Savings Due to Standard
2005 | NA | 1201.5301 | 1189.2632 | 1201.5301 | 1189.2632 | NA | 12821.6391 | 4586187.2111 | NA | 15405584.6248 | 15248303.371 | 1847.8759 | 1822.3399 | 2005 | 0.00021094 | 0.00020803 | 0 | 2005 | 2.9151e-06 |  | 0.017954
2006 | NA | 1173.0555 | 1161.0793 | 1173.0555 | 1161.0793 | NA | 13088.6297 | 4611899.9265 | NA | 15353688.6034 | 15196937.1751 | 1804.0838 | 1779.153 | 2006 | 0.00020595 | 0.0002031 | 0 | 2006 | 2.846e-06 | 2.846e-06 | 0.017894
2007 | NA | 1148.0251 | 1136.3045 | 1148.0251 | 1136.3045 | NA | 13321.1942 | 4654880.212 | NA | 15293064.7597 | 15136932.2625 | 1765.5887 | 1741.1898 | 2007 | 0.00020155 | 0.00019877 | 0 | 2007 | 2.7853e-06 | 5.6312e-06 | 0.017823
2008 | NA | 1124.5244 | 1113.0437 | 1124.5244 | 1113.0437 | NA | 13557.5963 | 4708896.4173 | NA | 15245848.0524 | 15090197.6078 | 1729.4462 | 1705.5468 | 2008 | 0.00019743 | 0.0001947 | 0 | 2008 | 2.7282e-06 | 8.3595e-06 | 0.017768
2009 | NA | 1102.7822 | 1091.5234 | 1102.7822 | 1091.5234 | NA | 13847.0265 | 4778334.1008 | NA | 15270253.7564 | 15114354.1451 | 1696.008 | 1672.5707 | 2009 | 0.00019361 | 0.00019093 | 0 | 2009 | 2.6755e-06 | 1.1035e-05 | 0.017797
2010 | NA | 1089.7883 | 1078.6622 | 1089.7883 | 1078.6622 | NA | 14118.5204 | 4857718.8887 | NA | 15386198.0079 | 15229114.6792 | 1676.0242 | 1652.8631 | 2010 | 0.00019133 | 0.00018868 | 0 | 2010 | 2.644e-06 | 1.3679e-05 | 0.017932
2011 | NA | 1075.5152 | 1064.5348 | 1075.5152 | 1064.5348 | NA | 14414.4935 | 4946299.104 | NA | 15503006.371 | 15344730.503 | 1654.0731 | 1631.2153 | 2011 | 0.00018882 | 0.00018621 | 0 | 2011 | 2.6093e-06 | 1.6288e-05 | 0.018068
2012 | NA | 1060.0335 | 1049.2113 | 1060.0335 | 1049.2113 | NA | 14643.6463 | 5041227.8639 | NA | 15522756.1127 | 15364278.6124 | 1630.2634 | 1607.7346 | 2012 | 0.0001861 | 0.00018353 | 0 | 2012 | 2.5718e-06 | 1.886e-05 | 0.018091
2013 | NA | 1044.7782 | 1034.1116 | 1044.7782 | 1034.1116 | NA | 14810.721 | 5144084.0622 | NA | 15473917.9461 | 15315939.0525 | 1606.8016 | 1584.597 | 2013 | 0.00018342 | 0.00018089 | 0 | 2013 | 2.5348e-06 | 2.1395e-05 | 0.018034
2014 | NA | 1030.4122 | 1019.8923 | 1030.4122 | 1019.8923 | NA | 14906.4958 | 5250932.7785 | NA | 15359834.7306 | 15203020.5543 | 1584.7076 | 1562.8084 | 2014 | 0.0001809 | 0.0001784 | 0 | 2014 | 2.4999e-06 | 2.3895e-05 | 0.017901
2015 | NA | 1016.628 | 1006.2489 | 1016.628 | 1006.2489 | NA | 14938.2824 | 5365846.0081 | NA | 15186676.6232 | 15031630.2814 | 1563.5085 | 1541.9022 | 2015 | 0.00017848 | 0.00017602 | 0 | 2015 | 2.4665e-06 | 2.6361e-05 | 0.017699
2016 | NA | 1004.3916 | 994.1374 | 1004.3916 | 994.1374 | NA | 15055.6391 | 5477497.19 | NA | 15121756.7457 | 14967373.1947 | 1544.6896 | 1523.3434 | 2016 | 0.00017633 | 0.0001739 | 0 | 2016 | 2.4368e-06 | 2.8798e-05 | 0.017624
2017 | NA | 992.4714 | 982.3389 | 992.4714 | 982.3389 | NA | 15257.1897 | 5585731.9825 | NA | 15142324.1449 | 14987730.6138 | 1526.3571 | 1505.2642 | 2017 | 0.00017424 | 0.00017183 | 0 | 2017 | 2.4079e-06 | 3.1206e-05 | 0.017648
2018 | NA | 979.458 | 969.4584 | 979.458 | 969.4584 | NA | 15475.1676 | 5693546.5337 | NA | 15157276.9159 | 15002530.7265 | 1506.3434 | 1485.5271 | 2018 | 0.00017196 | 0.00016958 | 0 | 2018 | 2.3763e-06 | 3.3582e-05 | 0.017665
2019 | NA | 966.8987 | 957.0273 | 966.8987 | 957.0273 | NA | 15646.7336 | 5799365.0519 | NA | 15128806.2521 | 14974350.7301 | 1487.028 | 1466.4786 | 2019 | 0.00016975 | 0.00016741 | 0 | 2019 | 2.3458e-06 | 3.5928e-05 | 0.017632
2020 | NA | 954.0544 | 944.3141 | 954.0544 | 944.3141 | NA | 15779.0686 | 5906442.6658 | NA | 15054090.2177 | 14900397.499 | 1467.2743 | 1446.9979 | 2020 | 0.0001675 | 0.00016518 | 0 | 2020 | 2.3147e-06 | 3.8243e-05 | 0.017545
2021 | NA | 942.0306 | 932.4131 | 942.0306 | 932.4131 | NA | 15941.8485 | 6018302.7999 | NA | 15017709.8622 | 14864388.564 | 1448.7825 | 1428.7616 | 2021 | 0.00016539 | 0.0001631 | 0 | 2021 | 2.2855e-06 | 4.0528e-05 | 0.017502
2022 | NA | 930.5076 | 921.0077 | 930.5076 | 921.0077 | NA | 16095.5307 | 6136460.1254 | NA | 14977013.3079 | 14824107.4957 | 1431.0608 | 1411.2848 | 2022 | 0.00016336 | 0.00016111 | 0 | 2022 | 2.2575e-06 | 4.2786e-05 | 0.017455
2023 | NA | 919.4114 | 910.0248 | 919.4114 | 910.0248 | NA | 16259.7659 | 6260452.5892 | NA | 14949414.9351 | 14796790.8848 | 1413.9956 | 1394.4555 | 2023 | 0.00016142 | 0.00015918 | 0 | 2023 | 2.2306e-06 | 4.5016e-05 | 0.017423
2024 | NA | 908.6138 | 899.3374 | 908.6138 | 899.3374 | NA | 16399.2371 | 6393219.0153 | NA | 14900573.1775 | 14748447.7705 | 1397.3896 | 1378.0789 | 2024 | 0.00015952 | 0.00015731 | 0 | 2024 | 2.2044e-06 | 4.7221e-05 | 0.017366
2025 | NA | 898.1265 | 888.9572 | 898.1265 | 888.9572 | NA | 16557.1259 | 6532940.6432 | NA | 14870393.068 | 14718575.7808 | 1381.2607 | 1362.1729 | 2025 | 0.00015768 | 0.0001555 | 0 | 2025 | 2.179e-06 | 4.94e-05 | 0.017331
2026 | NA | 888.3086 | 879.2395 | 888.3086 | 879.2395 | NA | 16665.1617 | 6677387.1166 | NA | 14803806.3861 | 14652668.9068 | 1366.1615 | 1347.2823 | 2026 | 0.00015595 | 0.0001538 | 0 | 2026 | 2.1552e-06 | 5.1555e-05 | 0.017253
2027 | NA | 878.3711 | 869.4035 | 878.3711 | 869.4035 | NA | 16732.3696 | 6823254.0666 | NA | 14697230.3896 | 14547180.9836 | 1350.8783 | 1332.2104 | 2027 | 0.00015421 | 0.00015208 | 0 | 2027 | 2.131e-06 | 5.3686e-05 | 0.017129
2028 | NA | 868.2609 | 859.3965 | 868.2609 | 859.3965 | NA | 16766.9116 | 6968266.3046 | NA | 14558054.1963 | 14409425.6911 | 1335.3294 | 1316.8764 | 2028 | 0.00015243 | 0.00015033 | 0 | 2028 | 2.1065e-06 | 5.5792e-05 | 0.016967
2029 | NA | 858.3246 | 849.5617 | 858.3246 | 849.5617 | NA | 16771.3962 | 7111180.196 | NA | 14395302.0646 | 14248335.1554 | 1320.048 | 1301.8061 | 2029 | 0.00015069 | 0.00014861 | 0 | 2029 | 2.0824e-06 | 5.7875e-05 | 0.016777
2030 | NA | 848.8306 | 840.1646 | 848.8306 | 840.1646 | NA | 16764.7847 | 7251807.2875 | NA | 14230463.0044 | 14085178.9976 | 1305.4469 | 1287.4068 | 2030 | 0.00014902 | 0.00014696 | 0 | 2030 | 2.0594e-06 | 5.9934e-05 | 0.016585
2031 | NA | 839.8917 | 831.317 | 839.8917 | 831.317 | NA | 16861.0916 | 7398108.7964 | NA | 14161491.4318 | 14016911.581 | 1291.6994 | 1273.8493 | 2031 | 0.00014745 | 0.00014542 | 0 | 2031 | 2.0377e-06 | 6.1972e-05 | 0.016505
2032 | NA | 830.9142 | 822.4311 | 830.9142 | 822.4311 | NA | 16970.0496 | 7545607.4549 | NA | 14100654.5111 | 13956695.7667 | 1277.8925 | 1260.2332 | 2032 | 0.00014588 | 0.00014386 | 0 | 2032 | 2.0159e-06 | 6.3988e-05 | 0.016434
2033 | NA | 822.0961 | 813.703 | 822.0961 | 813.703 | NA | 17087.5694 | 7694722.7879 | NA | 14047624.1705 | 13904206.8322 | 1264.3309 | 1246.859 | 2033 | 0.00014433 | 0.00014234 | 0 | 2033 | 1.9945e-06 | 6.5982e-05 | 0.016372
2034 | NA | 813.4402 | 805.1355 | 813.4402 | 805.1355 | NA | 17226.6861 | 770775.9816 | NA | 14012878.404 | 13869815.798 | 1251.0186 | 1233.7307 | 2034 | 0.00014281 | 0.00014084 | 0 | 2034 | 1.9735e-06 | 6.7956e-05 | 0.016331
Total | NA | 973.7158 | 963.7748 | 973.7158 | 963.7748 | NA | 464781.5722 | 171991375.1622 | 0 | 448327692.7736 |  | 44925.3682 | 44304.5399 | Total | 0.0051285 | 0.0050576 | 0 | Total | 7.0871e-05 |  | 0

## UEC
Unit Energy Consumption
|  | Product | Commercial Packaged Terminal Air Conditioners (PTAC) & Packaged Terminal Heat Pumps (PTHP)
|  | Number of Product Classes | 6
|  | Product Class | Size Category | Representative Capacity (Btu/h) | Market Share by Product Class*
| 1 | PTAC | Standard Size | 9000 | 19.7%
| 2 | PTAC | Standard Size | 12000 | 29%
| 3 | PTHP | Standard Size | 9000 | 15.4%
| 4 | PTHP | Standard Size | 12000 | 21%
| 5 | PTAC | Non-Standard Size | 11000 | 8.5%
| 6 | PTHP | Non-Standard Size | 11000 | 6.4%
*Market Shares adapted from 2005 AHRI Shipments (Formerly ARI)
Efficiency Tier by Product Class, Configuration, and Cooling Capacity
|  | Product | Base Case Efficiency (EER) | Standard Case Efficiency (EER) | Base to Standards Case % EER Improvement | Standard Effective Year*
|  | PTAC Standard Size - 9,000 Btu/h | 10.6 | 11.1 | 4.717% | 2012
|  | PTAC Standard Size - 12,000 Btu/h | 9.9 | 10.2 | 3.03% | 2012
|  | PTHP Standard Size - 9,000 Btu/h | 10.4 | 11.3 | 8.654% | 2012
|  | PTHP Standard Size - 12,000 Btu/h | 9.7 | 10.4 | 7.216% | 2012
|  | PTAC Non-Standard Size - 11,000 Btu/h** | 8.6 | 8.6 | 0% | 2010
|  | PTHP Non-Standard Size - 11,000 Btu/h** | 8.5 | 8.5 | 0% | 2010
*Standard Effective Year 2012 applicable to standard size package terminal air conditioners and heat pumps and Standard Effective Year 2010 applicable to non-standard sized-packaged terminal air conditioiners and heat pumps in accordance with 10 CFR 431.97(c).
**Per DOE energy conservation standards non-standard sized PTAC and PTHP base EER's show no change between baseline and standard cases from prior standard.
Installed Stock Unit Energy Consumption
Base Case Unit Energy Consumption by Product Class Weighted by Market Share
|  | Year | 1989 | 1990 | 1991 | 1992 | 1993 | 1994 | 1995 | 1996 | 1997 | 1998 | 1999 | 2000 | 2001 | 2002 | 2003 | 2004 | 2005 | 2006 | 2007 | 2008 | 2009 | 2010 | 2011 | 2012 | 2013 | 2014 | 2015 | 2016 | 2017 | 2018 | 2019 | 2020 | 2021 | 2022 | 2023 | 2024 | 2025 | 2026 | 2027 | 2028 | 2029 | 2030 | 2031 | 2032 | 2033 | 2034
|  | PTAC Standard Size - 9,000 Btu/h | 885.1355 | 867.154 | 851.7377 | 836.2671 | 820.8453 | 803.7919 | 783.8876 | 765.1508 | 744.6173 | 721.8292 | 697.6372 | 676.0553 | 658.975 | 646.2386 | 633.142 | 620.8294 | 607.9533 | 593.5457 | 580.8807 | 568.9898 | 557.9886 | 551.4139 | 544.192 | 536.3585 | 528.6396 | 521.3707 | 514.3961 | 508.2047 | 502.1733 | 495.5887 | 489.2339 | 482.735 | 476.6511 | 470.8207 | 465.2062 | 459.7428 | 454.4364 | 449.4687 | 444.4405 | 439.3249 | 434.2973 | 429.4936 | 424.9706 | 420.4281 | 415.9663 | 411.5866
|  | PTAC Standard Size - 12,000 Btu/h | 1196.3209 | 1172.0175 | 1151.1814 | 1130.2719 | 1109.4283 | 1086.3794 | 1059.4774 | 1034.1533 | 1006.4008 | 975.6012 | 942.9041 | 913.7347 | 890.6495 | 873.4353 | 855.7344 | 839.0931 | 821.6902 | 802.2173 | 785.0998 | 769.0284 | 754.1595 | 745.2734 | 735.5125 | 724.925 | 714.4924 | 704.6679 | 695.2413 | 686.8732 | 678.7213 | 669.8219 | 661.2329 | 652.4491 | 644.2264 | 636.3461 | 628.7578 | 621.3736 | 614.2017 | 607.4875 | 600.6916 | 593.7775 | 586.9824 | 580.4897 | 574.3767 | 568.2372 | 562.2068 | 556.2873
|  | PTHP Standard Size - 9,000 Btu/h | 2156.2641 | 2112.4595 | 2074.9042 | 2037.2166 | 1999.6478 | 1958.1042 | 1909.6157 | 1863.9712 | 1813.9498 | 1758.4361 | 1699.5025 | 1646.9272 | 1605.3181 | 1574.2911 | 1542.3867 | 1512.3922 | 1481.0251 | 1445.9268 | 1415.074 | 1386.1067 | 1359.3068 | 1343.2904 | 1325.6971 | 1306.6142 | 1287.8102 | 1270.1024 | 1253.1119 | 1238.029 | 1223.336 | 1207.2955 | 1191.8147 | 1175.9827 | 1161.162 | 1146.9584 | 1133.2812 | 1119.9718 | 1107.045 | 1094.9433 | 1082.6942 | 1070.2322 | 1057.9846 | 1046.2822 | 1035.2639 | 1024.198 | 1013.3287 | 1002.6593
|  | PTHP Standard Size - 12,000 Btu/h | 2690.3721 | 2635.717 | 2588.8593 | 2541.8364 | 2494.9618 | 2443.1279 | 2382.6287 | 2325.678 | 2263.2663 | 2194.0019 | 2120.4703 | 2054.8721 | 2002.9564 | 1964.244 | 1924.4368 | 1887.0126 | 1847.8759 | 1804.0838 | 1765.5887 | 1729.4462 | 1696.008 | 1676.0242 | 1654.0731 | 1630.2634 | 1606.8016 | 1584.7076 | 1563.5085 | 1544.6896 | 1526.3571 | 1506.3434 | 1487.028 | 1467.2743 | 1448.7825 | 1431.0608 | 1413.9956 | 1397.3896 | 1381.2607 | 1366.1615 | 1350.8783 | 1335.3294 | 1320.048 | 1305.4469 | 1291.6994 | 1277.8925 | 1264.3309 | 1251.0186
|  | PTAC Non-Standard Size - 11,000 Btu/h** | 1672.8942 | 1638.9093 | 1609.7728 | 1580.5336 | 1551.3866 | 1519.1559 | 1481.537 | 1446.1246 | 1407.3166 | 1364.2474 | 1318.5249 | 1277.7354 | 1245.4538 | 1221.3822 | 1196.6298 | 1173.3591 | 1149.0236 | 1121.7933 | 1097.8567 | 1075.3831 | 1054.5909 | 1042.1649 | 1028.5155 | 1013.7104 | 999.1217 | 985.3835 | 972.2017 | 960.5 | 949.1007 | 936.656 | 924.6455 | 912.3626 | 900.8642 | 889.8447 | 879.2335 | 868.9077 | 858.8786 | 849.4898 | 839.9866 | 830.3182 | 820.8161 | 811.737 | 803.1887 | 794.6035 | 786.1708 | 777.8931
|  | PTHP Non-Standard Size - 11,000 Btu/h** | 2949.9413 | 2890.0131 | 2838.6345 | 2787.0748 | 2735.6778 | 2678.8428 | 2612.5066 | 2550.0613 | 2481.6281 | 2405.681 | 2325.055 | 2253.1278 | 2196.2032 | 2153.7558 | 2110.1081 | 2069.0732 | 2026.1605 | 1978.1433 | 1935.9341 | 1896.3046 | 1859.6402 | 1837.7284 | 1813.6594 | 1787.5525 | 1761.8271 | 1737.6015 | 1714.3571 | 1693.7225 | 1673.6213 | 1651.6766 | 1630.4976 | 1608.8381 | 1588.5622 | 1569.1307 | 1550.4191 | 1532.2108 | 1514.5259 | 1497.9698 | 1481.2121 | 1464.1631 | 1447.4073 | 1431.3975 | 1416.3237 | 1401.1846 | 1386.3146 | 1371.7179
|  | Market Weighted Base Case UEC | 1749.3398 | 1713.8019 | 1683.3339 | 1652.7586 | 1622.2797 | 1588.5761 | 1549.2382 | 1512.2076 | 1471.6261 | 1426.5889 | 1378.777 | 1336.1236 | 1302.3668 | 1277.1952 | 1251.3117 | 1226.9776 | 1201.5301 | 1173.0555 | 1148.0251 | 1124.5244 | 1102.7822 | 1089.7883 | 1075.5152 | 1060.0335 | 1044.7782 | 1030.4122 | 1016.628 | 1004.3916 | 992.4714 | 979.458 | 966.8987 | 954.0544 | 942.0306 | 930.5076 | 919.4114 | 908.6138 | 898.1265 | 888.3086 | 878.3711 | 868.2609 | 858.3246 | 848.8306 | 839.8917 | 830.9142 | 822.0961 | 813.4402
Standard Case Unit Energy Consumption by Product Class Weighted by Market Share
|  | Year | 1989 | 1990 | 1991 | 1992 | 1993 | 1994 | 1995 | 1996 | 1997 | 1998 | 1999 | 2000 | 2001 | 2002 | 2003 | 2004 | 2005 | 2006 | 2007 | 2008 | 2009 | 2010 | 2011 | 2012 | 2013 | 2014 | 2015 | 2016 | 2017 | 2018 | 2019 | 2020 | 2021 | 2022 | 2023 | 2024 | 2025 | 2026 | 2027 | 2028 | 2029 | 2030 | 2031 | 2032 | 2033 | 2034
|  | PTAC Standard Size - 9,000 Btu/h | 880.2286 | 862.3467 | 847.0159 | 831.6311 | 816.2948 | 799.3359 | 779.542 | 760.909 | 740.4893 | 717.8276 | 693.7697 | 672.3074 | 655.3218 | 642.656 | 629.632 | 617.3877 | 604.583 | 590.2552 | 577.6605 | 565.8355 | 554.8953 | 548.357 | 541.1751 | 533.3851 | 525.709 | 518.4803 | 511.5445 | 505.3873 | 499.3894 | 492.8413 | 486.5218 | 480.0588 | 474.0087 | 468.2106 | 462.6272 | 457.1941 | 451.9171 | 446.977 | 441.9767 | 436.8894 | 431.8897 | 427.1126 | 422.6147 | 418.0974 | 413.6603 | 409.3049
|  | PTAC Standard Size - 12,000 Btu/h | 1193.7746 | 1169.523 | 1148.7312 | 1127.8662 | 1107.067 | 1084.0672 | 1057.2224 | 1031.9522 | 1004.2588 | 973.5247 | 940.8972 | 911.7899 | 888.7538 | 871.5763 | 853.9131 | 837.3072 | 819.9414 | 800.5099 | 783.4288 | 767.3916 | 752.5544 | 743.6872 | 733.947 | 723.3821 | 712.9716 | 703.1681 | 693.7616 | 685.4112 | 677.2767 | 668.3962 | 659.8256 | 651.0604 | 642.8552 | 634.9917 | 627.4196 | 620.0511 | 612.8944 | 606.1945 | 599.4131 | 592.5137 | 585.733 | 579.2542 | 573.1542 | 567.0278 | 561.0102 | 555.1033
|  | PTHP Standard Size - 9,000 Btu/h | 2102.0623 | 2059.3588 | 2022.7475 | 1986.0072 | 1949.3828 | 1908.8835 | 1861.6138 | 1817.1167 | 1768.3527 | 1714.2345 | 1656.7822 | 1605.5285 | 1564.9653 | 1534.7183 | 1503.6159 | 1474.3753 | 1443.7967 | 1409.5807 | 1379.5034 | 1351.2643 | 1325.1381 | 1309.5242 | 1292.3732 | 1273.77 | 1255.4386 | 1238.176 | 1221.6125 | 1206.9088 | 1192.5851 | 1176.9479 | 1161.8562 | 1146.4221 | 1131.9739 | 1118.1275 | 1104.794 | 1091.8192 | 1079.2173 | 1067.4198 | 1055.4786 | 1043.3299 | 1031.3901 | 1019.9819 | 1009.2406 | 998.4528 | 987.8568 | 977.4555
|  | PTHP Standard Size - 12,000 Btu/h | 2653.1935 | 2599.2938 | 2553.0835 | 2506.7105 | 2460.4837 | 2409.366 | 2349.7029 | 2293.5392 | 2231.99 | 2163.6827 | 2091.1673 | 2026.4756 | 1975.2773 | 1937.0999 | 1897.8429 | 1860.9358 | 1822.3399 | 1779.153 | 1741.1898 | 1705.5468 | 1672.5707 | 1652.8631 | 1631.2153 | 1607.7346 | 1584.597 | 1562.8084 | 1541.9022 | 1523.3434 | 1505.2642 | 1485.5271 | 1466.4786 | 1446.9979 | 1428.7616 | 1411.2848 | 1394.4555 | 1378.0789 | 1362.1729 | 1347.2823 | 1332.2104 | 1316.8764 | 1301.8061 | 1287.4068 | 1273.8493 | 1260.2332 | 1246.859 | 1233.7307
|  | PTAC Non-Standard Size - 11,000 Btu/h** | 1672.8942 | 1638.9093 | 1609.7728 | 1580.5336 | 1551.3866 | 1519.1559 | 1481.537 | 1446.1246 | 1407.3166 | 1364.2474 | 1318.5249 | 1277.7354 | 1245.4538 | 1221.3822 | 1196.6298 | 1173.3591 | 1149.0236 | 1121.7933 | 1097.8567 | 1075.3831 | 1054.5909 | 1042.1649 | 1028.5155 | 1013.7104 | 999.1217 | 985.3835 | 972.2017 | 960.5 | 949.1007 | 936.656 | 924.6455 | 912.3626 | 900.8642 | 889.8447 | 879.2335 | 868.9077 | 858.8786 | 849.4898 | 839.9866 | 830.3182 | 820.8161 | 811.737 | 803.1887 | 794.6035 | 786.1708 | 777.8931
|  | PTHP Non-Standard Size - 11,000 Btu/h** | 2949.9413 | 2890.0131 | 2838.6345 | 2787.0748 | 2735.6778 | 2678.8428 | 2612.5066 | 2550.0613 | 2481.6281 | 2405.681 | 2325.055 | 2253.1278 | 2196.2032 | 2153.7558 | 2110.1081 | 2069.0732 | 2026.1605 | 1978.1433 | 1935.9341 | 1896.3046 | 1859.6402 | 1837.7284 | 1813.6594 | 1787.5525 | 1761.8271 | 1737.6015 | 1714.3571 | 1693.7225 | 1673.6213 | 1651.6766 | 1630.4976 | 1608.8381 | 1588.5622 | 1569.1307 | 1550.4191 | 1532.2108 | 1514.5259 | 1497.9698 | 1481.2121 | 1464.1631 | 1447.4073 | 1431.3975 | 1416.3237 | 1401.1846 | 1386.3146 | 1371.7179
|  | Market Weighted New Standards Case UEC | 1731.4802 | 1696.3051 | 1666.1481 | 1635.885 | 1605.7173 | 1572.3578 | 1533.4215 | 1496.7689 | 1456.6018 | 1412.0243 | 1364.7005 | 1322.4826 | 1289.0705 | 1264.1558 | 1238.5366 | 1214.451 | 1189.2632 | 1161.0793 | 1136.3045 | 1113.0437 | 1091.5234 | 1078.6622 | 1064.5348 | 1049.2113 | 1034.1116 | 1019.8923 | 1006.2489 | 994.1374 | 982.3389 | 969.4584 | 957.0273 | 944.3141 | 932.4131 | 921.0077 | 910.0248 | 899.3374 | 888.9572 | 879.2395 | 869.4035 | 859.3965 | 849.5617 | 840.1646 | 831.317 | 822.4311 | 813.703 | 805.1355
% Improvement Base to Standards Case by Product Class Weighted by Market Share
|  | Year | 1989 | 1990 | 1991 | 1992 | 1993 | 1994 | 1995 | 1996 | 1997 | 1998 | 1999 | 2000 | 2001 | 2002 | 2003 | 2004 | 2005 | 2006 | 2007 | 2008 | 2009 | 2010 | 2011 | 2012 | 2013 | 2014 | 2015 | 2016 | 2017 | 2018 | 2019 | 2020 | 2021 | 2022 | 2023 | 2024 | 2025 | 2026 | 2027 | 2028 | 2029 | 2030 | 2031 | 2032 | 2033 | 2034
|  | PTAC Standard Size - 9,000 Btu/h | 0.5544% | 0.5544% | 0.5544% | 0.5544% | 0.5544% | 0.5544% | 0.5544% | 0.5544% | 0.5544% | 0.5544% | 0.5544% | 0.5544% | 0.5544% | 0.5544% | 0.5544% | 0.5544% | 0.5544% | 0.5544% | 0.5544% | 0.5544% | 0.5544% | 0.5544% | 0.5544% | 0.5544% | 0.5544% | 0.5544% | 0.5544% | 0.5544% | 0.5544% | 0.5544% | 0.5544% | 0.5544% | 0.5544% | 0.5544% | 0.5544% | 0.5544% | 0.5544% | 0.5544% | 0.5544% | 0.5544% | 0.5544% | 0.5544% | 0.5544% | 0.5544% | 0.5544% | 0.5544%
|  | PTAC Standard Size - 12,000 Btu/h | 0.2128% | 0.2128% | 0.2128% | 0.2128% | 0.2128% | 0.2128% | 0.2128% | 0.2128% | 0.2128% | 0.2128% | 0.2128% | 0.2128% | 0.2128% | 0.2128% | 0.2128% | 0.2128% | 0.2128% | 0.2128% | 0.2128% | 0.2128% | 0.2128% | 0.2128% | 0.2128% | 0.2128% | 0.2128% | 0.2128% | 0.2128% | 0.2128% | 0.2128% | 0.2128% | 0.2128% | 0.2128% | 0.2128% | 0.2128% | 0.2128% | 0.2128% | 0.2128% | 0.2128% | 0.2128% | 0.2128% | 0.2128% | 0.2128% | 0.2128% | 0.2128% | 0.2128% | 0.2128%
|  | PTHP Standard Size - 9,000 Btu/h | 2.514% | 2.514% | 2.514% | 2.514% | 2.514% | 2.514% | 2.514% | 2.514% | 2.514% | 2.514% | 2.514% | 2.514% | 2.514% | 2.514% | 2.514% | 2.514% | 2.514% | 2.514% | 2.514% | 2.514% | 2.514% | 2.514% | 2.514% | 2.514% | 2.514% | 2.514% | 2.514% | 2.514% | 2.514% | 2.514% | 2.514% | 2.514% | 2.514% | 2.514% | 2.514% | 2.514% | 2.514% | 2.514% | 2.514% | 2.514% | 2.514% | 2.514% | 2.514% | 2.514% | 2.514% | 2.514%
|  | PTHP Standard Size - 12,000 Btu/h | 1.382% | 1.382% | 1.382% | 1.382% | 1.382% | 1.382% | 1.382% | 1.382% | 1.382% | 1.382% | 1.382% | 1.382% | 1.382% | 1.382% | 1.382% | 1.382% | 1.382% | 1.382% | 1.382% | 1.382% | 1.382% | 1.382% | 1.382% | 1.382% | 1.382% | 1.382% | 1.382% | 1.382% | 1.382% | 1.382% | 1.382% | 1.382% | 1.382% | 1.382% | 1.382% | 1.382% | 1.382% | 1.382% | 1.382% | 1.382% | 1.382% | 1.382% | 1.382% | 1.382% | 1.382% | 1.382%
PTAC Non-Standard Size - 11,000 Btu/h** | bar: 1989 to 2034
PTHP Non-Standard Size - 11,000 Btu/h** | bar: 1989 to 2034
|  | Market Weighted New Standards Case UEC | 0.8482% | 0.8482% | 0.8482% | 0.8482% | 0.8482% | 0.8482% | 0.8482% | 0.8482% | 0.8482% | 0.8482% | 0.8482% | 0.8482% | 0.8482% | 0.8482% | 0.8482% | 0.8482% | 0.8482% | 0.8482% | 0.8482% | 0.8482% | 0.8482% | 0.8482% | 0.8482% | 0.8482% | 0.8482% | 0.8482% | 0.8482% | 0.8482% | 0.8482% | 0.8482% | 0.8482% | 0.8482% | 0.8482% | 0.8482% | 0.8482% | 0.8482% | 0.8482% | 0.8482% | 0.8482% | 0.8482% | 0.8482% | 0.8482% | 0.8482% | 0.8482% | 0.8482% | 0.8482%
Aggregated Installed UEC
Base Case Installed Regional Energy Consumption by Product Class Weighted by Market Share and Shipments
|  | Year | 1989 | 1990 | 1991 | 1992 | 1993 | 1994 | 1995 | 1996 | 1997 | 1998 | 1999 | 2000 | 2001 | 2002 | 2003 | 2004 | 2005 | 2006 | 2007 | 2008 | 2009 | 2010 | 2011 | 2012 | 2013 | 2014 | 2015 | 2016 | 2017 | 2018 | 2019 | 2020 | 2021 | 2022 | 2023 | 2024 | 2025 | 2026 | 2027 | 2028 | 2029 | 2030 | 2031 | 2032 | 2033 | 2034
|  | Market Weighted Base Case UEC | 2690.3721 | 2635.717 | 2588.8593 | 2541.8364 | 2494.9618 | 2443.1279 | 2382.6287 | 2325.678 | 2263.2663 | 2194.0019 | 2120.4703 | 2054.8721 | 2002.9564 | 1964.244 | 1924.4368 | 1887.0126 | 1847.8759 | 1804.0838 | 1765.5887 | 1729.4462 | 1696.008 | 1676.0242 | 1654.0731 | 1630.2634 | 1606.8016 | 1584.7076 | 1563.5085 | 1544.6896 | 1526.3571 | 1506.3434 | 1487.028 | 1467.2743 | 1448.7825 | 1431.0608 | 1413.9956 | 1397.3896 | 1381.2607 | 1366.1615 | 1350.8783 | 1335.3294 | 1320.048 | 1305.4469 | 1291.6994 | 1277.8925 | 1264.3309 | 1251.0186
Standards Case Installed Regional Energy Consumption by Product Class Weighted by Market Share and Shipments
|  | Year | 1989 | 1990 | 1991 | 1992 | 1993 | 1994 | 1995 | 1996 | 1997 | 1998 | 1999 | 2000 | 2001 | 2002 | 2003 | 2004 | 2005 | 2006 | 2007 | 2008 | 2009 | 2010 | 2011 | 2012 | 2013 | 2014 | 2015 | 2016 | 2017 | 2018 | 2019 | 2020 | 2021 | 2022 | 2023 | 2024 | 2025 | 2026 | 2027 | 2028 | 2029 | 2030 | 2031 | 2032 | 2033 | 2034
|  | Market Weighted New Standards Case UEC | 2653.1935 | 2599.2938 | 2553.0835 | 2506.7105 | 2460.4837 | 2409.366 | 2349.7029 | 2293.5392 | 2231.99 | 2163.6827 | 2091.1673 | 2026.4756 | 1975.2773 | 1937.0999 | 1897.8429 | 1860.9358 | 1822.3399 | 1779.153 | 1741.1898 | 1705.5468 | 1672.5707 | 1652.8631 | 1631.2153 | 1607.7346 | 1584.597 | 1562.8084 | 1541.9022 | 1523.3434 | 1505.2642 | 1485.5271 | 1466.4786 | 1446.9979 | 1428.7616 | 1411.2848 | 1394.4555 | 1378.0789 | 1362.1729 | 1347.2823 | 1332.2104 | 1316.8764 | 1301.8061 | 1287.4068 | 1273.8493 | 1260.2332 | 1246.859 | 1233.7307

## Installed UEC
| 1 | 2 | 3 | 4 | 5 | 6 | 7 | 8 | 9 | 10 | 11 | 12 | 13 | 14 | 15 | 16 | 17 | 18 | 19 | 20 | 21 | 22 | 23 | 24 | 25 | 26 | 27 | 28 | 29 | 30 | 31 | 32 | 33 | 34 | 35 | 36 | 37 | 38 | 39 | 40 | 41 | 42 | 43 | 44 | 45 | 46
| 1989 | 1990 | 1991 | 1992 | 1993 | 1994 | 1995 | 1996 | 1997 | 1998 | 1999 | 2000 | 2001 | 2002 | 2003 | 2004 | 2005 | 2006 | 2007 | 2008 | 2009 | 2010 | 2011 | 2012 | 2013 | 2014 | 2015 | 2016 | 2017 | 2018 | 2019 | 2020 | 2021 | 2022 | 2023 | 2024 | 2025 | 2026 | 2027 | 2028 | 2029 | 2030 | 2031 | 2032 | 2033 | 2034 | Total Units | Check
1989 | 0 | 0 | 0 | 0 | 0 | 0 | 0 | 0 | 0 | 0 | 0 | 0 | 0 | 0 | 0 | 0 | 0 | 0 | 0 | 0 | 0 | 0 | 0 | 0 | 0 | 0 | 0 | 0 | 0 | 0 | 0 | 0 | 0 | 0 | 0 | 0 | 0 | 0 | 0 | 0 | 0 | 0 | 0 | 0 | 0 | 0 | 0 | OK
1990 | 0 | 416926.1101 | 0 | 0 | 0 | 0 | 0 | 0 | 0 | 0 | 0 | 0 | 0 | 0 | 0 | 0 | 0 | 0 | 0 | 0 | 0 | 0 | 0 | 0 | 0 | 0 | 0 | 0 | 0 | 0 | 0 | 0 | 0 | 0 | 0 | 0 | 0 | 0 | 0 | 0 | 0 | 0 | 0 | 0 | 0 | 0 | 416926.1101 | OK
1991 | 0 | 416926.1101 | 416926.1101 | 0 | 0 | 0 | 0 | 0 | 0 | 0 | 0 | 0 | 0 | 0 | 0 | 0 | 0 | 0 | 0 | 0 | 0 | 0 | 0 | 0 | 0 | 0 | 0 | 0 | 0 | 0 | 0 | 0 | 0 | 0 | 0 | 0 | 0 | 0 | 0 | 0 | 0 | 0 | 0 | 0 | 0 | 0 | 833852.2202 | OK
1992 | 0 | 416926.1101 | 416926.1101 | 416926.1101 | 0 | 0 | 0 | 0 | 0 | 0 | 0 | 0 | 0 | 0 | 0 | 0 | 0 | 0 | 0 | 0 | 0 | 0 | 0 | 0 | 0 | 0 | 0 | 0 | 0 | 0 | 0 | 0 | 0 | 0 | 0 | 0 | 0 | 0 | 0 | 0 | 0 | 0 | 0 | 0 | 0 | 0 | 1250778.3303 | OK
1993 | 0 | 416926.1101 | 416926.1101 | 416926.1101 | 416926.1101 | 0 | 0 | 0 | 0 | 0 | 0 | 0 | 0 | 0 | 0 | 0 | 0 | 0 | 0 | 0 | 0 | 0 | 0 | 0 | 0 | 0 | 0 | 0 | 0 | 0 | 0 | 0 | 0 | 0 | 0 | 0 | 0 | 0 | 0 | 0 | 0 | 0 | 0 | 0 | 0 | 0 | 1667704.4404 | OK
1994 | 0 | 416926.1101 | 416926.1101 | 416926.1101 | 416926.1101 | 416926.1101 | 0 | 0 | 0 | 0 | 0 | 0 | 0 | 0 | 0 | 0 | 0 | 0 | 0 | 0 | 0 | 0 | 0 | 0 | 0 | 0 | 0 | 0 | 0 | 0 | 0 | 0 | 0 | 0 | 0 | 0 | 0 | 0 | 0 | 0 | 0 | 0 | 0 | 0 | 0 | 0 | 2084630.5505 | OK
1995 | 0 | 416926.1101 | 416926.1101 | 416926.1101 | 416926.1101 | 416926.1101 | 416926.1101 | 0 | 0 | 0 | 0 | 0 | 0 | 0 | 0 | 0 | 0 | 0 | 0 | 0 | 0 | 0 | 0 | 0 | 0 | 0 | 0 | 0 | 0 | 0 | 0 | 0 | 0 | 0 | 0 | 0 | 0 | 0 | 0 | 0 | 0 | 0 | 0 | 0 | 0 | 0 | 2501556.6606 | OK
1996 | 0 | 416926.1101 | 416926.1101 | 416926.1101 | 416926.1101 | 416926.1101 | 416926.1101 | 416926.1101 | 0 | 0 | 0 | 0 | 0 | 0 | 0 | 0 | 0 | 0 | 0 | 0 | 0 | 0 | 0 | 0 | 0 | 0 | 0 | 0 | 0 | 0 | 0 | 0 | 0 | 0 | 0 | 0 | 0 | 0 | 0 | 0 | 0 | 0 | 0 | 0 | 0 | 0 | 2918482.7707 | OK
1997 | 0 | 416926.1101 | 416926.1101 | 416926.1101 | 416926.1101 | 416926.1101 | 416926.1101 | 416926.1101 | 416926.1101 | 0 | 0 | 0 | 0 | 0 | 0 | 0 | 0 | 0 | 0 | 0 | 0 | 0 | 0 | 0 | 0 | 0 | 0 | 0 | 0 | 0 | 0 | 0 | 0 | 0 | 0 | 0 | 0 | 0 | 0 | 0 | 0 | 0 | 0 | 0 | 0 | 0 | 3335408.8808 | OK
1998 | 0 | 416926.1101 | 416926.1101 | 416926.1101 | 416926.1101 | 416926.1101 | 416926.1101 | 416926.1101 | 416926.1101 | 416926.1101 | 0 | 0 | 0 | 0 | 0 | 0 | 0 | 0 | 0 | 0 | 0 | 0 | 0 | 0 | 0 | 0 | 0 | 0 | 0 | 0 | 0 | 0 | 0 | 0 | 0 | 0 | 0 | 0 | 0 | 0 | 0 | 0 | 0 | 0 | 0 | 0 | 3752334.9909 | OK
1999 | 0 | 416926.1101 | 416926.1101 | 416926.1101 | 416926.1101 | 416926.1101 | 416926.1101 | 416926.1101 | 416926.1101 | 416926.1101 | 416926.1101 | 0 | 0 | 0 | 0 | 0 | 0 | 0 | 0 | 0 | 0 | 0 | 0 | 0 | 0 | 0 | 0 | 0 | 0 | 0 | 0 | 0 | 0 | 0 | 0 | 0 | 0 | 0 | 0 | 0 | 0 | 0 | 0 | 0 | 0 | 0 | 4169261.101 | OK
2000 | 0 | 0 | 416926.1101 | 416926.1101 | 416926.1101 | 416926.1101 | 416926.1101 | 416926.1101 | 416926.1101 | 416926.1101 | 416926.1101 | 416926.1101 | 0 | 0 | 0 | 0 | 0 | 0 | 0 | 0 | 0 | 0 | 0 | 0 | 0 | 0 | 0 | 0 | 0 | 0 | 0 | 0 | 0 | 0 | 0 | 0 | 0 | 0 | 0 | 0 | 0 | 0 | 0 | 0 | 0 | 0 | 4169261.101 | OK
2001 | 0 | 0 | 0 | 416926.1101 | 416926.1101 | 416926.1101 | 416926.1101 | 416926.1101 | 416926.1101 | 416926.1101 | 416926.1101 | 416926.1101 | 416926.1101 | 0 | 0 | 0 | 0 | 0 | 0 | 0 | 0 | 0 | 0 | 0 | 0 | 0 | 0 | 0 | 0 | 0 | 0 | 0 | 0 | 0 | 0 | 0 | 0 | 0 | 0 | 0 | 0 | 0 | 0 | 0 | 0 | 0 | 4169261.101 | OK
2002 | 0 | 0 | 0 | 0 | 416926.1101 | 416926.1101 | 416926.1101 | 416926.1101 | 416926.1101 | 416926.1101 | 416926.1101 | 416926.1101 | 416926.1101 | 416926.1101 | 0 | 0 | 0 | 0 | 0 | 0 | 0 | 0 | 0 | 0 | 0 | 0 | 0 | 0 | 0 | 0 | 0 | 0 | 0 | 0 | 0 | 0 | 0 | 0 | 0 | 0 | 0 | 0 | 0 | 0 | 0 | 0 | 4169261.101 | OK
2003 | 0 | 0 | 0 | 0 | 0 | 416926.1101 | 416926.1101 | 416926.1101 | 416926.1101 | 416926.1101 | 416926.1101 | 416926.1101 | 416926.1101 | 416926.1101 | 416926.1101 | 0 | 0 | 0 | 0 | 0 | 0 | 0 | 0 | 0 | 0 | 0 | 0 | 0 | 0 | 0 | 0 | 0 | 0 | 0 | 0 | 0 | 0 | 0 | 0 | 0 | 0 | 0 | 0 | 0 | 0 | 0 | 4169261.101 | OK
2004 | 0 | 0 | 0 | 0 | 0 | 0 | 416926.1101 | 416926.1101 | 416926.1101 | 416926.1101 | 416926.1101 | 416926.1101 | 416926.1101 | 416926.1101 | 416926.1101 | 416926.1101 | 0 | 0 | 0 | 0 | 0 | 0 | 0 | 0 | 0 | 0 | 0 | 0 | 0 | 0 | 0 | 0 | 0 | 0 | 0 | 0 | 0 | 0 | 0 | 0 | 0 | 0 | 0 | 0 | 0 | 0 | 4169261.101 | OK
2005 | 0 | 0 | 0 | 0 | 0 | 0 | 0 | 416926.1101 | 416926.1101 | 416926.1101 | 416926.1101 | 416926.1101 | 416926.1101 | 416926.1101 | 416926.1101 | 416926.1101 | 416926.1101 | 0 | 0 | 0 | 0 | 0 | 0 | 0 | 0 | 0 | 0 | 0 | 0 | 0 | 0 | 0 | 0 | 0 | 0 | 0 | 0 | 0 | 0 | 0 | 0 | 0 | 0 | 0 | 0 | 0 | 4169261.101 | OK
2006 | 0 | 0 | 0 | 0 | 0 | 0 | 0 | 0 | 416926.1101 | 416926.1101 | 416926.1101 | 416926.1101 | 416926.1101 | 416926.1101 | 416926.1101 | 416926.1101 | 416926.1101 | 416926.1101 | 0 | 0 | 0 | 0 | 0 | 0 | 0 | 0 | 0 | 0 | 0 | 0 | 0 | 0 | 0 | 0 | 0 | 0 | 0 | 0 | 0 | 0 | 0 | 0 | 0 | 0 | 0 | 0 | 4169261.101 | OK
2007 | 0 | 0 | 0 | 0 | 0 | 0 | 0 | 0 | 0 | 416926.1101 | 416926.1101 | 416926.1101 | 416926.1101 | 416926.1101 | 416926.1101 | 416926.1101 | 416926.1101 | 416926.1101 | 429782.4678 | 0 | 0 | 0 | 0 | 0 | 0 | 0 | 0 | 0 | 0 | 0 | 0 | 0 | 0 | 0 | 0 | 0 | 0 | 0 | 0 | 0 | 0 | 0 | 0 | 0 | 0 | 0 | 4182117.4587 | OK
2008 | 0 | 0 | 0 | 0 | 0 | 0 | 0 | 0 | 0 | 0 | 416926.1101 | 416926.1101 | 416926.1101 | 416926.1101 | 416926.1101 | 416926.1101 | 416926.1101 | 416926.1101 | 429782.4678 | 444844.4317 | 0 | 0 | 0 | 0 | 0 | 0 | 0 | 0 | 0 | 0 | 0 | 0 | 0 | 0 | 0 | 0 | 0 | 0 | 0 | 0 | 0 | 0 | 0 | 0 | 0 | 0 | 4210035.7803 | OK
2009 | 0 | 0 | 0 | 0 | 0 | 0 | 0 | 0 | 0 | 0 | 0 | 416926.1101 | 416926.1101 | 416926.1101 | 416926.1101 | 416926.1101 | 416926.1101 | 416926.1101 | 429782.4678 | 444844.4317 | 457893.3735 | 0 | 0 | 0 | 0 | 0 | 0 | 0 | 0 | 0 | 0 | 0 | 0 | 0 | 0 | 0 | 0 | 0 | 0 | 0 | 0 | 0 | 0 | 0 | 0 | 0 | 4251003.0437 | OK
2010 | 0 | 0 | 0 | 0 | 0 | 0 | 0 | 0 | 0 | 0 | 0 | 0 | 416926.1101 | 416926.1101 | 416926.1101 | 416926.1101 | 416926.1101 | 416926.1101 | 429782.4678 | 444844.4317 | 457893.3735 | 472128.5836 | 0 | 0 | 0 | 0 | 0 | 0 | 0 | 0 | 0 | 0 | 0 | 0 | 0 | 0 | 0 | 0 | 0 | 0 | 0 | 0 | 0 | 0 | 0 | 0 | 4306205.5172 | OK
2011 | 0 | 0 | 0 | 0 | 0 | 0 | 0 | 0 | 0 | 0 | 0 | 0 | 0 | 416926.1101 | 416926.1101 | 416926.1101 | 416926.1101 | 416926.1101 | 429782.4678 | 444844.4317 | 457893.3735 | 472128.5836 | 484219.7408 | 0 | 0 | 0 | 0 | 0 | 0 | 0 | 0 | 0 | 0 | 0 | 0 | 0 | 0 | 0 | 0 | 0 | 0 | 0 | 0 | 0 | 0 | 0 | 4373499.1479 | OK
2012 | 0 | 0 | 0 | 0 | 0 | 0 | 0 | 0 | 0 | 0 | 0 | 0 | 0 | 0 | 416926.1101 | 416926.1101 | 416926.1101 | 416926.1101 | 429782.4678 | 444844.4317 | 457893.3735 | 472128.5836 | 484219.7408 | 494863.0331 | 0 | 0 | 0 | 0 | 0 | 0 | 0 | 0 | 0 | 0 | 0 | 0 | 0 | 0 | 0 | 0 | 0 | 0 | 0 | 0 | 0 | 0 | 4451436.0709 | OK
2013 | 0 | 0 | 0 | 0 | 0 | 0 | 0 | 0 | 0 | 0 | 0 | 0 | 0 | 0 | 0 | 416926.1101 | 416926.1101 | 416926.1101 | 429782.4678 | 444844.4317 | 457893.3735 | 472128.5836 | 484219.7408 | 494863.0331 | 503358.9516 | 0 | 0 | 0 | 0 | 0 | 0 | 0 | 0 | 0 | 0 | 0 | 0 | 0 | 0 | 0 | 0 | 0 | 0 | 0 | 0 | 0 | 4537868.9124 | OK
2014 | 0 | 0 | 0 | 0 | 0 | 0 | 0 | 0 | 0 | 0 | 0 | 0 | 0 | 0 | 0 | 0 | 416926.1101 | 416926.1101 | 429782.4678 | 444844.4317 | 457893.3735 | 472128.5836 | 484219.7408 | 494863.0331 | 503358.9516 | 511570.63 | 0 | 0 | 0 | 0 | 0 | 0 | 0 | 0 | 0 | 0 | 0 | 0 | 0 | 0 | 0 | 0 | 0 | 0 | 0 | 0 | 4632513.4322 | OK
2015 | 0 | 0 | 0 | 0 | 0 | 0 | 0 | 0 | 0 | 0 | 0 | 0 | 0 | 0 | 0 | 0 | 0 | 416926.1101 | 429782.4678 | 444844.4317 | 457893.3735 | 472128.5836 | 484219.7408 | 494863.0331 | 503358.9516 | 511570.63 | 517672.7282 | 0 | 0 | 0 | 0 | 0 | 0 | 0 | 0 | 0 | 0 | 0 | 0 | 0 | 0 | 0 | 0 | 0 | 0 | 0 | 4733260.0503 | OK
2016 | 0 | 0 | 0 | 0 | 0 | 0 | 0 | 0 | 0 | 0 | 0 | 0 | 0 | 0 | 0 | 0 | 0 | 0 | 429782.4678 | 444844.4317 | 457893.3735 | 472128.5836 | 484219.7408 | 494863.0331 | 503358.9516 | 511570.63 | 517672.7282 | 524756.0339 | 0 | 0 | 0 | 0 | 0 | 0 | 0 | 0 | 0 | 0 | 0 | 0 | 0 | 0 | 0 | 0 | 0 | 0 | 4841089.9742 | OK
2017 | 0 | 0 | 0 | 0 | 0 | 0 | 0 | 0 | 0 | 0 | 0 | 0 | 0 | 0 | 0 | 0 | 0 | 0 | 0 | 444844.4317 | 457893.3735 | 472128.5836 | 484219.7408 | 494863.0331 | 503358.9516 | 511570.63 | 517672.7282 | 524756.0339 | 533094.8418 | 0 | 0 | 0 | 0 | 0 | 0 | 0 | 0 | 0 | 0 | 0 | 0 | 0 | 0 | 0 | 0 | 0 | 4944402.3482 | OK
2018 | 0 | 0 | 0 | 0 | 0 | 0 | 0 | 0 | 0 | 0 | 0 | 0 | 0 | 0 | 0 | 0 | 0 | 0 | 0 | 0 | 457893.3735 | 472128.5836 | 484219.7408 | 494863.0331 | 503358.9516 | 511570.63 | 517672.7282 | 524756.0339 | 533094.8418 | 543087.033 | 0 | 0 | 0 | 0 | 0 | 0 | 0 | 0 | 0 | 0 | 0 | 0 | 0 | 0 | 0 | 0 | 5042644.9495 | OK
2019 | 0 | 0 | 0 | 0 | 0 | 0 | 0 | 0 | 0 | 0 | 0 | 0 | 0 | 0 | 0 | 0 | 0 | 0 | 0 | 0 | 0 | 472128.5836 | 484219.7408 | 494863.0331 | 503358.9516 | 511570.63 | 517672.7282 | 524756.0339 | 533094.8418 | 543087.033 | 554397.4789 | 0 | 0 | 0 | 0 | 0 | 0 | 0 | 0 | 0 | 0 | 0 | 0 | 0 | 0 | 0 | 5139149.0548 | OK
2020 | 0 | 0 | 0 | 0 | 0 | 0 | 0 | 0 | 0 | 0 | 0 | 0 | 0 | 0 | 0 | 0 | 0 | 0 | 0 | 0 | 0 | 0 | 484219.7408 | 494863.0331 | 503358.9516 | 511570.63 | 517672.7282 | 524756.0339 | 533094.8418 | 543087.033 | 554397.4789 | 566172.2903 | 0 | 0 | 0 | 0 | 0 | 0 | 0 | 0 | 0 | 0 | 0 | 0 | 0 | 0 | 5233192.7616 | OK
2021 | 0 | 0 | 0 | 0 | 0 | 0 | 0 | 0 | 0 | 0 | 0 | 0 | 0 | 0 | 0 | 0 | 0 | 0 | 0 | 0 | 0 | 0 | 0 | 494863.0331 | 503358.9516 | 511570.63 | 517672.7282 | 524756.0339 | 533094.8418 | 543087.033 | 554397.4789 | 566172.2903 | 578734.8225 | 0 | 0 | 0 | 0 | 0 | 0 | 0 | 0 | 0 | 0 | 0 | 0 | 0 | 5327707.8433 | OK
2022 | 0 | 0 | 0 | 0 | 0 | 0 | 0 | 0 | 0 | 0 | 0 | 0 | 0 | 0 | 0 | 0 | 0 | 0 | 0 | 0 | 0 | 0 | 0 | 0 | 503358.9516 | 511570.63 | 517672.7282 | 524756.0339 | 533094.8418 | 543087.033 | 554397.4789 | 566172.2903 | 578734.8225 | 592728.9948 | 0 | 0 | 0 | 0 | 0 | 0 | 0 | 0 | 0 | 0 | 0 | 0 | 5425573.805 | OK
2023 | 0 | 0 | 0 | 0 | 0 | 0 | 0 | 0 | 0 | 0 | 0 | 0 | 0 | 0 | 0 | 0 | 0 | 0 | 0 | 0 | 0 | 0 | 0 | 0 | 0 | 511570.63 | 517672.7282 | 524756.0339 | 533094.8418 | 543087.033 | 554397.4789 | 566172.2903 | 578734.8225 | 592728.9948 | 607122.6359 | 0 | 0 | 0 | 0 | 0 | 0 | 0 | 0 | 0 | 0 | 0 | 5529337.4894 | OK
2024 | 0 | 0 | 0 | 0 | 0 | 0 | 0 | 0 | 0 | 0 | 0 | 0 | 0 | 0 | 0 | 0 | 0 | 0 | 0 | 0 | 0 | 0 | 0 | 0 | 0 | 0 | 517672.7282 | 524756.0339 | 533094.8418 | 543087.033 | 554397.4789 | 566172.2903 | 578734.8225 | 592728.9948 | 607122.6359 | 621342.8649 | 0 | 0 | 0 | 0 | 0 | 0 | 0 | 0 | 0 | 0 | 5639109.7243 | OK
2025 | 0 | 0 | 0 | 0 | 0 | 0 | 0 | 0 | 0 | 0 | 0 | 0 | 0 | 0 | 0 | 0 | 0 | 0 | 0 | 0 | 0 | 0 | 0 | 0 | 0 | 0 | 0 | 524756.0339 | 533094.8418 | 543087.033 | 554397.4789 | 566172.2903 | 578734.8225 | 592728.9948 | 607122.6359 | 621342.8649 | 635891.0096 | 0 | 0 | 0 | 0 | 0 | 0 | 0 | 0 | 0 | 5757328.0057 | OK
2026 | 0 | 0 | 0 | 0 | 0 | 0 | 0 | 0 | 0 | 0 | 0 | 0 | 0 | 0 | 0 | 0 | 0 | 0 | 0 | 0 | 0 | 0 | 0 | 0 | 0 | 0 | 0 | 0 | 533094.8418 | 543087.033 | 554397.4789 | 566172.2903 | 578734.8225 | 592728.9948 | 607122.6359 | 621342.8649 | 635891.0096 | 650184.3357 | 0 | 0 | 0 | 0 | 0 | 0 | 0 | 0 | 5882756.3075 | OK
2027 | 0 | 0 | 0 | 0 | 0 | 0 | 0 | 0 | 0 | 0 | 0 | 0 | 0 | 0 | 0 | 0 | 0 | 0 | 0 | 0 | 0 | 0 | 0 | 0 | 0 | 0 | 0 | 0 | 0 | 543087.033 | 554397.4789 | 566172.2903 | 578734.8225 | 592728.9948 | 607122.6359 | 621342.8649 | 635891.0096 | 650184.3357 | 663862.8255 | 0 | 0 | 0 | 0 | 0 | 0 | 0 | 6013524.2911 | OK
2028 | 0 | 0 | 0 | 0 | 0 | 0 | 0 | 0 | 0 | 0 | 0 | 0 | 0 | 0 | 0 | 0 | 0 | 0 | 0 | 0 | 0 | 0 | 0 | 0 | 0 | 0 | 0 | 0 | 0 | 0 | 554397.4789 | 566172.2903 | 578734.8225 | 592728.9948 | 607122.6359 | 621342.8649 | 635891.0096 | 650184.3357 | 663862.8255 | 676408.4042 | 0 | 0 | 0 | 0 | 0 | 0 | 6146845.6623 | OK
2029 | 0 | 0 | 0 | 0 | 0 | 0 | 0 | 0 | 0 | 0 | 0 | 0 | 0 | 0 | 0 | 0 | 0 | 0 | 0 | 0 | 0 | 0 | 0 | 0 | 0 | 0 | 0 | 0 | 0 | 0 | 0 | 566172.2903 | 578734.8225 | 592728.9948 | 607122.6359 | 621342.8649 | 635891.0096 | 650184.3357 | 663862.8255 | 676408.4042 | 687909.0606 | 0 | 0 | 0 | 0 | 0 | 6280357.2441 | OK
2030 | 0 | 0 | 0 | 0 | 0 | 0 | 0 | 0 | 0 | 0 | 0 | 0 | 0 | 0 | 0 | 0 | 0 | 0 | 0 | 0 | 0 | 0 | 0 | 0 | 0 | 0 | 0 | 0 | 0 | 0 | 0 | 0 | 578734.8225 | 592728.9948 | 607122.6359 | 621342.8649 | 635891.0096 | 650184.3357 | 663862.8255 | 676408.4042 | 687909.0606 | 698497.6211 | 0 | 0 | 0 | 0 | 6412682.5749 | OK
2031 | 0 | 0 | 0 | 0 | 0 | 0 | 0 | 0 | 0 | 0 | 0 | 0 | 0 | 0 | 0 | 0 | 0 | 0 | 0 | 0 | 0 | 0 | 0 | 0 | 0 | 0 | 0 | 0 | 0 | 0 | 0 | 0 | 0 | 592728.9948 | 607122.6359 | 621342.8649 | 635891.0096 | 650184.3357 | 663862.8255 | 676408.4042 | 687909.0606 | 698497.6211 | 708929.7676 | 0 | 0 | 0 | 6542877.5199 | OK
2032 | 0 | 0 | 0 | 0 | 0 | 0 | 0 | 0 | 0 | 0 | 0 | 0 | 0 | 0 | 0 | 0 | 0 | 0 | 0 | 0 | 0 | 0 | 0 | 0 | 0 | 0 | 0 | 0 | 0 | 0 | 0 | 0 | 0 | 0 | 607122.6359 | 621342.8649 | 635891.0096 | 650184.3357 | 663862.8255 | 676408.4042 | 687909.0606 | 698497.6211 | 708929.7676 | 723980.1357 | 0 | 0 | 6674128.6608 | OK
2033 | 0 | 0 | 0 | 0 | 0 | 0 | 0 | 0 | 0 | 0 | 0 | 0 | 0 | 0 | 0 | 0 | 0 | 0 | 0 | 0 | 0 | 0 | 0 | 0 | 0 | 0 | 0 | 0 | 0 | 0 | 0 | 0 | 0 | 0 | 0 | 621342.8649 | 635891.0096 | 650184.3357 | 663862.8255 | 676408.4042 | 687909.0606 | 698497.6211 | 708929.7676 | 723980.1357 | 739300.715 | 0 | 6806306.7398 | OK
2034 | 0 | 0 | 0 | 0 | 0 | 0 | 0 | 0 | 0 | 0 | 0 | 0 | 0 | 0 | 0 | 0 | 0 | 0 | 0 | 0 | 0 | 0 | 0 | 0 | 0 | 0 | 0 | 0 | 0 | 0 | 0 | 0 | 0 | 0 | 0 | 0 | 635891.0096 | 650184.3357 | 663862.8255 | 676408.4042 | 687909.0606 | 698497.6211 | 708929.7676 | 723980.1357 | 739300.715 | 754879.4565 | 6939843.3314 | OK
Vintage Distribution
| 1989 | 1990 | 1991 | 1992 | 1993 | 1994 | 1995 | 1996 | 1997 | 1998 | 1999 | 2000 | 2001 | 2002 | 2003 | 2004 | 2005 | 2006 | 2007 | 2008 | 2009 | 2010 | 2011 | 2012 | 2013 | 2014 | 2015 | 2016 | 2017 | 2018 | 2019 | 2020 | 2021 | 2022 | 2023 | 2024 | 2025 | 2026 | 2027 | 2028 | 2029 | 2030 | 2031 | 2032 | 2033 | 2034 | Sum Check
1989 | 0% | 0% | 0% | 0% | 0% | 0% | 0% | 0% | 0% | 0% | 0% | 0% | 0% | 0% | 0% | 0% | 0% | 0% | 0% | 0% | 0% | 0% | 0% | 0% | 0% | 0% | 0% | 0% | 0% | 0% | 0% | 0% | 0% | 0% | 0% | 0% | 0% | 0% | 0% | 0% | 0% | 0% | 0% | 0% | 0% | 0% | 0%
1990 | 0% | 100% | 0% | 0% | 0% | 0% | 0% | 0% | 0% | 0% | 0% | 0% | 0% | 0% | 0% | 0% | 0% | 0% | 0% | 0% | 0% | 0% | 0% | 0% | 0% | 0% | 0% | 0% | 0% | 0% | 0% | 0% | 0% | 0% | 0% | 0% | 0% | 0% | 0% | 0% | 0% | 0% | 0% | 0% | 0% | 0% | 100%
1991 | 0% | 50% | 50% | 0% | 0% | 0% | 0% | 0% | 0% | 0% | 0% | 0% | 0% | 0% | 0% | 0% | 0% | 0% | 0% | 0% | 0% | 0% | 0% | 0% | 0% | 0% | 0% | 0% | 0% | 0% | 0% | 0% | 0% | 0% | 0% | 0% | 0% | 0% | 0% | 0% | 0% | 0% | 0% | 0% | 0% | 0% | 100%
1992 | 0% | 33.33% | 33.33% | 33.33% | 0% | 0% | 0% | 0% | 0% | 0% | 0% | 0% | 0% | 0% | 0% | 0% | 0% | 0% | 0% | 0% | 0% | 0% | 0% | 0% | 0% | 0% | 0% | 0% | 0% | 0% | 0% | 0% | 0% | 0% | 0% | 0% | 0% | 0% | 0% | 0% | 0% | 0% | 0% | 0% | 0% | 0% | 100%
1993 | 0% | 25% | 25% | 25% | 25% | 0% | 0% | 0% | 0% | 0% | 0% | 0% | 0% | 0% | 0% | 0% | 0% | 0% | 0% | 0% | 0% | 0% | 0% | 0% | 0% | 0% | 0% | 0% | 0% | 0% | 0% | 0% | 0% | 0% | 0% | 0% | 0% | 0% | 0% | 0% | 0% | 0% | 0% | 0% | 0% | 0% | 100%
1994 | 0% | 20% | 20% | 20% | 20% | 20% | 0% | 0% | 0% | 0% | 0% | 0% | 0% | 0% | 0% | 0% | 0% | 0% | 0% | 0% | 0% | 0% | 0% | 0% | 0% | 0% | 0% | 0% | 0% | 0% | 0% | 0% | 0% | 0% | 0% | 0% | 0% | 0% | 0% | 0% | 0% | 0% | 0% | 0% | 0% | 0% | 100%
1995 | 0% | 16.67% | 16.67% | 16.67% | 16.67% | 16.67% | 16.67% | 0% | 0% | 0% | 0% | 0% | 0% | 0% | 0% | 0% | 0% | 0% | 0% | 0% | 0% | 0% | 0% | 0% | 0% | 0% | 0% | 0% | 0% | 0% | 0% | 0% | 0% | 0% | 0% | 0% | 0% | 0% | 0% | 0% | 0% | 0% | 0% | 0% | 0% | 0% | 100%
1996 | 0% | 14.29% | 14.29% | 14.29% | 14.29% | 14.29% | 14.29% | 14.29% | 0% | 0% | 0% | 0% | 0% | 0% | 0% | 0% | 0% | 0% | 0% | 0% | 0% | 0% | 0% | 0% | 0% | 0% | 0% | 0% | 0% | 0% | 0% | 0% | 0% | 0% | 0% | 0% | 0% | 0% | 0% | 0% | 0% | 0% | 0% | 0% | 0% | 0% | 100%
1997 | 0% | 12.5% | 12.5% | 12.5% | 12.5% | 12.5% | 12.5% | 12.5% | 12.5% | 0% | 0% | 0% | 0% | 0% | 0% | 0% | 0% | 0% | 0% | 0% | 0% | 0% | 0% | 0% | 0% | 0% | 0% | 0% | 0% | 0% | 0% | 0% | 0% | 0% | 0% | 0% | 0% | 0% | 0% | 0% | 0% | 0% | 0% | 0% | 0% | 0% | 100%
1998 | 0% | 11.11% | 11.11% | 11.11% | 11.11% | 11.11% | 11.11% | 11.11% | 11.11% | 11.11% | 0% | 0% | 0% | 0% | 0% | 0% | 0% | 0% | 0% | 0% | 0% | 0% | 0% | 0% | 0% | 0% | 0% | 0% | 0% | 0% | 0% | 0% | 0% | 0% | 0% | 0% | 0% | 0% | 0% | 0% | 0% | 0% | 0% | 0% | 0% | 0% | 100%
1999 | 0% | 10% | 10% | 10% | 10% | 10% | 10% | 10% | 10% | 10% | 10% | 0% | 0% | 0% | 0% | 0% | 0% | 0% | 0% | 0% | 0% | 0% | 0% | 0% | 0% | 0% | 0% | 0% | 0% | 0% | 0% | 0% | 0% | 0% | 0% | 0% | 0% | 0% | 0% | 0% | 0% | 0% | 0% | 0% | 0% | 0% | 100%
2000 | 0% | 0% | 10% | 10% | 10% | 10% | 10% | 10% | 10% | 10% | 10% | 10% | 0% | 0% | 0% | 0% | 0% | 0% | 0% | 0% | 0% | 0% | 0% | 0% | 0% | 0% | 0% | 0% | 0% | 0% | 0% | 0% | 0% | 0% | 0% | 0% | 0% | 0% | 0% | 0% | 0% | 0% | 0% | 0% | 0% | 0% | 100%
2001 | 0% | 0% | 0% | 10% | 10% | 10% | 10% | 10% | 10% | 10% | 10% | 10% | 10% | 0% | 0% | 0% | 0% | 0% | 0% | 0% | 0% | 0% | 0% | 0% | 0% | 0% | 0% | 0% | 0% | 0% | 0% | 0% | 0% | 0% | 0% | 0% | 0% | 0% | 0% | 0% | 0% | 0% | 0% | 0% | 0% | 0% | 100%
2002 | 0% | 0% | 0% | 0% | 10% | 10% | 10% | 10% | 10% | 10% | 10% | 10% | 10% | 10% | 0% | 0% | 0% | 0% | 0% | 0% | 0% | 0% | 0% | 0% | 0% | 0% | 0% | 0% | 0% | 0% | 0% | 0% | 0% | 0% | 0% | 0% | 0% | 0% | 0% | 0% | 0% | 0% | 0% | 0% | 0% | 0% | 100%
2003 | 0% | 0% | 0% | 0% | 0% | 10% | 10% | 10% | 10% | 10% | 10% | 10% | 10% | 10% | 10% | 0% | 0% | 0% | 0% | 0% | 0% | 0% | 0% | 0% | 0% | 0% | 0% | 0% | 0% | 0% | 0% | 0% | 0% | 0% | 0% | 0% | 0% | 0% | 0% | 0% | 0% | 0% | 0% | 0% | 0% | 0% | 100%
2004 | 0% | 0% | 0% | 0% | 0% | 0% | 10% | 10% | 10% | 10% | 10% | 10% | 10% | 10% | 10% | 10% | 0% | 0% | 0% | 0% | 0% | 0% | 0% | 0% | 0% | 0% | 0% | 0% | 0% | 0% | 0% | 0% | 0% | 0% | 0% | 0% | 0% | 0% | 0% | 0% | 0% | 0% | 0% | 0% | 0% | 0% | 100%
2005 | 0% | 0% | 0% | 0% | 0% | 0% | 0% | 10% | 10% | 10% | 10% | 10% | 10% | 10% | 10% | 10% | 10% | 0% | 0% | 0% | 0% | 0% | 0% | 0% | 0% | 0% | 0% | 0% | 0% | 0% | 0% | 0% | 0% | 0% | 0% | 0% | 0% | 0% | 0% | 0% | 0% | 0% | 0% | 0% | 0% | 0% | 100%
2006 | 0% | 0% | 0% | 0% | 0% | 0% | 0% | 0% | 10% | 10% | 10% | 10% | 10% | 10% | 10% | 10% | 10% | 10% | 0% | 0% | 0% | 0% | 0% | 0% | 0% | 0% | 0% | 0% | 0% | 0% | 0% | 0% | 0% | 0% | 0% | 0% | 0% | 0% | 0% | 0% | 0% | 0% | 0% | 0% | 0% | 0% | 100%
2007 | 0% | 0% | 0% | 0% | 0% | 0% | 0% | 0% | 0% | 9.969% | 9.969% | 9.969% | 9.969% | 9.969% | 9.969% | 9.969% | 9.969% | 9.969% | 10.28% | 0% | 0% | 0% | 0% | 0% | 0% | 0% | 0% | 0% | 0% | 0% | 0% | 0% | 0% | 0% | 0% | 0% | 0% | 0% | 0% | 0% | 0% | 0% | 0% | 0% | 0% | 0% | 100%
2008 | 0% | 0% | 0% | 0% | 0% | 0% | 0% | 0% | 0% | 0% | 9.903% | 9.903% | 9.903% | 9.903% | 9.903% | 9.903% | 9.903% | 9.903% | 10.21% | 10.57% | 0% | 0% | 0% | 0% | 0% | 0% | 0% | 0% | 0% | 0% | 0% | 0% | 0% | 0% | 0% | 0% | 0% | 0% | 0% | 0% | 0% | 0% | 0% | 0% | 0% | 0% | 100%
2009 | 0% | 0% | 0% | 0% | 0% | 0% | 0% | 0% | 0% | 0% | 0% | 9.808% | 9.808% | 9.808% | 9.808% | 9.808% | 9.808% | 9.808% | 10.11% | 10.46% | 10.77% | 0% | 0% | 0% | 0% | 0% | 0% | 0% | 0% | 0% | 0% | 0% | 0% | 0% | 0% | 0% | 0% | 0% | 0% | 0% | 0% | 0% | 0% | 0% | 0% | 0% | 100%
2010 | 0% | 0% | 0% | 0% | 0% | 0% | 0% | 0% | 0% | 0% | 0% | 0% | 9.682% | 9.682% | 9.682% | 9.682% | 9.682% | 9.682% | 9.981% | 10.33% | 10.63% | 10.96% | 0% | 0% | 0% | 0% | 0% | 0% | 0% | 0% | 0% | 0% | 0% | 0% | 0% | 0% | 0% | 0% | 0% | 0% | 0% | 0% | 0% | 0% | 0% | 0% | 100%
2011 | 0% | 0% | 0% | 0% | 0% | 0% | 0% | 0% | 0% | 0% | 0% | 0% | 0% | 9.533% | 9.533% | 9.533% | 9.533% | 9.533% | 9.827% | 10.17% | 10.47% | 10.8% | 11.07% | 0% | 0% | 0% | 0% | 0% | 0% | 0% | 0% | 0% | 0% | 0% | 0% | 0% | 0% | 0% | 0% | 0% | 0% | 0% | 0% | 0% | 0% | 0% | 100%
2012 | 0% | 0% | 0% | 0% | 0% | 0% | 0% | 0% | 0% | 0% | 0% | 0% | 0% | 0% | 9.366% | 9.366% | 9.366% | 9.366% | 9.655% | 9.993% | 10.29% | 10.61% | 10.88% | 11.12% | 0% | 0% | 0% | 0% | 0% | 0% | 0% | 0% | 0% | 0% | 0% | 0% | 0% | 0% | 0% | 0% | 0% | 0% | 0% | 0% | 0% | 0% | 100%
2013 | 0% | 0% | 0% | 0% | 0% | 0% | 0% | 0% | 0% | 0% | 0% | 0% | 0% | 0% | 0% | 9.188% | 9.188% | 9.188% | 9.471% | 9.803% | 10.09% | 10.4% | 10.67% | 10.91% | 11.09% | 0% | 0% | 0% | 0% | 0% | 0% | 0% | 0% | 0% | 0% | 0% | 0% | 0% | 0% | 0% | 0% | 0% | 0% | 0% | 0% | 0% | 100%
2014 | 0% | 0% | 0% | 0% | 0% | 0% | 0% | 0% | 0% | 0% | 0% | 0% | 0% | 0% | 0% | 0% | 9% | 9% | 9.278% | 9.603% | 9.884% | 10.19% | 10.45% | 10.68% | 10.87% | 11.04% | 0% | 0% | 0% | 0% | 0% | 0% | 0% | 0% | 0% | 0% | 0% | 0% | 0% | 0% | 0% | 0% | 0% | 0% | 0% | 0% | 100%
2015 | 0% | 0% | 0% | 0% | 0% | 0% | 0% | 0% | 0% | 0% | 0% | 0% | 0% | 0% | 0% | 0% | 0% | 8.808% | 9.08% | 9.398% | 9.674% | 9.975% | 10.23% | 10.46% | 10.63% | 10.81% | 10.94% | 0% | 0% | 0% | 0% | 0% | 0% | 0% | 0% | 0% | 0% | 0% | 0% | 0% | 0% | 0% | 0% | 0% | 0% | 0% | 100%
2016 | 0% | 0% | 0% | 0% | 0% | 0% | 0% | 0% | 0% | 0% | 0% | 0% | 0% | 0% | 0% | 0% | 0% | 0% | 8.878% | 9.189% | 9.458% | 9.753% | 10% | 10.22% | 10.4% | 10.57% | 10.69% | 10.84% | 0% | 0% | 0% | 0% | 0% | 0% | 0% | 0% | 0% | 0% | 0% | 0% | 0% | 0% | 0% | 0% | 0% | 0% | 100%
2017 | 0% | 0% | 0% | 0% | 0% | 0% | 0% | 0% | 0% | 0% | 0% | 0% | 0% | 0% | 0% | 0% | 0% | 0% | 0% | 8.997% | 9.261% | 9.549% | 9.793% | 10.01% | 10.18% | 10.35% | 10.47% | 10.61% | 10.78% | 0% | 0% | 0% | 0% | 0% | 0% | 0% | 0% | 0% | 0% | 0% | 0% | 0% | 0% | 0% | 0% | 0% | 100%
2018 | 0% | 0% | 0% | 0% | 0% | 0% | 0% | 0% | 0% | 0% | 0% | 0% | 0% | 0% | 0% | 0% | 0% | 0% | 0% | 0% | 9.08% | 9.363% | 9.602% | 9.814% | 9.982% | 10.14% | 10.27% | 10.41% | 10.57% | 10.77% | 0% | 0% | 0% | 0% | 0% | 0% | 0% | 0% | 0% | 0% | 0% | 0% | 0% | 0% | 0% | 0% | 100%
2019 | 0% | 0% | 0% | 0% | 0% | 0% | 0% | 0% | 0% | 0% | 0% | 0% | 0% | 0% | 0% | 0% | 0% | 0% | 0% | 0% | 0% | 9.187% | 9.422% | 9.629% | 9.795% | 9.954% | 10.07% | 10.21% | 10.37% | 10.57% | 10.79% | 0% | 0% | 0% | 0% | 0% | 0% | 0% | 0% | 0% | 0% | 0% | 0% | 0% | 0% | 0% | 100%
2020 | 0% | 0% | 0% | 0% | 0% | 0% | 0% | 0% | 0% | 0% | 0% | 0% | 0% | 0% | 0% | 0% | 0% | 0% | 0% | 0% | 0% | 0% | 9.253% | 9.456% | 9.619% | 9.775% | 9.892% | 10.03% | 10.19% | 10.38% | 10.59% | 10.82% | 0% | 0% | 0% | 0% | 0% | 0% | 0% | 0% | 0% | 0% | 0% | 0% | 0% | 0% | 100%
2021 | 0% | 0% | 0% | 0% | 0% | 0% | 0% | 0% | 0% | 0% | 0% | 0% | 0% | 0% | 0% | 0% | 0% | 0% | 0% | 0% | 0% | 0% | 0% | 9.288% | 9.448% | 9.602% | 9.717% | 9.85% | 10.01% | 10.19% | 10.41% | 10.63% | 10.86% | 0% | 0% | 0% | 0% | 0% | 0% | 0% | 0% | 0% | 0% | 0% | 0% | 0% | 100%
2022 | 0% | 0% | 0% | 0% | 0% | 0% | 0% | 0% | 0% | 0% | 0% | 0% | 0% | 0% | 0% | 0% | 0% | 0% | 0% | 0% | 0% | 0% | 0% | 0% | 9.278% | 9.429% | 9.541% | 9.672% | 9.826% | 10.01% | 10.22% | 10.44% | 10.67% | 10.92% | 0% | 0% | 0% | 0% | 0% | 0% | 0% | 0% | 0% | 0% | 0% | 0% | 100%
2023 | 0% | 0% | 0% | 0% | 0% | 0% | 0% | 0% | 0% | 0% | 0% | 0% | 0% | 0% | 0% | 0% | 0% | 0% | 0% | 0% | 0% | 0% | 0% | 0% | 0% | 9.252% | 9.362% | 9.49% | 9.641% | 9.822% | 10.03% | 10.24% | 10.47% | 10.72% | 10.98% | 0% | 0% | 0% | 0% | 0% | 0% | 0% | 0% | 0% | 0% | 0% | 100%
2024 | 0% | 0% | 0% | 0% | 0% | 0% | 0% | 0% | 0% | 0% | 0% | 0% | 0% | 0% | 0% | 0% | 0% | 0% | 0% | 0% | 0% | 0% | 0% | 0% | 0% | 0% | 9.18% | 9.306% | 9.454% | 9.631% | 9.831% | 10.04% | 10.26% | 10.51% | 10.77% | 11.02% | 0% | 0% | 0% | 0% | 0% | 0% | 0% | 0% | 0% | 0% | 100%
2025 | 0% | 0% | 0% | 0% | 0% | 0% | 0% | 0% | 0% | 0% | 0% | 0% | 0% | 0% | 0% | 0% | 0% | 0% | 0% | 0% | 0% | 0% | 0% | 0% | 0% | 0% | 0% | 9.115% | 9.259% | 9.433% | 9.629% | 9.834% | 10.05% | 10.3% | 10.55% | 10.79% | 11.04% | 0% | 0% | 0% | 0% | 0% | 0% | 0% | 0% | 0% | 100%
2026 | 0% | 0% | 0% | 0% | 0% | 0% | 0% | 0% | 0% | 0% | 0% | 0% | 0% | 0% | 0% | 0% | 0% | 0% | 0% | 0% | 0% | 0% | 0% | 0% | 0% | 0% | 0% | 0% | 9.062% | 9.232% | 9.424% | 9.624% | 9.838% | 10.08% | 10.32% | 10.56% | 10.81% | 11.05% | 0% | 0% | 0% | 0% | 0% | 0% | 0% | 0% | 100%
2027 | 0% | 0% | 0% | 0% | 0% | 0% | 0% | 0% | 0% | 0% | 0% | 0% | 0% | 0% | 0% | 0% | 0% | 0% | 0% | 0% | 0% | 0% | 0% | 0% | 0% | 0% | 0% | 0% | 0% | 9.031% | 9.219% | 9.415% | 9.624% | 9.857% | 10.1% | 10.33% | 10.57% | 10.81% | 11.04% | 0% | 0% | 0% | 0% | 0% | 0% | 0% | 100%
2028 | 0% | 0% | 0% | 0% | 0% | 0% | 0% | 0% | 0% | 0% | 0% | 0% | 0% | 0% | 0% | 0% | 0% | 0% | 0% | 0% | 0% | 0% | 0% | 0% | 0% | 0% | 0% | 0% | 0% | 0% | 9.019% | 9.211% | 9.415% | 9.643% | 9.877% | 10.11% | 10.34% | 10.58% | 10.8% | 11% | 0% | 0% | 0% | 0% | 0% | 0% | 100%
2029 | 0% | 0% | 0% | 0% | 0% | 0% | 0% | 0% | 0% | 0% | 0% | 0% | 0% | 0% | 0% | 0% | 0% | 0% | 0% | 0% | 0% | 0% | 0% | 0% | 0% | 0% | 0% | 0% | 0% | 0% | 0% | 9.015% | 9.215% | 9.438% | 9.667% | 9.893% | 10.13% | 10.35% | 10.57% | 10.77% | 10.95% | 0% | 0% | 0% | 0% | 0% | 100%
2030 | 0% | 0% | 0% | 0% | 0% | 0% | 0% | 0% | 0% | 0% | 0% | 0% | 0% | 0% | 0% | 0% | 0% | 0% | 0% | 0% | 0% | 0% | 0% | 0% | 0% | 0% | 0% | 0% | 0% | 0% | 0% | 0% | 9.025% | 9.243% | 9.468% | 9.689% | 9.916% | 10.14% | 10.35% | 10.55% | 10.73% | 10.89% | 0% | 0% | 0% | 0% | 100%
2031 | 0% | 0% | 0% | 0% | 0% | 0% | 0% | 0% | 0% | 0% | 0% | 0% | 0% | 0% | 0% | 0% | 0% | 0% | 0% | 0% | 0% | 0% | 0% | 0% | 0% | 0% | 0% | 0% | 0% | 0% | 0% | 0% | 0% | 9.059% | 9.279% | 9.496% | 9.719% | 9.937% | 10.15% | 10.34% | 10.51% | 10.68% | 10.84% | 0% | 0% | 0% | 100%
2032 | 0% | 0% | 0% | 0% | 0% | 0% | 0% | 0% | 0% | 0% | 0% | 0% | 0% | 0% | 0% | 0% | 0% | 0% | 0% | 0% | 0% | 0% | 0% | 0% | 0% | 0% | 0% | 0% | 0% | 0% | 0% | 0% | 0% | 0% | 9.097% | 9.31% | 9.528% | 9.742% | 9.947% | 10.13% | 10.31% | 10.47% | 10.62% | 10.85% | 0% | 0% | 100%
2033 | 0% | 0% | 0% | 0% | 0% | 0% | 0% | 0% | 0% | 0% | 0% | 0% | 0% | 0% | 0% | 0% | 0% | 0% | 0% | 0% | 0% | 0% | 0% | 0% | 0% | 0% | 0% | 0% | 0% | 0% | 0% | 0% | 0% | 0% | 0% | 9.129% | 9.343% | 9.553% | 9.754% | 9.938% | 10.11% | 10.26% | 10.42% | 10.64% | 10.86% | 0% | 100%
2034 | 0% | 0% | 0% | 0% | 0% | 0% | 0% | 0% | 0% | 0% | 0% | 0% | 0% | 0% | 0% | 0% | 0% | 0% | 0% | 0% | 0% | 0% | 0% | 0% | 0% | 0% | 0% | 0% | 0% | 0% | 0% | 0% | 0% | 0% | 0% | 0% | 9.163% | 9.369% | 9.566% | 9.747% | 9.912% | 10.07% | 10.22% | 10.43% | 10.65% | 10.88% | 100%
Installed UEC
| Pre-case | Post-case
1989 | 2690.3721 | 2653.1935
1990 | 2635.717 | 2599.2938
1991 | 2588.8593 | 2553.0835
1992 | 2541.8364 | 2506.7105
1993 | 2494.9618 | 2460.4837
1994 | 2443.1279 | 2409.366
1995 | 2382.6287 | 2349.7029
1996 | 2325.678 | 2293.5392
1997 | 2263.2663 | 2231.99
1998 | 2194.0019 | 2163.6827
1999 | 2120.4703 | 2091.1673
2000 | 2054.8721 | 2026.4756
2001 | 2002.9564 | 1975.2773
2002 | 1964.244 | 1937.0999
2003 | 1924.4368 | 1897.8429
2004 | 1887.0126 | 1860.9358
2005 | 1847.8759 | 1822.3399
2006 | 1804.0838 | 1779.153
2007 | 1765.5887 | 1741.1898
2008 | 1729.4462 | 1705.5468
2009 | 1696.008 | 1672.5707
2010 | 1676.0242 | 1652.8631
2011 | 1654.0731 | 1631.2153
2012 | 1630.2634 | 1607.7346
2013 | 1606.8016 | 1584.597
2014 | 1584.7076 | 1562.8084
2015 | 1563.5085 | 1541.9022
2016 | 1544.6896 | 1523.3434
2017 | 1526.3571 | 1505.2642
2018 | 1506.3434 | 1485.5271
2019 | 1487.028 | 1466.4786
2020 | 1467.2743 | 1446.9979
2021 | 1448.7825 | 1428.7616
2022 | 1431.0608 | 1411.2848
2023 | 1413.9956 | 1394.4555
2024 | 1397.3896 | 1378.0789
2025 | 1381.2607 | 1362.1729
2026 | 1366.1615 | 1347.2823
2027 | 1350.8783 | 1332.2104
2028 | 1335.3294 | 1316.8764
2029 | 1320.048 | 1301.8061
2030 | 1305.4469 | 1287.4068
2031 | 1291.6994 | 1273.8493
2032 | 1277.8925 | 1260.2332
2033 | 1264.3309 | 1246.859
2034 | 1251.0186 | 1233.7307

## Regional Rollup
Regional Roll-Up
| Base Case | [28 empty] | Standards Case
| Index | Unique ID Annual Shipments Scaling | Unique ID Regional Floorspace | State | Year | ANNUAL ENERGY USE (kWh) | Building Type | Regional Commercial Floorspace for Building Type by State (10^6 SQFT) | Total Regional Commercial Stock for Building Type (10^6 SQFT) | Regional Shipments Correction Factor (% of total Regional Building Type Floorspace) | Regional Shipments Weighting Factor | Corrected Regional Shipments Weighting Factor | System Configuration | SURVIVING EQUIPMENT STOCKS | SURVIVING EQUIPMENT Total Energy Use (kWh) | Below Level 0 | Below Level 0 | Level 0 | Level 0 | Level 1 | Level 1 | Level 2 | Level 2 | Level 3 | Level 3 | Level 4 | Level 4 | Level 5 | Level 5 | Index | Unique ID Annual Shipments Scaling | Unique ID Regional Floorspace | State | Year | ANNUAL ENERGY USE (kWh) | Building Type | Regional Commercial Floorspace for Building Type by State (10^6 SQFT) | Total Regional Commercial Stock for Building Type (10^6 SQFT) | Regional Shipments Correction Factor (% of total Regional Building Type Floorspace) | Regional Shipments Weighting Factor | Corrected Regional Shipments Weighting Factor | System Configuration | SURVIVING EQUIPMENT STOCKS | SURVIVING EQUIPMENT Total Energy Use (kWh) | Below Level 0 | Below Level 0 | Level 0 | Level 0 | Level 1 | Level 1 | Level 2 | Level 2 | Level 3 | Level 3 | Level 4 | Level 4 | Level 5 | Level 5 | Year | Base Case Total Stocks | Standards Case Total Stocks | QC Check
[16 empty] | SURVIVING EQUIPMENT | [28 empty] | SURVIVING EQUIPMENT | [14 empty] | Annual Total Surviving | Annual Total Surviving
[16 empty] | All Surviving Equipment of Efficiency Level Below 0 | Total Energy Use (kWh) | All Surviving Equipment of Efficiency Level 0 | Total Energy Use (kWh) | All Surviving Equipment of Efficiency Level 1 | Total Energy Use (kWh) | All Surviving Equipment of Efficiency Level 2 | Total Energy Use (kWh) | All Surviving Equipment of Efficiency Level 3 | Total Energy Use (kWh) | All Surviving Equipment of Efficiency Level 4 | Total Energy Use (kWh) | All Surviving Equipment of Efficiency Level 5 | Total Energy Use (kWh) | [15 empty] | All Surviving Equipment of Efficiency Level Below 0 | Total Energy Use (kWh) | All Surviving Equipment of Efficiency Level 0 | Total Energy Use (kWh) | All Surviving Equipment of Efficiency Level 1 | Total Energy Use (kWh) | All Surviving Equipment of Efficiency Level 2 | Total Energy Use (kWh) | All Surviving Equipment of Efficiency Level 3 | Total Energy Use (kWh) | All Surviving Equipment of Efficiency Level 4 | Total Energy Use (kWh) | All Surviving Equipment of Efficiency Level 5 | Total Energy Use (kWh) | 2005 | 38906.3929 | 38906.3929 | OK
| 1 | 2005Any | AnyIdaho | Idaho | 2005 | 739944.9893 | Any | NA | 427.2424 | NA | 0.034767 | 0.034767 | PTAC Standard Size - 9,000 Btu/h | 1125.8166 | 739944.9893 | 0 | 0 | 254.372 | 168351.1335 | 236.1847 | 155882.3255 | 223.9679 | 147309.209 | 211.7193 | 138583.3456 | 199.5728 | 129818.9758 | 0 | 0 | 1 | 2005Any | AnyIdaho | Idaho | 2005 | 739944.9893 | Any | NA | 427.2424 | NA | 0.034767 | 0.034767 | PTAC Standard Size - 9,000 Btu/h | 1125.8166 | 739944.9893 | 0 | 0 | 254.372 | 168351.1335 | 236.1847 | 155882.3255 | 223.9679 | 147309.209 | 211.7193 | 138583.3456 | 199.5728 | 129818.9758 | 0 | 0 | 2006 | 40111.821 | 40111.821 | OK
| 2 | 2006Any | AnyIdaho | Idaho | 2006 | 762870.5416 | Any | NA | 437.0258 | NA | 0.034893 | 0.034893 | PTAC Standard Size - 9,000 Btu/h | 1160.6975 | 762870.5416 | 0 | 0 | 262.2531 | 173567.1195 | 243.5023 | 160711.9932 | 230.907 | 151873.2578 | 218.279 | 142877.0428 | 205.7561 | 133841.1285 | 0 | 0 | 2 | 2006Any | AnyIdaho | Idaho | 2006 | 762870.5416 | Any | NA | 437.0258 | NA | 0.034893 | 0.034893 | PTAC Standard Size - 9,000 Btu/h | 1160.6975 | 762870.5416 | 0 | 0 | 262.2531 | 173567.1195 | 243.5023 | 160711.9932 | 230.907 | 151873.2578 | 218.279 | 142877.0428 | 205.7561 | 133841.1285 | 0 | 0 | 2007 | 40730.2461 | 40730.2461 | OK
| 3 | 2007Any | AnyIdaho | Idaho | 2007 | 774632.1189 | Any | NA | 444.1987 | NA | 0.03481 | 0.03481 | PTAC Standard Size - 9,000 Btu/h | 1178.5926 | 774632.1189 | 0 | 0 | 266.2964 | 176243.0953 | 247.2565 | 163189.7747 | 234.467 | 154214.7678 | 221.6443 | 145079.8535 | 208.9283 | 135904.6277 | 0 | 0 | 3 | 2007Any | AnyIdaho | Idaho | 2007 | 774632.1189 | Any | NA | 444.1987 | NA | 0.03481 | 0.03481 | PTAC Standard Size - 9,000 Btu/h | 1178.5926 | 774632.1189 | 0 | 0 | 266.2964 | 176243.0953 | 247.2565 | 163189.7747 | 234.467 | 154214.7678 | 221.6443 | 145079.8535 | 208.9283 | 135904.6277 | 0 | 0 | 2008 | 41514.8978 | 41514.8978 | OK
| 4 | 2008Any | AnyIdaho | Idaho | 2008 | 789555.0922 | Any | NA | 452.0369 | NA | 0.034782 | 0.034782 | PTAC Standard Size - 9,000 Btu/h | 1201.2977 | 789555.0922 | 0 | 0 | 271.4265 | 179638.347 | 252.0198 | 166333.5594 | 238.9839 | 157185.6527 | 225.9142 | 147874.7579 | 212.9532 | 138522.7752 | 0 | 0 | 4 | 2008Any | AnyIdaho | Idaho | 2008 | 789555.0922 | Any | NA | 452.0369 | NA | 0.034782 | 0.034782 | PTAC Standard Size - 9,000 Btu/h | 1201.2977 | 789555.0922 | 0 | 0 | 271.4265 | 179638.347 | 252.0198 | 166333.5594 | 238.9839 | 157185.6527 | 225.9142 | 147874.7579 | 212.9532 | 138522.7752 | 0 | 0 | 2009 | 42488.4865 | 42488.4865 | OK
| 5 | 2009Any | AnyIdaho | Idaho | 2009 | 808071.3837 | Any | NA | 460.6184 | NA | 0.034811 | 0.034811 | PTAC Standard Size - 9,000 Btu/h | 1229.47 | 808071.3837 | 0 | 0 | 277.7919 | 183851.1448 | 257.9301 | 170234.3394 | 244.5885 | 160871.9001 | 231.2122 | 151342.6504 | 217.9473 | 141771.3491 | 0 | 0 | 5 | 2009Any | AnyIdaho | Idaho | 2009 | 808071.3837 | Any | NA | 460.6184 | NA | 0.034811 | 0.034811 | PTAC Standard Size - 9,000 Btu/h | 1229.47 | 808071.3837 | 0 | 0 | 277.7919 | 183851.1448 | 257.9301 | 170234.3394 | 244.5885 | 160871.9001 | 231.2122 | 151342.6504 | 217.9473 | 141771.3491 | 0 | 0 | 2010 | 44079.7511 | 44079.7511 | OK
| 6 | 2010Any | AnyIdaho | Idaho | 2010 | 838335.0031 | Any | NA | 472.3541 | NA | 0.035075 | 0.035075 | PTAC Standard Size - 9,000 Btu/h | 1275.5157 | 838335.0031 | 0 | 0 | 288.1957 | 190736.6764 | 267.59 | 176609.899 | 253.7487 | 166896.8207 | 239.8715 | 157010.6847 | 226.1098 | 147080.9223 | 0 | 0 | 6 | 2010Any | AnyIdaho | Idaho | 2010 | 838335.0031 | Any | NA | 472.3541 | NA | 0.035075 | 0.035075 | PTAC Standard Size - 9,000 Btu/h | 1275.5157 | 838335.0031 | 0 | 0 | 288.1957 | 190736.6764 | 267.59 | 176609.899 | 253.7487 | 166896.8207 | 239.8715 | 157010.6847 | 226.1098 | 147080.9223 | 0 | 0 | 2011 | 45529.3457 | 45529.3457 | OK
| 7 | 2011Any | AnyIdaho | Idaho | 2011 | 865904.2569 | Any | NA | 483.1114 | NA | 0.035259 | 0.035259 | PTAC Standard Size - 9,000 Btu/h | 1317.462 | 865904.2569 | 0 | 0 | 297.6732 | 197009.1902 | 276.3899 | 182417.8434 | 262.0934 | 172385.3435 | 247.7599 | 162174.0948 | 233.5456 | 151917.7849 | 0 | 0 | 7 | 2011Any | AnyIdaho | Idaho | 2011 | 865904.2569 | Any | NA | 483.1114 | NA | 0.035259 | 0.035259 | PTAC Standard Size - 9,000 Btu/h | 1317.462 | 865904.2569 | 0 | 0 | 297.6732 | 197009.1902 | 276.3899 | 182417.8434 | 262.0934 | 172385.3435 | 247.7599 | 162174.0948 | 233.5456 | 151917.7849 | 0 | 0 | 2012 | 46811.1993 | 46811.1993 | OK
| 8 | 2012Any | AnyIdaho | Idaho | 2012 | 890283.3141 | Any | NA | 492.981 | NA | 0.035374 | 0.035374 | PTAC Standard Size - 9,000 Btu/h | 1354.5544 | 890283.3141 | 0 | 0 | 306.054 | 202555.8754 | 284.1715 | 187553.7173 | 269.4725 | 177238.7579 | 254.7354 | 166740.0171 | 240.1209 | 156194.9464 | 0 | 0 | 8 | 2012Any | AnyIdaho | Idaho | 2012 | 890283.3141 | Any | NA | 492.981 | NA | 0.035374 | 0.035374 | PTAC Standard Size - 9,000 Btu/h | 1354.5544 | 890283.3141 | 0 | 0 | 306.054 | 202555.8754 | 284.1715 | 187553.7173 | 269.4725 | 177238.7579 | 254.7354 | 166740.0171 | 240.1209 | 156194.9464 | 0 | 0 | 2013 | 47975.7088 | 47975.7088 | OK
| 9 | 2013Any | AnyIdaho | Idaho | 2013 | 912430.6494 | Any | NA | 502.559 | NA | 0.035443 | 0.035443 | PTAC Standard Size - 9,000 Btu/h | 1388.2513 | 912430.6494 | 0 | 0 | 313.6676 | 207594.8027 | 291.2407 | 192219.44 | 276.1761 | 181647.8782 | 261.0724 | 170887.963 | 246.0944 | 160080.5656 | 0 | 0 | 9 | 2013Any | AnyIdaho | Idaho | 2013 | 912049.3287 | Any | NA | 502.559 | NA | 0.035443 | 0.035443 | PTAC Standard Size - 9,000 Btu/h | 1388.2513 | 912049.3287 | 0 | 0 | 288.4237 | 190887.5603 | 267.8017 | 176749.6078 | 253.9495 | 167028.8459 | 331.9821 | 217302.7491 | 246.0944 | 160080.5656 | 0 | 0 | 2014 | 48794.4231 | 48794.4231 | OK
| 10 | 2014Any | AnyIdaho | Idaho | 2014 | 928001.447 | Any | NA | 511.9622 | NA | 0.035526 | 0.035526 | PTAC Standard Size - 9,000 Btu/h | 1411.942 | 928001.447 | 0 | 0 | 319.0204 | 211137.4463 | 296.2108 | 195499.7002 | 280.8891 | 184747.7328 | 265.5277 | 173804.1977 | 250.294 | 162812.37 | 0 | 0 | 10 | 2014Any | AnyIdaho | Idaho | 2014 | 927238.2935 | Any | NA | 511.9622 | NA | 0.035526 | 0.035526 | PTAC Standard Size - 9,000 Btu/h | 1411.942 | 927238.2935 | 0 | 0 | 268.4986 | 177700.5297 | 249.3012 | 164539.2652 | 236.4059 | 155490.04 | 407.4423 | 266696.0887 | 250.294 | 162812.37 | 0 | 0 | 2015 | 48897.4499 | 48897.4499 | OK
| 11 | 2015Any | AnyIdaho | Idaho | 2015 | 929960.8723 | Any | NA | 517.8556 | NA | 0.035361 | 0.035361 | PTAC Standard Size - 9,000 Btu/h | 1414.9233 | 929960.8723 | 0 | 0 | 319.694 | 211583.2517 | 296.8362 | 195912.4874 | 281.4822 | 185137.8177 | 266.0883 | 174171.176 | 250.8225 | 163156.1396 | 0 | 0 | 11 | 2015Any | AnyIdaho | Idaho | 2015 | 928831.3624 | Any | NA | 517.8556 | NA | 0.035361 | 0.035361 | PTAC Standard Size - 9,000 Btu/h | 1414.9233 | 928831.3624 | 0 | 0 | 244.9188 | 162094.7428 | 227.4074 | 150089.3099 | 215.6446 | 141834.7941 | 476.13 | 311656.376 | 250.8225 | 163156.1396 | 0 | 0 | 2016 | 49291.8867 | 49291.8867 | OK
| 12 | 2016Any | AnyIdaho | Idaho | 2016 | 937462.5075 | Any | NA | 525.2609 | NA | 0.035299 | 0.035299 | PTAC Standard Size - 9,000 Btu/h | 1426.3369 | 937462.5075 | 0 | 0 | 322.2729 | 213290.0121 | 299.2307 | 197492.8377 | 283.7528 | 186631.253 | 268.2347 | 175576.1476 | 252.8458 | 164472.2571 | 0 | 0 | 12 | 2016Any | AnyIdaho | Idaho | 2016 | 935967.3357 | Any | NA | 525.2609 | NA | 0.035299 | 0.035299 | PTAC Standard Size - 9,000 Btu/h | 1426.3369 | 935967.3357 | 0 | 0 | 223.2903 | 147780.34 | 207.3253 | 136835.0933 | 196.6013 | 129309.5243 | 546.2742 | 357570.121 | 252.8458 | 164472.2571 | 0 | 0 | 2017 | 49942.6545 | 49942.6545 | OK
| 13 | 2017Any | AnyIdaho | Idaho | 2017 | 949839.1977 | Any | NA | 533.9435 | NA | 0.035323 | 0.035323 | PTAC Standard Size - 9,000 Btu/h | 1445.1679 | 949839.1977 | 0 | 0 | 326.5276 | 216105.9374 | 303.1812 | 200100.2035 | 287.499 | 189095.2205 | 271.7761 | 177894.162 | 256.1839 | 166643.6743 | 0 | 0 | 13 | 2017Any | AnyIdaho | Idaho | 2017 | 947973.7068 | Any | NA | 533.9435 | NA | 0.035323 | 0.035323 | PTAC Standard Size - 9,000 Btu/h | 1445.1679 | 947973.7068 | 0 | 0 | 203.0294 | 134371.0524 | 188.513 | 124418.9551 | 178.7621 | 117576.241 | 618.6794 | 404963.784 | 256.1839 | 166643.6743 | 0 | 0 | 2018 | 50653.9994 | 50653.9994 | OK
| 14 | 2018Any | AnyIdaho | Idaho | 2018 | 963367.9786 | Any | NA | 542.8433 | NA | 0.035361 | 0.035361 | PTAC Standard Size - 9,000 Btu/h | 1465.7517 | 963367.9786 | 0 | 0 | 331.1784 | 219183.9846 | 307.4995 | 202950.2773 | 291.5939 | 191788.5478 | 275.647 | 180427.9499 | 259.8328 | 169017.2189 | 0 | 0 | 14 | 2018Any | AnyIdaho | Idaho | 2018 | 961131.036 | Any | NA | 542.8433 | NA | 0.035361 | 0.035361 | PTAC Standard Size - 9,000 Btu/h | 1465.7517 | 961131.036 | 0 | 0 | 183.0896 | 121174.2648 | 169.9989 | 112199.5783 | 161.2056 | 106028.8977 | 691.6249 | 452711.0762 | 259.8328 | 169017.2189 | 0 | 0 | 2019 | 51180.105 | 51180.105 | OK
| 15 | 2019Any | AnyIdaho | Idaho | 2019 | 973373.7683 | Any | NA | 550.6164 | NA | 0.035323 | 0.035323 | PTAC Standard Size - 9,000 Btu/h | 1480.9754 | 973373.7683 | 0 | 0 | 334.6181 | 221460.4863 | 310.6933 | 205058.1715 | 294.6225 | 193780.5134 | 278.51 | 182301.9214 | 262.5315 | 170772.6756 | 0 | 0 | 15 | 2019Any | AnyIdaho | Idaho | 2019 | 970775.5101 | Any | NA | 550.6164 | NA | 0.035323 | 0.035323 | PTAC Standard Size - 9,000 Btu/h | 1480.9754 | 970775.5101 | 0 | 0 | 162.6097 | 107620.0316 | 150.9832 | 99649.2298 | 143.1735 | 94168.7852 | 761.6775 | 498564.7879 | 262.5315 | 170772.6756 | 0 | 0 | 2020 | 51654.082 | 51654.082 | OK
| 16 | 2020Any | AnyIdaho | Idaho | 2020 | 982388.1455 | Any | NA | 557.9763 | NA | 0.035257 | 0.035257 | PTAC Standard Size - 9,000 Btu/h | 1494.6907 | 982388.1455 | 0 | 0 | 337.717 | 223511.4234 | 313.5706 | 206957.2074 | 297.351 | 195575.1073 | 281.0892 | 183990.2125 | 264.9628 | 172354.1948 | 0 | 0 | 16 | 2020Any | AnyIdaho | Idaho | 2020 | 979435.0356 | Any | NA | 557.9763 | NA | 0.035257 | 0.035257 | PTAC Standard Size - 9,000 Btu/h | 1494.6907 | 979435.0356 | 0 | 0 | 142.2169 | 94123.4446 | 132.0485 | 87152.258 | 125.2182 | 82359.1139 | 830.2443 | 543446.0242 | 264.9628 | 172354.1948 | 0 | 0 | 2021 | 52025.4978 | 52025.4978 | OK
| 17 | 2021Any | AnyIdaho | Idaho | 2021 | 989451.953 | Any | NA | 564.6775 | NA | 0.035147 | 0.035147 | PTAC Standard Size - 9,000 Btu/h | 1505.4382 | 989451.953 | 0 | 0 | 340.1454 | 225118.5699 | 315.8253 | 208445.3217 | 299.4891 | 196981.3793 | 283.1104 | 185313.184 | 266.868 | 173593.4981 | 0 | 0 | 17 | 2021Any | AnyIdaho | Idaho | 2021 | 986155.0639 | Any | NA | 564.6775 | NA | 0.035147 | 0.035147 | PTAC Standard Size - 9,000 Btu/h | 1505.4382 | 986155.0639 | 0 | 0 | 121.8865 | 80668.1995 | 113.1717 | 74693.5662 | 107.3179 | 70585.6172 | 896.1941 | 586614.1828 | 266.868 | 173593.4981 | 0 | 0 | 2022 | 52463.4222 | 52463.4222 | OK
| 18 | 2022Any | AnyIdaho | Idaho | 2022 | 997780.6611 | Any | NA | 571.6802 | NA | 0.035049 | 0.035049 | PTAC Standard Size - 9,000 Btu/h | 1518.1102 | 997780.6611 | 0 | 0 | 343.0085 | 227013.5046 | 318.4838 | 210199.9095 | 302.01 | 198639.4693 | 285.4935 | 186873.057 | 269.1144 | 175054.7207 | 0 | 0 | 18 | 2022Any | AnyIdaho | Idaho | 2022 | 994141.4792 | Any | NA | 571.6802 | NA | 0.035049 | 0.035049 | PTAC Standard Size - 9,000 Btu/h | 1518.1102 | 994141.4792 | 0 | 0 | 102.0894 | 67565.8727 | 94.7901 | 62561.654 | 89.887 | 59120.9282 | 962.2293 | 629838.3036 | 269.1144 | 175054.7207 | 0 | 0 | 2023 | 53060.3698 | 53060.3698 | OK
| 19 | 2023Any | AnyIdaho | Idaho | 2023 | 1009133.7667 | Any | NA | 579.5411 | NA | 0.034993 | 0.034993 | PTAC Standard Size - 9,000 Btu/h | 1535.3838 | 1009133.7667 | 0 | 0 | 346.9114 | 229596.5456 | 322.1076 | 212591.6393 | 305.4464 | 200899.6603 | 288.7419 | 188999.3655 | 272.1765 | 177046.556 | 0 | 0 | 19 | 2023Any | AnyIdaho | Idaho | 2023 | 1005146.0172 | Any | NA | 579.5411 | NA | 0.034993 | 0.034993 | PTAC Standard Size - 9,000 Btu/h | 1535.3838 | 1005146.0172 | 0 | 0 | 82.9166 | 54876.7199 | 76.9881 | 50812.3144 | 73.0059 | 48017.7712 | 1030.2968 | 674392.6557 | 272.1765 | 177046.556 | 0 | 0 | 2024 | 53499.5001 | 53499.5001 | OK
| 20 | 2024Any | AnyIdaho | Idaho | 2024 | 1017485.4085 | Any | NA | 586.5037 | NA | 0.034875 | 0.034875 | PTAC Standard Size - 9,000 Btu/h | 1548.0907 | 1017485.4085 | 0 | 0 | 349.7825 | 231496.6981 | 324.7734 | 214351.0584 | 307.9743 | 202562.316 | 291.1316 | 190563.5338 | 274.429 | 178511.8022 | 0 | 0 | 20 | 2024Any | AnyIdaho | Idaho | 2024 | 1013166.1704 | Any | NA | 586.5037 | NA | 0.034875 | 0.034875 | PTAC Standard Size - 9,000 Btu/h | 1548.0907 | 1013166.1704 | 0 | 0 | 63.8426 | 42252.9821 | 59.2779 | 39123.5448 | 56.2117 | 36971.8531 | 1094.3294 | 716305.9881 | 274.429 | 178511.8022 | 0 | 0 | 2025 | 54099.8228 | 54099.8228 | OK
| 21 | 2025Any | AnyIdaho | Idaho | 2025 | 1028902.7043 | Any | NA | 594.3064 | NA | 0.0348 | 0.0348 | PTAC Standard Size - 9,000 Btu/h | 1565.462 | 1028902.7043 | 0 | 0 | 353.7074 | 234094.3435 | 328.4177 | 216756.311 | 311.4301 | 204835.286 | 294.3984 | 192701.8644 | 277.5084 | 180514.8993 | 0 | 0 | 21 | 2025Any | AnyIdaho | Idaho | 2025 | 1024244.5881 | Any | NA | 594.3064 | NA | 0.0348 | 0.0348 | PTAC Standard Size - 9,000 Btu/h | 1565.462 | 1024244.5881 | 0 | 0 | 45.3333 | 30002.9779 | 42.092 | 27780.8285 | 39.9148 | 26252.9563 | 1160.6134 | 759692.9261 | 277.5084 | 180514.8993 | 0 | 0 | 2026 | 54519.9659 | 54519.9659 | OK
| 22 | 2026Any | AnyIdaho | Idaho | 2026 | 1036893.2355 | Any | NA | 601.1048 | NA | 0.034659 | 0.034659 | PTAC Standard Size - 9,000 Btu/h | 1577.6195 | 1036893.2355 | 0 | 0 | 356.4543 | 235912.3367 | 330.9682 | 218439.6558 | 313.8487 | 206426.0514 | 296.6847 | 194198.4007 | 279.6635 | 181916.7908 | 0 | 0 | 22 | 2026Any | AnyIdaho | Idaho | 2026 | 1031917.8252 | Any | NA | 601.1048 | NA | 0.034659 | 0.034659 | PTAC Standard Size - 9,000 Btu/h | 1577.6195 | 1031917.8252 | 0 | 0 | 27.0749 | 17919.003 | 25.1391 | 16591.8447 | 23.8388 | 15679.337 | 1221.9032 | 799810.8497 | 279.6635 | 181916.7908 | 0 | 0 | 2027 | 54877.8907 | 54877.8907 | OK
| 23 | 2027Any | AnyIdaho | Idaho | 2027 | 1043700.4638 | Any | NA | 607.5911 | NA | 0.034494 | 0.034494 | PTAC Standard Size - 9,000 Btu/h | 1587.9766 | 1043700.4638 | 0 | 0 | 358.7945 | 237461.1067 | 333.141 | 219873.7173 | 315.9091 | 207781.2432 | 298.6324 | 195473.3178 | 281.4995 | 183111.0788 | 0 | 0 | 23 | 2027Any | AnyIdaho | Idaho | 2027 | 1038420.9834 | Any | NA | 607.5911 | NA | 0.034494 | 0.034494 | PTAC Standard Size - 9,000 Btu/h | 1587.9766 | 1038420.9834 | 0 | 0 | 9.2852 | 6145.2018 | 8.6213 | 5690.0617 | 8.1753 | 5377.1234 | 1280.3952 | 838097.5178 | 281.4995 | 183111.0788 | 0 | 0 | 2028 | 55229.4929 | 55229.4929 | OK
| 24 | 2028Any | AnyIdaho | Idaho | 2028 | 1050387.4428 | Any | NA | 614.1126 | NA | 0.034326 | 0.034326 | PTAC Standard Size - 9,000 Btu/h | 1598.1507 | 1050387.4428 | 0 | 0 | 361.0933 | 238982.5178 | 335.2755 | 221282.4461 | 317.9331 | 209112.4957 | 300.5458 | 196725.7135 | 283.3031 | 184284.2697 | 0 | 0 | 24 | 2028Any | AnyIdaho | Idaho | 2028 | 1044812.4082 | Any | NA | 614.1126 | NA | 0.034326 | 0.034326 | PTAC Standard Size - 9,000 Btu/h | 1598.1507 | 1044812.4082 | 0 | 0 | -7.9822 | -5282.8416 | -7.4115 | -4891.5716 | -7.0281 | -4622.5481 | 1337.2693 | 875325.0998 | 283.3031 | 184284.2697 | 0 | 0 | 2029 | 55580.7597 | 55580.7597 | OK
| 25 | 2029Any | AnyIdaho | Idaho | 2029 | 1057068.0451 | Any | NA | 620.7361 | NA | 0.034157 | 0.034157 | PTAC Standard Size - 9,000 Btu/h | 1608.3152 | 1057068.0451 | 0 | 0 | 363.3899 | 240502.478 | 337.4079 | 222689.8316 | 319.9552 | 210442.4787 | 302.4573 | 197976.9149 | 285.1049 | 185456.3419 | 0 | 0 | 25 | 2029Any | AnyIdaho | Idaho | 2029 | 1051627.025 | Any | NA | 620.7361 | NA | 0.034157 | 0.034157 | PTAC Standard Size - 9,000 Btu/h | 1608.3152 | 1051627.025 | 0 | 0 | 0 | 0 | 0 | 0 | 0 | 0 | 1335.0156 | 873849.9037 | 273.2996 | 177777.1213 | 0 | 0 | 2030 | 55899.074 | 55899.074 | OK
| 26 | 2030Any | AnyIdaho | Idaho | 2030 | 1063121.9364 | Any | NA | 627.3222 | NA | 0.033981 | 0.033981 | PTAC Standard Size - 9,000 Btu/h | 1617.5261 | 1063121.9364 | 0 | 0 | 365.471 | 241879.85 | 339.3402 | 223965.1894 | 321.7876 | 211647.6952 | 304.1895 | 199110.7404 | 286.7378 | 186518.4614 | 0 | 0 | 26 | 2030Any | AnyIdaho | Idaho | 2030 | 1057678.9765 | Any | NA | 627.3222 | NA | 0.033981 | 0.033981 | PTAC Standard Size - 9,000 Btu/h | 1617.5261 | 1057678.9765 | 0 | 0 | 0 | 0 | 0 | 0 | 0 | 0 | 1349.8285 | 883545.846 | 267.6976 | 174133.1305 | 0 | 0 | 2031 | 56112.0718 | 56112.0718 | OK
| 27 | 2031Any | AnyIdaho | Idaho | 2031 | 1067172.8556 | Any | NA | 633.4744 | NA | 0.033776 | 0.033776 | PTAC Standard Size - 9,000 Btu/h | 1623.6895 | 1067172.8556 | 0 | 0 | 366.8636 | 242801.5088 | 340.6332 | 224818.5863 | 323.0138 | 212454.1575 | 305.3486 | 199869.4319 | 287.8303 | 187229.1712 | 0 | 0 | 27 | 2031Any | AnyIdaho | Idaho | 2031 | 1061735.8492 | Any | NA | 633.4744 | NA | 0.033776 | 0.033776 | PTAC Standard Size - 9,000 Btu/h | 1623.6895 | 1061735.8492 | 0 | 0 | 0 | 0 | 0 | 0 | 0 | 0 | 1361.519 | 891198.034 | 262.1705 | 170537.8152 | 0 | 0 | 2032 | 56399.5044 | 56399.5044 | OK
| 28 | 2032Any | AnyIdaho | Idaho | 2032 | 1072639.4206 | Any | NA | 640.0856 | NA | 0.033591 | 0.033591 | PTAC Standard Size - 9,000 Btu/h | 1632.0068 | 1072639.4206 | 0 | 0 | 368.7428 | 244045.2532 | 342.3781 | 225970.2136 | 324.6684 | 213542.4483 | 306.9127 | 200893.2578 | 289.3048 | 188188.2477 | 0 | 0 | 28 | 2032Any | AnyIdaho | Idaho | 2032 | 1067199.023 | Any | NA | 640.0856 | NA | 0.033591 | 0.033591 | PTAC Standard Size - 9,000 Btu/h | 1632.0068 | 1067199.023 | 0 | 0 | 0 | 0 | 0 | 0 | 0 | 0 | 1374.4927 | 899690.0831 | 257.5141 | 167508.9399 | 0 | 0 | 2033 | 56754.6364 | 56754.6364 | OK
| 29 | 2033Any | AnyIdaho | Idaho | 2033 | 1079393.5328 | Any | NA | 647.0834 | NA | 0.033423 | 0.033423 | PTAC Standard Size - 9,000 Btu/h | 1642.2831 | 1079393.5328 | 0 | 0 | 371.0647 | 245581.9383 | 344.534 | 227393.0852 | 326.7127 | 214887.0657 | 308.8452 | 202158.2268 | 291.1264 | 189373.2168 | 0 | 0 | 29 | 2033Any | AnyIdaho | Idaho | 2033 | 1073941.3646 | Any | NA | 647.0834 | NA | 0.033423 | 0.033423 | PTAC Standard Size - 9,000 Btu/h | 1642.2831 | 1073941.3646 | 0 | 0 | 0 | 0 | 0 | 0 | 0 | 0 | 1388.6627 | 908965.2167 | 253.6204 | 164976.1479 | 0 | 0 | 2034 | 57156.6231 | 57156.6231 | OK
| 30 | 2034Any | AnyIdaho | Idaho | 2034 | 1087038.7559 | Any | NA | 654.3371 | NA | 0.033267 | 0.033267 | PTAC Standard Size - 9,000 Btu/h | 1653.9152 | 1087038.7559 | 0 | 0 | 373.6929 | 247321.3676 | 346.9743 | 229003.6849 | 329.0268 | 216409.0867 | 311.0328 | 203590.0908 | 293.1884 | 190714.526 | 0 | 0 | 30 | 2034Any | AnyIdaho | Idaho | 2034 | 1081568.6963 | Any | NA | 654.3371 | NA | 0.033267 | 0.033267 | PTAC Standard Size - 9,000 Btu/h | 1653.9152 | 1081568.6963 | 0 | 0 | 0 | 0 | 0 | 0 | 0 | 0 | 1403.5819 | 918730.7516 | 250.3333 | 162837.9446 | 0 | 0 | Cumulative Total (2005-2034) | 1506241.0814 | 1506241.0814 | OK
| 31 | 2005Any | AnyIdaho | Idaho | 2005 | 1453035.961 | Any | NA | 427.2424 | NA | 0.034767 | 0.034767 | PTAC Standard Size - 12,000 Btu/h | 1657.2935 | 1453035.961 | 0 | 0 | 378.0499 | 333456.1306 | 349.4159 | 307434.9413 | 329.8047 | 289310.1347 | 309.9667 | 270782.804 | 290.0562 | 252051.9504 | 0 | 0 | 31 | 2005Any | AnyIdaho | Idaho | 2005 | 1453035.961 | Any | NA | 427.2424 | NA | 0.034767 | 0.034767 | PTAC Standard Size - 12,000 Btu/h | 1657.2935 | 1453035.961 | 0 | 0 | 378.0499 | 333456.1306 | 349.4159 | 307434.9413 | 329.8047 | 289310.1347 | 309.9667 | 270782.804 | 290.0562 | 252051.9504 | 0 | 0
| 32 | 2006Any | AnyIdaho | Idaho | 2006 | 1498055.0535 | Any | NA | 437.0258 | NA | 0.034893 | 0.034893 | PTAC Standard Size - 12,000 Btu/h | 1708.641 | 1498055.0535 | 0 | 0 | 389.7629 | 343787.5283 | 360.2418 | 316960.1303 | 340.023 | 298273.7667 | 319.5703 | 279172.4078 | 299.043 | 259861.2204 | 0 | 0 | 32 | 2006Any | AnyIdaho | Idaho | 2006 | 1498055.0535 | Any | NA | 437.0258 | NA | 0.034893 | 0.034893 | PTAC Standard Size - 12,000 Btu/h | 1708.641 | 1498055.0535 | 0 | 0 | 389.7629 | 343787.5283 | 360.2418 | 316960.1303 | 340.023 | 298273.7667 | 319.5703 | 279172.4078 | 299.043 | 259861.2204 | 0 | 0
| 33 | 2007Any | AnyIdaho | Idaho | 2007 | 1521151.3579 | Any | NA | 444.1987 | NA | 0.03481 | 0.03481 | PTAC Standard Size - 12,000 Btu/h | 1734.984 | 1521151.3579 | 0 | 0 | 395.7721 | 349087.8819 | 365.7958 | 321846.8717 | 345.2653 | 302872.4106 | 324.4973 | 283476.556 | 303.6535 | 263867.6378 | 0 | 0 | 33 | 2007Any | AnyIdaho | Idaho | 2007 | 1521151.3579 | Any | NA | 444.1987 | NA | 0.03481 | 0.03481 | PTAC Standard Size - 12,000 Btu/h | 1734.984 | 1521151.3579 | 0 | 0 | 395.7721 | 349087.8819 | 365.7958 | 321846.8717 | 345.2653 | 302872.4106 | 324.4973 | 283476.556 | 303.6535 | 263867.6378 | 0 | 0
| 34 | 2008Any | AnyIdaho | Idaho | 2008 | 1550455.7213 | Any | NA | 452.0369 | NA | 0.034782 | 0.034782 | PTAC Standard Size - 12,000 Btu/h | 1768.4078 | 1550455.7213 | 0 | 0 | 403.3965 | 355812.9182 | 372.8427 | 328047.121 | 351.9167 | 308707.1247 | 330.7486 | 288937.6168 | 309.5032 | 268950.9407 | 0 | 0 | 34 | 2008Any | AnyIdaho | Idaho | 2008 | 1550455.7213 | Any | NA | 452.0369 | NA | 0.034782 | 0.034782 | PTAC Standard Size - 12,000 Btu/h | 1768.4078 | 1550455.7213 | 0 | 0 | 403.3965 | 355812.9182 | 372.8427 | 328047.121 | 351.9167 | 308707.1247 | 330.7486 | 288937.6168 | 309.5032 | 268950.9407 | 0 | 0
| 35 | 2009Any | AnyIdaho | Idaho | 2009 | 1586816.3127 | Any | NA | 460.6184 | NA | 0.034811 | 0.034811 | PTAC Standard Size - 12,000 Btu/h | 1809.8797 | 1586816.3127 | 0 | 0 | 412.8568 | 364157.283 | 381.5864 | 335740.3348 | 360.1697 | 315946.7855 | 338.5052 | 295713.652 | 316.7616 | 275258.2574 | 0 | 0 | 35 | 2009Any | AnyIdaho | Idaho | 2009 | 1586816.3127 | Any | NA | 460.6184 | NA | 0.034811 | 0.034811 | PTAC Standard Size - 12,000 Btu/h | 1809.8797 | 1586816.3127 | 0 | 0 | 412.8568 | 364157.283 | 381.5864 | 335740.3348 | 360.1697 | 315946.7855 | 338.5052 | 295713.652 | 316.7616 | 275258.2574 | 0 | 0
| 36 | 2010Any | AnyIdaho | Idaho | 2010 | 1646245.2269 | Any | NA | 472.3541 | NA | 0.035075 | 0.035075 | PTAC Standard Size - 12,000 Btu/h | 1877.6627 | 1646245.2269 | 0 | 0 | 428.319 | 377795.5798 | 395.8775 | 348314.3696 | 373.6587 | 327779.5189 | 351.1828 | 306788.6209 | 328.6248 | 285567.1376 | 0 | 0 | 36 | 2010Any | AnyIdaho | Idaho | 2010 | 1646245.2269 | Any | NA | 472.3541 | NA | 0.035075 | 0.035075 | PTAC Standard Size - 12,000 Btu/h | 1877.6627 | 1646245.2269 | 0 | 0 | 428.319 | 377795.5798 | 395.8775 | 348314.3696 | 373.6587 | 327779.5189 | 351.1828 | 306788.6209 | 328.6248 | 285567.1376 | 0 | 0
| 37 | 2011Any | AnyIdaho | Idaho | 2011 | 1700383.1935 | Any | NA | 483.1114 | NA | 0.035259 | 0.035259 | PTAC Standard Size - 12,000 Btu/h | 1939.411 | 1700383.1935 | 0 | 0 | 442.4045 | 390219.6611 | 408.8962 | 359768.9399 | 385.9467 | 338558.7858 | 362.7317 | 316877.5869 | 339.4319 | 294958.2198 | 0 | 0 | 37 | 2011Any | AnyIdaho | Idaho | 2011 | 1700383.1935 | Any | NA | 483.1114 | NA | 0.035259 | 0.035259 | PTAC Standard Size - 12,000 Btu/h | 1939.411 | 1700383.1935 | 0 | 0 | 442.4045 | 390219.6611 | 408.8962 | 359768.9399 | 385.9467 | 338558.7858 | 362.7317 | 316877.5869 | 339.4319 | 294958.2198 | 0 | 0
| 38 | 2012Any | AnyIdaho | Idaho | 2012 | 1748256.5454 | Any | NA | 492.981 | NA | 0.035374 | 0.035374 | PTAC Standard Size - 12,000 Btu/h | 1994.0141 | 1748256.5454 | 0 | 0 | 454.8602 | 401206.0806 | 420.4085 | 369898.0362 | 396.8128 | 348090.7219 | 372.9442 | 325799.1007 | 348.9884 | 303262.6059 | 0 | 0 | 38 | 2012Any | AnyIdaho | Idaho | 2012 | 1748256.5454 | Any | NA | 492.981 | NA | 0.035374 | 0.035374 | PTAC Standard Size - 12,000 Btu/h | 1994.0141 | 1748256.5454 | 0 | 0 | 454.8602 | 401206.0806 | 420.4085 | 369898.0362 | 396.8128 | 348090.7219 | 372.9442 | 325799.1007 | 348.9884 | 303262.6059 | 0 | 0
| 39 | 2013Any | AnyIdaho | Idaho | 2013 | 1791747.447 | Any | NA | 502.559 | NA | 0.035443 | 0.035443 | PTAC Standard Size - 12,000 Btu/h | 2043.6186 | 1791747.447 | 0 | 0 | 466.1756 | 411186.775 | 430.8668 | 379099.8888 | 406.6842 | 356750.0799 | 382.2218 | 333903.9162 | 357.6701 | 310806.7871 | 0 | 0 | 39 | 2013Any | AnyIdaho | Idaho | 2013 | 1791665.3332 | Any | NA | 502.559 | NA | 0.035443 | 0.035443 | PTAC Standard Size - 12,000 Btu/h | 2043.6186 | 1791665.3332 | 0 | 0 | 428.6578 | 378094.4383 | 468.3847 | 412110.1117 | 406.6842 | 356750.0799 | 382.2218 | 333903.9162 | 357.6701 | 310806.7871 | 0 | 0
| 40 | 2014Any | AnyIdaho | Idaho | 2014 | 1822323.9482 | Any | NA | 511.9622 | NA | 0.035526 | 0.035526 | PTAC Standard Size - 12,000 Btu/h | 2078.4933 | 1822323.9482 | 0 | 0 | 474.131 | 418203.7532 | 438.2197 | 385569.2984 | 413.6244 | 362838.0859 | 388.7445 | 339602.0482 | 363.7738 | 316110.7624 | 0 | 0 | 40 | 2014Any | AnyIdaho | Idaho | 2014 | 1822159.6104 | Any | NA | 511.9622 | NA | 0.035526 | 0.035526 | PTAC Standard Size - 12,000 Btu/h | 2078.4933 | 1822159.6104 | 0 | 0 | 399.0449 | 351974.6485 | 513.3057 | 451634.0654 | 413.6244 | 362838.0859 | 388.7445 | 339602.0482 | 363.7738 | 316110.7624 | 0 | 0
| 41 | 2015Any | AnyIdaho | Idaho | 2015 | 1826171.6875 | Any | NA | 517.8556 | NA | 0.035361 | 0.035361 | PTAC Standard Size - 12,000 Btu/h | 2082.882 | 1826171.6875 | 0 | 0 | 475.1321 | 419086.768 | 439.1449 | 386383.4073 | 414.4977 | 363604.1991 | 389.5653 | 340319.0997 | 364.5419 | 316778.2133 | 0 | 0 | 41 | 2015Any | AnyIdaho | Idaho | 2015 | 1825928.4583 | Any | NA | 517.8556 | NA | 0.035361 | 0.035361 | PTAC Standard Size - 12,000 Btu/h | 2082.882 | 1825928.4583 | 0 | 0 | 364.0005 | 321063.9846 | 550.2765 | 484162.9616 | 414.4977 | 363604.1991 | 389.5653 | 340319.0997 | 364.5419 | 316778.2133 | 0 | 0
| 42 | 2016Any | AnyIdaho | Idaho | 2016 | 1840902.7092 | Any | NA | 525.2609 | NA | 0.035299 | 0.035299 | PTAC Standard Size - 12,000 Btu/h | 2099.6838 | 1840902.7092 | 0 | 0 | 478.9648 | 422467.3791 | 442.6873 | 389500.2131 | 417.8413 | 366537.2537 | 392.7078 | 343064.3224 | 367.4825 | 319333.5408 | 0 | 0 | 42 | 2016Any | AnyIdaho | Idaho | 2016 | 1840580.7382 | Any | NA | 525.2609 | NA | 0.035299 | 0.035299 | PTAC Standard Size - 12,000 Btu/h | 2099.6838 | 1840580.7382 | 0 | 0 | 331.8561 | 292711.1884 | 589.7961 | 518934.4328 | 417.8413 | 366537.2537 | 392.7078 | 343064.3224 | 367.4825 | 319333.5408 | 0 | 0
| 43 | 2017Any | AnyIdaho | Idaho | 2017 | 1865206.9159 | Any | NA | 533.9435 | NA | 0.035323 | 0.035323 | PTAC Standard Size - 12,000 Btu/h | 2127.4045 | 1865206.9159 | 0 | 0 | 485.2883 | 428044.9333 | 448.5319 | 394642.5238 | 423.3578 | 371376.3998 | 397.8925 | 347593.5711 | 372.3341 | 323549.4879 | 0 | 0 | 43 | 2017Any | AnyIdaho | Idaho | 2017 | 1864805.2002 | Any | NA | 533.9435 | NA | 0.035323 | 0.035323 | PTAC Standard Size - 12,000 Btu/h | 2127.4045 | 1864805.2002 | 0 | 0 | 301.7441 | 266151.1703 | 632.076 | 556134.5711 | 423.3578 | 371376.3998 | 397.8925 | 347593.5711 | 372.3341 | 323549.4879 | 0 | 0
| 44 | 2018Any | AnyIdaho | Idaho | 2018 | 1891773.4922 | Any | NA | 542.8433 | NA | 0.035361 | 0.035361 | PTAC Standard Size - 12,000 Btu/h | 2157.7056 | 1891773.4922 | 0 | 0 | 492.2003 | 434141.6769 | 454.9204 | 400263.5091 | 429.3878 | 376666.0004 | 403.5597 | 352544.4273 | 377.6374 | 328157.8786 | 0 | 0 | 44 | 2018Any | AnyIdaho | Idaho | 2018 | 1891291.7879 | Any | NA | 542.8433 | NA | 0.035361 | 0.035361 | PTAC Standard Size - 12,000 Btu/h | 2157.7056 | 1891291.7879 | 0 | 0 | 272.1094 | 240012.0548 | 675.0114 | 593911.4269 | 429.3878 | 376666.0004 | 403.5597 | 352544.4273 | 377.6374 | 328157.8786 | 0 | 0
| 45 | 2019Any | AnyIdaho | Idaho | 2019 | 1911421.9425 | Any | NA | 550.6164 | NA | 0.035323 | 0.035323 | PTAC Standard Size - 12,000 Btu/h | 2180.1161 | 1911421.9425 | 0 | 0 | 497.3125 | 438650.785 | 459.6453 | 404420.7497 | 433.8475 | 380578.1512 | 407.7512 | 356206.0452 | 381.5596 | 331566.2114 | 0 | 0 | 45 | 2019Any | AnyIdaho | Idaho | 2019 | 1910862.4323 | Any | NA | 550.6164 | NA | 0.035323 | 0.035323 | PTAC Standard Size - 12,000 Btu/h | 2180.1161 | 1910862.4323 | 0 | 0 | 241.6719 | 213164.9402 | 715.2859 | 629347.0844 | 433.8475 | 380578.1512 | 407.7512 | 356206.0452 | 381.5596 | 331566.2114 | 0 | 0
| 46 | 2020Any | AnyIdaho | Idaho | 2020 | 1929123.5479 | Any | NA | 557.9763 | NA | 0.035257 | 0.035257 | PTAC Standard Size - 12,000 Btu/h | 2200.3061 | 1929123.5479 | 0 | 0 | 501.9181 | 442713.1131 | 463.9021 | 408166.0748 | 437.8653 | 384102.6708 | 411.5274 | 359504.8557 | 385.0932 | 334636.8334 | 0 | 0 | 46 | 2020Any | AnyIdaho | Idaho | 2020 | 1928487.6238 | Any | NA | 557.9763 | NA | 0.035257 | 0.035257 | PTAC Standard Size - 12,000 Btu/h | 2200.3061 | 1928487.6238 | 0 | 0 | 211.3639 | 186432.0066 | 754.4562 | 663811.2572 | 437.8653 | 384102.6708 | 411.5274 | 359504.8557 | 385.0932 | 334636.8334 | 0 | 0
| 47 | 2021Any | AnyIdaho | Idaho | 2021 | 1942994.8038 | Any | NA | 564.6775 | NA | 0.035147 | 0.035147 | PTAC Standard Size - 12,000 Btu/h | 2216.1273 | 1942994.8038 | 0 | 0 | 505.5271 | 445896.4172 | 467.2377 | 411100.9703 | 441.0138 | 386864.5398 | 414.4864 | 362089.8555 | 387.8622 | 337043.021 | 0 | 0 | 47 | 2021Any | AnyIdaho | Idaho | 2021 | 1942284.8502 | Any | NA | 564.6775 | NA | 0.035147 | 0.035147 | PTAC Standard Size - 12,000 Btu/h | 2216.1273 | 1942284.8502 | 0 | 0 | 181.1488 | 159780.9597 | 791.616 | 696506.4741 | 441.0138 | 386864.5398 | 414.4864 | 362089.8555 | 387.8622 | 337043.021 | 0 | 0
| 48 | 2022Any | AnyIdaho | Idaho | 2022 | 1959349.9553 | Any | NA | 571.6802 | NA | 0.035049 | 0.035049 | PTAC Standard Size - 12,000 Btu/h | 2234.7815 | 1959349.9553 | 0 | 0 | 509.7823 | 449649.7486 | 471.1707 | 414561.4112 | 444.726 | 390120.9706 | 417.9754 | 365137.7455 | 391.127 | 339880.0794 | 0 | 0 | 48 | 2022Any | AnyIdaho | Idaho | 2022 | 1958566.2921 | Any | NA | 571.6802 | NA | 0.035049 | 0.035049 | PTAC Standard Size - 12,000 Btu/h | 2234.7815 | 1958566.2921 | 0 | 0 | 151.7262 | 133828.9444 | 829.2269 | 729598.5523 | 444.726 | 390120.9706 | 417.9754 | 365137.7455 | 391.127 | 339880.0794 | 0 | 0
| 49 | 2023Any | AnyIdaho | Idaho | 2023 | 1981644.1406 | Any | NA | 579.5411 | NA | 0.034993 | 0.034993 | PTAC Standard Size - 12,000 Btu/h | 2260.2096 | 1981644.1406 | 0 | 0 | 515.5828 | 454766.0245 | 476.5319 | 419278.4394 | 449.7863 | 394559.9067 | 422.7313 | 369292.4135 | 395.5774 | 343747.3566 | 0 | 0 | 49 | 2023Any | AnyIdaho | Idaho | 2023 | 1980785.4168 | Any | NA | 579.5411 | NA | 0.034993 | 0.034993 | PTAC Standard Size - 12,000 Btu/h | 2260.2096 | 1980785.4168 | 0 | 0 | 123.2314 | 108695.3103 | 868.8833 | 764490.4297 | 449.7863 | 394559.9067 | 422.7313 | 369292.4135 | 395.5774 | 343747.3566 | 0 | 0
| 50 | 2024Any | AnyIdaho | Idaho | 2024 | 1998044.3272 | Any | NA | 586.5037 | NA | 0.034875 | 0.034875 | PTAC Standard Size - 12,000 Btu/h | 2278.9153 | 1998044.3272 | 0 | 0 | 519.8498 | 458529.691 | 480.4757 | 422748.4088 | 453.5087 | 397825.3043 | 426.2298 | 372348.6961 | 398.8512 | 346592.227 | 0 | 0 | 50 | 2024Any | AnyIdaho | Idaho | 2024 | 1997114.2204 | Any | NA | 586.5037 | NA | 0.034875 | 0.034875 | PTAC Standard Size - 12,000 Btu/h | 2278.9153 | 1997114.2204 | 0 | 0 | 94.8834 | 83691.2448 | 905.442 | 796656.7482 | 453.5087 | 397825.3043 | 426.2298 | 372348.6961 | 398.8512 | 346592.227 | 0 | 0
| 51 | 2025Any | AnyIdaho | Idaho | 2025 | 2020464.5632 | Any | NA | 594.3064 | NA | 0.0348 | 0.0348 | PTAC Standard Size - 12,000 Btu/h | 2304.4872 | 2020464.5632 | 0 | 0 | 525.6831 | 463674.8941 | 485.8671 | 427492.1069 | 458.5976 | 402289.338 | 431.0126 | 376526.8544 | 403.3268 | 350481.3697 | 0 | 0 | 51 | 2025Any | AnyIdaho | Idaho | 2025 | 2019461.4822 | Any | NA | 594.3064 | NA | 0.0348 | 0.0348 | PTAC Standard Size - 12,000 Btu/h | 2304.4872 | 2019461.4822 | 0 | 0 | 67.3748 | 59427.4402 | 944.1754 | 830736.4798 | 458.5976 | 402289.338 | 431.0126 | 376526.8544 | 403.3268 | 350481.3697 | 0 | 0
| 52 | 2026Any | AnyIdaho | Idaho | 2026 | 2036155.634 | Any | NA | 601.1048 | NA | 0.034659 | 0.034659 | PTAC Standard Size - 12,000 Btu/h | 2322.384 | 2036155.634 | 0 | 0 | 529.7656 | 467275.8261 | 489.6404 | 430812.0409 | 462.1591 | 405413.5455 | 434.3598 | 379450.9886 | 406.4591 | 353203.2328 | 0 | 0 | 52 | 2026Any | AnyIdaho | Idaho | 2026 | 2035084.2268 | Any | NA | 601.1048 | NA | 0.034659 | 0.034659 | PTAC Standard Size - 12,000 Btu/h | 2322.384 | 2035084.2268 | 0 | 0 | 40.239 | 35492.4929 | 979.167 | 861523.9669 | 462.1591 | 405413.5455 | 434.3598 | 379450.9886 | 406.4591 | 353203.2328 | 0 | 0
| 53 | 2027Any | AnyIdaho | Idaho | 2027 | 2049523.0433 | Any | NA | 607.5911 | NA | 0.034494 | 0.034494 | PTAC Standard Size - 12,000 Btu/h | 2337.6305 | 2049523.0433 | 0 | 0 | 533.2435 | 470343.5028 | 492.8549 | 433640.332 | 465.1932 | 408075.0949 | 437.2114 | 381942.0932 | 409.1275 | 355522.0203 | 0 | 0 | 53 | 2027Any | AnyIdaho | Idaho | 2027 | 2048386.1575 | Any | NA | 607.5911 | NA | 0.034494 | 0.034494 | PTAC Standard Size - 12,000 Btu/h | 2337.6305 | 2048386.1575 | 0 | 0 | 13.7997 | 12171.9121 | 1012.2987 | 890675.0369 | 465.1932 | 408075.0949 | 437.2114 | 381942.0932 | 409.1275 | 355522.0203 | 0 | 0
| 54 | 2028Any | AnyIdaho | Idaho | 2028 | 2062654.318 | Any | NA | 614.1126 | NA | 0.034326 | 0.034326 | PTAC Standard Size - 12,000 Btu/h | 2352.6077 | 2062654.318 | 0 | 0 | 536.66 | 473356.9892 | 496.0126 | 436418.6615 | 468.1737 | 410689.6282 | 440.0126 | 384389.1926 | 411.7487 | 357799.8465 | 0 | 0 | 54 | 2028Any | AnyIdaho | Idaho | 2028 | 2061453.7874 | Any | NA | 614.1126 | NA | 0.034326 | 0.034326 | PTAC Standard Size - 12,000 Btu/h | 2352.6077 | 2061453.7874 | 0 | 0 | -11.8632 | -10463.8197 | 1044.5358 | 919038.9398 | 468.1737 | 410689.6282 | 440.0126 | 384389.1926 | 411.7487 | 357799.8465 | 0 | 0
| 55 | 2029Any | AnyIdaho | Idaho | 2029 | 2075773.0708 | Any | NA | 620.7361 | NA | 0.034157 | 0.034157 | PTAC Standard Size - 12,000 Btu/h | 2367.5706 | 2075773.0708 | 0 | 0 | 540.0732 | 476367.6019 | 499.1673 | 439194.3416 | 471.1513 | 413301.6682 | 442.8112 | 386833.9584 | 414.3675 | 360075.5006 | 0 | 0 | 55 | 2029Any | AnyIdaho | Idaho | 2029 | 2074721.3685 | Any | NA | 620.7361 | NA | 0.034157 | 0.034157 | PTAC Standard Size - 12,000 Btu/h | 2367.5706 | 2074721.3685 | 0 | 0 | 0 | 0 | 1059.5481 | 932247.552 | 463.9483 | 406983.1112 | 436.0415 | 380920.0399 | 408.0327 | 354570.6654 | 0 | 0
| 56 | 2030Any | AnyIdaho | Idaho | 2030 | 2087661.1461 | Any | NA | 627.3222 | NA | 0.033981 | 0.033981 | PTAC Standard Size - 12,000 Btu/h | 2381.1298 | 2087661.1461 | 0 | 0 | 543.1663 | 479095.7874 | 502.0261 | 441709.6336 | 473.8496 | 415668.6714 | 445.3472 | 389049.3794 | 416.7406 | 362137.6743 | 0 | 0 | 56 | 2030Any | AnyIdaho | Idaho | 2030 | 2086686.0633 | Any | NA | 627.3222 | NA | 0.033981 | 0.033981 | PTAC Standard Size - 12,000 Btu/h | 2381.1298 | 2086686.0633 | 0 | 0 | 0 | 0 | 1078.4928 | 948916.1307 | 462.0381 | 405307.448 | 434.2462 | 379351.6856 | 406.3527 | 353110.7989 | 0 | 0
| 57 | 2031Any | AnyIdaho | Idaho | 2031 | 2095615.9689 | Any | NA | 633.4744 | NA | 0.033776 | 0.033776 | PTAC Standard Size - 12,000 Btu/h | 2390.2028 | 2095615.9689 | 0 | 0 | 545.2359 | 480921.3337 | 503.939 | 443392.7237 | 475.6552 | 417252.535 | 447.0441 | 390531.8129 | 418.3286 | 363517.5635 | 0 | 0 | 57 | 2031Any | AnyIdaho | Idaho | 2031 | 2094715.1129 | Any | NA | 633.4744 | NA | 0.033776 | 0.033776 | PTAC Standard Size - 12,000 Btu/h | 2390.2028 | 2094715.1129 | 0 | 0 | 0 | 0 | 1094.7465 | 963217.0426 | 459.4912 | 403073.2244 | 431.8524 | 377260.5409 | 404.1127 | 351164.3049 | 0 | 0
| 58 | 2032Any | AnyIdaho | Idaho | 2032 | 2106350.7068 | Any | NA | 640.0856 | NA | 0.033591 | 0.033591 | PTAC Standard Size - 12,000 Btu/h | 2402.4466 | 2106350.7068 | 0 | 0 | 548.0289 | 483384.8406 | 506.5204 | 445663.9914 | 478.0917 | 419389.9002 | 449.3341 | 392532.3019 | 420.4715 | 365379.6727 | 0 | 0 | 58 | 2032Any | AnyIdaho | Idaho | 2032 | 2105518.7961 | Any | NA | 640.0856 | NA | 0.033591 | 0.033591 | PTAC Standard Size - 12,000 Btu/h | 2402.4466 | 2105518.7961 | 0 | 0 | 0 | 0 | 1111.8158 | 978235.4973 | 457.7796 | 401571.7976 | 430.2438 | 375855.2651 | 402.6074 | 349856.2362 | 0 | 0
| 59 | 2033Any | AnyIdaho | Idaho | 2033 | 2119613.8116 | Any | NA | 647.0834 | NA | 0.033423 | 0.033423 | PTAC Standard Size - 12,000 Btu/h | 2417.5741 | 2119613.8116 | 0 | 0 | 551.4797 | 486428.5806 | 509.7098 | 448470.2136 | 481.1021 | 422030.6818 | 452.1634 | 395003.9687 | 423.119 | 367680.3669 | 0 | 0 | 59 | 2033Any | AnyIdaho | Idaho | 2033 | 2118846.1604 | Any | NA | 647.0834 | NA | 0.033423 | 0.033423 | PTAC Standard Size - 12,000 Btu/h | 2417.5741 | 2118846.1604 | 0 | 0 | 0 | 0 | 1129.6451 | 993922.6803 | 456.8213 | 400731.1601 | 429.3431 | 375068.4617 | 401.7646 | 349123.8584 | 0 | 0
| 60 | 2034Any | AnyIdaho | Idaho | 2034 | 2134626.798 | Any | NA | 654.3371 | NA | 0.033267 | 0.033267 | PTAC Standard Size - 12,000 Btu/h | 2434.6975 | 2134626.798 | 0 | 0 | 555.3858 | 489873.8995 | 513.3201 | 451646.6777 | 484.5097 | 425019.8777 | 455.3661 | 397801.7374 | 426.1159 | 370284.6057 | 0 | 0 | 60 | 2034Any | AnyIdaho | Idaho | 2034 | 2133919.4096 | Any | NA | 654.3371 | NA | 0.033267 | 0.033267 | PTAC Standard Size - 12,000 Btu/h | 2434.6975 | 2133919.4096 | 0 | 0 | 0 | 0 | 1147.883 | 1009969.3923 | 456.426 | 400384.3837 | 428.9716 | 374743.8928 | 401.4169 | 348821.7408 | 0 | 0
| 61 | 2005Any | AnyIdaho | Idaho | 2005 | 1722489.6548 | Any | NA | 427.2424 | NA | 0.034767 | 0.034767 | PTHP Standard Size - 9,000 Btu/h | 880.08 | 1722489.6548 | 0 | 0 | 197.8931 | 391381.6459 | 180.4428 | 355304.1258 | 174.3332 | 341157.9773 | 167.8955 | 325775.3017 | 159.5154 | 308870.6042 | 0 | 0 | 61 | 2005Any | AnyIdaho | Idaho | 2005 | 1722489.6548 | Any | NA | 427.2424 | NA | 0.034767 | 0.034767 | PTHP Standard Size - 9,000 Btu/h | 880.08 | 1722489.6548 | 0 | 0 | 197.8931 | 391381.6459 | 180.4428 | 355304.1258 | 174.3332 | 341157.9773 | 167.8955 | 325775.3017 | 159.5154 | 308870.6042 | 0 | 0
| 62 | 2006Any | AnyIdaho | Idaho | 2006 | 1775857.1717 | Any | NA | 437.0258 | NA | 0.034893 | 0.034893 | PTHP Standard Size - 9,000 Btu/h | 907.3473 | 1775857.1717 | 0 | 0 | 204.0244 | 403507.737 | 186.0334 | 366312.4351 | 179.7345 | 351727.9996 | 173.0974 | 335868.726 | 164.4576 | 318440.274 | 0 | 0 | 62 | 2006Any | AnyIdaho | Idaho | 2006 | 1775857.1717 | Any | NA | 437.0258 | NA | 0.034893 | 0.034893 | PTHP Standard Size - 9,000 Btu/h | 907.3473 | 1775857.1717 | 0 | 0 | 204.0244 | 403507.737 | 186.0334 | 366312.4351 | 179.7345 | 351727.9996 | 173.0974 | 335868.726 | 164.4576 | 318440.274 | 0 | 0
| 63 | 2007Any | AnyIdaho | Idaho | 2007 | 1803236.4978 | Any | NA | 444.1987 | NA | 0.03481 | 0.03481 | PTHP Standard Size - 9,000 Btu/h | 921.3364 | 1803236.4978 | 0 | 0 | 207.1699 | 409728.8285 | 188.9016 | 371960.067 | 182.5056 | 357150.7756 | 175.7661 | 341046.9912 | 166.9931 | 323349.8355 | 0 | 0 | 63 | 2007Any | AnyIdaho | Idaho | 2007 | 1803236.4978 | Any | NA | 444.1987 | NA | 0.03481 | 0.03481 | PTHP Standard Size - 9,000 Btu/h | 921.3364 | 1803236.4978 | 0 | 0 | 207.1699 | 409728.8285 | 188.9016 | 371960.067 | 182.5056 | 357150.7756 | 175.7661 | 341046.9912 | 166.9931 | 323349.8355 | 0 | 0
| 64 | 2008Any | AnyIdaho | Idaho | 2008 | 1837975.1169 | Any | NA | 452.0369 | NA | 0.034782 | 0.034782 | PTHP Standard Size - 9,000 Btu/h | 939.0855 | 1837975.1169 | 0 | 0 | 211.161 | 417622.0881 | 192.5407 | 379125.7267 | 186.0215 | 364031.1403 | 179.1522 | 347617.123 | 170.2102 | 329579.0388 | 0 | 0 | 64 | 2008Any | AnyIdaho | Idaho | 2008 | 1837975.1169 | Any | NA | 452.0369 | NA | 0.034782 | 0.034782 | PTHP Standard Size - 9,000 Btu/h | 939.0855 | 1837975.1169 | 0 | 0 | 211.161 | 417622.0881 | 192.5407 | 379125.7267 | 186.0215 | 364031.1403 | 179.1522 | 347617.123 | 170.2102 | 329579.0388 | 0 | 0
| 65 | 2009Any | AnyIdaho | Idaho | 2009 | 1881078.4841 | Any | NA | 460.6184 | NA | 0.034811 | 0.034811 | PTHP Standard Size - 9,000 Btu/h | 961.1085 | 1881078.4841 | 0 | 0 | 216.113 | 427415.9737 | 197.0561 | 388016.813 | 190.384 | 372568.2352 | 183.3536 | 355769.2837 | 174.2019 | 337308.1785 | 0 | 0 | 65 | 2009Any | AnyIdaho | Idaho | 2009 | 1881078.4841 | Any | NA | 460.6184 | NA | 0.034811 | 0.034811 | PTHP Standard Size - 9,000 Btu/h | 961.1085 | 1881078.4841 | 0 | 0 | 216.113 | 427415.9737 | 197.0561 | 388016.813 | 190.384 | 372568.2352 | 183.3536 | 355769.2837 | 174.2019 | 337308.1785 | 0 | 0
| 66 | 2010Any | AnyIdaho | Idaho | 2010 | 1951528.0067 | Any | NA | 472.3541 | NA | 0.035075 | 0.035075 | PTHP Standard Size - 9,000 Btu/h | 997.1037 | 1951528.0067 | 0 | 0 | 224.2068 | 443423.4139 | 204.4362 | 402548.689 | 197.5142 | 386521.5362 | 190.2205 | 369093.436 | 180.726 | 349940.9316 | 0 | 0 | 66 | 2010Any | AnyIdaho | Idaho | 2010 | 1951528.0067 | Any | NA | 472.3541 | NA | 0.035075 | 0.035075 | PTHP Standard Size - 9,000 Btu/h | 997.1037 | 1951528.0067 | 0 | 0 | 224.2068 | 443423.4139 | 204.4362 | 402548.689 | 197.5142 | 386521.5362 | 190.2205 | 369093.436 | 180.726 | 349940.9316 | 0 | 0
| 67 | 2011Any | AnyIdaho | Idaho | 2011 | 2015705.4187 | Any | NA | 483.1114 | NA | 0.035259 | 0.035259 | PTHP Standard Size - 9,000 Btu/h | 1029.8941 | 2015705.4187 | 0 | 0 | 231.58 | 458005.7141 | 211.1592 | 415786.7942 | 204.0096 | 399232.5769 | 196.476 | 381231.341 | 186.6693 | 361448.9926 | 0 | 0 | 67 | 2011Any | AnyIdaho | Idaho | 2011 | 2015705.4187 | Any | NA | 483.1114 | NA | 0.035259 | 0.035259 | PTHP Standard Size - 9,000 Btu/h | 1029.8941 | 2015705.4187 | 0 | 0 | 231.58 | 458005.7141 | 211.1592 | 415786.7942 | 204.0096 | 399232.5769 | 196.476 | 381231.341 | 186.6693 | 361448.9926 | 0 | 0
| 68 | 2012Any | AnyIdaho | Idaho | 2012 | 2072456.4941 | Any | NA | 492.981 | NA | 0.035374 | 0.035374 | PTHP Standard Size - 9,000 Btu/h | 1058.8902 | 2072456.4941 | 0 | 0 | 238.1 | 470900.6126 | 217.1043 | 427493.0423 | 209.7534 | 410472.7501 | 202.0077 | 391964.6993 | 191.9249 | 371625.3898 | 0 | 0 | 68 | 2012Any | AnyIdaho | Idaho | 2012 | 2072456.4941 | Any | NA | 492.981 | NA | 0.035374 | 0.035374 | PTHP Standard Size - 9,000 Btu/h | 1058.8902 | 2072456.4941 | 0 | 0 | 238.1 | 470900.6126 | 217.1043 | 427493.0423 | 209.7534 | 410472.7501 | 202.0077 | 391964.6993 | 191.9249 | 371625.3898 | 0 | 0
| 69 | 2013Any | AnyIdaho | Idaho | 2013 | 2124012.4294 | Any | NA | 502.559 | NA | 0.035443 | 0.035443 | PTHP Standard Size - 9,000 Btu/h | 1085.232 | 2124012.4294 | 0 | 0 | 244.0232 | 482615.0788 | 222.5051 | 438127.6702 | 214.9713 | 420683.9688 | 207.033 | 401715.4983 | 196.6994 | 380870.2134 | 0 | 0 | 69 | 2013Any | AnyIdaho | Idaho | 2013 | 2122476.7232 | Any | NA | 502.559 | NA | 0.035443 | 0.035443 | PTHP Standard Size - 9,000 Btu/h | 1085.232 | 2122476.7232 | 0 | 0 | 224.3842 | 443774.1879 | 204.5979 | 402867.1287 | 197.6704 | 386827.2974 | 261.8801 | 508137.8958 | 196.6994 | 380870.2134 | 0 | 0
| 70 | 2014Any | AnyIdaho | Idaho | 2014 | 2160259.094 | Any | NA | 511.9622 | NA | 0.035526 | 0.035526 | PTHP Standard Size - 9,000 Btu/h | 1103.7516 | 2160259.094 | 0 | 0 | 248.1875 | 490850.9943 | 226.3022 | 445604.3998 | 218.6399 | 427863.0185 | 210.566 | 408570.8475 | 200.0561 | 387369.8339 | 0 | 0 | 70 | 2014Any | AnyIdaho | Idaho | 2014 | 2157185.6195 | Any | NA | 511.9622 | NA | 0.035526 | 0.035526 | PTHP Standard Size - 9,000 Btu/h | 1103.7516 | 2157185.6195 | 0 | 0 | 208.8831 | 413117.0627 | 190.4637 | 375035.9741 | 184.0148 | 360104.218 | 320.3339 | 621558.5307 | 200.0561 | 387369.8339 | 0 | 0
| 71 | 2015Any | AnyIdaho | Idaho | 2015 | 2164820.3652 | Any | NA | 517.8556 | NA | 0.035361 | 0.035361 | PTHP Standard Size - 9,000 Btu/h | 1106.0822 | 2164820.3652 | 0 | 0 | 248.7115 | 491887.3998 | 226.78 | 446545.2696 | 219.1015 | 428766.4283 | 211.0106 | 409433.5229 | 200.4785 | 388187.7446 | 0 | 0 | 71 | 2015Any | AnyIdaho | Idaho | 2015 | 2160271.4509 | Any | NA | 517.8556 | NA | 0.035361 | 0.035361 | PTHP Standard Size - 9,000 Btu/h | 1106.0822 | 2160271.4509 | 0 | 0 | 190.5388 | 376836.8285 | 173.7371 | 342100.0482 | 167.8545 | 328479.6095 | 373.4733 | 724667.2201 | 200.4785 | 388187.7446 | 0 | 0
| 72 | 2016Any | AnyIdaho | Idaho | 2016 | 2182283.135 | Any | NA | 525.2609 | NA | 0.035299 | 0.035299 | PTHP Standard Size - 9,000 Btu/h | 1115.0045 | 2182283.135 | 0 | 0 | 250.7178 | 495855.2655 | 228.6094 | 450147.3778 | 220.8689 | 432225.1215 | 212.7127 | 412736.265 | 202.0957 | 391319.1052 | 0 | 0 | 72 | 2016Any | AnyIdaho | Idaho | 2016 | 2176261.5778 | Any | NA | 525.2609 | NA | 0.035299 | 0.035299 | PTHP Standard Size - 9,000 Btu/h | 1115.0045 | 2176261.5778 | 0 | 0 | 173.7126 | 343558.7957 | 158.3945 | 311889.5811 | 153.0315 | 299471.9479 | 427.7702 | 830022.148 | 202.0957 | 391319.1052 | 0 | 0
| 73 | 2017Any | AnyIdaho | Idaho | 2017 | 2211094.359 | Any | NA | 533.9435 | NA | 0.035323 | 0.035323 | PTHP Standard Size - 9,000 Btu/h | 1129.7251 | 2211094.359 | 0 | 0 | 254.0278 | 502401.7108 | 231.6276 | 456090.3725 | 223.7849 | 437931.5005 | 215.5211 | 418185.3458 | 204.7638 | 396485.4295 | 0 | 0 | 73 | 2017Any | AnyIdaho | Idaho | 2017 | 2203581.403 | Any | NA | 533.9435 | NA | 0.035323 | 0.035323 | PTHP Standard Size - 9,000 Btu/h | 1129.7251 | 2203581.403 | 0 | 0 | 157.9502 | 312384.9691 | 144.0221 | 283589.3546 | 139.1457 | 272298.4722 | 483.8433 | 938823.1776 | 204.7638 | 396485.4295 | 0 | 0
| 74 | 2018Any | AnyIdaho | Idaho | 2018 | 2242587.4907 | Any | NA | 542.8433 | NA | 0.035361 | 0.035361 | PTHP Standard Size - 9,000 Btu/h | 1145.8161 | 2242587.4907 | 0 | 0 | 257.646 | 509557.5353 | 234.9267 | 462586.5738 | 226.9723 | 444169.0608 | 218.5908 | 424141.657 | 207.6803 | 402132.6638 | 0 | 0 | 74 | 2018Any | AnyIdaho | Idaho | 2018 | 2233578.5748 | Any | NA | 542.8433 | NA | 0.035361 | 0.035361 | PTHP Standard Size - 9,000 Btu/h | 1145.8161 | 2233578.5748 | 0 | 0 | 142.4377 | 281705.1613 | 129.8775 | 255737.6083 | 125.48 | 245555.6208 | 540.3406 | 1048447.5206 | 207.6803 | 402132.6638 | 0 | 0
| 75 | 2019Any | AnyIdaho | Idaho | 2019 | 2265879.5862 | Any | NA | 550.6164 | NA | 0.035323 | 0.035323 | PTHP Standard Size - 9,000 Btu/h | 1157.7168 | 2265879.5862 | 0 | 0 | 260.322 | 514849.9321 | 237.3667 | 467391.118 | 229.3297 | 448782.3159 | 220.8611 | 428546.9023 | 209.8373 | 406309.3179 | 0 | 0 | 75 | 2019Any | AnyIdaho | Idaho | 2019 | 2255415.5313 | Any | NA | 550.6164 | NA | 0.035323 | 0.035323 | PTHP Standard Size - 9,000 Btu/h | 1157.7168 | 2255415.5313 | 0 | 0 | 126.505 | 250194.3658 | 115.3498 | 227131.4748 | 111.4441 | 218088.4175 | 594.5806 | 1153691.9552 | 209.8373 | 406309.3179 | 0 | 0
| 76 | 2020Any | AnyIdaho | Idaho | 2020 | 2286863.8103 | Any | NA | 557.9763 | NA | 0.035257 | 0.035257 | PTHP Standard Size - 9,000 Btu/h | 1168.4384 | 2286863.8103 | 0 | 0 | 262.7328 | 519617.9376 | 239.5649 | 471719.6092 | 231.4535 | 452938.4718 | 222.9065 | 432515.6587 | 211.7806 | 410072.133 | 0 | 0 | 76 | 2020Any | AnyIdaho | Idaho | 2020 | 2274970.6488 | Any | NA | 557.9763 | NA | 0.035257 | 0.035257 | PTHP Standard Size - 9,000 Btu/h | 1168.4384 | 2274970.6488 | 0 | 0 | 110.6401 | 218817.5862 | 100.8838 | 198647.0035 | 97.468 | 190738.0326 | 647.666 | 1256695.8935 | 211.7806 | 410072.133 | 0 | 0
| 77 | 2021Any | AnyIdaho | Idaho | 2021 | 2303307.3777 | Any | NA | 564.6775 | NA | 0.035147 | 0.035147 | PTHP Standard Size - 9,000 Btu/h | 1176.84 | 2303307.3777 | 0 | 0 | 264.622 | 523354.2215 | 241.2875 | 475111.4829 | 233.1178 | 456195.3007 | 224.5093 | 435625.6386 | 213.3034 | 413020.7339 | 0 | 0 | 77 | 2021Any | AnyIdaho | Idaho | 2021 | 2290029.7023 | Any | NA | 564.6775 | NA | 0.035147 | 0.035147 | PTHP Standard Size - 9,000 Btu/h | 1176.84 | 2290029.7023 | 0 | 0 | 94.8237 | 187536.9179 | 86.4621 | 170249.784 | 83.5346 | 163471.4256 | 698.7161 | 1355750.8409 | 213.3034 | 413020.7339 | 0 | 0
| 78 | 2022Any | AnyIdaho | Idaho | 2022 | 2322695.4589 | Any | NA | 571.6802 | NA | 0.035049 | 0.035049 | PTHP Standard Size - 9,000 Btu/h | 1186.746 | 2322695.4589 | 0 | 0 | 266.8494 | 527759.5537 | 243.3186 | 479110.7321 | 235.0801 | 460035.323 | 226.3991 | 439292.5158 | 215.0989 | 416497.3344 | 0 | 0 | 78 | 2022Any | AnyIdaho | Idaho | 2022 | 2308039.2562 | Any | NA | 571.6802 | NA | 0.035049 | 0.035049 | PTHP Standard Size - 9,000 Btu/h | 1186.746 | 2308039.2562 | 0 | 0 | 79.4222 | 157076.7118 | 72.4187 | 142597.3966 | 69.9667 | 136919.9958 | 749.8395 | 1454947.8177 | 215.0989 | 416497.3344 | 0 | 0
| 79 | 2023Any | AnyIdaho | Idaho | 2023 | 2349123.9195 | Any | NA | 579.5411 | NA | 0.034993 | 0.034993 | PTHP Standard Size - 9,000 Btu/h | 1200.2493 | 2349123.9195 | 0 | 0 | 269.8857 | 533764.5909 | 246.0871 | 484562.2255 | 237.7549 | 465269.7696 | 228.9752 | 444290.9433 | 217.5464 | 421236.3902 | 0 | 0 | 79 | 2023Any | AnyIdaho | Idaho | 2023 | 2333063.9182 | Any | NA | 579.5411 | NA | 0.034993 | 0.034993 | PTHP Standard Size - 9,000 Btu/h | 1200.2493 | 2333063.9182 | 0 | 0 | 64.5064 | 127577.05 | 58.8182 | 115817.0105 | 56.8267 | 111205.8493 | 802.5516 | 1557227.6182 | 217.5464 | 421236.3902 | 0 | 0
| 80 | 2024Any | AnyIdaho | Idaho | 2024 | 2368565.3872 | Any | NA | 586.5037 | NA | 0.034875 | 0.034875 | PTHP Standard Size - 9,000 Btu/h | 1210.1826 | 2368565.3872 | 0 | 0 | 272.1193 | 538182.0535 | 248.1238 | 488572.4869 | 239.7226 | 469120.3656 | 230.8702 | 447967.9175 | 219.3468 | 424722.5637 | 0 | 0 | 80 | 2024Any | AnyIdaho | Idaho | 2024 | 2351170.3703 | Any | NA | 586.5037 | NA | 0.034875 | 0.034875 | PTHP Standard Size - 9,000 Btu/h | 1210.1826 | 2351170.3703 | 0 | 0 | 49.6675 | 98229.4645 | 45.2878 | 89174.6825 | 43.7544 | 85624.2641 | 852.1262 | 1653419.3954 | 219.3468 | 424722.5637 | 0 | 0
| 81 | 2025Any | AnyIdaho | Idaho | 2025 | 2395143.2735 | Any | NA | 594.3064 | NA | 0.0348 | 0.0348 | PTHP Standard Size - 9,000 Btu/h | 1223.7621 | 2395143.2735 | 0 | 0 | 275.1728 | 544221.043 | 250.908 | 494054.8029 | 242.4125 | 474384.4076 | 233.4608 | 452994.606 | 221.8081 | 429488.414 | 0 | 0 | 81 | 2025Any | AnyIdaho | Idaho | 2025 | 2376383.4814 | Any | NA | 594.3064 | NA | 0.0348 | 0.0348 | PTHP Standard Size - 9,000 Btu/h | 1223.7621 | 2376383.4814 | 0 | 0 | 35.2678 | 69750.7325 | 32.1579 | 63321.1171 | 31.0691 | 60800.0377 | 903.4592 | 1753023.1801 | 221.8081 | 429488.414 | 0 | 0
| 82 | 2026Any | AnyIdaho | Idaho | 2026 | 2413744.1257 | Any | NA | 601.1048 | NA | 0.034659 | 0.034659 | PTHP Standard Size - 9,000 Btu/h | 1233.266 | 2413744.1257 | 0 | 0 | 277.3098 | 548447.5021 | 252.8565 | 497891.6675 | 244.2951 | 478068.5105 | 235.2738 | 456512.5942 | 223.5307 | 432823.8514 | 0 | 0 | 82 | 2026Any | AnyIdaho | Idaho | 2026 | 2393706.4842 | Any | NA | 601.1048 | NA | 0.034659 | 0.034659 | PTHP Standard Size - 9,000 Btu/h | 1233.266 | 2393706.4842 | 0 | 0 | 21.0634 | 41657.9844 | 19.206 | 37817.9556 | 18.5557 | 36312.2641 | 950.9102 | 1845094.4287 | 223.5307 | 432823.8514 | 0 | 0
| 83 | 2027Any | AnyIdaho | Idaho | 2027 | 2429590.4122 | Any | NA | 607.5911 | NA | 0.034494 | 0.034494 | PTHP Standard Size - 9,000 Btu/h | 1241.3624 | 2429590.4122 | 0 | 0 | 279.1304 | 552048.0728 | 254.5166 | 501160.3379 | 245.8989 | 481207.0415 | 236.8184 | 459509.61 | 224.9981 | 435665.3501 | 0 | 0 | 83 | 2027Any | AnyIdaho | Idaho | 2027 | 2408328.1787 | Any | NA | 607.5911 | NA | 0.034494 | 0.034494 | PTHP Standard Size - 9,000 Btu/h | 1241.3624 | 2408328.1787 | 0 | 0 | 7.2236 | 14286.326 | 6.5866 | 12969.414 | 6.3636 | 12453.0472 | 996.1906 | 1932954.0414 | 224.9981 | 435665.3501 | 0 | 0
| 84 | 2028Any | AnyIdaho | Idaho | 2028 | 2445156.775 | Any | NA | 614.1126 | NA | 0.034326 | 0.034326 | PTHP Standard Size - 9,000 Btu/h | 1249.3158 | 2445156.775 | 0 | 0 | 280.9187 | 555585.0395 | 256.1472 | 504371.2674 | 247.4744 | 484290.1304 | 238.3357 | 462453.6837 | 226.4397 | 438456.6539 | 0 | 0 | 84 | 2028Any | AnyIdaho | Idaho | 2028 | 2422704.2457 | Any | NA | 614.1126 | NA | 0.034326 | 0.034326 | PTHP Standard Size - 9,000 Btu/h | 1249.3158 | 2422704.2457 | 0 | 0 | -6.2099 | -12281.5166 | -5.6623 | -11149.4076 | -5.4706 | -10705.5029 | 1040.2188 | 2018384.0189 | 226.4397 | 438456.6539 | 0 | 0
| 85 | 2029Any | AnyIdaho | Idaho | 2029 | 2460708.2937 | Any | NA | 620.7361 | NA | 0.034157 | 0.034157 | PTHP Standard Size - 9,000 Btu/h | 1257.2616 | 2460708.2937 | 0 | 0 | 282.7054 | 559118.6335 | 257.7764 | 507579.135 | 249.0483 | 487370.2793 | 239.8516 | 465394.95 | 227.8799 | 441245.2959 | 0 | 0 | 85 | 2029Any | AnyIdaho | Idaho | 2029 | 2438639.3718 | Any | NA | 620.7361 | NA | 0.034157 | 0.034157 | PTHP Standard Size - 9,000 Btu/h | 1257.2616 | 2438639.3718 | 0 | 0 | 0 | 0 | 0 | 0 | 0 | 0 | 1038.7221 | 2015479.9249 | 218.5395 | 423159.4469 | 0 | 0
| 86 | 2030Any | AnyIdaho | Idaho | 2030 | 2474800.9159 | Any | NA | 627.3222 | NA | 0.033981 | 0.033981 | PTHP Standard Size - 9,000 Btu/h | 1264.462 | 2474800.9159 | 0 | 0 | 284.3245 | 562320.739 | 259.2527 | 510486.0708 | 250.4747 | 490161.4778 | 241.2252 | 468060.2944 | 229.185 | 443772.3338 | 0 | 0 | 86 | 2030Any | AnyIdaho | Idaho | 2030 | 2452628.5254 | Any | NA | 627.3222 | NA | 0.033981 | 0.033981 | PTHP Standard Size - 9,000 Btu/h | 1264.462 | 2452628.5254 | 0 | 0 | 0 | 0 | 0 | 0 | 0 | 0 | 1050.3455 | 2038033.4153 | 214.1165 | 414595.1101 | 0 | 0
| 87 | 2031Any | AnyIdaho | Idaho | 2031 | 2484230.8958 | Any | NA | 633.4744 | NA | 0.033776 | 0.033776 | PTHP Standard Size - 9,000 Btu/h | 1269.2801 | 2484230.8958 | 0 | 0 | 285.4079 | 564463.4056 | 260.2405 | 512431.2266 | 251.4291 | 492029.1888 | 242.1444 | 469843.7911 | 230.0583 | 445463.2837 | 0 | 0 | 87 | 2031Any | AnyIdaho | Idaho | 2031 | 2461994.9689 | Any | NA | 633.4744 | NA | 0.033776 | 0.033776 | PTHP Standard Size - 9,000 Btu/h | 1269.2801 | 2461994.9689 | 0 | 0 | 0 | 0 | 0 | 0 | 0 | 0 | 1059.5341 | 2055862.4402 | 209.746 | 406132.5286 | 0 | 0
| 88 | 2032Any | AnyIdaho | Idaho | 2032 | 2496956.3035 | Any | NA | 640.0856 | NA | 0.033591 | 0.033591 | PTHP Standard Size - 9,000 Btu/h | 1275.782 | 2496956.3035 | 0 | 0 | 286.8699 | 567354.8546 | 261.5736 | 515056.1422 | 252.717 | 494549.5954 | 243.3848 | 472250.5536 | 231.2367 | 447745.1577 | 0 | 0 | 88 | 2032Any | AnyIdaho | Idaho | 2032 | 2474625.6786 | Any | NA | 640.0856 | NA | 0.033591 | 0.033591 | PTHP Standard Size - 9,000 Btu/h | 1275.782 | 2474625.6786 | 0 | 0 | 0 | 0 | 0 | 0 | 0 | 0 | 1069.7161 | 2075618.9783 | 206.0659 | 399006.7003 | 0 | 0
| 89 | 2033Any | AnyIdaho | Idaho | 2033 | 2512678.9432 | Any | NA | 647.0834 | NA | 0.033423 | 0.033423 | PTHP Standard Size - 9,000 Btu/h | 1283.8152 | 2512678.9432 | 0 | 0 | 288.6762 | 570927.3304 | 263.2207 | 518299.3075 | 254.3083 | 497663.6368 | 244.9173 | 475224.1841 | 232.6928 | 450564.4844 | 0 | 0 | 89 | 2033Any | AnyIdaho | Idaho | 2033 | 2490225.3712 | Any | NA | 647.0834 | NA | 0.033423 | 0.033423 | PTHP Standard Size - 9,000 Btu/h | 1283.8152 | 2490225.3712 | 0 | 0 | 0 | 0 | 0 | 0 | 0 | 0 | 1080.8245 | 2097173.1355 | 202.9907 | 393052.2357 | 0 | 0
| 90 | 2034Any | AnyIdaho | Idaho | 2034 | 2530475.9657 | Any | NA | 654.3371 | NA | 0.033267 | 0.033267 | PTHP Standard Size - 9,000 Btu/h | 1292.9083 | 2530475.9657 | 0 | 0 | 290.7209 | 574971.1445 | 265.085 | 521970.3632 | 256.1095 | 501188.5324 | 246.652 | 478590.1435 | 234.3409 | 453755.782 | 0 | 0 | 90 | 2034Any | AnyIdaho | Idaho | 2034 | 2507879.6439 | Any | NA | 654.3371 | NA | 0.033267 | 0.033267 | PTHP Standard Size - 9,000 Btu/h | 1292.9083 | 2507879.6439 | 0 | 0 | 0 | 0 | 0 | 0 | 0 | 0 | 1092.5118 | 2119850.5533 | 200.3965 | 388029.0906 | 0 | 0
| 91 | 2005Any | AnyIdaho | Idaho | 2005 | 2839103.9174 | Any | NA | 427.2424 | NA | 0.034767 | 0.034767 | PTHP Standard Size - 12,000 Btu/h | 1200.1091 | 2839103.9174 | 0 | 0 | 273.7619 | 652793.3927 | 248.15 | 589090.5562 | 238.8125 | 563345.1501 | 226.1052 | 532525.415 | 213.2794 | 501349.4034 | 0 | 0 | 91 | 2005Any | AnyIdaho | Idaho | 2005 | 2839103.9174 | Any | NA | 427.2424 | NA | 0.034767 | 0.034767 | PTHP Standard Size - 12,000 Btu/h | 1200.1091 | 2839103.9174 | 0 | 0 | 273.7619 | 652793.3927 | 248.15 | 589090.5562 | 238.8125 | 563345.1501 | 226.1052 | 532525.415 | 213.2794 | 501349.4034 | 0 | 0
| 92 | 2006Any | AnyIdaho | Idaho | 2006 | 2927067.2476 | Any | NA | 437.0258 | NA | 0.034893 | 0.034893 | PTHP Standard Size - 12,000 Btu/h | 1237.2918 | 2927067.2476 | 0 | 0 | 282.2438 | 673018.7464 | 255.8384 | 607342.2189 | 246.2116 | 580799.1485 | 233.1106 | 549024.5324 | 219.8874 | 516882.6013 | 0 | 0 | 92 | 2006Any | AnyIdaho | Idaho | 2006 | 2927067.2476 | Any | NA | 437.0258 | NA | 0.034893 | 0.034893 | PTHP Standard Size - 12,000 Btu/h | 1237.2918 | 2927067.2476 | 0 | 0 | 282.2438 | 673018.7464 | 255.8384 | 607342.2189 | 246.2116 | 580799.1485 | 233.1106 | 549024.5324 | 219.8874 | 516882.6013 | 0 | 0
| 93 | 2007Any | AnyIdaho | Idaho | 2007 | 2972195.3863 | Any | NA | 444.1987 | NA | 0.03481 | 0.03481 | PTHP Standard Size - 12,000 Btu/h | 1256.3678 | 2972195.3863 | 0 | 0 | 286.5953 | 683395.0312 | 259.7828 | 616705.9341 | 250.0076 | 589753.6352 | 236.7046 | 557489.133 | 223.2775 | 524851.6529 | 0 | 0 | 93 | 2007Any | AnyIdaho | Idaho | 2007 | 2972195.3863 | Any | NA | 444.1987 | NA | 0.03481 | 0.03481 | PTHP Standard Size - 12,000 Btu/h | 1256.3678 | 2972195.3863 | 0 | 0 | 286.5953 | 683395.0312 | 259.7828 | 616705.9341 | 250.0076 | 589753.6352 | 236.7046 | 557489.133 | 223.2775 | 524851.6529 | 0 | 0
| 94 | 2008Any | AnyIdaho | Idaho | 2008 | 3029453.5238 | Any | NA | 452.0369 | NA | 0.034782 | 0.034782 | PTHP Standard Size - 12,000 Btu/h | 1280.5712 | 3029453.5238 | 0 | 0 | 292.1165 | 696560.359 | 264.7874 | 628586.5235 | 254.8238 | 601114.9995 | 241.2646 | 568228.9349 | 227.5788 | 534962.7069 | 0 | 0 | 94 | 2008Any | AnyIdaho | Idaho | 2008 | 3029453.5238 | Any | NA | 452.0369 | NA | 0.034782 | 0.034782 | PTHP Standard Size - 12,000 Btu/h | 1280.5712 | 3029453.5238 | 0 | 0 | 292.1165 | 696560.359 | 264.7874 | 628586.5235 | 254.8238 | 601114.9995 | 241.2646 | 568228.9349 | 227.5788 | 534962.7069 | 0 | 0
| 95 | 2009Any | AnyIdaho | Idaho | 2009 | 3100498.9076 | Any | NA | 460.6184 | NA | 0.034811 | 0.034811 | PTHP Standard Size - 12,000 Btu/h | 1310.6026 | 3100498.9076 | 0 | 0 | 298.9671 | 712895.7798 | 270.9971 | 643327.8524 | 260.7999 | 615212.0786 | 246.9226 | 581554.7847 | 232.9159 | 547508.4121 | 0 | 0 | 95 | 2009Any | AnyIdaho | Idaho | 2009 | 3100498.9076 | Any | NA | 460.6184 | NA | 0.034811 | 0.034811 | PTHP Standard Size - 12,000 Btu/h | 1310.6026 | 3100498.9076 | 0 | 0 | 298.9671 | 712895.7798 | 270.9971 | 643327.8524 | 260.7999 | 615212.0786 | 246.9226 | 581554.7847 | 232.9159 | 547508.4121 | 0 | 0
| 96 | 2010Any | AnyIdaho | Idaho | 2010 | 3216617.7563 | Any | NA | 472.3541 | NA | 0.035075 | 0.035075 | PTHP Standard Size - 12,000 Btu/h | 1359.6868 | 3216617.7563 | 0 | 0 | 310.1639 | 739594.9142 | 281.1464 | 667421.5521 | 270.5672 | 638252.7957 | 256.1703 | 603334.9801 | 241.639 | 568013.5141 | 0 | 0 | 96 | 2010Any | AnyIdaho | Idaho | 2010 | 3216617.7563 | Any | NA | 472.3541 | NA | 0.035075 | 0.035075 | PTHP Standard Size - 12,000 Btu/h | 1359.6868 | 3216617.7563 | 0 | 0 | 310.1639 | 739594.9142 | 281.1464 | 667421.5521 | 270.5672 | 638252.7957 | 256.1703 | 603334.9801 | 241.639 | 568013.5141 | 0 | 0
| 97 | 2011Any | AnyIdaho | Idaho | 2011 | 3322398.561 | Any | NA | 483.1114 | NA | 0.035259 | 0.035259 | PTHP Standard Size - 12,000 Btu/h | 1404.4011 | 3322398.561 | 0 | 0 | 320.3638 | 763917.0287 | 290.3921 | 689370.1933 | 279.465 | 659242.2012 | 264.5946 | 623176.0879 | 249.5855 | 586693.0499 | 0 | 0 | 97 | 2011Any | AnyIdaho | Idaho | 2011 | 3322398.561 | Any | NA | 483.1114 | NA | 0.035259 | 0.035259 | PTHP Standard Size - 12,000 Btu/h | 1404.4011 | 3322398.561 | 0 | 0 | 320.3638 | 763917.0287 | 290.3921 | 689370.1933 | 279.465 | 659242.2012 | 264.5946 | 623176.0879 | 249.5855 | 586693.0499 | 0 | 0
| 98 | 2012Any | AnyIdaho | Idaho | 2012 | 3415938.8618 | Any | NA | 492.981 | NA | 0.035374 | 0.035374 | PTHP Standard Size - 12,000 Btu/h | 1443.9412 | 3415938.8618 | 0 | 0 | 329.3835 | 785424.6917 | 298.5679 | 708779.0312 | 287.3332 | 677802.8021 | 272.0441 | 640721.2673 | 256.6124 | 603211.0695 | 0 | 0 | 98 | 2012Any | AnyIdaho | Idaho | 2012 | 3415938.8618 | Any | NA | 492.981 | NA | 0.035374 | 0.035374 | PTHP Standard Size - 12,000 Btu/h | 1443.9412 | 3415938.8618 | 0 | 0 | 329.3835 | 785424.6917 | 298.5679 | 708779.0312 | 287.3332 | 677802.8021 | 272.0441 | 640721.2673 | 256.6124 | 603211.0695 | 0 | 0
| 99 | 2013Any | AnyIdaho | Idaho | 2013 | 3500916.2419 | Any | NA | 502.559 | NA | 0.035443 | 0.035443 | PTHP Standard Size - 12,000 Btu/h | 1479.8618 | 3500916.2419 | 0 | 0 | 337.5775 | 804963.4877 | 305.9953 | 726411.134 | 294.4811 | 694664.3177 | 278.8117 | 656660.3157 | 262.9961 | 618216.9868 | 0 | 0 | 99 | 2013Any | AnyIdaho | Idaho | 2013 | 3499852.0677 | Any | NA | 502.559 | NA | 0.035443 | 0.035443 | PTHP Standard Size - 12,000 Btu/h | 1479.8618 | 3499852.0677 | 0 | 0 | 310.4092 | 740179.9772 | 281.3688 | 667949.5218 | 346.2759 | 816845.2662 | 278.8117 | 656660.3157 | 262.9961 | 618216.9868 | 0 | 0
| 100 | 2014Any | AnyIdaho | Idaho | 2014 | 3560660.0243 | Any | NA | 511.9622 | NA | 0.035526 | 0.035526 | PTHP Standard Size - 12,000 Btu/h | 1505.1159 | 3560660.0243 | 0 | 0 | 343.3383 | 818700.3383 | 311.2172 | 738807.4742 | 299.5065 | 706518.8926 | 283.5697 | 667866.3453 | 267.4842 | 628766.9739 | 0 | 0 | 100 | 2014Any | AnyIdaho | Idaho | 2014 | 3558530.2471 | Any | NA | 511.9622 | NA | 0.035526 | 0.035526 | PTHP Standard Size - 12,000 Btu/h | 1505.1159 | 3558530.2471 | 0 | 0 | 288.9653 | 689046.3358 | 261.9311 | 621805.7562 | 403.1656 | 951044.836 | 283.5697 | 667866.3453 | 267.4842 | 628766.9739 | 0 | 0
| 101 | 2015Any | AnyIdaho | Idaho | 2015 | 3568178.167 | Any | NA | 517.8556 | NA | 0.035361 | 0.035361 | PTHP Standard Size - 12,000 Btu/h | 1508.2938 | 3568178.167 | 0 | 0 | 344.0633 | 820428.9802 | 311.8743 | 740367.4266 | 300.1389 | 708010.6694 | 284.1684 | 669276.5092 | 268.049 | 630094.5817 | 0 | 0 | 101 | 2015Any | AnyIdaho | Idaho | 2015 | 3565025.9775 | Any | NA | 517.8556 | NA | 0.035361 | 0.035361 | PTHP Standard Size - 12,000 Btu/h | 1508.2938 | 3565025.9775 | 0 | 0 | 263.5882 | 628533.7966 | 238.9281 | 567198.3325 | 453.5602 | 1069922.7574 | 284.1684 | 669276.5092 | 268.049 | 630094.5817 | 0 | 0
| 102 | 2016Any | AnyIdaho | Idaho | 2016 | 3596961.2822 | Any | NA | 525.2609 | NA | 0.035299 | 0.035299 | PTHP Standard Size - 12,000 Btu/h | 1520.4607 | 3596961.2822 | 0 | 0 | 346.8387 | 827047.0639 | 314.3901 | 746339.6846 | 302.56 | 713721.918 | 286.4607 | 674675.3043 | 270.2112 | 635177.3113 | 0 | 0 | 102 | 2016Any | AnyIdaho | Idaho | 2016 | 3592788.6186 | Any | NA | 525.2609 | NA | 0.035299 | 0.035299 | PTHP Standard Size - 12,000 Btu/h | 1520.4607 | 3592788.6186 | 0 | 0 | 240.311 | 573028.6901 | 217.8286 | 517109.6913 | 505.6491 | 1192797.6215 | 286.4607 | 674675.3043 | 270.2112 | 635177.3113 | 0 | 0
| 103 | 2017Any | AnyIdaho | Idaho | 2017 | 3644449.5552 | Any | NA | 533.9435 | NA | 0.035323 | 0.035323 | PTHP Standard Size - 12,000 Btu/h | 1540.5343 | 3644449.5552 | 0 | 0 | 351.4178 | 837966.0129 | 318.5408 | 756193.1081 | 306.5545 | 723144.7109 | 290.2426 | 683582.591 | 273.7786 | 643563.1324 | 0 | 0 | 103 | 2017Any | AnyIdaho | Idaho | 2017 | 3639243.4205 | Any | NA | 533.9435 | NA | 0.035323 | 0.035323 | PTHP Standard Size - 12,000 Btu/h | 1540.5343 | 3639243.4205 | 0 | 0 | 218.5057 | 521033.2319 | 198.0633 | 470188.2093 | 559.944 | 1320876.256 | 290.2426 | 683582.591 | 273.7786 | 643563.1324 | 0 | 0
| 104 | 2018Any | AnyIdaho | Idaho | 2018 | 3696358.2987 | Any | NA | 542.8433 | NA | 0.035361 | 0.035361 | PTHP Standard Size - 12,000 Btu/h | 1562.4765 | 3696358.2987 | 0 | 0 | 356.4231 | 849901.3579 | 323.0778 | 766963.7426 | 310.9208 | 733444.6294 | 294.3766 | 693319.0169 | 277.6781 | 652729.5519 | 0 | 0 | 104 | 2018Any | AnyIdaho | Idaho | 2018 | 3690115.5321 | Any | NA | 542.8433 | NA | 0.035361 | 0.035361 | PTHP Standard Size - 12,000 Btu/h | 1562.4765 | 3690115.5321 | 0 | 0 | 197.0459 | 469861.7575 | 178.6112 | 424010.3027 | 614.7646 | 1450194.9031 | 294.3766 | 693319.0169 | 277.6781 | 652729.5519 | 0 | 0
| 105 | 2019Any | AnyIdaho | Idaho | 2019 | 3734749.6349 | Any | NA | 550.6164 | NA | 0.035323 | 0.035323 | PTHP Standard Size - 12,000 Btu/h | 1578.7048 | 3734749.6349 | 0 | 0 | 360.125 | 858728.6539 | 326.4334 | 774929.627 | 314.1501 | 741062.3756 | 297.4341 | 700520.0081 | 280.5622 | 659508.9703 | 0 | 0 | 105 | 2019Any | AnyIdaho | Idaho | 2019 | 3727498.5236 | Any | NA | 550.6164 | NA | 0.035323 | 0.035323 | PTHP Standard Size - 12,000 Btu/h | 1578.7048 | 3727498.5236 | 0 | 0 | 175.0049 | 417304.2621 | 158.6322 | 376581.6299 | 667.0714 | 1573583.6531 | 297.4341 | 700520.0081 | 280.5622 | 659508.9703 | 0 | 0
| 106 | 2020Any | AnyIdaho | Idaho | 2020 | 3769337.0083 | Any | NA | 557.9763 | NA | 0.035257 | 0.035257 | PTHP Standard Size - 12,000 Btu/h | 1593.3251 | 3769337.0083 | 0 | 0 | 363.4601 | 866681.3071 | 329.4565 | 782106.2206 | 317.0595 | 747925.3259 | 300.1886 | 707007.4971 | 283.1604 | 665616.6577 | 0 | 0 | 106 | 2020Any | AnyIdaho | Idaho | 2020 | 3761095.5915 | Any | NA | 557.9763 | NA | 0.035257 | 0.035257 | PTHP Standard Size - 12,000 Btu/h | 1593.3251 | 3761095.5915 | 0 | 0 | 153.0576 | 364970.2943 | 138.7382 | 329354.6719 | 718.1802 | 1694146.4705 | 300.1886 | 707007.4971 | 283.1604 | 665616.6577 | 0 | 0
| 107 | 2021Any | AnyIdaho | Idaho | 2021 | 3796440.2171 | Any | NA | 564.6775 | NA | 0.035147 | 0.035147 | PTHP Standard Size - 12,000 Btu/h | 1604.7818 | 3796440.2171 | 0 | 0 | 366.0735 | 872913.131 | 331.8254 | 787729.912 | 319.3393 | 753303.2415 | 302.3471 | 712091.1953 | 285.1965 | 670402.7373 | 0 | 0 | 107 | 2021Any | AnyIdaho | Idaho | 2021 | 3787239.3955 | Any | NA | 564.6775 | NA | 0.035147 | 0.035147 | PTHP Standard Size - 12,000 Btu/h | 1604.7818 | 3787239.3955 | 0 | 0 | 131.1775 | 312796.6327 | 118.9052 | 282272.3765 | 767.1556 | 1809676.4537 | 302.3471 | 712091.1953 | 285.1965 | 670402.7373 | 0 | 0
| 108 | 2022Any | AnyIdaho | Idaho | 2022 | 3828396.7383 | Any | NA | 571.6802 | NA | 0.035049 | 0.035049 | PTHP Standard Size - 12,000 Btu/h | 1618.2901 | 3828396.7383 | 0 | 0 | 369.155 | 880260.8739 | 334.6185 | 794360.6256 | 322.0273 | 759644.1686 | 304.8921 | 718085.2202 | 287.5971 | 676045.8499 | 0 | 0 | 108 | 2022Any | AnyIdaho | Idaho | 2022 | 3818240.6604 | Any | NA | 571.6802 | NA | 0.035049 | 0.035049 | PTHP Standard Size - 12,000 Btu/h | 1618.2901 | 3818240.6604 | 0 | 0 | 109.8713 | 261991.4365 | 99.5923 | 236425.0049 | 816.3372 | 1925693.1489 | 304.8921 | 718085.2202 | 287.5971 | 676045.8499 | 0 | 0
| 109 | 2023Any | AnyIdaho | Idaho | 2023 | 3871957.6072 | Any | NA | 579.5411 | NA | 0.034993 | 0.034993 | PTHP Standard Size - 12,000 Btu/h | 1636.7035 | 3871957.6072 | 0 | 0 | 373.3553 | 890276.7974 | 338.426 | 803399.1452 | 325.6915 | 768287.672 | 308.3613 | 726255.851 | 290.8695 | 683738.1416 | 0 | 0 | 109 | 2023Any | AnyIdaho | Idaho | 2023 | 3860828.7611 | Any | NA | 579.5411 | NA | 0.034993 | 0.034993 | PTHP Standard Size - 12,000 Btu/h | 1636.7035 | 3860828.7611 | 0 | 0 | 89.237 | 212788.3516 | 80.8884 | 192023.4025 | 867.3473 | 2046023.0143 | 308.3613 | 726255.851 | 290.8695 | 683738.1416 | 0 | 0
| 110 | 2024Any | AnyIdaho | Idaho | 2024 | 3904002.1231 | Any | NA | 586.5037 | NA | 0.034875 | 0.034875 | PTHP Standard Size - 12,000 Btu/h | 1650.249 | 3904002.1231 | 0 | 0 | 376.4452 | 897644.7729 | 341.2268 | 810048.117 | 328.3869 | 774646.0594 | 310.9133 | 732266.381 | 293.2768 | 689396.7929 | 0 | 0 | 110 | 2024Any | AnyIdaho | Idaho | 2024 | 3891948.1723 | Any | NA | 586.5037 | NA | 0.034875 | 0.034875 | PTHP Standard Size - 12,000 Btu/h | 1650.249 | 3891948.1723 | 0 | 0 | 68.7091 | 163838.9181 | 62.281 | 147850.6989 | 915.0688 | 2158595.3814 | 310.9133 | 732266.381 | 293.2768 | 689396.7929 | 0 | 0
| 111 | 2025Any | AnyIdaho | Idaho | 2025 | 3947809.2837 | Any | NA | 594.3064 | NA | 0.0348 | 0.0348 | PTHP Standard Size - 12,000 Btu/h | 1668.7666 | 3947809.2837 | 0 | 0 | 380.6694 | 907717.326 | 345.0557 | 819137.7401 | 332.0718 | 783338.4329 | 314.4021 | 740483.2082 | 296.5676 | 697132.5766 | 0 | 0 | 111 | 2025Any | AnyIdaho | Idaho | 2025 | 3934809.6061 | Any | NA | 594.3064 | NA | 0.0348 | 0.0348 | PTHP Standard Size - 12,000 Btu/h | 1668.7666 | 3934809.6061 | 0 | 0 | 48.7889 | 116338.6628 | 44.2245 | 104985.7556 | 964.7834 | 2275869.403 | 314.4021 | 740483.2082 | 296.5676 | 697132.5766 | 0 | 0
| 112 | 2026Any | AnyIdaho | Idaho | 2026 | 3978468.2501 | Any | NA | 601.1048 | NA | 0.034659 | 0.034659 | PTHP Standard Size - 12,000 Btu/h | 1681.7263 | 3978468.2501 | 0 | 0 | 383.6257 | 914766.723 | 347.7355 | 825499.2217 | 334.6506 | 789421.8946 | 316.8438 | 746233.8532 | 298.8708 | 702546.5575 | 0 | 0 | 112 | 2026Any | AnyIdaho | Idaho | 2026 | 3964583.0813 | Any | NA | 601.1048 | NA | 0.034659 | 0.034659 | PTHP Standard Size - 12,000 Btu/h | 1681.7263 | 3964583.0813 | 0 | 0 | 29.1387 | 69482.1979 | 26.4127 | 62701.7783 | 1010.4604 | 2383618.6945 | 316.8438 | 746233.8532 | 298.8708 | 702546.5575 | 0 | 0
| 113 | 2027Any | AnyIdaho | Idaho | 2027 | 4004586.9871 | Any | NA | 607.5911 | NA | 0.034494 | 0.034494 | PTHP Standard Size - 12,000 Btu/h | 1692.7669 | 4004586.9871 | 0 | 0 | 386.1442 | 920772.1879 | 350.0183 | 830918.6434 | 336.8476 | 794604.4678 | 318.9238 | 751132.8959 | 300.8329 | 707158.7921 | 0 | 0 | 113 | 2027Any | AnyIdaho | Idaho | 2027 | 3989853.232 | Any | NA | 607.5911 | NA | 0.034494 | 0.034494 | PTHP Standard Size - 12,000 Btu/h | 1692.7669 | 3989853.232 | 0 | 0 | 9.9929 | 23828.4532 | 9.058 | 21503.1539 | 1053.9592 | 2486229.937 | 318.9238 | 751132.8959 | 300.8329 | 707158.7921 | 0 | 0
| 114 | 2028Any | AnyIdaho | Idaho | 2028 | 4030244.3379 | Any | NA | 614.1126 | NA | 0.034326 | 0.034326 | PTHP Standard Size - 12,000 Btu/h | 1703.6124 | 4030244.3379 | 0 | 0 | 388.6182 | 926671.5666 | 352.2609 | 836242.3313 | 339.0058 | 799695.491 | 320.9672 | 755945.3972 | 302.7603 | 711689.5517 | 0 | 0 | 114 | 2028Any | AnyIdaho | Idaho | 2028 | 4014685.7624 | Any | NA | 614.1126 | NA | 0.034326 | 0.034326 | PTHP Standard Size - 12,000 Btu/h | 1703.6124 | 4014685.7624 | 0 | 0 | -8.5906 | -20484.5908 | -7.7869 | -18485.6022 | 1096.2625 | 2586021.0065 | 320.9672 | 755945.3972 | 302.7603 | 711689.5517 | 0 | 0
| 115 | 2029Any | AnyIdaho | Idaho | 2029 | 4055877.222 | Any | NA | 620.7361 | NA | 0.034157 | 0.034157 | PTHP Standard Size - 12,000 Btu/h | 1714.4476 | 4055877.222 | 0 | 0 | 391.0899 | 932565.3197 | 354.5013 | 841560.9425 | 341.1619 | 804781.6595 | 323.0086 | 760753.3094 | 304.6859 | 716215.9909 | 0 | 0 | 115 | 2029Any | AnyIdaho | Idaho | 2029 | 4040665.4502 | Any | NA | 620.7361 | NA | 0.034157 | 0.034157 | PTHP Standard Size - 12,000 Btu/h | 1714.4476 | 4040665.4502 | 0 | 0 | 0 | 0 | 0 | 0 | 1104.7978 | 2606155.3641 | 313.7229 | 738883.5334 | 295.927 | 695626.5527 | 0 | 0
| 116 | 2030Any | AnyIdaho | Idaho | 2030 | 4079105.4711 | Any | NA | 627.3222 | NA | 0.033981 | 0.033981 | PTHP Standard Size - 12,000 Btu/h | 1724.2664 | 4079105.4711 | 0 | 0 | 393.3297 | 937906.1765 | 356.5316 | 846380.6119 | 343.1158 | 809390.6918 | 324.8585 | 765110.1887 | 306.4309 | 720317.8023 | 0 | 0 | 116 | 2030Any | AnyIdaho | Idaho | 2030 | 4063873.006 | Any | NA | 627.3222 | NA | 0.033981 | 0.033981 | PTHP Standard Size - 12,000 Btu/h | 1724.2664 | 4063873.006 | 0 | 0 | 0 | 0 | 0 | 0 | 1122.314 | 2647475.122 | 309.7618 | 729554.3498 | 292.1906 | 686843.5341 | 0 | 0
| 117 | 2031Any | AnyIdaho | Idaho | 2031 | 4094648.4922 | Any | NA | 633.4744 | NA | 0.033776 | 0.033776 | PTHP Standard Size - 12,000 Btu/h | 1730.8365 | 4094648.4922 | 0 | 0 | 394.8284 | 941479.9736 | 357.8901 | 849605.6601 | 344.4232 | 812474.7936 | 326.0963 | 768025.5641 | 307.5985 | 723062.5008 | 0 | 0 | 117 | 2031Any | AnyIdaho | Idaho | 2031 | 4079419.6028 | Any | NA | 633.4744 | NA | 0.033776 | 0.033776 | PTHP Standard Size - 12,000 Btu/h | 1730.8365 | 4079419.6028 | 0 | 0 | 0 | 0 | 0 | 0 | 1136.9696 | 2682046.7915 | 305.6011 | 719754.9674 | 288.2659 | 677617.8438 | 0 | 0
| 118 | 2032Any | AnyIdaho | Idaho | 2032 | 4115623.2218 | Any | NA | 640.0856 | NA | 0.033591 | 0.033591 | PTHP Standard Size - 12,000 Btu/h | 1739.7027 | 4115623.2218 | 0 | 0 | 396.8509 | 946302.6801 | 359.7234 | 853957.7428 | 346.1875 | 816636.6744 | 327.7667 | 771959.7549 | 309.1742 | 726766.3696 | 0 | 0 | 118 | 2032Any | AnyIdaho | Idaho | 2032 | 4100373.5846 | Any | NA | 640.0856 | NA | 0.033591 | 0.033591 | PTHP Standard Size - 12,000 Btu/h | 1739.7027 | 4100373.5846 | 0 | 0 | 0 | 0 | 0 | 0 | 1152.4391 | 2718538.5178 | 302.203 | 711751.8285 | 285.0606 | 670083.2383 | 0 | 0
| 119 | 2033Any | AnyIdaho | Idaho | 2033 | 4141538.1571 | Any | NA | 647.0834 | NA | 0.033423 | 0.033423 | PTHP Standard Size - 12,000 Btu/h | 1750.6571 | 4141538.1571 | 0 | 0 | 399.3498 | 952261.2851 | 361.9885 | 859334.8773 | 348.3673 | 821778.8086 | 329.8306 | 776820.5709 | 311.121 | 731342.6153 | 0 | 0 | 119 | 2033Any | AnyIdaho | Idaho | 2033 | 4126245.8238 | Any | NA | 647.0834 | NA | 0.033423 | 0.033423 | PTHP Standard Size - 12,000 Btu/h | 1750.6571 | 4126245.8238 | 0 | 0 | 0 | 0 | 0 | 0 | 1168.6783 | 2756845.7153 | 299.4835 | 705346.8641 | 282.4953 | 664053.2443 | 0 | 0
| 120 | 2034Any | AnyIdaho | Idaho | 2034 | 4170872.2064 | Any | NA | 654.3371 | NA | 0.033267 | 0.033267 | PTHP Standard Size - 12,000 Btu/h | 1763.0568 | 4170872.2064 | 0 | 0 | 402.1783 | 959006.0447 | 364.5524 | 865421.4497 | 350.8348 | 827599.3755 | 332.1667 | 782322.7037 | 313.3246 | 736522.6329 | 0 | 0 | 120 | 2034Any | AnyIdaho | Idaho | 2034 | 4155521.2996 | Any | NA | 654.3371 | NA | 0.033267 | 0.033267 | PTHP Standard Size - 12,000 Btu/h | 1763.0568 | 4155521.2996 | 0 | 0 | 0 | 0 | 0 | 0 | 1185.3344 | 2796136.5528 | 297.2932 | 700188.1791 | 280.4293 | 659196.5678 | 0 | 0
| 121 | 2005Any | AnyIdaho | Idaho | 2005 | 3339507.0708 | Any | NA | 427.2424 | NA | 0.034767 | 0.034767 | PTAC Non-Standard Size - 11,000 Btu/h | 2774.3653 | 3339507.0708 | 0 | 0 | 760.7976 | 924070.3877 | 705.7636 | 851004.6978 | 672.8719 | 807448.2947 | 634.9321 | 756983.6906 | 0 | 0 | 0 | 0 | 121 | 2005Any | AnyIdaho | Idaho | 2005 | 3339507.0708 | Any | NA | 427.2424 | NA | 0.034767 | 0.034767 | PTAC Non-Standard Size - 11,000 Btu/h | 2774.3653 | 3339507.0708 | 0 | 0 | 760.7976 | 924070.3877 | 705.7636 | 851004.6978 | 672.8719 | 807448.2947 | 634.9321 | 756983.6906 | 0 | 0 | 0 | 0
| 122 | 2006Any | AnyIdaho | Idaho | 2006 | 3442974.2815 | Any | NA | 437.0258 | NA | 0.034893 | 0.034893 | PTAC Non-Standard Size - 11,000 Btu/h | 2860.3228 | 3442974.2815 | 0 | 0 | 784.3693 | 952700.6566 | 727.6301 | 877371.1886 | 693.7193 | 832465.287 | 654.6041 | 780437.1493 | 0 | 0 | 0 | 0 | 122 | 2006Any | AnyIdaho | Idaho | 2006 | 3442974.2815 | Any | NA | 437.0258 | NA | 0.034893 | 0.034893 | PTAC Non-Standard Size - 11,000 Btu/h | 2860.3228 | 3442974.2815 | 0 | 0 | 784.3693 | 952700.6566 | 727.6301 | 877371.1886 | 693.7193 | 832465.287 | 654.6041 | 780437.1493 | 0 | 0 | 0 | 0
| 123 | 2007Any | AnyIdaho | Idaho | 2007 | 3496056.4309 | Any | NA | 444.1987 | NA | 0.03481 | 0.03481 | PTAC Non-Standard Size - 11,000 Btu/h | 2904.4219 | 3496056.4309 | 0 | 0 | 796.4623 | 967388.9448 | 738.8484 | 890898.0827 | 704.4148 | 845299.8432 | 664.6965 | 792469.5602 | 0 | 0 | 0 | 0 | 123 | 2007Any | AnyIdaho | Idaho | 2007 | 3496056.4309 | Any | NA | 444.1987 | NA | 0.03481 | 0.03481 | PTAC Non-Standard Size - 11,000 Btu/h | 2904.4219 | 3496056.4309 | 0 | 0 | 796.4623 | 967388.9448 | 738.8484 | 890898.0827 | 704.4148 | 845299.8432 | 664.6965 | 792469.5602 | 0 | 0 | 0 | 0
| 124 | 2008Any | AnyIdaho | Idaho | 2008 | 3563406.5387 | Any | NA | 452.0369 | NA | 0.034782 | 0.034782 | PTAC Non-Standard Size - 11,000 Btu/h | 2960.3744 | 3563406.5387 | 0 | 0 | 811.8058 | 986025.3001 | 753.082 | 908060.8726 | 717.985 | 861584.2015 | 677.5016 | 807736.1646 | 0 | 0 | 0 | 0 | 124 | 2008Any | AnyIdaho | Idaho | 2008 | 3563406.5387 | Any | NA | 452.0369 | NA | 0.034782 | 0.034782 | PTAC Non-Standard Size - 11,000 Btu/h | 2960.3744 | 3563406.5387 | 0 | 0 | 811.8058 | 986025.3001 | 753.082 | 908060.8726 | 717.985 | 861584.2015 | 677.5016 | 807736.1646 | 0 | 0 | 0 | 0
| 125 | 2009Any | AnyIdaho | Idaho | 2009 | 3646973.9489 | Any | NA | 460.6184 | NA | 0.034811 | 0.034811 | PTAC Non-Standard Size - 11,000 Btu/h | 3029.7998 | 3646973.9489 | 0 | 0 | 830.8439 | 1009149.1227 | 770.7429 | 929356.3084 | 734.8229 | 881789.6873 | 693.39 | 826678.8304 | 0 | 0 | 0 | 0 | 125 | 2009Any | AnyIdaho | Idaho | 2009 | 3646973.9489 | Any | NA | 460.6184 | NA | 0.034811 | 0.034811 | PTAC Non-Standard Size - 11,000 Btu/h | 3029.7998 | 3646973.9489 | 0 | 0 | 830.8439 | 1009149.1227 | 770.7429 | 929356.3084 | 734.8229 | 881789.6873 | 693.39 | 826678.8304 | 0 | 0 | 0 | 0
| 126 | 2010Any | AnyIdaho | Idaho | 2010 | 3783559.1982 | Any | NA | 472.3541 | NA | 0.035075 | 0.035075 | PTAC Non-Standard Size - 11,000 Btu/h | 3143.2708 | 3783559.1982 | 0 | 0 | 861.9604 | 1046943.4383 | 799.6085 | 964162.2502 | 762.3432 | 914814.18 | 719.3587 | 857639.3297 | 0 | 0 | 0 | 0 | 126 | 2010Any | AnyIdaho | Idaho | 2010 | 3783559.1982 | Any | NA | 472.3541 | NA | 0.035075 | 0.035075 | PTAC Non-Standard Size - 11,000 Btu/h | 3143.2708 | 3783559.1982 | 0 | 0 | 861.9604 | 1046943.4383 | 799.6085 | 964162.2502 | 762.3432 | 914814.18 | 719.3587 | 857639.3297 | 0 | 0 | 0 | 0
| 127 | 2011Any | AnyIdaho | Idaho | 2011 | 3907984.2828 | Any | NA | 483.1114 | NA | 0.035259 | 0.035259 | PTAC Non-Standard Size - 11,000 Btu/h | 3246.6396 | 3907984.2828 | 0 | 0 | 890.3066 | 1081372.9316 | 825.9042 | 995869.4242 | 787.4134 | 944898.5069 | 743.0153 | 885843.4202 | 0 | 0 | 0 | 0 | 127 | 2011Any | AnyIdaho | Idaho | 2011 | 3907984.2828 | Any | NA | 483.1114 | NA | 0.035259 | 0.035259 | PTAC Non-Standard Size - 11,000 Btu/h | 3246.6396 | 3907984.2828 | 0 | 0 | 890.3066 | 1081372.9316 | 825.9042 | 995869.4242 | 787.4134 | 944898.5069 | 743.0153 | 885843.4202 | 0 | 0 | 0 | 0
| 128 | 2012Any | AnyIdaho | Idaho | 2012 | 4018011.4269 | Any | NA | 492.981 | NA | 0.035374 | 0.035374 | PTAC Non-Standard Size - 11,000 Btu/h | 3338.0469 | 4018011.4269 | 0 | 0 | 915.3727 | 1111818.3906 | 849.1571 | 1023907.5791 | 809.5826 | 971501.6037 | 763.9345 | 910783.8536 | 0 | 0 | 0 | 0 | 128 | 2012Any | AnyIdaho | Idaho | 2012 | 4018011.4269 | Any | NA | 492.981 | NA | 0.035374 | 0.035374 | PTAC Non-Standard Size - 11,000 Btu/h | 3338.0469 | 4018011.4269 | 0 | 0 | 915.3727 | 1111818.3906 | 849.1571 | 1023907.5791 | 809.5826 | 971501.6037 | 763.9345 | 910783.8536 | 0 | 0 | 0 | 0
| 129 | 2013Any | AnyIdaho | Idaho | 2013 | 4117966.4021 | Any | NA | 502.559 | NA | 0.035443 | 0.035443 | PTAC Non-Standard Size - 11,000 Btu/h | 3421.0866 | 4117966.4021 | 0 | 0 | 938.1442 | 1139476.7937 | 870.2813 | 1049379.0489 | 829.7224 | 995669.3843 | 782.9387 | 933441.1753 | 0 | 0 | 0 | 0 | 129 | 2013Any | AnyIdaho | Idaho | 2013 | 4117966.4021 | Any | NA | 502.559 | NA | 0.035443 | 0.035443 | PTAC Non-Standard Size - 11,000 Btu/h | 3421.0866 | 4117966.4021 | 0 | 0 | 938.1442 | 1139476.7937 | 870.2813 | 1049379.0489 | 829.7224 | 995669.3843 | 782.9387 | 933441.1753 | 0 | 0 | 0 | 0
| 130 | 2014Any | AnyIdaho | Idaho | 2014 | 4188240.2596 | Any | NA | 511.9622 | NA | 0.035526 | 0.035526 | PTAC Non-Standard Size - 11,000 Btu/h | 3479.4681 | 4188240.2596 | 0 | 0 | 954.1538 | 1158922.1757 | 885.1329 | 1067286.8962 | 843.8818 | 1012660.6663 | 796.2997 | 949370.5214 | 0 | 0 | 0 | 0 | 130 | 2014Any | AnyIdaho | Idaho | 2014 | 4188240.2596 | Any | NA | 511.9622 | NA | 0.035526 | 0.035526 | PTAC Non-Standard Size - 11,000 Btu/h | 3479.4681 | 4188240.2596 | 0 | 0 | 954.1538 | 1158922.1757 | 885.1329 | 1067286.8962 | 843.8818 | 1012660.6663 | 796.2997 | 949370.5214 | 0 | 0 | 0 | 0
| 131 | 2015Any | AnyIdaho | Idaho | 2015 | 4197083.5042 | Any | NA | 517.8556 | NA | 0.035361 | 0.035361 | PTAC Non-Standard Size - 11,000 Btu/h | 3486.8148 | 4197083.5042 | 0 | 0 | 956.1684 | 1161369.1777 | 887.0018 | 1069540.4152 | 845.6636 | 1014798.845 | 797.981 | 951375.0663 | 0 | 0 | 0 | 0 | 131 | 2015Any | AnyIdaho | Idaho | 2015 | 4197083.5042 | Any | NA | 517.8556 | NA | 0.035361 | 0.035361 | PTAC Non-Standard Size - 11,000 Btu/h | 3486.8148 | 4197083.5042 | 0 | 0 | 956.1684 | 1161369.1777 | 887.0018 | 1069540.4152 | 845.6636 | 1014798.845 | 797.981 | 951375.0663 | 0 | 0 | 0 | 0
| 132 | 2016Any | AnyIdaho | Idaho | 2016 | 4230939.7559 | Any | NA | 525.2609 | NA | 0.035299 | 0.035299 | PTAC Non-Standard Size - 11,000 Btu/h | 3514.9416 | 4230939.7559 | 0 | 0 | 963.8815 | 1170737.4943 | 894.1569 | 1078167.9847 | 852.4852 | 1022984.8353 | 804.418 | 959049.4415 | 0 | 0 | 0 | 0 | 132 | 2016Any | AnyIdaho | Idaho | 2016 | 4230939.7559 | Any | NA | 525.2609 | NA | 0.035299 | 0.035299 | PTAC Non-Standard Size - 11,000 Btu/h | 3514.9416 | 4230939.7559 | 0 | 0 | 963.8815 | 1170737.4943 | 894.1569 | 1078167.9847 | 852.4852 | 1022984.8353 | 804.418 | 959049.4415 | 0 | 0 | 0 | 0
| 133 | 2017Any | AnyIdaho | Idaho | 2017 | 4286798.0225 | Any | NA | 533.9435 | NA | 0.035323 | 0.035323 | PTAC Non-Standard Size - 11,000 Btu/h | 3561.347 | 4286798.0225 | 0 | 0 | 976.607 | 1186193.9581 | 905.9618 | 1092402.3152 | 863.74 | 1036490.6196 | 815.0382 | 971711.1296 | 0 | 0 | 0 | 0 | 133 | 2017Any | AnyIdaho | Idaho | 2017 | 4286798.0225 | Any | NA | 533.9435 | NA | 0.035323 | 0.035323 | PTAC Non-Standard Size - 11,000 Btu/h | 3561.347 | 4286798.0225 | 0 | 0 | 976.607 | 1186193.9581 | 905.9618 | 1092402.3152 | 863.74 | 1036490.6196 | 815.0382 | 971711.1296 | 0 | 0 | 0 | 0
| 134 | 2018Any | AnyIdaho | Idaho | 2018 | 4347855.8847 | Any | NA | 542.8433 | NA | 0.035361 | 0.035361 | PTAC Non-Standard Size - 11,000 Btu/h | 3612.0721 | 4347855.8847 | 0 | 0 | 990.517 | 1203089.1948 | 918.8657 | 1107961.6557 | 876.0425 | 1051253.5968 | 826.647 | 985551.4374 | 0 | 0 | 0 | 0 | 134 | 2018Any | AnyIdaho | Idaho | 2018 | 4347855.8847 | Any | NA | 542.8433 | NA | 0.035361 | 0.035361 | PTAC Non-Standard Size - 11,000 Btu/h | 3612.0721 | 4347855.8847 | 0 | 0 | 990.517 | 1203089.1948 | 918.8657 | 1107961.6557 | 876.0425 | 1051253.5968 | 826.647 | 985551.4374 | 0 | 0 | 0 | 0
| 135 | 2019Any | AnyIdaho | Idaho | 2019 | 4393013.8439 | Any | NA | 550.6164 | NA | 0.035323 | 0.035323 | PTAC Non-Standard Size - 11,000 Btu/h | 3649.588 | 4393013.8439 | 0 | 0 | 1000.8048 | 1215584.7913 | 928.4092 | 1119469.2329 | 885.1413 | 1062172.1894 | 835.2328 | 995787.6304 | 0 | 0 | 0 | 0 | 135 | 2019Any | AnyIdaho | Idaho | 2019 | 4393013.8439 | Any | NA | 550.6164 | NA | 0.035323 | 0.035323 | PTAC Non-Standard Size - 11,000 Btu/h | 3649.588 | 4393013.8439 | 0 | 0 | 1000.8048 | 1215584.7913 | 928.4092 | 1119469.2329 | 885.1413 | 1062172.1894 | 835.2328 | 995787.6304 | 0 | 0 | 0 | 0
| 136 | 2020Any | AnyIdaho | Idaho | 2020 | 4433697.3769 | Any | NA | 557.9763 | NA | 0.035257 | 0.035257 | PTAC Non-Standard Size - 11,000 Btu/h | 3683.3867 | 4433697.3769 | 0 | 0 | 1010.0732 | 1226842.2755 | 937.0072 | 1129836.5946 | 893.3385 | 1072008.9254 | 842.9678 | 1005009.5815 | 0 | 0 | 0 | 0 | 136 | 2020Any | AnyIdaho | Idaho | 2020 | 4433697.3769 | Any | NA | 557.9763 | NA | 0.035257 | 0.035257 | PTAC Non-Standard Size - 11,000 Btu/h | 3683.3867 | 4433697.3769 | 0 | 0 | 1010.0732 | 1226842.2755 | 937.0072 | 1129836.5946 | 893.3385 | 1072008.9254 | 842.9678 | 1005009.5815 | 0 | 0 | 0 | 0
| 137 | 2021Any | AnyIdaho | Idaho | 2021 | 4465577.6321 | Any | NA | 564.6775 | NA | 0.035147 | 0.035147 | PTAC Non-Standard Size - 11,000 Btu/h | 3709.8719 | 4465577.6321 | 0 | 0 | 1017.3361 | 1235663.8169 | 943.7447 | 1137960.622 | 899.762 | 1079717.1461 | 849.0291 | 1012236.0472 | 0 | 0 | 0 | 0 | 137 | 2021Any | AnyIdaho | Idaho | 2021 | 4465577.6321 | Any | NA | 564.6775 | NA | 0.035147 | 0.035147 | PTAC Non-Standard Size - 11,000 Btu/h | 3709.8719 | 4465577.6321 | 0 | 0 | 1017.3361 | 1235663.8169 | 943.7447 | 1137960.622 | 899.762 | 1079717.1461 | 849.0291 | 1012236.0472 | 0 | 0 | 0 | 0
| 138 | 2022Any | AnyIdaho | Idaho | 2022 | 4503166.615 | Any | NA | 571.6802 | NA | 0.035049 | 0.035049 | PTAC Non-Standard Size - 11,000 Btu/h | 3741.0997 | 4503166.615 | 0 | 0 | 1025.8995 | 1246065.0124 | 951.6887 | 1147539.4012 | 907.3358 | 1088805.6611 | 856.1758 | 1020756.5403 | 0 | 0 | 0 | 0 | 138 | 2022Any | AnyIdaho | Idaho | 2022 | 4503166.615 | Any | NA | 571.6802 | NA | 0.035049 | 0.035049 | PTAC Non-Standard Size - 11,000 Btu/h | 3741.0997 | 4503166.615 | 0 | 0 | 1025.8995 | 1246065.0124 | 951.6887 | 1147539.4012 | 907.3358 | 1088805.6611 | 856.1758 | 1020756.5403 | 0 | 0 | 0 | 0
| 139 | 2023Any | AnyIdaho | Idaho | 2023 | 4554405.2572 | Any | NA | 579.5411 | NA | 0.034993 | 0.034993 | PTAC Non-Standard Size - 11,000 Btu/h | 3783.6673 | 4554405.2572 | 0 | 0 | 1037.5725 | 1260243.1863 | 962.5173 | 1160596.5154 | 917.6598 | 1101194.4818 | 865.9177 | 1032371.0737 | 0 | 0 | 0 | 0 | 139 | 2023Any | AnyIdaho | Idaho | 2023 | 4554405.2572 | Any | NA | 579.5411 | NA | 0.034993 | 0.034993 | PTAC Non-Standard Size - 11,000 Btu/h | 3783.6673 | 4554405.2572 | 0 | 0 | 1037.5725 | 1260243.1863 | 962.5173 | 1160596.5154 | 917.6598 | 1101194.4818 | 865.9177 | 1032371.0737 | 0 | 0 | 0 | 0
| 140 | 2024Any | AnyIdaho | Idaho | 2024 | 4592097.7442 | Any | NA | 586.5037 | NA | 0.034875 | 0.034875 | PTAC Non-Standard Size - 11,000 Btu/h | 3814.9811 | 4592097.7442 | 0 | 0 | 1046.1595 | 1270673.0223 | 970.4832 | 1170201.6706 | 925.2544 | 1110308.0227 | 873.0841 | 1040915.0286 | 0 | 0 | 0 | 0 | 140 | 2024Any | AnyIdaho | Idaho | 2024 | 4592097.7442 | Any | NA | 586.5037 | NA | 0.034875 | 0.034875 | PTAC Non-Standard Size - 11,000 Btu/h | 3814.9811 | 4592097.7442 | 0 | 0 | 1046.1595 | 1270673.0223 | 970.4832 | 1170201.6706 | 925.2544 | 1110308.0227 | 873.0841 | 1040915.0286 | 0 | 0 | 0 | 0
| 141 | 2025Any | AnyIdaho | Idaho | 2025 | 4643626.0879 | Any | NA | 594.3064 | NA | 0.0348 | 0.0348 | PTAC Non-Standard Size - 11,000 Btu/h | 3857.7894 | 4643626.0879 | 0 | 0 | 1057.8986 | 1284931.3591 | 981.373 | 1183332.6092 | 935.6367 | 1122766.8894 | 882.881 | 1052595.2302 | 0 | 0 | 0 | 0 | 141 | 2025Any | AnyIdaho | Idaho | 2025 | 4643626.0879 | Any | NA | 594.3064 | NA | 0.0348 | 0.0348 | PTAC Non-Standard Size - 11,000 Btu/h | 3857.7894 | 4643626.0879 | 0 | 0 | 1057.8986 | 1284931.3591 | 981.373 | 1183332.6092 | 935.6367 | 1122766.8894 | 882.881 | 1052595.2302 | 0 | 0 | 0 | 0
| 142 | 2026Any | AnyIdaho | Idaho | 2026 | 4679688.8168 | Any | NA | 601.1048 | NA | 0.034659 | 0.034659 | PTAC Non-Standard Size - 11,000 Btu/h | 3887.7492 | 4679688.8168 | 0 | 0 | 1066.1143 | 1294910.227 | 988.9944 | 1192522.454 | 942.903 | 1131486.3765 | 889.7375 | 1060769.7593 | 0 | 0 | 0 | 0 | 142 | 2026Any | AnyIdaho | Idaho | 2026 | 4679688.8168 | Any | NA | 601.1048 | NA | 0.034659 | 0.034659 | PTAC Non-Standard Size - 11,000 Btu/h | 3887.7492 | 4679688.8168 | 0 | 0 | 1066.1143 | 1294910.227 | 988.9944 | 1192522.454 | 942.903 | 1131486.3765 | 889.7375 | 1060769.7593 | 0 | 0 | 0 | 0
| 143 | 2027Any | AnyIdaho | Idaho | 2027 | 4710411.0832 | Any | NA | 607.5911 | NA | 0.034494 | 0.034494 | PTAC Non-Standard Size - 11,000 Btu/h | 3913.2724 | 4710411.0832 | 0 | 0 | 1073.1134 | 1303411.3429 | 995.4872 | 1200351.3918 | 949.0931 | 1138914.611 | 895.5787 | 1067733.7375 | 0 | 0 | 0 | 0 | 143 | 2027Any | AnyIdaho | Idaho | 2027 | 4710411.0832 | Any | NA | 607.5911 | NA | 0.034494 | 0.034494 | PTAC Non-Standard Size - 11,000 Btu/h | 3913.2724 | 4710411.0832 | 0 | 0 | 1073.1134 | 1303411.3429 | 995.4872 | 1200351.3918 | 949.0931 | 1138914.611 | 895.5787 | 1067733.7375 | 0 | 0 | 0 | 0
| 144 | 2028Any | AnyIdaho | Idaho | 2028 | 4740590.6423 | Any | NA | 614.1126 | NA | 0.034326 | 0.034326 | PTAC Non-Standard Size - 11,000 Btu/h | 3938.3447 | 4740590.6423 | 0 | 0 | 1079.9888 | 1311762.287 | 1001.8653 | 1208042.0318 | 955.174 | 1146211.6261 | 901.3167 | 1074574.6974 | 0 | 0 | 0 | 0 | 144 | 2028Any | AnyIdaho | Idaho | 2028 | 4740590.6423 | Any | NA | 614.1126 | NA | 0.034326 | 0.034326 | PTAC Non-Standard Size - 11,000 Btu/h | 3938.3447 | 4740590.6423 | 0 | 0 | 1079.9888 | 1311762.287 | 1001.8653 | 1208042.0318 | 955.174 | 1146211.6261 | 901.3167 | 1074574.6974 | 0 | 0 | 0 | 0
| 145 | 2029Any | AnyIdaho | Idaho | 2029 | 4770741.4224 | Any | NA | 620.7361 | NA | 0.034157 | 0.034157 | PTAC Non-Standard Size - 11,000 Btu/h | 3963.3931 | 4770741.4224 | 0 | 0 | 1086.8577 | 1320105.2677 | 1008.2373 | 1215725.338 | 961.249 | 1153501.6828 | 907.0492 | 1081409.1339 | 0 | 0 | 0 | 0 | 145 | 2029Any | AnyIdaho | Idaho | 2029 | 4770741.4224 | Any | NA | 620.7361 | NA | 0.034157 | 0.034157 | PTAC Non-Standard Size - 11,000 Btu/h | 3963.3931 | 4770741.4224 | 0 | 0 | 1086.8577 | 1320105.2677 | 1008.2373 | 1215725.338 | 961.249 | 1153501.6828 | 907.0492 | 1081409.1339 | 0 | 0 | 0 | 0
| 146 | 2030Any | AnyIdaho | Idaho | 2030 | 4798063.7411 | Any | NA | 627.3222 | NA | 0.033981 | 0.033981 | PTAC Non-Standard Size - 11,000 Btu/h | 3986.0917 | 4798063.7411 | 0 | 0 | 1093.0822 | 1327665.5887 | 1014.0115 | 1222687.8691 | 966.7541 | 1160107.8553 | 912.2439 | 1087602.428 | 0 | 0 | 0 | 0 | 146 | 2030Any | AnyIdaho | Idaho | 2030 | 4798063.7411 | Any | NA | 627.3222 | NA | 0.033981 | 0.033981 | PTAC Non-Standard Size - 11,000 Btu/h | 3986.0917 | 4798063.7411 | 0 | 0 | 1093.0822 | 1327665.5887 | 1014.0115 | 1222687.8691 | 966.7541 | 1160107.8553 | 912.2439 | 1087602.428 | 0 | 0 | 0 | 0
| 147 | 2031Any | AnyIdaho | Idaho | 2031 | 4816346.2803 | Any | NA | 633.4744 | NA | 0.033776 | 0.033776 | PTAC Non-Standard Size - 11,000 Btu/h | 4001.2803 | 4816346.2803 | 0 | 0 | 1097.2472 | 1332724.5249 | 1017.8753 | 1227346.7982 | 970.4378 | 1164528.3296 | 915.7199 | 1091746.6277 | 0 | 0 | 0 | 0 | 147 | 2031Any | AnyIdaho | Idaho | 2031 | 4816346.2803 | Any | NA | 633.4744 | NA | 0.033776 | 0.033776 | PTAC Non-Standard Size - 11,000 Btu/h | 4001.2803 | 4816346.2803 | 0 | 0 | 1097.2472 | 1332724.5249 | 1017.8753 | 1227346.7982 | 970.4378 | 1164528.3296 | 915.7199 | 1091746.6277 | 0 | 0 | 0 | 0
| 148 | 2032Any | AnyIdaho | Idaho | 2032 | 4841017.888 | Any | NA | 640.0856 | NA | 0.033591 | 0.033591 | PTAC Non-Standard Size - 11,000 Btu/h | 4021.7767 | 4841017.888 | 0 | 0 | 1102.8679 | 1339551.3714 | 1023.0893 | 1233633.85 | 975.4089 | 1170493.5954 | 920.4106 | 1097339.0712 | 0 | 0 | 0 | 0 | 148 | 2032Any | AnyIdaho | Idaho | 2032 | 4841017.888 | Any | NA | 640.0856 | NA | 0.033591 | 0.033591 | PTAC Non-Standard Size - 11,000 Btu/h | 4021.7767 | 4841017.888 | 0 | 0 | 1102.8679 | 1339551.3714 | 1023.0893 | 1233633.85 | 975.4089 | 1170493.5954 | 920.4106 | 1097339.0712 | 0 | 0 | 0 | 0
| 149 | 2033Any | AnyIdaho | Idaho | 2033 | 4871500.4319 | Any | NA | 647.0834 | NA | 0.033423 | 0.033423 | PTAC Non-Standard Size - 11,000 Btu/h | 4047.1008 | 4871500.4319 | 0 | 0 | 1109.8123 | 1347986.154 | 1029.5315 | 1241401.6994 | 981.5508 | 1177863.8682 | 926.2062 | 1104248.7103 | 0 | 0 | 0 | 0 | 149 | 2033Any | AnyIdaho | Idaho | 2033 | 4871500.4319 | Any | NA | 647.0834 | NA | 0.033423 | 0.033423 | PTAC Non-Standard Size - 11,000 Btu/h | 4047.1008 | 4871500.4319 | 0 | 0 | 1109.8123 | 1347986.154 | 1029.5315 | 1241401.6994 | 981.5508 | 1177863.8682 | 926.2062 | 1104248.7103 | 0 | 0 | 0 | 0
| 150 | 2034Any | AnyIdaho | Idaho | 2034 | 4906004.7218 | Any | NA | 654.3371 | NA | 0.033267 | 0.033267 | PTAC Non-Standard Size - 11,000 Btu/h | 4075.7659 | 4906004.7218 | 0 | 0 | 1117.673 | 1357533.7884 | 1036.8235 | 1250194.4081 | 988.503 | 1186206.5456 | 932.7664 | 1112069.9798 | 0 | 0 | 0 | 0 | 150 | 2034Any | AnyIdaho | Idaho | 2034 | 4906004.7218 | Any | NA | 654.3371 | NA | 0.033267 | 0.033267 | PTAC Non-Standard Size - 11,000 Btu/h | 4075.7659 | 4906004.7218 | 0 | 0 | 1117.673 | 1357533.7884 | 1036.8235 | 1250194.4081 | 988.503 | 1186206.5456 | 932.7664 | 1112069.9798 | 0 | 0 | 0 | 0
| 151 | 2005Any | AnyIdaho | Idaho | 2005 | 5197143.4171 | Any | NA | 427.2424 | NA | 0.034767 | 0.034767 | PTHP Non-Standard Size - 11,000 Btu/h | 2088.9338 | 5197143.4171 | 0 | 0 | 572.8359 | 1441984.4464 | 531.3985 | 1323118.6734 | 506.633 | 1258556.3343 | 478.0666 | 1173483.9631 | 0 | 0 | 0 | 0 | 151 | 2005Any | AnyIdaho | Idaho | 2005 | 5197143.4171 | Any | NA | 427.2424 | NA | 0.034767 | 0.034767 | PTHP Non-Standard Size - 11,000 Btu/h | 2088.9338 | 5197143.4171 | 0 | 0 | 572.8359 | 1441984.4464 | 531.3985 | 1323118.6734 | 506.633 | 1258556.3343 | 478.0666 | 1173483.9631 | 0 | 0 | 0 | 0
| 152 | 2006Any | AnyIdaho | Idaho | 2006 | 5358165.3648 | Any | NA | 437.0258 | NA | 0.034893 | 0.034893 | PTHP Non-Standard Size - 11,000 Btu/h | 2153.6548 | 5358165.3648 | 0 | 0 | 590.5839 | 1486661.1323 | 547.8627 | 1364112.5673 | 522.3299 | 1297549.9074 | 492.8784 | 1209841.7578 | 0 | 0 | 0 | 0 | 152 | 2006Any | AnyIdaho | Idaho | 2006 | 5358165.3648 | Any | NA | 437.0258 | NA | 0.034893 | 0.034893 | PTHP Non-Standard Size - 11,000 Btu/h | 2153.6548 | 5358165.3648 | 0 | 0 | 590.5839 | 1486661.1323 | 547.8627 | 1364112.5673 | 522.3299 | 1297549.9074 | 492.8784 | 1209841.7578 | 0 | 0 | 0 | 0
| 153 | 2007Any | AnyIdaho | Idaho | 2007 | 5440775.0247 | Any | NA | 444.1987 | NA | 0.03481 | 0.03481 | PTHP Non-Standard Size - 11,000 Btu/h | 2186.8589 | 5440775.0247 | 0 | 0 | 599.6893 | 1509581.7706 | 556.3093 | 1385143.8098 | 530.3829 | 1317554.9183 | 500.4773 | 1228494.5259 | 0 | 0 | 0 | 0 | 153 | 2007Any | AnyIdaho | Idaho | 2007 | 5440775.0247 | Any | NA | 444.1987 | NA | 0.03481 | 0.03481 | PTHP Non-Standard Size - 11,000 Btu/h | 2186.8589 | 5440775.0247 | 0 | 0 | 599.6893 | 1509581.7706 | 556.3093 | 1385143.8098 | 530.3829 | 1317554.9183 | 500.4773 | 1228494.5259 | 0 | 0 | 0 | 0
| 154 | 2008Any | AnyIdaho | Idaho | 2008 | 5545589.3468 | Any | NA | 452.0369 | NA | 0.034782 | 0.034782 | PTHP Non-Standard Size - 11,000 Btu/h | 2228.9878 | 5545589.3468 | 0 | 0 | 611.242 | 1538663.2506 | 567.0264 | 1411828.043 | 540.6005 | 1342937.079 | 510.1188 | 1252160.9743 | 0 | 0 | 0 | 0 | 154 | 2008Any | AnyIdaho | Idaho | 2008 | 5545589.3468 | Any | NA | 452.0369 | NA | 0.034782 | 0.034782 | PTHP Non-Standard Size - 11,000 Btu/h | 2228.9878 | 5545589.3468 | 0 | 0 | 611.242 | 1538663.2506 | 567.0264 | 1411828.043 | 540.6005 | 1342937.079 | 510.1188 | 1252160.9743 | 0 | 0 | 0 | 0
| 155 | 2009Any | AnyIdaho | Idaho | 2009 | 5675642.0181 | Any | NA | 460.6184 | NA | 0.034811 | 0.034811 | PTHP Non-Standard Size - 11,000 Btu/h | 2281.261 | 5675642.0181 | 0 | 0 | 625.5766 | 1574747.2903 | 580.3241 | 1444937.6003 | 553.2784 | 1374431.0364 | 522.0819 | 1281526.0912 | 0 | 0 | 0 | 0 | 155 | 2009Any | AnyIdaho | Idaho | 2009 | 5675642.0181 | Any | NA | 460.6184 | NA | 0.034811 | 0.034811 | PTHP Non-Standard Size - 11,000 Btu/h | 2281.261 | 5675642.0181 | 0 | 0 | 625.5766 | 1574747.2903 | 580.3241 | 1444937.6003 | 553.2784 | 1374431.0364 | 522.0819 | 1281526.0912 | 0 | 0 | 0 | 0
| 156 | 2010Any | AnyIdaho | Idaho | 2010 | 5888204.2659 | Any | NA | 472.3541 | NA | 0.035075 | 0.035075 | PTHP Non-Standard Size - 11,000 Btu/h | 2366.698 | 5888204.2659 | 0 | 0 | 649.0055 | 1633724.1994 | 602.0582 | 1499052.9203 | 573.9996 | 1425905.7681 | 541.6348 | 1329521.378 | 0 | 0 | 0 | 0 | 156 | 2010Any | AnyIdaho | Idaho | 2010 | 5888204.2659 | Any | NA | 472.3541 | NA | 0.035075 | 0.035075 | PTHP Non-Standard Size - 11,000 Btu/h | 2366.698 | 5888204.2659 | 0 | 0 | 649.0055 | 1633724.1994 | 602.0582 | 1499052.9203 | 573.9996 | 1425905.7681 | 541.6348 | 1329521.378 | 0 | 0 | 0 | 0
| 157 | 2011Any | AnyIdaho | Idaho | 2011 | 6081842.1279 | Any | NA | 483.1114 | NA | 0.035259 | 0.035259 | PTHP Non-Standard Size - 11,000 Btu/h | 2444.5286 | 6081842.1279 | 0 | 0 | 670.3485 | 1687450.403 | 621.8573 | 1548350.3613 | 592.876 | 1472797.7121 | 559.4468 | 1373243.6515 | 0 | 0 | 0 | 0 | 157 | 2011Any | AnyIdaho | Idaho | 2011 | 6081842.1279 | Any | NA | 483.1114 | NA | 0.035259 | 0.035259 | PTHP Non-Standard Size - 11,000 Btu/h | 2444.5286 | 6081842.1279 | 0 | 0 | 670.3485 | 1687450.403 | 621.8573 | 1548350.3613 | 592.876 | 1472797.7121 | 559.4468 | 1373243.6515 | 0 | 0 | 0 | 0
| 158 | 2012Any | AnyIdaho | Idaho | 2012 | 6253073.0418 | Any | NA | 492.981 | NA | 0.035374 | 0.035374 | PTHP Non-Standard Size - 11,000 Btu/h | 2513.353 | 6253073.0418 | 0 | 0 | 689.2218 | 1734959.6393 | 639.3653 | 1591943.3126 | 609.5681 | 1514263.5201 | 575.1977 | 1411906.5698 | 0 | 0 | 0 | 0 | 158 | 2012Any | AnyIdaho | Idaho | 2012 | 6253073.0418 | Any | NA | 492.981 | NA | 0.035374 | 0.035374 | PTHP Non-Standard Size - 11,000 Btu/h | 2513.353 | 6253073.0418 | 0 | 0 | 689.2218 | 1734959.6393 | 639.3653 | 1591943.3126 | 609.5681 | 1514263.5201 | 575.1977 | 1411906.5698 | 0 | 0 | 0 | 0
| 159 | 2013Any | AnyIdaho | Idaho | 2013 | 6408629.0357 | Any | NA | 502.559 | NA | 0.035443 | 0.035443 | PTHP Non-Standard Size - 11,000 Btu/h | 2575.877 | 6408629.0357 | 0 | 0 | 706.3674 | 1778119.7574 | 655.2707 | 1631545.6525 | 624.7322 | 1551933.441 | 589.5068 | 1447030.1847 | 0 | 0 | 0 | 0 | 159 | 2013Any | AnyIdaho | Idaho | 2013 | 6408629.0357 | Any | NA | 502.559 | NA | 0.035443 | 0.035443 | PTHP Non-Standard Size - 11,000 Btu/h | 2575.877 | 6408629.0357 | 0 | 0 | 706.3674 | 1778119.7574 | 655.2707 | 1631545.6525 | 624.7322 | 1551933.441 | 589.5068 | 1447030.1847 | 0 | 0 | 0 | 0
| 160 | 2014Any | AnyIdaho | Idaho | 2014 | 6517993.4742 | Any | NA | 511.9622 | NA | 0.035526 | 0.035526 | PTHP Non-Standard Size - 11,000 Btu/h | 2619.8348 | 6517993.4742 | 0 | 0 | 718.4217 | 1808463.6996 | 666.453 | 1659388.2805 | 635.3933 | 1578417.4719 | 599.5668 | 1471724.0222 | 0 | 0 | 0 | 0 | 160 | 2014Any | AnyIdaho | Idaho | 2014 | 6517993.4742 | Any | NA | 511.9622 | NA | 0.035526 | 0.035526 | PTHP Non-Standard Size - 11,000 Btu/h | 2619.8348 | 6517993.4742 | 0 | 0 | 718.4217 | 1808463.6996 | 666.453 | 1659388.2805 | 635.3933 | 1578417.4719 | 599.5668 | 1471724.0222 | 0 | 0 | 0 | 0
| 161 | 2015Any | AnyIdaho | Idaho | 2015 | 6531755.8678 | Any | NA | 517.8556 | NA | 0.035361 | 0.035361 | PTHP Non-Standard Size - 11,000 Btu/h | 2625.3664 | 6531755.8678 | 0 | 0 | 719.9386 | 1812282.1737 | 667.8602 | 1662891.9899 | 636.7349 | 1581750.2157 | 600.8328 | 1474831.4885 | 0 | 0 | 0 | 0 | 161 | 2015Any | AnyIdaho | Idaho | 2015 | 6531755.8678 | Any | NA | 517.8556 | NA | 0.035361 | 0.035361 | PTHP Non-Standard Size - 11,000 Btu/h | 2625.3664 | 6531755.8678 | 0 | 0 | 719.9386 | 1812282.1737 | 667.8602 | 1662891.9899 | 636.7349 | 1581750.2157 | 600.8328 | 1474831.4885 | 0 | 0 | 0 | 0
| 162 | 2016Any | AnyIdaho | Idaho | 2016 | 6584445.0197 | Any | NA | 525.2609 | NA | 0.035299 | 0.035299 | PTHP Non-Standard Size - 11,000 Btu/h | 2646.5443 | 6584445.0197 | 0 | 0 | 725.7461 | 1826901.1541 | 673.2475 | 1676305.8973 | 641.8712 | 1594509.5838 | 605.6794 | 1486728.3845 | 0 | 0 | 0 | 0 | 162 | 2016Any | AnyIdaho | Idaho | 2016 | 6584445.0197 | Any | NA | 525.2609 | NA | 0.035299 | 0.035299 | PTHP Non-Standard Size - 11,000 Btu/h | 2646.5443 | 6584445.0197 | 0 | 0 | 725.7461 | 1826901.1541 | 673.2475 | 1676305.8973 | 641.8712 | 1594509.5838 | 605.6794 | 1486728.3845 | 0 | 0 | 0 | 0
| 163 | 2017Any | AnyIdaho | Idaho | 2017 | 6671375.0416 | Any | NA | 533.9435 | NA | 0.035323 | 0.035323 | PTHP Non-Standard Size - 11,000 Btu/h | 2681.4848 | 6671375.0416 | 0 | 0 | 735.3276 | 1851020.5076 | 682.136 | 1698437.0424 | 650.3454 | 1615560.827 | 613.6758 | 1506356.6646 | 0 | 0 | 0 | 0 | 163 | 2017Any | AnyIdaho | Idaho | 2017 | 6671375.0416 | Any | NA | 533.9435 | NA | 0.035323 | 0.035323 | PTHP Non-Standard Size - 11,000 Btu/h | 2681.4848 | 6671375.0416 | 0 | 0 | 735.3276 | 1851020.5076 | 682.136 | 1698437.0424 | 650.3454 | 1615560.827 | 613.6758 | 1506356.6646 | 0 | 0 | 0 | 0
| 164 | 2018Any | AnyIdaho | Idaho | 2018 | 6766396.9894 | Any | NA | 542.8433 | NA | 0.035361 | 0.035361 | PTHP Non-Standard Size - 11,000 Btu/h | 2719.6778 | 6766396.9894 | 0 | 0 | 745.801 | 1877385.0236 | 691.8518 | 1722628.2766 | 659.6084 | 1638571.6359 | 622.4166 | 1527812.0533 | 0 | 0 | 0 | 0 | 164 | 2018Any | AnyIdaho | Idaho | 2018 | 6766396.9894 | Any | NA | 542.8433 | NA | 0.035361 | 0.035361 | PTHP Non-Standard Size - 11,000 Btu/h | 2719.6778 | 6766396.9894 | 0 | 0 | 745.801 | 1877385.0236 | 691.8518 | 1722628.2766 | 659.6084 | 1638571.6359 | 622.4166 | 1527812.0533 | 0 | 0 | 0 | 0
| 165 | 2019Any | AnyIdaho | Idaho | 2019 | 6836674.544 | Any | NA | 550.6164 | NA | 0.035323 | 0.035323 | PTHP Non-Standard Size - 11,000 Btu/h | 2747.9251 | 6836674.544 | 0 | 0 | 753.5471 | 1896884.0315 | 699.0375 | 1740519.9408 | 666.4593 | 1655590.266 | 628.8811 | 1543680.3056 | 0 | 0 | 0 | 0 | 165 | 2019Any | AnyIdaho | Idaho | 2019 | 6836674.544 | Any | NA | 550.6164 | NA | 0.035323 | 0.035323 | PTHP Non-Standard Size - 11,000 Btu/h | 2747.9251 | 6836674.544 | 0 | 0 | 753.5471 | 1896884.0315 | 699.0375 | 1740519.9408 | 666.4593 | 1655590.266 | 628.8811 | 1543680.3056 | 0 | 0 | 0 | 0
| 166 | 2020Any | AnyIdaho | Idaho | 2020 | 6899988.7251 | Any | NA | 557.9763 | NA | 0.035257 | 0.035257 | PTHP Non-Standard Size - 11,000 Btu/h | 2773.3735 | 6899988.7251 | 0 | 0 | 760.5257 | 1914451.0019 | 705.5113 | 1756638.8293 | 672.6314 | 1670922.6241 | 634.7052 | 1557976.2698 | 0 | 0 | 0 | 0 | 166 | 2020Any | AnyIdaho | Idaho | 2020 | 6899988.7251 | Any | NA | 557.9763 | NA | 0.035257 | 0.035257 | PTHP Non-Standard Size - 11,000 Btu/h | 2773.3735 | 6899988.7251 | 0 | 0 | 760.5257 | 1914451.0019 | 705.5113 | 1756638.8293 | 672.6314 | 1670922.6241 | 634.7052 | 1557976.2698 | 0 | 0 | 0 | 0
| 167 | 2021Any | AnyIdaho | Idaho | 2021 | 6949602.7115 | Any | NA | 564.6775 | NA | 0.035147 | 0.035147 | PTHP Non-Standard Size - 11,000 Btu/h | 2793.3153 | 6949602.7115 | 0 | 0 | 765.9942 | 1928216.7557 | 710.5842 | 1769269.8435 | 677.4679 | 1682937.3006 | 639.269 | 1569178.8118 | 0 | 0 | 0 | 0 | 167 | 2021Any | AnyIdaho | Idaho | 2021 | 6949602.7115 | Any | NA | 564.6775 | NA | 0.035147 | 0.035147 | PTHP Non-Standard Size - 11,000 Btu/h | 2793.3153 | 6949602.7115 | 0 | 0 | 765.9942 | 1928216.7557 | 710.5842 | 1769269.8435 | 677.4679 | 1682937.3006 | 639.269 | 1569178.8118 | 0 | 0 | 0 | 0
| 168 | 2022Any | AnyIdaho | Idaho | 2022 | 7008100.9661 | Any | NA | 571.6802 | NA | 0.035049 | 0.035049 | PTHP Non-Standard Size - 11,000 Btu/h | 2816.828 | 7008100.9661 | 0 | 0 | 772.442 | 1944447.5129 | 716.5656 | 1784162.6657 | 683.1705 | 1697103.419 | 644.65 | 1582387.3685 | 0 | 0 | 0 | 0 | 168 | 2022Any | AnyIdaho | Idaho | 2022 | 7008100.9661 | Any | NA | 571.6802 | NA | 0.035049 | 0.035049 | PTHP Non-Standard Size - 11,000 Btu/h | 2816.828 | 7008100.9661 | 0 | 0 | 772.442 | 1944447.5129 | 716.5656 | 1784162.6657 | 683.1705 | 1697103.419 | 644.65 | 1582387.3685 | 0 | 0 | 0 | 0
| 169 | 2023Any | AnyIdaho | Idaho | 2023 | 7087841.6483 | Any | NA | 579.5411 | NA | 0.034993 | 0.034993 | PTHP Non-Standard Size - 11,000 Btu/h | 2848.8789 | 7087841.6483 | 0 | 0 | 781.2311 | 1966572.133 | 724.7189 | 1804463.5074 | 690.9438 | 1716413.6693 | 651.9851 | 1600392.3386 | 0 | 0 | 0 | 0 | 169 | 2023Any | AnyIdaho | Idaho | 2023 | 7087841.6483 | Any | NA | 579.5411 | NA | 0.034993 | 0.034993 | PTHP Non-Standard Size - 11,000 Btu/h | 2848.8789 | 7087841.6483 | 0 | 0 | 781.2311 | 1966572.133 | 724.7189 | 1804463.5074 | 690.9438 | 1716413.6693 | 651.9851 | 1600392.3386 | 0 | 0 | 0 | 0
| 170 | 2024Any | AnyIdaho | Idaho | 2024 | 7146500.9823 | Any | NA | 586.5037 | NA | 0.034875 | 0.034875 | PTHP Non-Standard Size - 11,000 Btu/h | 2872.4564 | 7146500.9823 | 0 | 0 | 787.6966 | 1982847.5829 | 730.7167 | 1819397.3381 | 696.6621 | 1730618.7952 | 657.381 | 1613637.2661 | 0 | 0 | 0 | 0 | 170 | 2024Any | AnyIdaho | Idaho | 2024 | 7146500.9823 | Any | NA | 586.5037 | NA | 0.034875 | 0.034875 | PTHP Non-Standard Size - 11,000 Btu/h | 2872.4564 | 7146500.9823 | 0 | 0 | 787.6966 | 1982847.5829 | 730.7167 | 1819397.3381 | 696.6621 | 1730618.7952 | 657.381 | 1613637.2661 | 0 | 0 | 0 | 0
| 171 | 2025Any | AnyIdaho | Idaho | 2025 | 7226692.5156 | Any | NA | 594.3064 | NA | 0.0348 | 0.0348 | PTHP Non-Standard Size - 11,000 Btu/h | 2904.6885 | 7226692.5156 | 0 | 0 | 796.5354 | 2005097.2948 | 738.9162 | 1839812.96 | 704.4794 | 1750038.2251 | 664.7575 | 1631744.0357 | 0 | 0 | 0 | 0 | 171 | 2025Any | AnyIdaho | Idaho | 2025 | 7226692.5156 | Any | NA | 594.3064 | NA | 0.0348 | 0.0348 | PTHP Non-Standard Size - 11,000 Btu/h | 2904.6885 | 7226692.5156 | 0 | 0 | 796.5354 | 2005097.2948 | 738.9162 | 1839812.96 | 704.4794 | 1750038.2251 | 664.7575 | 1631744.0357 | 0 | 0 | 0 | 0
| 172 | 2026Any | AnyIdaho | Idaho | 2026 | 7282815.5212 | Any | NA | 601.1048 | NA | 0.034659 | 0.034659 | PTHP Non-Standard Size - 11,000 Btu/h | 2927.2465 | 7282815.5212 | 0 | 0 | 802.7214 | 2020669.0223 | 744.6546 | 1854101.0777 | 709.9505 | 1763629.1458 | 669.92 | 1644416.2754 | 0 | 0 | 0 | 0 | 172 | 2026Any | AnyIdaho | Idaho | 2026 | 7282815.5212 | Any | NA | 601.1048 | NA | 0.034659 | 0.034659 | PTHP Non-Standard Size - 11,000 Btu/h | 2927.2465 | 7282815.5212 | 0 | 0 | 802.7214 | 2020669.0223 | 744.6546 | 1854101.0777 | 709.9505 | 1763629.1458 | 669.92 | 1644416.2754 | 0 | 0 | 0 | 0
| 173 | 2027Any | AnyIdaho | Idaho | 2027 | 7330627.3753 | Any | NA | 607.5911 | NA | 0.034494 | 0.034494 | PTHP Non-Standard Size - 11,000 Btu/h | 2946.4639 | 7330627.3753 | 0 | 0 | 807.9912 | 2033934.7616 | 749.5433 | 1866273.2946 | 714.6113 | 1775207.4124 | 674.3181 | 1655211.9066 | 0 | 0 | 0 | 0 | 173 | 2027Any | AnyIdaho | Idaho | 2027 | 7330627.3753 | Any | NA | 607.5911 | NA | 0.034494 | 0.034494 | PTHP Non-Standard Size - 11,000 Btu/h | 2946.4639 | 7330627.3753 | 0 | 0 | 807.9912 | 2033934.7616 | 749.5433 | 1866273.2946 | 714.6113 | 1775207.4124 | 674.3181 | 1655211.9066 | 0 | 0 | 0 | 0
| 174 | 2028Any | AnyIdaho | Idaho | 2028 | 7377594.6353 | Any | NA | 614.1126 | NA | 0.034326 | 0.034326 | PTHP Non-Standard Size - 11,000 Btu/h | 2965.3419 | 7377594.6353 | 0 | 0 | 813.168 | 2046966.1624 | 754.3456 | 1878230.4899 | 719.1898 | 1786581.1494 | 678.6384 | 1665816.8336 | 0 | 0 | 0 | 0 | 174 | 2028Any | AnyIdaho | Idaho | 2028 | 7377594.6353 | Any | NA | 614.1126 | NA | 0.034326 | 0.034326 | PTHP Non-Standard Size - 11,000 Btu/h | 2965.3419 | 7377594.6353 | 0 | 0 | 813.168 | 2046966.1624 | 754.3456 | 1878230.4899 | 719.1898 | 1786581.1494 | 678.6384 | 1665816.8336 | 0 | 0 | 0 | 0
| 175 | 2029Any | AnyIdaho | Idaho | 2029 | 7424517.1076 | Any | NA | 620.7361 | NA | 0.034157 | 0.034157 | PTHP Non-Standard Size - 11,000 Btu/h | 2984.2019 | 7424517.1076 | 0 | 0 | 818.3399 | 2059985.1364 | 759.1434 | 1890176.2829 | 723.7639 | 1797944.0405 | 682.9547 | 1676411.6478 | 0 | 0 | 0 | 0 | 175 | 2029Any | AnyIdaho | Idaho | 2029 | 7424517.1076 | Any | NA | 620.7361 | NA | 0.034157 | 0.034157 | PTHP Non-Standard Size - 11,000 Btu/h | 2984.2019 | 7424517.1076 | 0 | 0 | 818.3399 | 2059985.1364 | 759.1434 | 1890176.2829 | 723.7639 | 1797944.0405 | 682.9547 | 1676411.6478 | 0 | 0 | 0 | 0
| 176 | 2030Any | AnyIdaho | Idaho | 2030 | 7467037.7569 | Any | NA | 627.3222 | NA | 0.033981 | 0.033981 | PTHP Non-Standard Size - 11,000 Btu/h | 3001.2926 | 7467037.7569 | 0 | 0 | 823.0266 | 2071782.7933 | 763.491 | 1901001.4344 | 727.909 | 1808240.9726 | 686.866 | 1686012.5566 | 0 | 0 | 0 | 0 | 176 | 2030Any | AnyIdaho | Idaho | 2030 | 7467037.7569 | Any | NA | 627.3222 | NA | 0.033981 | 0.033981 | PTHP Non-Standard Size - 11,000 Btu/h | 3001.2926 | 7467037.7569 | 0 | 0 | 823.0266 | 2071782.7933 | 763.491 | 1901001.4344 | 727.909 | 1808240.9726 | 686.866 | 1686012.5566 | 0 | 0 | 0 | 0
| 177 | 2031Any | AnyIdaho | Idaho | 2031 | 7495490.1531 | Any | NA | 633.4744 | NA | 0.033776 | 0.033776 | PTHP Non-Standard Size - 11,000 Btu/h | 3012.7287 | 7495490.1531 | 0 | 0 | 826.1626 | 2079677.1132 | 766.4002 | 1908245.0092 | 730.6826 | 1815131.0929 | 689.4832 | 1692436.9379 | 0 | 0 | 0 | 0 | 177 | 2031Any | AnyIdaho | Idaho | 2031 | 7495490.1531 | Any | NA | 633.4744 | NA | 0.033776 | 0.033776 | PTHP Non-Standard Size - 11,000 Btu/h | 3012.7287 | 7495490.1531 | 0 | 0 | 826.1626 | 2079677.1132 | 766.4002 | 1908245.0092 | 730.6826 | 1815131.0929 | 689.4832 | 1692436.9379 | 0 | 0 | 0 | 0
| 178 | 2032Any | AnyIdaho | Idaho | 2032 | 7533885.6051 | Any | NA | 640.0856 | NA | 0.033591 | 0.033591 | PTHP Non-Standard Size - 11,000 Btu/h | 3028.1613 | 7533885.6051 | 0 | 0 | 830.3946 | 2090330.2048 | 770.3261 | 1918019.9442 | 734.4255 | 1824429.0544 | 693.0151 | 1701106.4017 | 0 | 0 | 0 | 0 | 178 | 2032Any | AnyIdaho | Idaho | 2032 | 7533885.6051 | Any | NA | 640.0856 | NA | 0.033591 | 0.033591 | PTHP Non-Standard Size - 11,000 Btu/h | 3028.1613 | 7533885.6051 | 0 | 0 | 830.3946 | 2090330.2048 | 770.3261 | 1918019.9442 | 734.4255 | 1824429.0544 | 693.0151 | 1701106.4017 | 0 | 0 | 0 | 0
| 179 | 2033Any | AnyIdaho | Idaho | 2033 | 7581324.3884 | Any | NA | 647.0834 | NA | 0.033423 | 0.033423 | PTHP Non-Standard Size - 11,000 Btu/h | 3047.2288 | 7581324.3884 | 0 | 0 | 835.6234 | 2103492.433 | 775.1766 | 1930097.1826 | 739.05 | 1835916.9769 | 697.3788 | 1711817.7958 | 0 | 0 | 0 | 0 | 179 | 2033Any | AnyIdaho | Idaho | 2033 | 7581324.3884 | Any | NA | 647.0834 | NA | 0.033423 | 0.033423 | PTHP Non-Standard Size - 11,000 Btu/h | 3047.2288 | 7581324.3884 | 0 | 0 | 835.6234 | 2103492.433 | 775.1766 | 1930097.1826 | 739.05 | 1835916.9769 | 697.3788 | 1711817.7958 | 0 | 0 | 0 | 0
| 180 | 2034Any | AnyIdaho | Idaho | 2034 | 7635022.0569 | Any | NA | 654.3371 | NA | 0.033267 | 0.033267 | PTHP Non-Standard Size - 11,000 Btu/h | 3068.812 | 7635022.0569 | 0 | 0 | 841.542 | 2118391.2334 | 780.6671 | 1943767.844 | 744.2846 | 1848920.5705 | 702.3183 | 1723942.4089 | 0 | 0 | 0 | 0 | 180 | 2034Any | AnyIdaho | Idaho | 2034 | 7635022.0569 | Any | NA | 654.3371 | NA | 0.033267 | 0.033267 | PTHP Non-Standard Size - 11,000 Btu/h | 3068.812 | 7635022.0569 | 0 | 0 | 841.542 | 2118391.2334 | 780.6671 | 1943767.844 | 744.2846 | 1848920.5705 | 702.3183 | 1723942.4089 | 0 | 0 | 0 | 0
| 181 | 2005Any | AnyMontana West | Montana West | 2005 | 704823.4998 | Any | NA | 427.2424 | NA | 0.034767 | 0.034767 | PTAC Standard Size - 9,000 Btu/h | 1125.8166 | 704823.4998 | 0 | 0 | 254.372 | 160257.4188 | 236.1847 | 148425.823 | 223.9679 | 140305.0412 | 211.7193 | 132054.3679 | 199.5728 | 123780.849 | 0 | 0 | 181 | 2005Any | AnyMontana West | Montana West | 2005 | 704823.4998 | Any | NA | 427.2424 | NA | 0.034767 | 0.034767 | PTAC Standard Size - 9,000 Btu/h | 1125.8166 | 704823.4998 | 0 | 0 | 254.372 | 160257.4188 | 236.1847 | 148425.823 | 223.9679 | 140305.0412 | 211.7193 | 132054.3679 | 199.5728 | 123780.849 | 0 | 0
| 182 | 2006Any | AnyMontana West | Montana West | 2006 | 726660.8908 | Any | NA | 437.0258 | NA | 0.034893 | 0.034893 | PTAC Standard Size - 9,000 Btu/h | 1160.6975 | 726660.8908 | 0 | 0 | 262.2531 | 165222.639 | 243.5023 | 153024.4675 | 230.907 | 144652.0813 | 218.279 | 136145.7792 | 205.7561 | 127615.9237 | 0 | 0 | 182 | 2006Any | AnyMontana West | Montana West | 2006 | 726660.8908 | Any | NA | 437.0258 | NA | 0.034893 | 0.034893 | PTAC Standard Size - 9,000 Btu/h | 1160.6975 | 726660.8908 | 0 | 0 | 262.2531 | 165222.639 | 243.5023 | 153024.4675 | 230.907 | 144652.0813 | 218.279 | 136145.7792 | 205.7561 | 127615.9237 | 0 | 0
| 183 | 2007Any | AnyMontana West | Montana West | 2007 | 737864.2048 | Any | NA | 444.1987 | NA | 0.03481 | 0.03481 | PTAC Standard Size - 9,000 Btu/h | 1178.5926 | 737864.2048 | 0 | 0 | 266.2964 | 167769.9635 | 247.2565 | 155383.7264 | 234.467 | 146882.2587 | 221.6443 | 138244.8105 | 208.9283 | 129583.4457 | 0 | 0 | 183 | 2007Any | AnyMontana West | Montana West | 2007 | 737864.2048 | Any | NA | 444.1987 | NA | 0.03481 | 0.03481 | PTAC Standard Size - 9,000 Btu/h | 1178.5926 | 737864.2048 | 0 | 0 | 266.2964 | 167769.9635 | 247.2565 | 155383.7264 | 234.467 | 146882.2587 | 221.6443 | 138244.8105 | 208.9283 | 129583.4457 | 0 | 0
| 184 | 2008Any | AnyMontana West | Montana West | 2008 | 752078.8591 | Any | NA | 452.0369 | NA | 0.034782 | 0.034782 | PTAC Standard Size - 9,000 Btu/h | 1201.2977 | 752078.8591 | 0 | 0 | 271.4265 | 171001.9838 | 252.0198 | 158377.1308 | 238.9839 | 149711.8858 | 225.9142 | 140908.0406 | 212.9532 | 132079.8181 | 0 | 0 | 184 | 2008Any | AnyMontana West | Montana West | 2008 | 752078.8591 | Any | NA | 452.0369 | NA | 0.034782 | 0.034782 | PTAC Standard Size - 9,000 Btu/h | 1201.2977 | 752078.8591 | 0 | 0 | 271.4265 | 171001.9838 | 252.0198 | 158377.1308 | 238.9839 | 149711.8858 | 225.9142 | 140908.0406 | 212.9532 | 132079.8181 | 0 | 0
| 185 | 2009Any | AnyMontana West | Montana West | 2009 | 769716.2748 | Any | NA | 460.6184 | NA | 0.034811 | 0.034811 | PTAC Standard Size - 9,000 Btu/h | 1229.47 | 769716.2748 | 0 | 0 | 277.7919 | 175012.2455 | 257.9301 | 162091.3202 | 244.5885 | 153222.8617 | 231.2122 | 144212.5527 | 217.9473 | 135177.2947 | 0 | 0 | 185 | 2009Any | AnyMontana West | Montana West | 2009 | 769716.2748 | Any | NA | 460.6184 | NA | 0.034811 | 0.034811 | PTAC Standard Size - 9,000 Btu/h | 1229.47 | 769716.2748 | 0 | 0 | 277.7919 | 175012.2455 | 257.9301 | 162091.3202 | 244.5885 | 153222.8617 | 231.2122 | 144212.5527 | 217.9473 | 135177.2947 | 0 | 0
| 186 | 2010Any | AnyMontana West | Montana West | 2010 | 798543.4315 | Any | NA | 472.3541 | NA | 0.035075 | 0.035075 | PTAC Standard Size - 9,000 Btu/h | 1275.5157 | 798543.4315 | 0 | 0 | 288.1957 | 181566.7456 | 267.59 | 168161.9101 | 253.7487 | 158961.3131 | 239.8715 | 149613.553 | 226.1098 | 140239.9096 | 0 | 0 | 186 | 2010Any | AnyMontana West | Montana West | 2010 | 798543.4315 | Any | NA | 472.3541 | NA | 0.035075 | 0.035075 | PTAC Standard Size - 9,000 Btu/h | 1275.5157 | 798543.4315 | 0 | 0 | 288.1957 | 181566.7456 | 267.59 | 168161.9101 | 253.7487 | 158961.3131 | 239.8715 | 149613.553 | 226.1098 | 140239.9096 | 0 | 0
| 187 | 2011Any | AnyMontana West | Montana West | 2011 | 824804.1106 | Any | NA | 483.1114 | NA | 0.035259 | 0.035259 | PTAC Standard Size - 9,000 Btu/h | 1317.462 | 824804.1106 | 0 | 0 | 297.6732 | 187537.6995 | 276.3899 | 173692.0364 | 262.0934 | 164188.871 | 247.7599 | 154533.7031 | 233.5456 | 144851.8006 | 0 | 0 | 187 | 2011Any | AnyMontana West | Montana West | 2011 | 824804.1106 | Any | NA | 483.1114 | NA | 0.035259 | 0.035259 | PTAC Standard Size - 9,000 Btu/h | 1317.462 | 824804.1106 | 0 | 0 | 297.6732 | 187537.6995 | 276.3899 | 173692.0364 | 262.0934 | 164188.871 | 247.7599 | 154533.7031 | 233.5456 | 144851.8006 | 0 | 0
| 188 | 2012Any | AnyMontana West | Montana West | 2012 | 848026.0159 | Any | NA | 492.981 | NA | 0.035374 | 0.035374 | PTAC Standard Size - 9,000 Btu/h | 1354.5544 | 848026.0159 | 0 | 0 | 306.054 | 192817.7201 | 284.1715 | 178582.2399 | 269.4725 | 168811.5182 | 254.7354 | 158884.5144 | 240.1209 | 148930.0232 | 0 | 0 | 188 | 2012Any | AnyMontana West | Montana West | 2012 | 848026.0159 | Any | NA | 492.981 | NA | 0.035374 | 0.035374 | PTAC Standard Size - 9,000 Btu/h | 1354.5544 | 848026.0159 | 0 | 0 | 306.054 | 192817.7201 | 284.1715 | 178582.2399 | 269.4725 | 168811.5182 | 254.7354 | 158884.5144 | 240.1209 | 148930.0232 | 0 | 0
| 189 | 2013Any | AnyMontana West | Montana West | 2013 | 869122.1279 | Any | NA | 502.559 | NA | 0.035443 | 0.035443 | PTAC Standard Size - 9,000 Btu/h | 1388.2513 | 869122.1279 | 0 | 0 | 313.6676 | 197614.394 | 291.2407 | 183024.7816 | 276.1761 | 173010.9963 | 261.0724 | 162837.0411 | 246.0944 | 152634.9148 | 0 | 0 | 189 | 2013Any | AnyMontana West | Montana West | 2013 | 868792.408 | Any | NA | 502.559 | NA | 0.035443 | 0.035443 | PTAC Standard Size - 9,000 Btu/h | 1388.2513 | 868792.408 | 0 | 0 | 288.4237 | 181710.3756 | 267.8017 | 168294.9361 | 253.9495 | 159087.0608 | 331.9821 | 207065.1207 | 246.0944 | 152634.9148 | 0 | 0
| 190 | 2014Any | AnyMontana West | Montana West | 2014 | 883953.8576 | Any | NA | 511.9622 | NA | 0.035526 | 0.035526 | PTAC Standard Size - 9,000 Btu/h | 1411.942 | 883953.8576 | 0 | 0 | 319.0204 | 200986.7202 | 296.2108 | 186148.1334 | 280.8891 | 175963.461 | 265.5277 | 165615.8853 | 250.294 | 155239.6578 | 0 | 0 | 190 | 2014Any | AnyMontana West | Montana West | 2014 | 883293.9751 | Any | NA | 511.9622 | NA | 0.035526 | 0.035526 | PTAC Standard Size - 9,000 Btu/h | 1411.942 | 883293.9751 | 0 | 0 | 268.4986 | 169157.3297 | 249.3012 | 156668.6652 | 236.4059 | 148096.895 | 407.4423 | 254131.4274 | 250.294 | 155239.6578 | 0 | 0
| 191 | 2015Any | AnyMontana West | Montana West | 2015 | 885820.2788 | Any | NA | 517.8556 | NA | 0.035361 | 0.035361 | PTAC Standard Size - 9,000 Btu/h | 1414.9233 | 885820.2788 | 0 | 0 | 319.694 | 201411.0928 | 296.8362 | 186541.1752 | 281.4822 | 176334.9984 | 266.0883 | 165965.5744 | 250.8225 | 155567.438 | 0 | 0 | 191 | 2015Any | AnyMontana West | Montana West | 2015 | 884843.6157 | Any | NA | 517.8556 | NA | 0.035361 | 0.035361 | PTAC Standard Size - 9,000 Btu/h | 1414.9233 | 884843.6157 | 0 | 0 | 244.9188 | 154301.8127 | 227.4074 | 142909.9116 | 215.6446 | 135090.9203 | 476.13 | 296973.5329 | 250.8225 | 155567.438 | 0 | 0
| 192 | 2016Any | AnyMontana West | Montana West | 2016 | 892965.8489 | Any | NA | 525.2609 | NA | 0.035299 | 0.035299 | PTAC Standard Size - 9,000 Btu/h | 1426.3369 | 892965.8489 | 0 | 0 | 322.2729 | 203035.7983 | 299.2307 | 188045.9308 | 283.7528 | 177757.4247 | 268.2347 | 167304.3546 | 252.8458 | 156822.3405 | 0 | 0 | 192 | 2016Any | AnyMontana West | Montana West | 2016 | 891673.0057 | Any | NA | 525.2609 | NA | 0.035299 | 0.035299 | PTAC Standard Size - 9,000 Btu/h | 1426.3369 | 891673.0057 | 0 | 0 | 223.2903 | 140675.5947 | 207.3253 | 130289.6995 | 196.6013 | 123161.1944 | 546.2742 | 340724.1766 | 252.8458 | 156822.3405 | 0 | 0
| 193 | 2017Any | AnyMontana West | Montana West | 2017 | 904755.0795 | Any | NA | 533.9435 | NA | 0.035323 | 0.035323 | PTAC Standard Size - 9,000 Btu/h | 1445.1679 | 904755.0795 | 0 | 0 | 326.5276 | 205716.3441 | 303.1812 | 190528.5754 | 287.499 | 180104.237 | 271.7761 | 169513.162 | 256.1839 | 158892.7609 | 0 | 0 | 193 | 2017Any | AnyMontana West | Montana West | 2017 | 903142.0293 | Any | NA | 533.9435 | NA | 0.035323 | 0.035323 | PTAC Standard Size - 9,000 Btu/h | 1445.1679 | 903142.0293 | 0 | 0 | 203.0294 | 127910.9773 | 188.513 | 118467.477 | 178.7621 | 111985.7981 | 618.6794 | 385885.016 | 256.1839 | 158892.7609 | 0 | 0
| 194 | 2018Any | AnyMontana West | Montana West | 2018 | 917641.7167 | Any | NA | 542.8433 | NA | 0.035361 | 0.035361 | PTAC Standard Size - 9,000 Btu/h | 1465.7517 | 917641.7167 | 0 | 0 | 331.1784 | 208646.4099 | 307.4995 | 193242.3182 | 291.5939 | 182669.5036 | 275.647 | 171927.5774 | 259.8328 | 161155.9075 | 0 | 0 | 194 | 2018Any | AnyMontana West | Montana West | 2018 | 915707.4802 | Any | NA | 542.8433 | NA | 0.035361 | 0.035361 | PTAC Standard Size - 9,000 Btu/h | 1465.7517 | 915707.4802 | 0 | 0 | 183.0896 | 115348.6436 | 169.9989 | 106832.6041 | 161.2056 | 100987.5007 | 691.6249 | 431382.8243 | 259.8328 | 161155.9075 | 0 | 0
| 195 | 2019Any | AnyMontana West | Montana West | 2019 | 927172.5816 | Any | NA | 550.6164 | NA | 0.035323 | 0.035323 | PTAC Standard Size - 9,000 Btu/h | 1480.9754 | 927172.5816 | 0 | 0 | 334.6181 | 210813.4657 | 310.6933 | 195249.3831 | 294.6225 | 184566.7565 | 278.51 | 173713.2619 | 262.5315 | 162829.7146 | 0 | 0 | 195 | 2019Any | AnyMontana West | Montana West | 2019 | 924925.9232 | Any | NA | 550.6164 | NA | 0.035323 | 0.035323 | PTAC Standard Size - 9,000 Btu/h | 1480.9754 | 924925.9232 | 0 | 0 | 162.6097 | 102446.049 | 150.9832 | 94882.5911 | 143.1735 | 89691.3056 | 761.6775 | 475076.263 | 262.5315 | 162829.7146 | 0 | 0
| 196 | 2020Any | AnyMontana West | Montana West | 2020 | 935759.0914 | Any | NA | 557.9763 | NA | 0.035257 | 0.035257 | PTAC Standard Size - 9,000 Btu/h | 1494.6907 | 935759.0914 | 0 | 0 | 337.717 | 212765.8011 | 313.5706 | 197057.5801 | 297.351 | 186276.0221 | 281.0892 | 175322.0137 | 264.9628 | 164337.6743 | 0 | 0 | 196 | 2020Any | AnyMontana West | Montana West | 2020 | 933205.6003 | Any | NA | 557.9763 | NA | 0.035257 | 0.035257 | PTAC Standard Size - 9,000 Btu/h | 1494.6907 | 933205.6003 | 0 | 0 | 142.2169 | 89598.3292 | 132.0485 | 82983.4017 | 125.2182 | 78443.1533 | 830.2443 | 517843.0418 | 264.9628 | 164337.6743 | 0 | 0
| 197 | 2021Any | AnyMontana West | Montana West | 2021 | 942487.6153 | Any | NA | 564.6775 | NA | 0.035147 | 0.035147 | PTAC Standard Size - 9,000 Btu/h | 1505.4382 | 942487.6153 | 0 | 0 | 340.1454 | 214295.6818 | 315.8253 | 198474.5117 | 299.4891 | 187615.4295 | 283.1104 | 176582.657 | 266.868 | 165519.3353 | 0 | 0 | 197 | 2021Any | AnyMontana West | Montana West | 2021 | 939636.8656 | Any | NA | 564.6775 | NA | 0.035147 | 0.035147 | PTAC Standard Size - 9,000 Btu/h | 1505.4382 | 939636.8656 | 0 | 0 | 121.8865 | 76789.9637 | 113.1717 | 71120.6611 | 107.3179 | 67229.4556 | 896.1941 | 558977.4499 | 266.868 | 165519.3353 | 0 | 0
| 198 | 2022Any | AnyMontana West | Montana West | 2022 | 950421.0012 | Any | NA | 571.6802 | NA | 0.035049 | 0.035049 | PTAC Standard Size - 9,000 Btu/h | 1518.1102 | 950421.0012 | 0 | 0 | 343.0085 | 216099.5149 | 318.4838 | 200145.1702 | 302.01 | 189194.6817 | 285.4935 | 178069.0408 | 269.1144 | 166912.5936 | 0 | 0 | 198 | 2022Any | AnyMontana West | Montana West | 2022 | 947274.2783 | Any | NA | 571.6802 | NA | 0.035049 | 0.035049 | PTAC Standard Size - 9,000 Btu/h | 1518.1102 | 947274.2783 | 0 | 0 | 102.0894 | 64317.5495 | 94.7901 | 59569.0689 | 89.887 | 56309.8826 | 962.2293 | 600165.1837 | 269.1144 | 166912.5936 | 0 | 0
| 199 | 2023Any | AnyMontana West | Montana West | 2023 | 961235.2317 | Any | NA | 579.5411 | NA | 0.034993 | 0.034993 | PTAC Standard Size - 9,000 Btu/h | 1535.3838 | 961235.2317 | 0 | 0 | 346.9114 | 218558.3725 | 322.1076 | 202422.4936 | 305.4464 | 191347.4065 | 288.7419 | 180095.1741 | 272.1765 | 168811.7849 | 0 | 0 | 199 | 2023Any | AnyMontana West | Montana West | 2023 | 957787.1098 | Any | NA | 579.5411 | NA | 0.034993 | 0.034993 | PTAC Standard Size - 9,000 Btu/h | 1535.3838 | 957787.1098 | 0 | 0 | 82.9166 | 52238.4454 | 76.9881 | 48381.7492 | 73.0059 | 45734.6517 | 1030.2968 | 642620.4786 | 272.1765 | 168811.7849 | 0 | 0
| 200 | 2024Any | AnyMontana West | Montana West | 2024 | 969190.4628 | Any | NA | 586.5037 | NA | 0.034875 | 0.034875 | PTAC Standard Size - 9,000 Btu/h | 1548.0907 | 969190.4628 | 0 | 0 | 349.7825 | 220367.1726 | 324.7734 | 204097.7523 | 307.9743 | 192931.0073 | 291.1316 | 181585.6508 | 274.429 | 170208.8797 | 0 | 0 | 200 | 2024Any | AnyMontana West | Montana West | 2024 | 965455.7098 | Any | NA | 586.5037 | NA | 0.034875 | 0.034875 | PTAC Standard Size - 9,000 Btu/h | 1548.0907 | 965455.7098 | 0 | 0 | 63.8426 | 40221.6113 | 59.2779 | 37252.1023 | 56.2117 | 35213.9381 | 1094.3294 | 682559.1783 | 274.429 | 170208.8797 | 0 | 0
| 201 | 2025Any | AnyMontana West | Montana West | 2025 | 980065.8366 | Any | NA | 594.3064 | NA | 0.0348 | 0.0348 | PTAC Standard Size - 9,000 Btu/h | 1565.462 | 980065.8366 | 0 | 0 | 353.7074 | 222839.9326 | 328.4177 | 206387.9517 | 311.4301 | 195095.9036 | 294.3984 | 183623.2398 | 277.5084 | 172118.8089 | 0 | 0 | 201 | 2025Any | AnyMontana West | Montana West | 2025 | 976038.0629 | Any | NA | 594.3064 | NA | 0.0348 | 0.0348 | PTAC Standard Size - 9,000 Btu/h | 1565.462 | 976038.0629 | 0 | 0 | 45.3333 | 28560.5431 | 42.092 | 26451.9555 | 39.9148 | 25004.6968 | 1160.6134 | 723902.0586 | 277.5084 | 172118.8089 | 0 | 0
| 202 | 2026Any | AnyMontana West | Montana West | 2026 | 987677.0972 | Any | NA | 601.1048 | NA | 0.034659 | 0.034659 | PTAC Standard Size - 9,000 Btu/h | 1577.6195 | 987677.0972 | 0 | 0 | 356.4543 | 224570.5233 | 330.9682 | 207990.7751 | 313.8487 | 196611.0322 | 296.6847 | 185049.2709 | 279.6635 | 173455.4958 | 0 | 0 | 202 | 2026Any | AnyMontana West | Montana West | 2026 | 983374.9662 | Any | NA | 601.1048 | NA | 0.034659 | 0.034659 | PTAC Standard Size - 9,000 Btu/h | 1577.6195 | 983374.9662 | 0 | 0 | 27.0749 | 17057.522 | 25.1391 | 15798.1875 | 23.8388 | 14933.8255 | 1221.9032 | 762129.9354 | 279.6635 | 173455.4958 | 0 | 0
| 203 | 2027Any | AnyMontana West | Montana West | 2027 | 994161.2205 | Any | NA | 607.5911 | NA | 0.034494 | 0.034494 | PTAC Standard Size - 9,000 Btu/h | 1587.9766 | 994161.2205 | 0 | 0 | 358.7945 | 226044.834 | 333.141 | 209356.2394 | 315.9091 | 197901.7882 | 298.6324 | 186264.1237 | 281.4995 | 174594.2352 | 0 | 0 | 203 | 2027Any | AnyMontana West | Montana West | 2027 | 989596.1665 | Any | NA | 607.5911 | NA | 0.034494 | 0.034494 | PTAC Standard Size - 9,000 Btu/h | 1587.9766 | 989596.1665 | 0 | 0 | 9.2852 | 5849.7627 | 8.6213 | 5417.8823 | 8.1753 | 5121.4552 | 1280.3952 | 798612.8311 | 281.4995 | 174594.2352 | 0 | 0
| 204 | 2028Any | AnyMontana West | Montana West | 2028 | 1000530.802 | Any | NA | 614.1126 | NA | 0.034326 | 0.034326 | PTAC Standard Size - 9,000 Btu/h | 1598.1507 | 1000530.802 | 0 | 0 | 361.0933 | 227493.1011 | 335.2755 | 210697.5828 | 317.9331 | 199169.7431 | 300.5458 | 187457.5162 | 283.3031 | 175712.8588 | 0 | 0 | 204 | 2028Any | AnyMontana West | Montana West | 2028 | 995710.1885 | Any | NA | 614.1126 | NA | 0.034326 | 0.034326 | PTAC Standard Size - 9,000 Btu/h | 1598.1507 | 995710.1885 | 0 | 0 | -7.9822 | -5028.8616 | -7.4115 | -4657.5874 | -7.0281 | -4402.758 | 1337.2693 | 834086.5368 | 283.3031 | 175712.8588 | 0 | 0
| 205 | 2029Any | AnyMontana West | Montana West | 2029 | 1006894.3095 | Any | NA | 620.7361 | NA | 0.034157 | 0.034157 | PTAC Standard Size - 9,000 Btu/h | 1608.3152 | 1006894.3095 | 0 | 0 | 363.3899 | 228939.9871 | 337.4079 | 212037.6472 | 319.9552 | 200436.4888 | 302.4573 | 188649.7706 | 285.1049 | 176830.4157 | 0 | 0 | 205 | 2029Any | AnyMontana West | Montana West | 2029 | 1002189.2107 | Any | NA | 620.7361 | NA | 0.034157 | 0.034157 | PTAC Standard Size - 9,000 Btu/h | 1608.3152 | 1002189.2107 | 0 | 0 | 0 | 0 | 0 | 0 | 0 | 0 | 1335.0156 | 832680.8405 | 273.2996 | 169508.3702 | 0 | 0
| 206 | 2030Any | AnyMontana West | Montana West | 2030 | 1012660.8528 | Any | NA | 627.3222 | NA | 0.033981 | 0.033981 | PTAC Standard Size - 9,000 Btu/h | 1617.5261 | 1012660.8528 | 0 | 0 | 365.471 | 230251.14 | 339.3402 | 213251.9994 | 321.7876 | 201584.4005 | 304.1895 | 189730.179 | 286.7378 | 177843.1339 | 0 | 0 | 206 | 2030Any | AnyMontana West | Montana West | 2030 | 1007953.8531 | Any | NA | 627.3222 | NA | 0.033981 | 0.033981 | PTAC Standard Size - 9,000 Btu/h | 1617.5261 | 1007953.8531 | 0 | 0 | 0 | 0 | 0 | 0 | 0 | 0 | 1349.8285 | 841919.9848 | 267.6976 | 166033.8683 | 0 | 0
| 207 | 2031Any | AnyMontana West | Montana West | 2031 | 1016519.4951 | Any | NA | 633.4744 | NA | 0.033776 | 0.033776 | PTAC Standard Size - 9,000 Btu/h | 1623.6895 | 1016519.4951 | 0 | 0 | 366.8636 | 231128.4888 | 340.6332 | 214064.5746 | 323.0138 | 202352.5176 | 305.3486 | 190453.1268 | 287.8303 | 178520.7873 | 0 | 0 | 207 | 2031Any | AnyMontana West | Montana West | 2031 | 1011817.4388 | Any | NA | 633.4744 | NA | 0.033776 | 0.033776 | PTAC Standard Size - 9,000 Btu/h | 1623.6895 | 1011817.4388 | 0 | 0 | 0 | 0 | 0 | 0 | 0 | 0 | 1361.519 | 849211.6608 | 262.1705 | 162605.778 | 0 | 0
| 208 | 2032Any | AnyMontana West | Montana West | 2032 | 1021726.5896 | Any | NA | 640.0856 | NA | 0.033591 | 0.033591 | PTAC Standard Size - 9,000 Btu/h | 1632.0068 | 1021726.5896 | 0 | 0 | 368.7428 | 232312.4385 | 342.3781 | 215161.1148 | 324.6684 | 203389.063 | 306.9127 | 191428.7179 | 289.3048 | 179435.2554 | 0 | 0 | 208 | 2032Any | AnyMontana West | Montana West | 2032 | 1017021.4115 | Any | NA | 640.0856 | NA | 0.033591 | 0.033591 | PTAC Standard Size - 9,000 Btu/h | 1632.0068 | 1017021.4115 | 0 | 0 | 0 | 0 | 0 | 0 | 0 | 0 | 1374.4927 | 857303.6301 | 257.5141 | 159717.7814 | 0 | 0
| 209 | 2033Any | AnyMontana West | Montana West | 2033 | 1028160.1179 | Any | NA | 647.0834 | NA | 0.033423 | 0.033423 | PTAC Standard Size - 9,000 Btu/h | 1642.2831 | 1028160.1179 | 0 | 0 | 371.0647 | 233775.2453 | 344.534 | 216515.9245 | 326.7127 | 204669.7474 | 308.8452 | 192634.0914 | 291.1264 | 180565.1093 | 0 | 0 | 209 | 2033Any | AnyMontana West | Montana West | 2033 | 1023444.5853 | Any | NA | 647.0834 | NA | 0.033423 | 0.033423 | PTAC Standard Size - 9,000 Btu/h | 1642.2831 | 1023444.5853 | 0 | 0 | 0 | 0 | 0 | 0 | 0 | 0 | 1388.6627 | 866141.791 | 253.6204 | 157302.7943 | 0 | 0
| 210 | 2034Any | AnyMontana West | Montana West | 2034 | 1035442.4605 | Any | NA | 654.3371 | NA | 0.033267 | 0.033267 | PTAC Standard Size - 9,000 Btu/h | 1653.9152 | 1035442.4605 | 0 | 0 | 373.6929 | 235431.0491 | 346.9743 | 218049.4825 | 329.0268 | 206119.4002 | 311.0328 | 193998.497 | 293.1884 | 181844.0317 | 0 | 0 | 210 | 2034Any | AnyMontana West | Montana West | 2034 | 1030711.2922 | Any | NA | 654.3371 | NA | 0.033267 | 0.033267 | PTAC Standard Size - 9,000 Btu/h | 1653.9152 | 1030711.2922 | 0 | 0 | 0 | 0 | 0 | 0 | 0 | 0 | 1403.5819 | 875447.2493 | 250.3333 | 155264.0429 | 0 | 0
| 211 | 2005Any | AnyMontana West | Montana West | 2005 | 1401927.6965 | Any | NA | 427.2424 | NA | 0.034767 | 0.034767 | PTAC Standard Size - 12,000 Btu/h | 1657.2935 | 1401927.6965 | 0 | 0 | 378.0499 | 321518.0063 | 349.4159 | 296518.0612 | 329.8047 | 279111.7136 | 309.9667 | 261355.0268 | 290.0562 | 243424.8887 | 0 | 0 | 211 | 2005Any | AnyMontana West | Montana West | 2005 | 1401927.6965 | Any | NA | 427.2424 | NA | 0.034767 | 0.034767 | PTAC Standard Size - 12,000 Btu/h | 1657.2935 | 1401927.6965 | 0 | 0 | 378.0499 | 321518.0063 | 349.4159 | 296518.0612 | 329.8047 | 279111.7136 | 309.9667 | 261355.0268 | 290.0562 | 243424.8887 | 0 | 0
| 212 | 2006Any | AnyMontana West | Montana West | 2006 | 1445363.313 | Any | NA | 437.0258 | NA | 0.034893 | 0.034893 | PTAC Standard Size - 12,000 Btu/h | 1708.641 | 1445363.313 | 0 | 0 | 389.7629 | 331479.5277 | 360.2418 | 305705.0149 | 340.023 | 287759.3702 | 319.5703 | 269452.5319 | 299.043 | 250966.8683 | 0 | 0 | 212 | 2006Any | AnyMontana West | Montana West | 2006 | 1445363.313 | Any | NA | 437.0258 | NA | 0.034893 | 0.034893 | PTAC Standard Size - 12,000 Btu/h | 1708.641 | 1445363.313 | 0 | 0 | 389.7629 | 331479.5277 | 360.2418 | 305705.0149 | 340.023 | 287759.3702 | 319.5703 | 269452.5319 | 299.043 | 250966.8683 | 0 | 0
| 213 | 2007Any | AnyMontana West | Montana West | 2007 | 1467647.2411 | Any | NA | 444.1987 | NA | 0.03481 | 0.03481 | PTAC Standard Size - 12,000 Btu/h | 1734.984 | 1467647.2411 | 0 | 0 | 395.7721 | 336590.1223 | 365.7958 | 310418.2303 | 345.2653 | 292195.9081 | 324.4973 | 273606.8236 | 303.6535 | 254836.1568 | 0 | 0 | 213 | 2007Any | AnyMontana West | Montana West | 2007 | 1467647.2411 | Any | NA | 444.1987 | NA | 0.03481 | 0.03481 | PTAC Standard Size - 12,000 Btu/h | 1734.984 | 1467647.2411 | 0 | 0 | 395.7721 | 336590.1223 | 365.7958 | 310418.2303 | 345.2653 | 292195.9081 | 324.4973 | 273606.8236 | 303.6535 | 254836.1568 | 0 | 0
| 214 | 2008Any | AnyMontana West | Montana West | 2008 | 1495920.8694 | Any | NA | 452.0369 | NA | 0.034782 | 0.034782 | PTAC Standard Size - 12,000 Btu/h | 1768.4078 | 1495920.8694 | 0 | 0 | 403.3965 | 343074.3944 | 372.8427 | 316398.3114 | 351.9167 | 297824.9436 | 330.7486 | 278877.748 | 309.5032 | 259745.4719 | 0 | 0 | 214 | 2008Any | AnyMontana West | Montana West | 2008 | 1495920.8694 | Any | NA | 452.0369 | NA | 0.034782 | 0.034782 | PTAC Standard Size - 12,000 Btu/h | 1768.4078 | 1495920.8694 | 0 | 0 | 403.3965 | 343074.3944 | 372.8427 | 316398.3114 | 351.9167 | 297824.9436 | 330.7486 | 278877.748 | 309.5032 | 259745.4719 | 0 | 0
| 215 | 2009Any | AnyMontana West | Montana West | 2009 | 1531002.5339 | Any | NA | 460.6184 | NA | 0.034811 | 0.034811 | PTAC Standard Size - 12,000 Btu/h | 1809.8797 | 1531002.5339 | 0 | 0 | 412.8568 | 351120.0211 | 381.5864 | 323818.3426 | 360.1697 | 304809.4005 | 338.5052 | 285417.8637 | 316.7616 | 265836.9061 | 0 | 0 | 215 | 2009Any | AnyMontana West | Montana West | 2009 | 1531002.5339 | Any | NA | 460.6184 | NA | 0.034811 | 0.034811 | PTAC Standard Size - 12,000 Btu/h | 1809.8797 | 1531002.5339 | 0 | 0 | 412.8568 | 351120.0211 | 381.5864 | 323818.3426 | 360.1697 | 304809.4005 | 338.5052 | 285417.8637 | 316.7616 | 265836.9061 | 0 | 0
| 216 | 2010Any | AnyMontana West | Montana West | 2010 | 1588341.1291 | Any | NA | 472.3541 | NA | 0.035075 | 0.035075 | PTAC Standard Size - 12,000 Btu/h | 1877.6627 | 1588341.1291 | 0 | 0 | 428.319 | 364270.0507 | 395.8775 | 335945.8789 | 373.6587 | 316225.0203 | 351.1828 | 296107.2381 | 328.6248 | 275792.941 | 0 | 0 | 216 | 2010Any | AnyMontana West | Montana West | 2010 | 1588341.1291 | Any | NA | 472.3541 | NA | 0.035075 | 0.035075 | PTAC Standard Size - 12,000 Btu/h | 1877.6627 | 1588341.1291 | 0 | 0 | 428.319 | 364270.0507 | 395.8775 | 335945.8789 | 373.6587 | 316225.0203 | 351.1828 | 296107.2381 | 328.6248 | 275792.941 | 0 | 0
| 217 | 2011Any | AnyMontana West | Montana West | 2011 | 1640574.8775 | Any | NA | 483.1114 | NA | 0.035259 | 0.035259 | PTAC Standard Size - 12,000 Btu/h | 1939.411 | 1640574.8775 | 0 | 0 | 442.4045 | 376249.3352 | 408.8962 | 346993.7025 | 385.9467 | 326624.3091 | 362.7317 | 305844.9391 | 339.4319 | 284862.5916 | 0 | 0 | 217 | 2011Any | AnyMontana West | Montana West | 2011 | 1640574.8775 | Any | NA | 483.1114 | NA | 0.035259 | 0.035259 | PTAC Standard Size - 12,000 Btu/h | 1939.411 | 1640574.8775 | 0 | 0 | 442.4045 | 376249.3352 | 408.8962 | 346993.7025 | 385.9467 | 326624.3091 | 362.7317 | 305844.9391 | 339.4319 | 284862.5916 | 0 | 0
| 218 | 2012Any | AnyMontana West | Montana West | 2012 | 1686764.3592 | Any | NA | 492.981 | NA | 0.035374 | 0.035374 | PTAC Standard Size - 12,000 Btu/h | 1994.0141 | 1686764.3592 | 0 | 0 | 454.8602 | 386842.4279 | 420.4085 | 356763.1189 | 396.8128 | 335820.2366 | 372.9442 | 314455.8349 | 348.9884 | 292882.7409 | 0 | 0 | 218 | 2012Any | AnyMontana West | Montana West | 2012 | 1686764.3592 | Any | NA | 492.981 | NA | 0.035374 | 0.035374 | PTAC Standard Size - 12,000 Btu/h | 1994.0141 | 1686764.3592 | 0 | 0 | 454.8602 | 386842.4279 | 420.4085 | 356763.1189 | 396.8128 | 335820.2366 | 372.9442 | 314455.8349 | 348.9884 | 292882.7409 | 0 | 0
| 219 | 2013Any | AnyMontana West | Montana West | 2013 | 1728725.5365 | Any | NA | 502.559 | NA | 0.035443 | 0.035443 | PTAC Standard Size - 12,000 Btu/h | 2043.6186 | 1728725.5365 | 0 | 0 | 466.1756 | 396465.8015 | 430.8668 | 365638.2178 | 406.6842 | 344174.3451 | 382.2218 | 322278.467 | 357.6701 | 300168.7051 | 0 | 0 | 219 | 2013Any | AnyMontana West | Montana West | 2013 | 1728655.9889 | Any | NA | 502.559 | NA | 0.035443 | 0.035443 | PTAC Standard Size - 12,000 Btu/h | 2043.6186 | 1728655.9889 | 0 | 0 | 428.6578 | 364558.2097 | 468.3847 | 397476.2621 | 406.6842 | 344174.3451 | 382.2218 | 322278.467 | 357.6701 | 300168.7051 | 0 | 0
| 220 | 2014Any | AnyMontana West | Montana West | 2014 | 1758226.5571 | Any | NA | 511.9622 | NA | 0.035526 | 0.035526 | PTAC Standard Size - 12,000 Btu/h | 2078.4933 | 1758226.5571 | 0 | 0 | 474.131 | 403231.5637 | 438.2197 | 371877.9016 | 413.6244 | 350047.7438 | 388.7445 | 327778.2086 | 363.7738 | 305291.1395 | 0 | 0 | 220 | 2014Any | AnyMontana West | Montana West | 2014 | 1758087.3687 | Any | NA | 511.9622 | NA | 0.035526 | 0.035526 | PTAC Standard Size - 12,000 Btu/h | 2078.4933 | 1758087.3687 | 0 | 0 | 399.0449 | 339373.5393 | 513.3057 | 435596.7376 | 413.6244 | 350047.7438 | 388.7445 | 327778.2086 | 363.7738 | 305291.1395 | 0 | 0
| 221 | 2015Any | AnyMontana West | Montana West | 2015 | 1761938.9582 | Any | NA | 517.8556 | NA | 0.035361 | 0.035361 | PTAC Standard Size - 12,000 Btu/h | 2082.882 | 1761938.9582 | 0 | 0 | 475.1321 | 404082.9655 | 439.1449 | 372663.1018 | 414.4977 | 350786.8509 | 389.5653 | 328470.2947 | 364.5419 | 305935.7453 | 0 | 0 | 221 | 2015Any | AnyMontana West | Montana West | 2015 | 1761732.9516 | Any | NA | 517.8556 | NA | 0.035361 | 0.035361 | PTAC Standard Size - 12,000 Btu/h | 2082.882 | 1761732.9516 | 0 | 0 | 364.0005 | 309569.5138 | 550.2765 | 466970.5469 | 414.4977 | 350786.8509 | 389.5653 | 328470.2947 | 364.5419 | 305935.7453 | 0 | 0
| 222 | 2016Any | AnyMontana West | Montana West | 2016 | 1776151.8393 | Any | NA | 525.2609 | NA | 0.035299 | 0.035299 | PTAC Standard Size - 12,000 Btu/h | 2099.6838 | 1776151.8393 | 0 | 0 | 478.9648 | 407342.5467 | 442.6873 | 375669.2311 | 417.8413 | 353616.5129 | 392.7078 | 331119.9377 | 367.4825 | 308403.6108 | 0 | 0 | 222 | 2016Any | AnyMontana West | Montana West | 2016 | 1775879.1411 | Any | NA | 525.2609 | NA | 0.035299 | 0.035299 | PTAC Standard Size - 12,000 Btu/h | 2099.6838 | 1775879.1411 | 0 | 0 | 331.8561 | 282231.7812 | 589.7961 | 500507.2985 | 417.8413 | 353616.5129 | 392.7078 | 331119.9377 | 367.4825 | 308403.6108 | 0 | 0
| 223 | 2017Any | AnyMontana West | Montana West | 2017 | 1799601.1836 | Any | NA | 533.9435 | NA | 0.035323 | 0.035323 | PTAC Standard Size - 12,000 Btu/h | 2127.4045 | 1799601.1836 | 0 | 0 | 485.2883 | 412720.4178 | 448.5319 | 380628.9406 | 423.3578 | 358285.0751 | 397.8925 | 335491.4926 | 372.3341 | 312475.2573 | 0 | 0 | 223 | 2017Any | AnyMontana West | Montana West | 2017 | 1799260.9444 | Any | NA | 533.9435 | NA | 0.035323 | 0.035323 | PTAC Standard Size - 12,000 Btu/h | 2127.4045 | 1799260.9444 | 0 | 0 | 301.7441 | 256622.6432 | 632.076 | 536386.4761 | 423.3578 | 358285.0751 | 397.8925 | 335491.4926 | 372.3341 | 312475.2573 | 0 | 0
| 224 | 2018Any | AnyMontana West | Montana West | 2018 | 1825233.3222 | Any | NA | 542.8433 | NA | 0.035361 | 0.035361 | PTAC Standard Size - 12,000 Btu/h | 2157.7056 | 1825233.3222 | 0 | 0 | 492.2003 | 418598.8908 | 454.9204 | 386050.3272 | 429.3878 | 363388.2129 | 403.5597 | 340269.9761 | 377.6374 | 316925.9152 | 0 | 0 | 224 | 2018Any | AnyMontana West | Montana West | 2018 | 1824825.3355 | Any | NA | 542.8433 | NA | 0.035361 | 0.035361 | PTAC Standard Size - 12,000 Btu/h | 2157.7056 | 1824825.3355 | 0 | 0 | 272.1094 | 231419.3391 | 675.0114 | 572821.8923 | 429.3878 | 363388.2129 | 403.5597 | 340269.9761 | 377.6374 | 316925.9152 | 0 | 0
| 225 | 2019Any | AnyMontana West | Montana West | 2019 | 1844190.669 | Any | NA | 550.6164 | NA | 0.035323 | 0.035323 | PTAC Standard Size - 12,000 Btu/h | 2180.1161 | 1844190.669 | 0 | 0 | 497.3125 | 422946.5675 | 459.6453 | 390059.9461 | 433.8475 | 367162.4571 | 407.7512 | 343804.1083 | 381.5596 | 320217.59 | 0 | 0 | 225 | 2019Any | AnyMontana West | Montana West | 2019 | 1843716.7835 | Any | NA | 550.6164 | NA | 0.035323 | 0.035323 | PTAC Standard Size - 12,000 Btu/h | 2180.1161 | 1843716.7835 | 0 | 0 | 241.6719 | 205533.3829 | 715.2859 | 606999.2451 | 433.8475 | 367162.4571 | 407.7512 | 343804.1083 | 381.5596 | 320217.59 | 0 | 0
| 226 | 2020Any | AnyMontana West | Montana West | 2020 | 1861269.6482 | Any | NA | 557.9763 | NA | 0.035257 | 0.035257 | PTAC Standard Size - 12,000 Btu/h | 2200.3061 | 1861269.6482 | 0 | 0 | 501.9181 | 426863.4595 | 463.9021 | 393672.2763 | 437.8653 | 370562.7346 | 411.5274 | 346988.065 | 385.0932 | 323183.1128 | 0 | 0 | 226 | 2020Any | AnyMontana West | Montana West | 2020 | 1860731.0427 | Any | NA | 557.9763 | NA | 0.035257 | 0.035257 | PTAC Standard Size - 12,000 Btu/h | 2200.3061 | 1860731.0427 | 0 | 0 | 211.3639 | 179757.5201 | 754.4562 | 640239.6102 | 437.8653 | 370562.7346 | 411.5274 | 346988.065 | 385.0932 | 323183.1128 | 0 | 0
| 227 | 2021Any | AnyMontana West | Montana West | 2021 | 1874653.0044 | Any | NA | 564.6775 | NA | 0.035147 | 0.035147 | PTAC Standard Size - 12,000 Btu/h | 2216.1273 | 1874653.0044 | 0 | 0 | 505.5271 | 429932.7975 | 467.2377 | 396502.955 | 441.0138 | 373227.2454 | 414.4864 | 349483.0635 | 387.8622 | 325506.9431 | 0 | 0 | 227 | 2021Any | AnyMontana West | Montana West | 2021 | 1874051.6985 | Any | NA | 564.6775 | NA | 0.035147 | 0.035147 | PTAC Standard Size - 12,000 Btu/h | 2216.1273 | 1874051.6985 | 0 | 0 | 181.1488 | 154060.6122 | 791.616 | 671773.8344 | 441.0138 | 373227.2454 | 414.4864 | 349483.0635 | 387.8622 | 325506.9431 | 0 | 0
| 228 | 2022Any | AnyMontana West | Montana West | 2022 | 1890432.889 | Any | NA | 571.6802 | NA | 0.035049 | 0.035049 | PTAC Standard Size - 12,000 Btu/h | 2234.7815 | 1890432.889 | 0 | 0 | 509.7823 | 433551.7552 | 471.1707 | 399840.5171 | 444.726 | 376368.8843 | 417.9754 | 352424.8358 | 391.127 | 328246.8965 | 0 | 0 | 228 | 2022Any | AnyMontana West | Montana West | 2022 | 1889769.1537 | Any | NA | 571.6802 | NA | 0.035049 | 0.035049 | PTAC Standard Size - 12,000 Btu/h | 2234.7815 | 1889769.1537 | 0 | 0 | 151.7262 | 129037.7098 | 829.2269 | 703690.8273 | 444.726 | 376368.8843 | 417.9754 | 352424.8358 | 391.127 | 328246.8965 | 0 | 0
| 229 | 2023Any | AnyMontana West | Montana West | 2023 | 1911942.9113 | Any | NA | 579.5411 | NA | 0.034993 | 0.034993 | PTAC Standard Size - 12,000 Btu/h | 2260.2096 | 1911942.9113 | 0 | 0 | 515.5828 | 438484.8623 | 476.5319 | 404390.0457 | 449.7863 | 380651.3442 | 422.7313 | 356434.8518 | 395.5774 | 331981.8072 | 0 | 0 | 229 | 2023Any | AnyMontana West | Montana West | 2023 | 1911215.6022 | Any | NA | 579.5411 | NA | 0.034993 | 0.034993 | PTAC Standard Size - 12,000 Btu/h | 2260.2096 | 1911215.6022 | 0 | 0 | 123.2314 | 104803.8895 | 868.8833 | 737343.7094 | 449.7863 | 380651.3442 | 422.7313 | 356434.8518 | 395.5774 | 331981.8072 | 0 | 0
| 230 | 2024Any | AnyMontana West | Montana West | 2024 | 1927766.247 | Any | NA | 586.5037 | NA | 0.034875 | 0.034875 | PTAC Standard Size - 12,000 Btu/h | 2278.9153 | 1927766.247 | 0 | 0 | 519.8498 | 442113.7851 | 480.4757 | 407736.798 | 453.5087 | 383801.6339 | 426.2298 | 359384.7246 | 398.8512 | 334729.3054 | 0 | 0 | 230 | 2024Any | AnyMontana West | Montana West | 2024 | 1926978.4791 | Any | NA | 586.5037 | NA | 0.034875 | 0.034875 | PTAC Standard Size - 12,000 Btu/h | 2278.9153 | 1926978.4791 | 0 | 0 | 94.8834 | 80694.9992 | 905.442 | 768367.816 | 453.5087 | 383801.6339 | 426.2298 | 359384.7246 | 398.8512 | 334729.3054 | 0 | 0
| 231 | 2025Any | AnyMontana West | Montana West | 2025 | 1949397.8862 | Any | NA | 594.3064 | NA | 0.0348 | 0.0348 | PTAC Standard Size - 12,000 Btu/h | 2304.4872 | 1949397.8862 | 0 | 0 | 525.6831 | 447074.7838 | 485.8671 | 412312.0495 | 458.5976 | 388108.3067 | 431.0126 | 363417.413 | 403.3268 | 338485.3332 | 0 | 0 | 231 | 2025Any | AnyMontana West | Montana West | 2025 | 1948548.3118 | Any | NA | 594.3064 | NA | 0.0348 | 0.0348 | PTAC Standard Size - 12,000 Btu/h | 2304.4872 | 1948548.3118 | 0 | 0 | 67.3748 | 57299.8675 | 944.1754 | 801237.3913 | 458.5976 | 388108.3067 | 431.0126 | 363417.413 | 403.3268 | 338485.3332 | 0 | 0
| 232 | 2026Any | AnyMontana West | Montana West | 2026 | 1964537.0482 | Any | NA | 601.1048 | NA | 0.034659 | 0.034659 | PTAC Standard Size - 12,000 Btu/h | 2322.384 | 1964537.0482 | 0 | 0 | 529.7656 | 450546.7982 | 489.6404 | 415514.0941 | 462.1591 | 391122.3833 | 434.3598 | 366239.7384 | 406.4591 | 341114.0342 | 0 | 0 | 232 | 2026Any | AnyMontana West | Montana West | 2026 | 1963629.6038 | Any | NA | 601.1048 | NA | 0.034659 | 0.034659 | PTAC Standard Size - 12,000 Btu/h | 2322.384 | 1963629.6038 | 0 | 0 | 40.239 | 34221.8196 | 979.167 | 830931.6283 | 462.1591 | 391122.3833 | 434.3598 | 366239.7384 | 406.4591 | 341114.0342 | 0 | 0
| 233 | 2027Any | AnyMontana West | Montana West | 2027 | 1977434.2798 | Any | NA | 607.5911 | NA | 0.034494 | 0.034494 | PTAC Standard Size - 12,000 Btu/h | 2337.6305 | 1977434.2798 | 0 | 0 | 533.2435 | 453504.6485 | 492.8549 | 418241.9538 | 465.1932 | 393690.1109 | 437.2114 | 368644.1108 | 409.1275 | 343353.4558 | 0 | 0 | 233 | 2027Any | AnyMontana West | Montana West | 2027 | 1976471.3773 | Any | NA | 607.5911 | NA | 0.034494 | 0.034494 | PTAC Standard Size - 12,000 Btu/h | 2337.6305 | 1976471.3773 | 0 | 0 | 13.7997 | 11736.1433 | 1012.2987 | 859047.5565 | 465.1932 | 393690.1109 | 437.2114 | 368644.1108 | 409.1275 | 343353.4558 | 0 | 0
| 234 | 2028Any | AnyMontana West | Montana West | 2028 | 1990103.6825 | Any | NA | 614.1126 | NA | 0.034326 | 0.034326 | PTAC Standard Size - 12,000 Btu/h | 2352.6077 | 1990103.6825 | 0 | 0 | 536.66 | 456410.2485 | 496.0126 | 420921.626 | 468.1737 | 396212.4797 | 440.0126 | 371006.0101 | 411.7487 | 345553.3182 | 0 | 0 | 234 | 2028Any | AnyMontana West | Montana West | 2028 | 1989086.8751 | Any | NA | 614.1126 | NA | 0.034326 | 0.034326 | PTAC Standard Size - 12,000 Btu/h | 2352.6077 | 1989086.8751 | 0 | 0 | -11.8632 | -10089.2026 | 1044.5358 | 886404.2697 | 468.1737 | 396212.4797 | 440.0126 | 371006.0101 | 411.7487 | 345553.3182 | 0 | 0
| 235 | 2029Any | AnyMontana West | Montana West | 2029 | 2002761.0037 | Any | NA | 620.7361 | NA | 0.034157 | 0.034157 | PTAC Standard Size - 12,000 Btu/h | 2367.5706 | 2002761.0037 | 0 | 0 | 540.0732 | 459313.0777 | 499.1673 | 423598.7429 | 471.1513 | 398732.4432 | 442.8112 | 373365.6572 | 414.3675 | 347751.0827 | 0 | 0 | 235 | 2029Any | AnyMontana West | Montana West | 2029 | 2001872.7757 | Any | NA | 620.7361 | NA | 0.034157 | 0.034157 | PTAC Standard Size - 12,000 Btu/h | 2367.5706 | 2001872.7757 | 0 | 0 | 0 | 0 | 1059.5481 | 899143.8498 | 463.9483 | 392636.6206 | 436.0415 | 367657.642 | 408.0327 | 342434.6633 | 0 | 0
| 236 | 2030Any | AnyMontana West | Montana West | 2030 | 2014230.9346 | Any | NA | 627.3222 | NA | 0.033981 | 0.033981 | PTAC Standard Size - 12,000 Btu/h | 2381.1298 | 2014230.9346 | 0 | 0 | 543.1663 | 461943.5909 | 502.0261 | 426024.718 | 473.8496 | 401016.0075 | 445.3472 | 375503.9444 | 416.7406 | 349742.6738 | 0 | 0 | 236 | 2030Any | AnyMontana West | Montana West | 2030 | 2013409.2174 | Any | NA | 627.3222 | NA | 0.033981 | 0.033981 | PTAC Standard Size - 12,000 Btu/h | 2381.1298 | 2013409.2174 | 0 | 0 | 0 | 0 | 1078.4928 | 915220.5346 | 462.0381 | 391020.0259 | 434.2462 | 366143.8928 | 406.3527 | 341024.7641 | 0 | 0
| 237 | 2031Any | AnyMontana West | Montana West | 2031 | 2021905.959 | Any | NA | 633.4744 | NA | 0.033776 | 0.033776 | PTAC Standard Size - 12,000 Btu/h | 2390.2028 | 2021905.959 | 0 | 0 | 545.2359 | 463703.7805 | 503.939 | 427648.0424 | 475.6552 | 402544.0387 | 447.0441 | 376934.7644 | 418.3286 | 351075.333 | 0 | 0 | 237 | 2031Any | AnyMontana West | Montana West | 2031 | 2021148.6361 | Any | NA | 633.4744 | NA | 0.033776 | 0.033776 | PTAC Standard Size - 12,000 Btu/h | 2390.2028 | 2021148.6361 | 0 | 0 | 0 | 0 | 1094.7465 | 929013.6274 | 459.4912 | 388864.5604 | 431.8524 | 364125.555 | 404.1127 | 339144.8933 | 0 | 0
| 238 | 2032Any | AnyMontana West | Montana West | 2032 | 2032263.1193 | Any | NA | 640.0856 | NA | 0.033591 | 0.033591 | PTAC Standard Size - 12,000 Btu/h | 2402.4466 | 2032263.1193 | 0 | 0 | 548.0289 | 466079.0909 | 506.5204 | 429838.6583 | 478.0917 | 404606.06 | 449.3341 | 378865.6029 | 420.4715 | 352873.7072 | 0 | 0 | 238 | 2032Any | AnyMontana West | Montana West | 2032 | 2031565.646 | Any | NA | 640.0856 | NA | 0.033591 | 0.033591 | PTAC Standard Size - 12,000 Btu/h | 2402.4466 | 2031565.646 | 0 | 0 | 0 | 0 | 1111.8158 | 943498.7833 | 457.7796 | 387416.0602 | 430.2438 | 362769.2062 | 402.6074 | 337881.5963 | 0 | 0
| 239 | 2033Any | AnyMontana West | Montana West | 2033 | 2045059.7152 | Any | NA | 647.0834 | NA | 0.033423 | 0.033423 | PTAC Standard Size - 12,000 Btu/h | 2417.5741 | 2045059.7152 | 0 | 0 | 551.4797 | 469013.8614 | 509.7098 | 432545.2328 | 481.1021 | 407153.7518 | 452.1634 | 381251.2142 | 423.119 | 355095.6549 | 0 | 0 | 239 | 2033Any | AnyMontana West | Montana West | 2033 | 2044418.0598 | Any | NA | 647.0834 | NA | 0.033423 | 0.033423 | PTAC Standard Size - 12,000 Btu/h | 2417.5741 | 2044418.0598 | 0 | 0 | 0 | 0 | 1129.6451 | 958628.9213 | 456.8213 | 386605.0558 | 429.3431 | 362009.7968 | 401.7646 | 337174.2858 | 0 | 0
| 240 | 2034Any | AnyMontana West | Montana West | 2034 | 2059544.6433 | Any | NA | 654.3371 | NA | 0.033267 | 0.033267 | PTAC Standard Size - 12,000 Btu/h | 2434.6975 | 2059544.6433 | 0 | 0 | 555.3858 | 472335.8339 | 513.3201 | 435608.9021 | 484.5097 | 410037.5761 | 455.3661 | 383951.5737 | 426.1159 | 357610.7575 | 0 | 0 | 240 | 2034Any | AnyMontana West | Montana West | 2034 | 2058955.3625 | Any | NA | 654.3371 | NA | 0.033267 | 0.033267 | PTAC Standard Size - 12,000 Btu/h | 2434.6975 | 2058955.3625 | 0 | 0 | 0 | 0 | 1147.883 | 974105.8216 | 456.426 | 386270.5036 | 428.9716 | 361696.5283 | 401.4169 | 336882.5089 | 0 | 0
| 241 | 2005Any | AnyMontana West | Montana West | 2005 | 2287688.7337 | Any | NA | 427.2424 | NA | 0.034767 | 0.034767 | PTHP Standard Size - 9,000 Btu/h | 880.08 | 2287688.7337 | 0 | 0 | 197.8931 | 518187.6703 | 180.4428 | 471054.2743 | 174.3332 | 453123.304 | 167.8955 | 433758.5315 | 159.5154 | 411564.9537 | 0 | 0 | 241 | 2005Any | AnyMontana West | Montana West | 2005 | 2287688.7337 | Any | NA | 427.2424 | NA | 0.034767 | 0.034767 | PTHP Standard Size - 9,000 Btu/h | 880.08 | 2287688.7337 | 0 | 0 | 197.8931 | 518187.6703 | 180.4428 | 471054.2743 | 174.3332 | 453123.304 | 167.8955 | 433758.5315 | 159.5154 | 411564.9537 | 0 | 0
| 242 | 2006Any | AnyMontana West | Montana West | 2006 | 2358567.689 | Any | NA | 437.0258 | NA | 0.034893 | 0.034893 | PTHP Standard Size - 9,000 Btu/h | 907.3473 | 2358567.689 | 0 | 0 | 204.0244 | 534242.5645 | 186.0334 | 485648.8449 | 179.7345 | 467162.3233 | 173.0974 | 447197.5764 | 164.4576 | 424316.3798 | 0 | 0 | 242 | 2006Any | AnyMontana West | Montana West | 2006 | 2358567.689 | Any | NA | 437.0258 | NA | 0.034893 | 0.034893 | PTHP Standard Size - 9,000 Btu/h | 907.3473 | 2358567.689 | 0 | 0 | 204.0244 | 534242.5645 | 186.0334 | 485648.8449 | 179.7345 | 467162.3233 | 173.0974 | 447197.5764 | 164.4576 | 424316.3798 | 0 | 0
| 243 | 2007Any | AnyMontana West | Montana West | 2007 | 2394930.9703 | Any | NA | 444.1987 | NA | 0.03481 | 0.03481 | PTHP Standard Size - 9,000 Btu/h | 921.3364 | 2394930.9703 | 0 | 0 | 207.1699 | 542479.2638 | 188.9016 | 493136.3491 | 182.5056 | 474364.8111 | 175.7661 | 454092.2572 | 166.9931 | 430858.2891 | 0 | 0 | 243 | 2007Any | AnyMontana West | Montana West | 2007 | 2394930.9703 | Any | NA | 444.1987 | NA | 0.03481 | 0.03481 | PTHP Standard Size - 9,000 Btu/h | 921.3364 | 2394930.9703 | 0 | 0 | 207.1699 | 542479.2638 | 188.9016 | 493136.3491 | 182.5056 | 474364.8111 | 175.7661 | 454092.2572 | 166.9931 | 430858.2891 | 0 | 0
| 244 | 2008Any | AnyMontana West | Montana West | 2008 | 2441068.3432 | Any | NA | 452.0369 | NA | 0.034782 | 0.034782 | PTHP Standard Size - 9,000 Btu/h | 939.0855 | 2441068.3432 | 0 | 0 | 211.161 | 552929.9065 | 192.5407 | 502636.4207 | 186.0215 | 483503.2566 | 179.1522 | 462840.1602 | 170.2102 | 439158.5991 | 0 | 0 | 244 | 2008Any | AnyMontana West | Montana West | 2008 | 2441068.3432 | Any | NA | 452.0369 | NA | 0.034782 | 0.034782 | PTHP Standard Size - 9,000 Btu/h | 939.0855 | 2441068.3432 | 0 | 0 | 211.161 | 552929.9065 | 192.5407 | 502636.4207 | 186.0215 | 483503.2566 | 179.1522 | 462840.1602 | 170.2102 | 439158.5991 | 0 | 0
| 245 | 2009Any | AnyMontana West | Montana West | 2009 | 2498315.1819 | Any | NA | 460.6184 | NA | 0.034811 | 0.034811 | PTHP Standard Size - 9,000 Btu/h | 961.1085 | 2498315.1819 | 0 | 0 | 216.113 | 565896.9704 | 197.0561 | 514424.0244 | 190.384 | 494842.1579 | 183.3536 | 473694.4798 | 174.2019 | 449457.5494 | 0 | 0 | 245 | 2009Any | AnyMontana West | Montana West | 2009 | 2498315.1819 | Any | NA | 460.6184 | NA | 0.034811 | 0.034811 | PTHP Standard Size - 9,000 Btu/h | 961.1085 | 2498315.1819 | 0 | 0 | 216.113 | 565896.9704 | 197.0561 | 514424.0244 | 190.384 | 494842.1579 | 183.3536 | 473694.4798 | 174.2019 | 449457.5494 | 0 | 0
| 246 | 2010Any | AnyMontana West | Montana West | 2010 | 2591881.247 | Any | NA | 472.3541 | NA | 0.035075 | 0.035075 | PTHP Standard Size - 9,000 Btu/h | 997.1037 | 2591881.247 | 0 | 0 | 224.2068 | 587090.7546 | 204.4362 | 533690.061 | 197.5142 | 513374.821 | 190.2205 | 491435.1271 | 180.726 | 466290.4833 | 0 | 0 | 246 | 2010Any | AnyMontana West | Montana West | 2010 | 2591881.247 | Any | NA | 472.3541 | NA | 0.035075 | 0.035075 | PTHP Standard Size - 9,000 Btu/h | 997.1037 | 2591881.247 | 0 | 0 | 224.2068 | 587090.7546 | 204.4362 | 533690.061 | 197.5142 | 513374.821 | 190.2205 | 491435.1271 | 180.726 | 466290.4833 | 0 | 0
| 247 | 2011Any | AnyMontana West | Montana West | 2011 | 2677117.1391 | Any | NA | 483.1114 | NA | 0.035259 | 0.035259 | PTHP Standard Size - 9,000 Btu/h | 1029.8941 | 2677117.1391 | 0 | 0 | 231.58 | 606397.6593 | 211.1592 | 551240.8452 | 204.0096 | 530257.5238 | 196.476 | 507596.3272 | 186.6693 | 481624.7836 | 0 | 0 | 247 | 2011Any | AnyMontana West | Montana West | 2011 | 2677117.1391 | Any | NA | 483.1114 | NA | 0.035259 | 0.035259 | PTHP Standard Size - 9,000 Btu/h | 1029.8941 | 2677117.1391 | 0 | 0 | 231.58 | 606397.6593 | 211.1592 | 551240.8452 | 204.0096 | 530257.5238 | 196.476 | 507596.3272 | 186.6693 | 481624.7836 | 0 | 0
| 248 | 2012Any | AnyMontana West | Montana West | 2012 | 2752489.897 | Any | NA | 492.981 | NA | 0.035374 | 0.035374 | PTHP Standard Size - 9,000 Btu/h | 1058.8902 | 2752489.897 | 0 | 0 | 238.1 | 623470.4513 | 217.1043 | 566760.7274 | 209.7534 | 545186.6322 | 202.0077 | 521887.4221 | 191.9249 | 495184.664 | 0 | 0 | 248 | 2012Any | AnyMontana West | Montana West | 2012 | 2752489.897 | Any | NA | 492.981 | NA | 0.035374 | 0.035374 | PTHP Standard Size - 9,000 Btu/h | 1058.8902 | 2752489.897 | 0 | 0 | 238.1 | 623470.4513 | 217.1043 | 566760.7274 | 209.7534 | 545186.6322 | 202.0077 | 521887.4221 | 191.9249 | 495184.664 | 0 | 0
| 249 | 2013Any | AnyMontana West | Montana West | 2013 | 2820962.838 | Any | NA | 502.559 | NA | 0.035443 | 0.035443 | PTHP Standard Size - 9,000 Btu/h | 1085.232 | 2820962.838 | 0 | 0 | 244.0232 | 638980.3558 | 222.5051 | 580859.8796 | 214.9713 | 558749.0915 | 207.033 | 534870.2733 | 196.6994 | 507503.2379 | 0 | 0 | 249 | 2013Any | AnyMontana West | Montana West | 2013 | 2819519.5974 | Any | NA | 502.559 | NA | 0.035443 | 0.035443 | PTHP Standard Size - 9,000 Btu/h | 1085.232 | 2819519.5974 | 0 | 0 | 224.3842 | 587555.1779 | 204.5979 | 534112.2411 | 197.6704 | 513780.9306 | 261.8801 | 676568.0098 | 196.6994 | 507503.2379 | 0 | 0
| 250 | 2014Any | AnyMontana West | Montana West | 2014 | 2869103.09 | Any | NA | 511.9622 | NA | 0.035526 | 0.035526 | PTHP Standard Size - 9,000 Btu/h | 1103.7516 | 2869103.09 | 0 | 0 | 248.1875 | 649884.6736 | 226.3022 | 590772.3607 | 218.6399 | 568284.248 | 210.566 | 543997.9333 | 200.0561 | 516163.8745 | 0 | 0 | 250 | 2014Any | AnyMontana West | Montana West | 2014 | 2866214.671 | Any | NA | 511.9622 | NA | 0.035526 | 0.035526 | PTHP Standard Size - 9,000 Btu/h | 1103.7516 | 2866214.671 | 0 | 0 | 208.8831 | 546965.2718 | 190.4637 | 497214.3181 | 184.0148 | 478287.5497 | 320.3339 | 827583.657 | 200.0561 | 516163.8745 | 0 | 0
| 251 | 2015Any | AnyMontana West | Montana West | 2015 | 2875161.0473 | Any | NA | 517.8556 | NA | 0.035361 | 0.035361 | PTHP Standard Size - 9,000 Btu/h | 1106.0822 | 2875161.0473 | 0 | 0 | 248.7115 | 651256.8702 | 226.78 | 592019.7449 | 219.1015 | 569484.1497 | 211.0106 | 545146.5558 | 200.4785 | 517253.7268 | 0 | 0 | 251 | 2015Any | AnyMontana West | Montana West | 2015 | 2870886.0255 | Any | NA | 517.8556 | NA | 0.035361 | 0.035361 | PTHP Standard Size - 9,000 Btu/h | 1106.0822 | 2870886.0255 | 0 | 0 | 190.5388 | 498930.3927 | 173.7371 | 453548.6031 | 167.8545 | 436283.997 | 373.4733 | 964869.3059 | 200.4785 | 517253.7268 | 0 | 0
| 252 | 2016Any | AnyMontana West | Montana West | 2016 | 2898353.8611 | Any | NA | 525.2609 | NA | 0.035299 | 0.035299 | PTHP Standard Size - 9,000 Btu/h | 1115.0045 | 2898353.8611 | 0 | 0 | 250.7178 | 656510.3079 | 228.6094 | 596795.3395 | 220.8689 | 574077.9584 | 212.7127 | 549544.0425 | 202.0957 | 521426.2128 | 0 | 0 | 252 | 2016Any | AnyMontana West | Montana West | 2016 | 2892694.865 | Any | NA | 525.2609 | NA | 0.035299 | 0.035299 | PTHP Standard Size - 9,000 Btu/h | 1115.0045 | 2892694.865 | 0 | 0 | 173.7126 | 454870.4157 | 158.3945 | 413496.2406 | 153.0315 | 397756.2522 | 427.7702 | 1105145.7436 | 202.0957 | 521426.2128 | 0 | 0
| 253 | 2017Any | AnyMontana West | Montana West | 2017 | 2936618.8878 | Any | NA | 533.9435 | NA | 0.035323 | 0.035323 | PTHP Standard Size - 9,000 Btu/h | 1129.7251 | 2936618.8878 | 0 | 0 | 254.0278 | 665177.7742 | 231.6276 | 604674.4291 | 223.7849 | 581657.1255 | 215.5211 | 556799.3048 | 204.7638 | 528310.2542 | 0 | 0 | 253 | 2017Any | AnyMontana West | Montana West | 2017 | 2929558.2907 | Any | NA | 533.9435 | NA | 0.035323 | 0.035323 | PTHP Standard Size - 9,000 Btu/h | 1129.7251 | 2929558.2907 | 0 | 0 | 157.9502 | 413596.399 | 144.0221 | 375976.4324 | 139.1457 | 361664.6586 | 483.8433 | 1250010.5465 | 204.7638 | 528310.2542 | 0 | 0
| 254 | 2018Any | AnyMontana West | Montana West | 2018 | 2978445.8342 | Any | NA | 542.8433 | NA | 0.035361 | 0.035361 | PTHP Standard Size - 9,000 Btu/h | 1145.8161 | 2978445.8342 | 0 | 0 | 257.646 | 674652.0561 | 234.9267 | 613286.9477 | 226.9723 | 589941.8034 | 218.5908 | 564729.9269 | 207.6803 | 535835.1002 | 0 | 0 | 254 | 2018Any | AnyMontana West | Montana West | 2018 | 2969979.3497 | Any | NA | 542.8433 | NA | 0.035361 | 0.035361 | PTHP Standard Size - 9,000 Btu/h | 1145.8161 | 2969979.3497 | 0 | 0 | 142.4377 | 372976.4611 | 129.8775 | 339051.2092 | 125.48 | 326145.0167 | 540.3406 | 1395971.5626 | 207.6803 | 535835.1002 | 0 | 0
| 255 | 2019Any | AnyMontana West | Montana West | 2019 | 3009380.7454 | Any | NA | 550.6164 | NA | 0.035323 | 0.035323 | PTHP Standard Size - 9,000 Btu/h | 1157.7168 | 3009380.7454 | 0 | 0 | 260.322 | 681659.1674 | 237.3667 | 619656.7051 | 229.3297 | 596069.092 | 220.8611 | 570595.3584 | 209.8373 | 541400.4225 | 0 | 0 | 255 | 2019Any | AnyMontana West | Montana West | 2019 | 2999546.7366 | Any | NA | 550.6164 | NA | 0.035323 | 0.035323 | PTHP Standard Size - 9,000 Btu/h | 1157.7168 | 2999546.7366 | 0 | 0 | 126.505 | 331256.2991 | 115.3498 | 301125.8363 | 111.4441 | 289663.2964 | 594.5806 | 1536100.8823 | 209.8373 | 541400.4225 | 0 | 0
| 256 | 2020Any | AnyMontana West | Montana West | 2020 | 3037250.5052 | Any | NA | 557.9763 | NA | 0.035257 | 0.035257 | PTHP Standard Size - 9,000 Btu/h | 1168.4384 | 3037250.5052 | 0 | 0 | 262.7328 | 687971.9868 | 239.5649 | 625395.3221 | 231.4535 | 601589.265 | 222.9065 | 575879.6202 | 211.7806 | 546414.3111 | 0 | 0 | 256 | 2020Any | AnyMontana West | Montana West | 2020 | 3026073.4371 | Any | NA | 557.9763 | NA | 0.035257 | 0.035257 | PTHP Standard Size - 9,000 Btu/h | 1168.4384 | 3026073.4371 | 0 | 0 | 110.6401 | 289713.5735 | 100.8838 | 263361.7605 | 97.468 | 253336.7333 | 647.666 | 1673247.0588 | 211.7806 | 546414.3111 | 0 | 0
| 257 | 2021Any | AnyMontana West | Montana West | 2021 | 3059089.6866 | Any | NA | 564.6775 | NA | 0.035147 | 0.035147 | PTHP Standard Size - 9,000 Btu/h | 1176.84 | 3059089.6866 | 0 | 0 | 264.622 | 692918.8112 | 241.2875 | 629892.1925 | 233.1178 | 605914.9593 | 224.5093 | 580020.4507 | 213.3034 | 550343.2729 | 0 | 0 | 257 | 2021Any | AnyMontana West | Montana West | 2021 | 3046611.4668 | Any | NA | 564.6775 | NA | 0.035147 | 0.035147 | PTHP Standard Size - 9,000 Btu/h | 1176.84 | 3046611.4668 | 0 | 0 | 94.8237 | 248298.0989 | 86.4621 | 225713.3611 | 83.5346 | 217121.4434 | 698.7161 | 1805135.2905 | 213.3034 | 550343.2729 | 0 | 0
| 258 | 2022Any | AnyMontana West | Montana West | 2022 | 3084839.5625 | Any | NA | 571.6802 | NA | 0.035049 | 0.035049 | PTHP Standard Size - 9,000 Btu/h | 1186.746 | 3084839.5625 | 0 | 0 | 266.8494 | 698751.4527 | 243.3186 | 635194.3076 | 235.0801 | 611015.2462 | 226.3991 | 584902.7706 | 215.0989 | 554975.7854 | 0 | 0 | 258 | 2022Any | AnyMontana West | Montana West | 2022 | 3071065.8173 | Any | NA | 571.6802 | NA | 0.035049 | 0.035049 | PTHP Standard Size - 9,000 Btu/h | 1186.746 | 3071065.8173 | 0 | 0 | 79.4222 | 207968.9127 | 72.4187 | 189052.4435 | 69.9667 | 181856.0461 | 749.8395 | 1937212.6296 | 215.0989 | 554975.7854 | 0 | 0
| 259 | 2023Any | AnyMontana West | Montana West | 2023 | 3119939.9716 | Any | NA | 579.5411 | NA | 0.034993 | 0.034993 | PTHP Standard Size - 9,000 Btu/h | 1200.2493 | 3119939.9716 | 0 | 0 | 269.8857 | 706702.097 | 246.0871 | 642421.7759 | 237.7549 | 617967.5964 | 228.9752 | 591558.0038 | 217.5464 | 561290.4986 | 0 | 0 | 259 | 2023Any | AnyMontana West | Montana West | 2023 | 3104846.9513 | Any | NA | 579.5411 | NA | 0.034993 | 0.034993 | PTHP Standard Size - 9,000 Btu/h | 1200.2493 | 3104846.9513 | 0 | 0 | 64.5064 | 168911.4832 | 58.8182 | 153547.6058 | 56.8267 | 147702.7219 | 802.5516 | 2073394.6418 | 217.5464 | 561290.4986 | 0 | 0
| 260 | 2024Any | AnyMontana West | Montana West | 2024 | 3145760.7518 | Any | NA | 586.5037 | NA | 0.034875 | 0.034875 | PTHP Standard Size - 9,000 Btu/h | 1210.1826 | 3145760.7518 | 0 | 0 | 272.1193 | 712550.7991 | 248.1238 | 647738.4908 | 239.7226 | 623081.9273 | 230.8702 | 596453.7676 | 219.3468 | 565935.767 | 0 | 0 | 260 | 2024Any | AnyMontana West | Montana West | 2024 | 3129413.0978 | Any | NA | 586.5037 | NA | 0.034875 | 0.034875 | PTHP Standard Size - 9,000 Btu/h | 1210.1826 | 3129413.0978 | 0 | 0 | 49.6675 | 130055.4022 | 45.2878 | 118225.8024 | 43.7544 | 113725.4646 | 852.1262 | 2201470.6616 | 219.3468 | 565935.767 | 0 | 0
| 261 | 2025Any | AnyMontana West | Montana West | 2025 | 3181059.6174 | Any | NA | 594.3064 | NA | 0.0348 | 0.0348 | PTHP Standard Size - 9,000 Btu/h | 1223.7621 | 3181059.6174 | 0 | 0 | 275.1728 | 720546.396 | 250.908 | 655006.823 | 242.4125 | 630073.5859 | 233.4608 | 603146.6292 | 221.8081 | 572286.1833 | 0 | 0 | 261 | 2025Any | AnyMontana West | Montana West | 2025 | 3163429.3621 | Any | NA | 594.3064 | NA | 0.0348 | 0.0348 | PTHP Standard Size - 9,000 Btu/h | 1223.7621 | 3163429.3621 | 0 | 0 | 35.2678 | 92349.6796 | 32.1579 | 83949.7228 | 31.0691 | 80754.125 | 903.4592 | 2334089.6514 | 221.8081 | 572286.1833 | 0 | 0
| 262 | 2026Any | AnyMontana West | Montana West | 2026 | 3205763.9516 | Any | NA | 601.1048 | NA | 0.034659 | 0.034659 | PTHP Standard Size - 9,000 Btu/h | 1233.266 | 3205763.9516 | 0 | 0 | 277.3098 | 726142.2103 | 252.8565 | 660093.6523 | 244.2951 | 634966.782 | 235.2738 | 607830.7086 | 223.5307 | 576730.5983 | 0 | 0 | 262 | 2026Any | AnyMontana West | Montana West | 2026 | 3186932.7868 | Any | NA | 601.1048 | NA | 0.034659 | 0.034659 | PTHP Standard Size - 9,000 Btu/h | 1233.266 | 3186932.7868 | 0 | 0 | 21.0634 | 55154.9979 | 19.206 | 50138.2009 | 18.5557 | 48229.6595 | 950.9102 | 2456679.3301 | 223.5307 | 576730.5983 | 0 | 0
| 263 | 2027Any | AnyMontana West | Montana West | 2027 | 3226809.8668 | Any | NA | 607.5911 | NA | 0.034494 | 0.034494 | PTHP Standard Size - 9,000 Btu/h | 1241.3624 | 3226809.8668 | 0 | 0 | 279.1304 | 730909.3509 | 254.5166 | 664427.1826 | 245.8989 | 639135.3538 | 236.8184 | 611821.1314 | 224.9981 | 580516.8482 | 0 | 0 | 263 | 2027Any | AnyMontana West | Montana West | 2027 | 3206827.8433 | Any | NA | 607.5911 | NA | 0.034494 | 0.034494 | PTHP Standard Size - 9,000 Btu/h | 1241.3624 | 3206827.8433 | 0 | 0 | 7.2236 | 18915.0362 | 6.5866 | 17194.5594 | 6.3636 | 16540.0379 | 996.1906 | 2573661.3616 | 224.9981 | 580516.8482 | 0 | 0
| 264 | 2028Any | AnyMontana West | Montana West | 2028 | 3247484.007 | Any | NA | 614.1126 | NA | 0.034326 | 0.034326 | PTHP Standard Size - 9,000 Btu/h | 1249.3158 | 3247484.007 | 0 | 0 | 280.9187 | 735592.2801 | 256.1472 | 668684.1612 | 247.4744 | 643230.2879 | 238.3357 | 615741.0636 | 226.4397 | 584236.2141 | 0 | 0 | 264 | 2028Any | AnyMontana West | Montana West | 2028 | 3226383.3561 | Any | NA | 614.1126 | NA | 0.034326 | 0.034326 | PTHP Standard Size - 9,000 Btu/h | 1249.3158 | 3226383.3561 | 0 | 0 | -6.2099 | -16260.6768 | -5.6623 | -14781.6356 | -5.4706 | -14218.9636 | 1040.2188 | 2687408.418 | 226.4397 | 584236.2141 | 0 | 0
| 265 | 2029Any | AnyMontana West | Montana West | 2029 | 3268138.4325 | Any | NA | 620.7361 | NA | 0.034157 | 0.034157 | PTHP Standard Size - 9,000 Btu/h | 1257.2616 | 3268138.4325 | 0 | 0 | 282.7054 | 740270.7438 | 257.7764 | 672937.0804 | 249.0483 | 647321.3172 | 239.8516 | 619657.2578 | 227.8799 | 587952.0333 | 0 | 0 | 265 | 2029Any | AnyMontana West | Montana West | 2029 | 3247394.6571 | Any | NA | 620.7361 | NA | 0.034157 | 0.034157 | PTHP Standard Size - 9,000 Btu/h | 1257.2616 | 3247394.6571 | 0 | 0 | 0 | 0 | 0 | 0 | 0 | 0 | 1038.7221 | 2683541.7174 | 218.5395 | 563852.9397 | 0 | 0
| 266 | 2030Any | AnyMontana West | Montana West | 2030 | 3286855.2549 | Any | NA | 627.3222 | NA | 0.033981 | 0.033981 | PTHP Standard Size - 9,000 Btu/h | 1264.462 | 3286855.2549 | 0 | 0 | 284.3245 | 744510.3182 | 259.2527 | 676791.031 | 250.4747 | 651028.5647 | 241.2252 | 623206.0716 | 229.185 | 591319.2694 | 0 | 0 | 266 | 2030Any | AnyMontana West | Montana West | 2030 | 3266012.0118 | Any | NA | 627.3222 | NA | 0.033981 | 0.033981 | PTHP Standard Size - 9,000 Btu/h | 1264.462 | 3266012.0118 | 0 | 0 | 0 | 0 | 0 | 0 | 0 | 0 | 1050.3455 | 2713570.9088 | 214.1165 | 552441.1031 | 0 | 0
| 267 | 2031Any | AnyMontana West | Montana West | 2031 | 3299379.4862 | Any | NA | 633.4744 | NA | 0.033776 | 0.033776 | PTHP Standard Size - 9,000 Btu/h | 1269.2801 | 3299379.4862 | 0 | 0 | 285.4079 | 747347.1999 | 260.2405 | 679369.8751 | 251.4291 | 653509.2435 | 242.1444 | 625580.7356 | 230.0583 | 593572.432 | 0 | 0 | 267 | 2031Any | AnyMontana West | Montana West | 2031 | 3278474.4917 | Any | NA | 633.4744 | NA | 0.033776 | 0.033776 | PTHP Standard Size - 9,000 Btu/h | 1269.2801 | 3278474.4917 | 0 | 0 | 0 | 0 | 0 | 0 | 0 | 0 | 1059.5341 | 2737309.638 | 209.746 | 541164.8537 | 0 | 0
| 268 | 2032Any | AnyMontana West | Montana West | 2032 | 3316280.4712 | Any | NA | 640.0856 | NA | 0.033591 | 0.033591 | PTHP Standard Size - 9,000 Btu/h | 1275.782 | 3316280.4712 | 0 | 0 | 286.8699 | 751175.4663 | 261.5736 | 682849.9295 | 252.717 | 656856.8275 | 243.3848 | 628785.2566 | 231.2367 | 596612.9913 | 0 | 0 | 268 | 2032Any | AnyMontana West | Montana West | 2032 | 3295284.5899 | Any | NA | 640.0856 | NA | 0.033591 | 0.033591 | PTHP Standard Size - 9,000 Btu/h | 1275.782 | 3295284.5899 | 0 | 0 | 0 | 0 | 0 | 0 | 0 | 0 | 1069.7161 | 2763614.7842 | 206.0659 | 531669.8057 | 0 | 0
| 269 | 2033Any | AnyMontana West | Montana West | 2033 | 3337162.1674 | Any | NA | 647.0834 | NA | 0.033423 | 0.033423 | PTHP Standard Size - 9,000 Btu/h | 1283.8152 | 3337162.1674 | 0 | 0 | 288.6762 | 755905.4094 | 263.2207 | 687149.6457 | 254.3083 | 660992.8724 | 244.9173 | 632744.5425 | 232.6928 | 600369.6974 | 0 | 0 | 269 | 2033Any | AnyMontana West | Montana West | 2033 | 3316048.9785 | Any | NA | 647.0834 | NA | 0.033423 | 0.033423 | PTHP Standard Size - 9,000 Btu/h | 1283.8152 | 3316048.9785 | 0 | 0 | 0 | 0 | 0 | 0 | 0 | 0 | 1080.8245 | 2792313.398 | 202.9907 | 523735.5805 | 0 | 0
| 270 | 2034Any | AnyMontana West | Montana West | 2034 | 3360798.9119 | Any | NA | 654.3371 | NA | 0.033267 | 0.033267 | PTHP Standard Size - 9,000 Btu/h | 1292.9083 | 3360798.9119 | 0 | 0 | 290.7209 | 761259.4025 | 265.085 | 692016.6494 | 256.1095 | 665674.6106 | 246.652 | 637226.201 | 234.3409 | 604622.0485 | 0 | 0 | 270 | 2034Any | AnyMontana West | Montana West | 2034 | 3339549.9174 | Any | NA | 654.3371 | NA | 0.033267 | 0.033267 | PTHP Standard Size - 9,000 Btu/h | 1292.9083 | 3339549.9174 | 0 | 0 | 0 | 0 | 0 | 0 | 0 | 0 | 1092.5118 | 2822507.5943 | 200.3965 | 517042.323 | 0 | 0
| 271 | 2005Any | AnyMontana West | Montana West | 2005 | 3645355.7778 | Any | NA | 427.2424 | NA | 0.034767 | 0.034767 | PTHP Standard Size - 12,000 Btu/h | 1200.1091 | 3645355.7778 | 0 | 0 | 273.7619 | 836306.9237 | 248.15 | 755645.6374 | 238.8125 | 723844.15 | 226.1052 | 684607.0965 | 213.2794 | 644951.9702 | 0 | 0 | 271 | 2005Any | AnyMontana West | Montana West | 2005 | 3645355.7778 | Any | NA | 427.2424 | NA | 0.034767 | 0.034767 | PTHP Standard Size - 12,000 Btu/h | 1200.1091 | 3645355.7778 | 0 | 0 | 273.7619 | 836306.9237 | 248.15 | 755645.6374 | 238.8125 | 723844.15 | 226.1052 | 684607.0965 | 213.2794 | 644951.9702 | 0 | 0
| 272 | 2006Any | AnyMontana West | Montana West | 2006 | 3758299.0314 | Any | NA | 437.0258 | NA | 0.034893 | 0.034893 | PTHP Standard Size - 12,000 Btu/h | 1237.2918 | 3758299.0314 | 0 | 0 | 282.2438 | 862218.0366 | 255.8384 | 779057.6394 | 246.2116 | 746270.8535 | 233.1106 | 705818.1271 | 219.8874 | 664934.3748 | 0 | 0 | 272 | 2006Any | AnyMontana West | Montana West | 2006 | 3758299.0314 | Any | NA | 437.0258 | NA | 0.034893 | 0.034893 | PTHP Standard Size - 12,000 Btu/h | 1237.2918 | 3758299.0314 | 0 | 0 | 282.2438 | 862218.0366 | 255.8384 | 779057.6394 | 246.2116 | 746270.8535 | 233.1106 | 705818.1271 | 219.8874 | 664934.3748 | 0 | 0
| 273 | 2007Any | AnyMontana West | Montana West | 2007 | 3816242.7087 | Any | NA | 444.1987 | NA | 0.03481 | 0.03481 | PTHP Standard Size - 12,000 Btu/h | 1256.3678 | 3816242.7087 | 0 | 0 | 286.5953 | 875511.3066 | 259.7828 | 791068.7817 | 250.0076 | 757776.5047 | 236.7046 | 716700.0972 | 223.2775 | 675186.0185 | 0 | 0 | 273 | 2007Any | AnyMontana West | Montana West | 2007 | 3816242.7087 | Any | NA | 444.1987 | NA | 0.03481 | 0.03481 | PTHP Standard Size - 12,000 Btu/h | 1256.3678 | 3816242.7087 | 0 | 0 | 286.5953 | 875511.3066 | 259.7828 | 791068.7817 | 250.0076 | 757776.5047 | 236.7046 | 716700.0972 | 223.2775 | 675186.0185 | 0 | 0
| 274 | 2008Any | AnyMontana West | Montana West | 2008 | 3889761.0753 | Any | NA | 452.0369 | NA | 0.034782 | 0.034782 | PTHP Standard Size - 12,000 Btu/h | 1280.5712 | 3889761.0753 | 0 | 0 | 292.1165 | 892377.6765 | 264.7874 | 806308.4007 | 254.8238 | 772374.7614 | 241.2646 | 730507.0336 | 227.5788 | 688193.2031 | 0 | 0 | 274 | 2008Any | AnyMontana West | Montana West | 2008 | 3889761.0753 | Any | NA | 452.0369 | NA | 0.034782 | 0.034782 | PTHP Standard Size - 12,000 Btu/h | 1280.5712 | 3889761.0753 | 0 | 0 | 292.1165 | 892377.6765 | 264.7874 | 806308.4007 | 254.8238 | 772374.7614 | 241.2646 | 730507.0336 | 227.5788 | 688193.2031 | 0 | 0
| 275 | 2009Any | AnyMontana West | Montana West | 2009 | 3980982.0055 | Any | NA | 460.6184 | NA | 0.034811 | 0.034811 | PTHP Standard Size - 12,000 Btu/h | 1310.6026 | 3980982.0055 | 0 | 0 | 298.9671 | 913305.317 | 270.9971 | 825217.5832 | 260.7999 | 790488.1475 | 246.9226 | 747638.5566 | 232.9159 | 704332.4011 | 0 | 0 | 275 | 2009Any | AnyMontana West | Montana West | 2009 | 3980982.0055 | Any | NA | 460.6184 | NA | 0.034811 | 0.034811 | PTHP Standard Size - 12,000 Btu/h | 1310.6026 | 3980982.0055 | 0 | 0 | 298.9671 | 913305.317 | 270.9971 | 825217.5832 | 260.7999 | 790488.1475 | 246.9226 | 747638.5566 | 232.9159 | 704332.4011 | 0 | 0
| 276 | 2010Any | AnyMontana West | Montana West | 2010 | 4130076.4129 | Any | NA | 472.3541 | NA | 0.035075 | 0.035075 | PTHP Standard Size - 12,000 Btu/h | 1359.6868 | 4130076.4129 | 0 | 0 | 310.1639 | 947510.1225 | 281.1464 | 856123.3563 | 270.5672 | 820093.2454 | 256.1703 | 775638.8659 | 241.639 | 730710.8227 | 0 | 0 | 276 | 2010Any | AnyMontana West | Montana West | 2010 | 4130076.4129 | Any | NA | 472.3541 | NA | 0.035075 | 0.035075 | PTHP Standard Size - 12,000 Btu/h | 1359.6868 | 4130076.4129 | 0 | 0 | 310.1639 | 947510.1225 | 281.1464 | 856123.3563 | 270.5672 | 820093.2454 | 256.1703 | 775638.8659 | 241.639 | 730710.8227 | 0 | 0
| 277 | 2011Any | AnyMontana West | Montana West | 2011 | 4265896.9671 | Any | NA | 483.1114 | NA | 0.035259 | 0.035259 | PTHP Standard Size - 12,000 Btu/h | 1404.4011 | 4265896.9671 | 0 | 0 | 320.3638 | 978669.6791 | 290.3921 | 884277.593 | 279.465 | 847062.6058 | 264.5946 | 801146.3118 | 249.5855 | 754740.7774 | 0 | 0 | 277 | 2011Any | AnyMontana West | Montana West | 2011 | 4265896.9671 | Any | NA | 483.1114 | NA | 0.035259 | 0.035259 | PTHP Standard Size - 12,000 Btu/h | 1404.4011 | 4265896.9671 | 0 | 0 | 320.3638 | 978669.6791 | 290.3921 | 884277.593 | 279.465 | 847062.6058 | 264.5946 | 801146.3118 | 249.5855 | 754740.7774 | 0 | 0
| 278 | 2012Any | AnyMontana West | Montana West | 2012 | 4386000.9455 | Any | NA | 492.981 | NA | 0.035374 | 0.035374 | PTHP Standard Size - 12,000 Btu/h | 1443.9412 | 4386000.9455 | 0 | 0 | 329.3835 | 1006223.5847 | 298.5679 | 909173.9414 | 287.3332 | 870911.1867 | 272.0441 | 823702.1447 | 256.6124 | 775990.0881 | 0 | 0 | 278 | 2012Any | AnyMontana West | Montana West | 2012 | 4386000.9455 | Any | NA | 492.981 | NA | 0.035374 | 0.035374 | PTHP Standard Size - 12,000 Btu/h | 1443.9412 | 4386000.9455 | 0 | 0 | 329.3835 | 1006223.5847 | 298.5679 | 909173.9414 | 287.3332 | 870911.1867 | 272.0441 | 823702.1447 | 256.6124 | 775990.0881 | 0 | 0
| 279 | 2013Any | AnyMontana West | Montana West | 2013 | 4495110.2957 | Any | NA | 502.559 | NA | 0.035443 | 0.035443 | PTHP Standard Size - 12,000 Btu/h | 1479.8618 | 4495110.2957 | 0 | 0 | 337.5775 | 1031255.1346 | 305.9953 | 931791.2137 | 294.4811 | 892576.6069 | 278.8117 | 844193.1585 | 262.9961 | 795294.182 | 0 | 0 | 279 | 2013Any | AnyMontana West | Montana West | 2013 | 4494114.9335 | Any | NA | 502.559 | NA | 0.035443 | 0.035443 | PTHP Standard Size - 12,000 Btu/h | 1479.8618 | 4494114.9335 | 0 | 0 | 310.4092 | 948259.6586 | 281.3688 | 856800.6002 | 346.2759 | 1049567.3341 | 278.8117 | 844193.1585 | 262.9961 | 795294.182 | 0 | 0
| 280 | 2014Any | AnyMontana West | Montana West | 2014 | 4571820.1834 | Any | NA | 511.9622 | NA | 0.035526 | 0.035526 | PTHP Standard Size - 12,000 Btu/h | 1505.1159 | 4571820.1834 | 0 | 0 | 343.3383 | 1048853.694 | 311.2172 | 947692.4029 | 299.5065 | 907808.5916 | 283.5697 | 858599.4707 | 267.4842 | 808866.0242 | 0 | 0 | 280 | 2014Any | AnyMontana West | Montana West | 2014 | 4569828.1225 | Any | NA | 511.9622 | NA | 0.035526 | 0.035526 | PTHP Standard Size - 12,000 Btu/h | 1505.1159 | 4569828.1225 | 0 | 0 | 288.9653 | 882751.3081 | 261.9311 | 797610.4896 | 403.1656 | 1222000.8299 | 283.5697 | 858599.4707 | 267.4842 | 808866.0242 | 0 | 0
| 281 | 2015Any | AnyMontana West | Montana West | 2015 | 4581473.3365 | Any | NA | 517.8556 | NA | 0.035361 | 0.035361 | PTHP Standard Size - 12,000 Btu/h | 1508.2938 | 4581473.3365 | 0 | 0 | 344.0633 | 1051068.2923 | 311.8743 | 949693.4046 | 300.1389 | 909725.3808 | 284.1684 | 860412.3575 | 268.049 | 810573.9014 | 0 | 0 | 281 | 2015Any | AnyMontana West | Montana West | 2015 | 4578524.9748 | Any | NA | 517.8556 | NA | 0.035361 | 0.035361 | PTHP Standard Size - 12,000 Btu/h | 1508.2938 | 4578524.9748 | 0 | 0 | 263.5882 | 805227.4606 | 238.9281 | 727563.7693 | 453.5602 | 1374747.4862 | 284.1684 | 860412.3575 | 268.049 | 810573.9014 | 0 | 0
| 282 | 2016Any | AnyMontana West | Montana West | 2016 | 4618430.3125 | Any | NA | 525.2609 | NA | 0.035299 | 0.035299 | PTHP Standard Size - 12,000 Btu/h | 1520.4607 | 4618430.3125 | 0 | 0 | 346.8387 | 1059546.8543 | 314.3901 | 957354.2145 | 302.56 | 917063.7841 | 286.4607 | 867352.9716 | 270.2112 | 817112.488 | 0 | 0 | 282 | 2016Any | AnyMontana West | Montana West | 2016 | 4614527.4629 | Any | NA | 525.2609 | NA | 0.035299 | 0.035299 | PTHP Standard Size - 12,000 Btu/h | 1520.4607 | 4614527.4629 | 0 | 0 | 240.311 | 734118.7371 | 217.8286 | 663313.4383 | 505.6491 | 1532629.8279 | 286.4607 | 867352.9716 | 270.2112 | 817112.488 | 0 | 0
| 283 | 2017Any | AnyMontana West | Montana West | 2017 | 4679404.3576 | Any | NA | 533.9435 | NA | 0.035323 | 0.035323 | PTHP Standard Size - 12,000 Btu/h | 1540.5343 | 4679404.3576 | 0 | 0 | 351.4178 | 1073535.3424 | 318.5408 | 969993.5216 | 306.5545 | 929171.1636 | 290.2426 | 878804.0526 | 273.7786 | 827900.2774 | 0 | 0 | 283 | 2017Any | AnyMontana West | Montana West | 2017 | 4674534.8635 | Any | NA | 533.9435 | NA | 0.035323 | 0.035323 | PTHP Standard Size - 12,000 Btu/h | 1540.5343 | 4674534.8635 | 0 | 0 | 218.5057 | 667506.2955 | 198.0633 | 603125.7255 | 559.944 | 1697198.5125 | 290.2426 | 878804.0526 | 273.7786 | 827900.2774 | 0 | 0
| 284 | 2018Any | AnyMontana West | Montana West | 2018 | 4746054.2033 | Any | NA | 542.8433 | NA | 0.035361 | 0.035361 | PTHP Standard Size - 12,000 Btu/h | 1562.4765 | 4746054.2033 | 0 | 0 | 356.4231 | 1088825.9562 | 323.0778 | 983809.3652 | 310.9208 | 942405.5648 | 294.3766 | 891321.0633 | 277.6781 | 839692.2538 | 0 | 0 | 284 | 2018Any | AnyMontana West | Montana West | 2018 | 4740215.1084 | Any | NA | 542.8433 | NA | 0.035361 | 0.035361 | PTHP Standard Size - 12,000 Btu/h | 1562.4765 | 4740215.1084 | 0 | 0 | 197.0459 | 601949.4764 | 178.6112 | 543891.8212 | 614.7646 | 1863360.4937 | 294.3766 | 891321.0633 | 277.6781 | 839692.2538 | 0 | 0
| 285 | 2019Any | AnyMontana West | Montana West | 2019 | 4795347.9535 | Any | NA | 550.6164 | NA | 0.035323 | 0.035323 | PTHP Standard Size - 12,000 Btu/h | 1578.7048 | 4795347.9535 | 0 | 0 | 360.125 | 1100134.7851 | 326.4334 | 994027.4645 | 314.1501 | 952193.6335 | 297.4341 | 900578.5551 | 280.5622 | 848413.5154 | 0 | 0 | 285 | 2019Any | AnyMontana West | Montana West | 2019 | 4788565.7158 | Any | NA | 550.6164 | NA | 0.035323 | 0.035323 | PTHP Standard Size - 12,000 Btu/h | 1578.7048 | 4788565.7158 | 0 | 0 | 175.0049 | 534616.9976 | 158.6322 | 483053.5183 | 667.0714 | 2021903.1293 | 297.4341 | 900578.5551 | 280.5622 | 848413.5154 | 0 | 0
| 286 | 2020Any | AnyMontana West | Montana West | 2020 | 4839757.4873 | Any | NA | 557.9763 | NA | 0.035257 | 0.035257 | PTHP Standard Size - 12,000 Btu/h | 1593.3251 | 4839757.4873 | 0 | 0 | 363.4601 | 1110323.0912 | 329.4565 | 1003233.1148 | 317.0595 | 961011.8622 | 300.1886 | 908918.7786 | 283.1604 | 856270.6405 | 0 | 0 | 286 | 2020Any | AnyMontana West | Montana West | 2020 | 4832048.9795 | Any | NA | 557.9763 | NA | 0.035257 | 0.035257 | PTHP Standard Size - 12,000 Btu/h | 1593.3251 | 4832048.9795 | 0 | 0 | 153.0576 | 467570.8846 | 138.7382 | 422473.9615 | 718.1802 | 2176814.7143 | 300.1886 | 908918.7786 | 283.1604 | 856270.6405 | 0 | 0
| 287 | 2021Any | AnyMontana West | Montana West | 2021 | 4874557.4952 | Any | NA | 564.6775 | NA | 0.035147 | 0.035147 | PTHP Standard Size - 12,000 Btu/h | 1604.7818 | 4874557.4952 | 0 | 0 | 366.0735 | 1118306.8078 | 331.8254 | 1010446.8069 | 319.3393 | 967921.9648 | 302.3471 | 915454.3087 | 285.1965 | 862427.6071 | 0 | 0 | 287 | 2021Any | AnyMontana West | Montana West | 2021 | 4865951.6199 | Any | NA | 564.6775 | NA | 0.035147 | 0.035147 | PTHP Standard Size - 12,000 Btu/h | 1604.7818 | 4865951.6199 | 0 | 0 | 131.1775 | 400730.143 | 118.9052 | 362079.9682 | 767.1556 | 2325259.5929 | 302.3471 | 915454.3087 | 285.1965 | 862427.6071 | 0 | 0
| 288 | 2022Any | AnyMontana West | Montana West | 2022 | 4915589.0645 | Any | NA | 571.6802 | NA | 0.035049 | 0.035049 | PTHP Standard Size - 12,000 Btu/h | 1618.2901 | 4915589.0645 | 0 | 0 | 369.155 | 1127720.1512 | 334.6185 | 1018952.2391 | 322.0273 | 976069.4442 | 304.8921 | 923160.1419 | 287.5971 | 869687.0882 | 0 | 0 | 288 | 2022Any | AnyMontana West | Montana West | 2022 | 4906089.702 | Any | NA | 571.6802 | NA | 0.035049 | 0.035049 | PTHP Standard Size - 12,000 Btu/h | 1618.2901 | 4906089.702 | 0 | 0 | 109.8713 | 335642.5705 | 99.5923 | 303270.0518 | 816.3372 | 2474329.8496 | 304.8921 | 923160.1419 | 287.5971 | 869687.0882 | 0 | 0
| 289 | 2023Any | AnyMontana West | Montana West | 2023 | 4971520.397 | Any | NA | 579.5411 | NA | 0.034993 | 0.034993 | PTHP Standard Size - 12,000 Btu/h | 1636.7035 | 4971520.397 | 0 | 0 | 373.3553 | 1140551.7549 | 338.426 | 1030546.2425 | 325.6915 | 987175.5119 | 308.3613 | 933664.1885 | 290.8695 | 879582.6993 | 0 | 0 | 289 | 2023Any | AnyMontana West | Montana West | 2023 | 4961111.1677 | Any | NA | 579.5411 | NA | 0.034993 | 0.034993 | PTHP Standard Size - 12,000 Btu/h | 1636.7035 | 4961111.1677 | 0 | 0 | 89.237 | 272607.4953 | 80.8884 | 246314.6707 | 867.3473 | 2628942.1138 | 308.3613 | 933664.1885 | 290.8695 | 879582.6993 | 0 | 0
| 290 | 2024Any | AnyMontana West | Montana West | 2024 | 5012664.9499 | Any | NA | 586.5037 | NA | 0.034875 | 0.034875 | PTHP Standard Size - 12,000 Btu/h | 1650.249 | 5012664.9499 | 0 | 0 | 376.4452 | 1149991.0185 | 341.2268 | 1039075.095 | 328.3869 | 995345.4261 | 310.9133 | 941391.2403 | 293.2768 | 886862.17 | 0 | 0 | 290 | 2024Any | AnyMontana West | Montana West | 2024 | 5001390.4353 | Any | NA | 586.5037 | NA | 0.034875 | 0.034875 | PTHP Standard Size - 12,000 Btu/h | 1650.249 | 5001390.4353 | 0 | 0 | 68.7091 | 209897.3781 | 62.281 | 189652.9056 | 915.0688 | 2773586.7413 | 310.9133 | 941391.2403 | 293.2768 | 886862.17 | 0 | 0
| 291 | 2025Any | AnyMontana West | Montana West | 2025 | 5068912.5163 | Any | NA | 594.3064 | NA | 0.0348 | 0.0348 | PTHP Standard Size - 12,000 Btu/h | 1668.7666 | 5068912.5163 | 0 | 0 | 380.6694 | 1162895.1717 | 345.0557 | 1050734.6506 | 332.0718 | 1006514.287 | 314.4021 | 951954.6765 | 296.5676 | 896813.7305 | 0 | 0 | 291 | 2025Any | AnyMontana West | Montana West | 2025 | 5056753.4277 | Any | NA | 594.3064 | NA | 0.0348 | 0.0348 | PTHP Standard Size - 12,000 Btu/h | 1668.7666 | 5056753.4277 | 0 | 0 | 48.7889 | 149043.8327 | 44.2245 | 134668.647 | 964.7834 | 2924272.541 | 314.4021 | 951954.6765 | 296.5676 | 896813.7305 | 0 | 0
| 292 | 2026Any | AnyMontana West | Montana West | 2026 | 5108278.0497 | Any | NA | 601.1048 | NA | 0.034659 | 0.034659 | PTHP Standard Size - 12,000 Btu/h | 1681.7263 | 5108278.0497 | 0 | 0 | 383.6257 | 1171926.2979 | 347.7355 | 1058894.7302 | 334.6506 | 1014330.9482 | 316.8438 | 959347.6239 | 298.8708 | 903778.4494 | 0 | 0 | 292 | 2026Any | AnyMontana West | Montana West | 2026 | 5095290.7279 | Any | NA | 601.1048 | NA | 0.034659 | 0.034659 | PTHP Standard Size - 12,000 Btu/h | 1681.7263 | 5095290.7279 | 0 | 0 | 29.1387 | 89015.0602 | 26.4127 | 80429.6126 | 1010.4604 | 3062719.9818 | 316.8438 | 959347.6239 | 298.8708 | 903778.4494 | 0 | 0
| 293 | 2027Any | AnyMontana West | Montana West | 2027 | 5141814.0144 | Any | NA | 607.5911 | NA | 0.034494 | 0.034494 | PTHP Standard Size - 12,000 Btu/h | 1692.7669 | 5141814.0144 | 0 | 0 | 386.1442 | 1179620.0214 | 350.0183 | 1065846.3989 | 336.8476 | 1020990.0546 | 318.9238 | 965645.7634 | 300.8329 | 909711.7761 | 0 | 0 | 293 | 2027Any | AnyMontana West | Montana West | 2027 | 5128032.9779 | Any | NA | 607.5911 | NA | 0.034494 | 0.034494 | PTHP Standard Size - 12,000 Btu/h | 1692.7669 | 5128032.9779 | 0 | 0 | 9.9929 | 30527.1172 | 9.058 | 27582.7956 | 1053.9592 | 3194565.5255 | 318.9238 | 965645.7634 | 300.8329 | 909711.7761 | 0 | 0
| 294 | 2028Any | AnyMontana West | Montana West | 2028 | 5174757.568 | Any | NA | 614.1126 | NA | 0.034326 | 0.034326 | PTHP Standard Size - 12,000 Btu/h | 1703.6124 | 5174757.568 | 0 | 0 | 388.6182 | 1187177.8357 | 352.2609 | 1072675.2666 | 339.0058 | 1027531.5282 | 320.9672 | 971832.6467 | 302.7603 | 915540.2908 | 0 | 0 | 294 | 2028Any | AnyMontana West | Montana West | 2028 | 5160205.0458 | Any | NA | 614.1126 | NA | 0.034326 | 0.034326 | PTHP Standard Size - 12,000 Btu/h | 1703.6124 | 5160205.0458 | 0 | 0 | -8.5906 | -26243.2269 | -7.7869 | -23712.0839 | 1096.2625 | 3322787.4191 | 320.9672 | 971832.6467 | 302.7603 | 915540.2908 | 0 | 0
| 295 | 2029Any | AnyMontana West | Montana West | 2029 | 5207669.7068 | Any | NA | 620.7361 | NA | 0.034157 | 0.034157 | PTHP Standard Size - 12,000 Btu/h | 1714.4476 | 5207669.7068 | 0 | 0 | 391.0899 | 1194728.4429 | 354.5013 | 1079497.6224 | 341.1619 | 1034066.7639 | 323.0086 | 978013.6301 | 304.6859 | 921363.2475 | 0 | 0 | 295 | 2029Any | AnyMontana West | Montana West | 2029 | 5193432.6158 | Any | NA | 620.7361 | NA | 0.034157 | 0.034157 | PTHP Standard Size - 12,000 Btu/h | 1714.4476 | 5193432.6158 | 0 | 0 | 0 | 0 | 0 | 0 | 1104.7978 | 3348658.1255 | 313.7229 | 949898.1573 | 295.927 | 894876.333 | 0 | 0
| 296 | 2030Any | AnyMontana West | Montana West | 2030 | 5237494.3397 | Any | NA | 627.3222 | NA | 0.033981 | 0.033981 | PTHP Standard Size - 12,000 Btu/h | 1724.2664 | 5237494.3397 | 0 | 0 | 393.3297 | 1201570.7235 | 356.5316 | 1085679.9693 | 343.1158 | 1039988.9255 | 324.8585 | 983614.7721 | 306.4309 | 926639.9494 | 0 | 0 | 296 | 2030Any | AnyMontana West | Montana West | 2030 | 5223232.2943 | Any | NA | 627.3222 | NA | 0.033981 | 0.033981 | PTHP Standard Size - 12,000 Btu/h | 1724.2664 | 5223232.2943 | 0 | 0 | 0 | 0 | 0 | 0 | 1122.314 | 3401750.0267 | 309.7618 | 937904.6917 | 292.1906 | 883577.5759 | 0 | 0
| 297 | 2031Any | AnyMontana West | Montana West | 2031 | 5257451.285 | Any | NA | 633.4744 | NA | 0.033776 | 0.033776 | PTHP Standard Size - 12,000 Btu/h | 1730.8365 | 5257451.285 | 0 | 0 | 394.8284 | 1206149.1878 | 357.8901 | 1089816.8436 | 344.4232 | 1043951.6987 | 326.0963 | 987362.7373 | 307.5985 | 930170.8177 | 0 | 0 | 297 | 2031Any | AnyMontana West | Montana West | 2031 | 5243187.3823 | Any | NA | 633.4744 | NA | 0.033776 | 0.033776 | PTHP Standard Size - 12,000 Btu/h | 1730.8365 | 5243187.3823 | 0 | 0 | 0 | 0 | 0 | 0 | 1136.9696 | 3446171.2855 | 305.6011 | 925306.7451 | 288.2659 | 871709.3517 | 0 | 0
| 298 | 2032Any | AnyMontana West | Montana West | 2032 | 5284382.4415 | Any | NA | 640.0856 | NA | 0.033591 | 0.033591 | PTHP Standard Size - 12,000 Btu/h | 1739.7027 | 5284382.4415 | 0 | 0 | 396.8509 | 1212327.6555 | 359.7234 | 1095399.4018 | 346.1875 | 1049299.3139 | 327.7667 | 992420.477 | 309.1742 | 934935.5933 | 0 | 0 | 298 | 2032Any | AnyMontana West | Montana West | 2032 | 5270094.2489 | Any | NA | 640.0856 | NA | 0.033591 | 0.033591 | PTHP Standard Size - 12,000 Btu/h | 1739.7027 | 5270094.2489 | 0 | 0 | 0 | 0 | 0 | 0 | 1152.4391 | 3493059.632 | 302.203 | 915018.0235 | 285.0606 | 862016.5933 | 0 | 0
| 299 | 2033Any | AnyMontana West | Montana West | 2033 | 5317656.7287 | Any | NA | 647.0834 | NA | 0.033423 | 0.033423 | PTHP Standard Size - 12,000 Btu/h | 1750.6571 | 5317656.7287 | 0 | 0 | 399.3498 | 1219961.3457 | 361.9885 | 1102296.8273 | 348.3673 | 1055906.46 | 329.8306 | 998669.4729 | 311.121 | 940822.6228 | 0 | 0 | 299 | 2033Any | AnyMontana West | Montana West | 2033 | 5303323.9917 | Any | NA | 647.0834 | NA | 0.033423 | 0.033423 | PTHP Standard Size - 12,000 Btu/h | 1750.6571 | 5303323.9917 | 0 | 0 | 0 | 0 | 0 | 0 | 1168.6783 | 3542280.6839 | 299.4835 | 906783.8925 | 282.4953 | 854259.4154 | 0 | 0
| 300 | 2034Any | AnyMontana West | Montana West | 2034 | 5355321.0936 | Any | NA | 654.3371 | NA | 0.033267 | 0.033267 | PTHP Standard Size - 12,000 Btu/h | 1763.0568 | 5355321.0936 | 0 | 0 | 402.1783 | 1228602.1948 | 364.5524 | 1110104.2718 | 350.8348 | 1063385.3268 | 332.1667 | 1005742.9365 | 313.3246 | 947486.3637 | 0 | 0 | 300 | 2034Any | AnyMontana West | Montana West | 2034 | 5340929.2092 | Any | NA | 654.3371 | NA | 0.033267 | 0.033267 | PTHP Standard Size - 12,000 Btu/h | 1763.0568 | 5340929.2092 | 0 | 0 | 0 | 0 | 0 | 0 | 1185.3344 | 3592765.618 | 297.2932 | 900151.9604 | 280.4293 | 848011.6308 | 0 | 0
| 301 | 2005Any | AnyMontana West | Montana West | 2005 | 3267353.3573 | Any | NA | 427.2424 | NA | 0.034767 | 0.034767 | PTAC Non-Standard Size - 11,000 Btu/h | 2774.3653 | 3267353.3573 | 0 | 0 | 760.7976 | 901645.2927 | 705.7636 | 836422.6811 | 672.8719 | 788978.0725 | 634.9321 | 740307.3109 | 0 | 0 | 0 | 0 | 301 | 2005Any | AnyMontana West | Montana West | 2005 | 3267353.3573 | Any | NA | 427.2424 | NA | 0.034767 | 0.034767 | PTAC Non-Standard Size - 11,000 Btu/h | 2774.3653 | 3267353.3573 | 0 | 0 | 760.7976 | 901645.2927 | 705.7636 | 836422.6811 | 672.8719 | 788978.0725 | 634.9321 | 740307.3109 | 0 | 0 | 0 | 0
| 302 | 2006Any | AnyMontana West | Montana West | 2006 | 3368585.0454 | Any | NA | 437.0258 | NA | 0.034893 | 0.034893 | PTAC Non-Standard Size - 11,000 Btu/h | 2860.3228 | 3368585.0454 | 0 | 0 | 784.3693 | 929580.7699 | 727.6301 | 862337.3805 | 693.7193 | 813422.8061 | 654.6041 | 763244.0889 | 0 | 0 | 0 | 0 | 302 | 2006Any | AnyMontana West | Montana West | 2006 | 3368585.0454 | Any | NA | 437.0258 | NA | 0.034893 | 0.034893 | PTAC Non-Standard Size - 11,000 Btu/h | 2860.3228 | 3368585.0454 | 0 | 0 | 784.3693 | 929580.7699 | 727.6301 | 862337.3805 | 693.7193 | 813422.8061 | 654.6041 | 763244.0889 | 0 | 0 | 0 | 0
| 303 | 2007Any | AnyMontana West | Montana West | 2007 | 3420520.2967 | Any | NA | 444.1987 | NA | 0.03481 | 0.03481 | PTAC Non-Standard Size - 11,000 Btu/h | 2904.4219 | 3420520.2967 | 0 | 0 | 796.4623 | 943912.6066 | 738.8484 | 875632.4905 | 704.4148 | 825963.7742 | 664.6965 | 775011.4254 | 0 | 0 | 0 | 0 | 303 | 2007Any | AnyMontana West | Montana West | 2007 | 3420520.2967 | Any | NA | 444.1987 | NA | 0.03481 | 0.03481 | PTAC Non-Standard Size - 11,000 Btu/h | 2904.4219 | 3420520.2967 | 0 | 0 | 796.4623 | 943912.6066 | 738.8484 | 875632.4905 | 704.4148 | 825963.7742 | 664.6965 | 775011.4254 | 0 | 0 | 0 | 0
| 304 | 2008Any | AnyMontana West | Montana West | 2008 | 3486415.2316 | Any | NA | 452.0369 | NA | 0.034782 | 0.034782 | PTAC Non-Standard Size - 11,000 Btu/h | 2960.3744 | 3486415.2316 | 0 | 0 | 811.8058 | 962096.6998 | 753.082 | 892501.1949 | 717.985 | 841875.631 | 677.5016 | 789941.7059 | 0 | 0 | 0 | 0 | 304 | 2008Any | AnyMontana West | Montana West | 2008 | 3486415.2316 | Any | NA | 452.0369 | NA | 0.034782 | 0.034782 | PTAC Non-Standard Size - 11,000 Btu/h | 2960.3744 | 3486415.2316 | 0 | 0 | 811.8058 | 962096.6998 | 753.082 | 892501.1949 | 717.985 | 841875.631 | 677.5016 | 789941.7059 | 0 | 0 | 0 | 0
| 305 | 2009Any | AnyMontana West | Montana West | 2009 | 3568177.0762 | Any | NA | 460.6184 | NA | 0.034811 | 0.034811 | PTAC Non-Standard Size - 11,000 Btu/h | 3029.7998 | 3568177.0762 | 0 | 0 | 830.8439 | 984659.3596 | 770.7429 | 913431.7322 | 734.8229 | 861618.9203 | 693.39 | 808467.0641 | 0 | 0 | 0 | 0 | 305 | 2009Any | AnyMontana West | Montana West | 2009 | 3568177.0762 | Any | NA | 460.6184 | NA | 0.034811 | 0.034811 | PTAC Non-Standard Size - 11,000 Btu/h | 3029.7998 | 3568177.0762 | 0 | 0 | 830.8439 | 984659.3596 | 770.7429 | 913431.7322 | 734.8229 | 861618.9203 | 693.39 | 808467.0641 | 0 | 0 | 0 | 0
| 306 | 2010Any | AnyMontana West | Montana West | 2010 | 3701811.2514 | Any | NA | 472.3541 | NA | 0.035075 | 0.035075 | PTAC Non-Standard Size - 11,000 Btu/h | 3143.2708 | 3701811.2514 | 0 | 0 | 861.9604 | 1021536.4928 | 799.6085 | 947641.2721 | 762.3432 | 893887.9841 | 719.3587 | 838745.5023 | 0 | 0 | 0 | 0 | 306 | 2010Any | AnyMontana West | Montana West | 2010 | 3701811.2514 | Any | NA | 472.3541 | NA | 0.035075 | 0.035075 | PTAC Non-Standard Size - 11,000 Btu/h | 3143.2708 | 3701811.2514 | 0 | 0 | 861.9604 | 1021536.4928 | 799.6085 | 947641.2721 | 762.3432 | 893887.9841 | 719.3587 | 838745.5023 | 0 | 0 | 0 | 0
| 307 | 2011Any | AnyMontana West | Montana West | 2011 | 3823547.9955 | Any | NA | 483.1114 | NA | 0.035259 | 0.035259 | PTAC Non-Standard Size - 11,000 Btu/h | 3246.6396 | 3823547.9955 | 0 | 0 | 890.3066 | 1055130.4603 | 825.9042 | 978805.1417 | 787.4134 | 923284.1379 | 743.0153 | 866328.2557 | 0 | 0 | 0 | 0 | 307 | 2011Any | AnyMontana West | Montana West | 2011 | 3823547.9955 | Any | NA | 483.1114 | NA | 0.035259 | 0.035259 | PTAC Non-Standard Size - 11,000 Btu/h | 3246.6396 | 3823547.9955 | 0 | 0 | 890.3066 | 1055130.4603 | 825.9042 | 978805.1417 | 787.4134 | 923284.1379 | 743.0153 | 866328.2557 | 0 | 0 | 0 | 0
| 308 | 2012Any | AnyMontana West | Montana West | 2012 | 3931197.8825 | Any | NA | 492.981 | NA | 0.035374 | 0.035374 | PTAC Non-Standard Size - 11,000 Btu/h | 3338.0469 | 3931197.8825 | 0 | 0 | 915.3727 | 1084837.077 | 849.1571 | 1006362.8611 | 809.5826 | 949278.6941 | 763.9345 | 890719.2503 | 0 | 0 | 0 | 0 | 308 | 2012Any | AnyMontana West | Montana West | 2012 | 3931197.8825 | Any | NA | 492.981 | NA | 0.035374 | 0.035374 | PTAC Non-Standard Size - 11,000 Btu/h | 3338.0469 | 3931197.8825 | 0 | 0 | 915.3727 | 1084837.077 | 849.1571 | 1006362.8611 | 809.5826 | 949278.6941 | 763.9345 | 890719.2503 | 0 | 0 | 0 | 0
| 309 | 2013Any | AnyMontana West | Montana West | 2013 | 4028993.2208 | Any | NA | 502.559 | NA | 0.035443 | 0.035443 | PTAC Non-Standard Size - 11,000 Btu/h | 3421.0866 | 4028993.2208 | 0 | 0 | 938.1442 | 1111824.2733 | 870.2813 | 1031397.8757 | 829.7224 | 972893.6414 | 782.9387 | 912877.4304 | 0 | 0 | 0 | 0 | 309 | 2013Any | AnyMontana West | Montana West | 2013 | 4028993.2208 | Any | NA | 502.559 | NA | 0.035443 | 0.035443 | PTAC Non-Standard Size - 11,000 Btu/h | 3421.0866 | 4028993.2208 | 0 | 0 | 938.1442 | 1111824.2733 | 870.2813 | 1031397.8757 | 829.7224 | 972893.6414 | 782.9387 | 912877.4304 | 0 | 0 | 0 | 0
| 310 | 2014Any | AnyMontana West | Montana West | 2014 | 4097748.7345 | Any | NA | 511.9622 | NA | 0.035526 | 0.035526 | PTAC Non-Standard Size - 11,000 Btu/h | 3479.4681 | 4097748.7345 | 0 | 0 | 954.1538 | 1130797.7599 | 885.1329 | 1048998.8711 | 843.8818 | 989496.2512 | 796.2997 | 928455.8524 | 0 | 0 | 0 | 0 | 310 | 2014Any | AnyMontana West | Montana West | 2014 | 4097748.7345 | Any | NA | 511.9622 | NA | 0.035526 | 0.035526 | PTAC Non-Standard Size - 11,000 Btu/h | 3479.4681 | 4097748.7345 | 0 | 0 | 954.1538 | 1130797.7599 | 885.1329 | 1048998.8711 | 843.8818 | 989496.2512 | 796.2997 | 928455.8524 | 0 | 0 | 0 | 0
| 311 | 2015Any | AnyMontana West | Montana West | 2015 | 4106400.9112 | Any | NA | 517.8556 | NA | 0.035361 | 0.035361 | PTAC Non-Standard Size - 11,000 Btu/h | 3486.8148 | 4106400.9112 | 0 | 0 | 956.1684 | 1133185.3787 | 887.0018 | 1051213.7759 | 845.6636 | 991585.5194 | 797.981 | 930416.2371 | 0 | 0 | 0 | 0 | 311 | 2015Any | AnyMontana West | Montana West | 2015 | 4106400.9112 | Any | NA | 517.8556 | NA | 0.035361 | 0.035361 | PTAC Non-Standard Size - 11,000 Btu/h | 3486.8148 | 4106400.9112 | 0 | 0 | 956.1684 | 1133185.3787 | 887.0018 | 1051213.7759 | 845.6636 | 991585.5194 | 797.981 | 930416.2371 | 0 | 0 | 0 | 0
| 312 | 2016Any | AnyMontana West | Montana West | 2016 | 4139525.6614 | Any | NA | 525.2609 | NA | 0.035299 | 0.035299 | PTAC Non-Standard Size - 11,000 Btu/h | 3514.9416 | 4139525.6614 | 0 | 0 | 963.8815 | 1142326.3475 | 894.1569 | 1059693.5114 | 852.4852 | 999584.2569 | 804.418 | 937921.5455 | 0 | 0 | 0 | 0 | 312 | 2016Any | AnyMontana West | Montana West | 2016 | 4139525.6614 | Any | NA | 525.2609 | NA | 0.035299 | 0.035299 | PTAC Non-Standard Size - 11,000 Btu/h | 3514.9416 | 4139525.6614 | 0 | 0 | 963.8815 | 1142326.3475 | 894.1569 | 1059693.5114 | 852.4852 | 999584.2569 | 804.418 | 937921.5455 | 0 | 0 | 0 | 0
| 313 | 2017Any | AnyMontana West | Montana West | 2017 | 4194177.0489 | Any | NA | 533.9435 | NA | 0.035323 | 0.035323 | PTAC Non-Standard Size - 11,000 Btu/h | 3561.347 | 4194177.0489 | 0 | 0 | 976.607 | 1157407.7179 | 905.9618 | 1073683.9358 | 863.74 | 1012781.099 | 815.0382 | 950304.2961 | 0 | 0 | 0 | 0 | 313 | 2017Any | AnyMontana West | Montana West | 2017 | 4194177.0489 | Any | NA | 533.9435 | NA | 0.035323 | 0.035323 | PTAC Non-Standard Size - 11,000 Btu/h | 3561.347 | 4194177.0489 | 0 | 0 | 976.607 | 1157407.7179 | 905.9618 | 1073683.9358 | 863.74 | 1012781.099 | 815.0382 | 950304.2961 | 0 | 0 | 0 | 0
| 314 | 2018Any | AnyMontana West | Montana West | 2018 | 4253915.689 | Any | NA | 542.8433 | NA | 0.035361 | 0.035361 | PTAC Non-Standard Size - 11,000 Btu/h | 3612.0721 | 4253915.689 | 0 | 0 | 990.517 | 1173892.9455 | 918.8657 | 1088976.6661 | 876.0425 | 1027206.3759 | 826.647 | 963839.7015 | 0 | 0 | 0 | 0 | 314 | 2018Any | AnyMontana West | Montana West | 2018 | 4253915.689 | Any | NA | 542.8433 | NA | 0.035361 | 0.035361 | PTAC Non-Standard Size - 11,000 Btu/h | 3612.0721 | 4253915.689 | 0 | 0 | 990.517 | 1173892.9455 | 918.8657 | 1088976.6661 | 876.0425 | 1027206.3759 | 826.647 | 963839.7015 | 0 | 0 | 0 | 0
| 315 | 2019Any | AnyMontana West | Montana West | 2019 | 4298097.9609 | Any | NA | 550.6164 | NA | 0.035323 | 0.035323 | PTAC Non-Standard Size - 11,000 Btu/h | 3649.588 | 4298097.9609 | 0 | 0 | 1000.8048 | 1186085.3022 | 928.4092 | 1100287.0602 | 885.1413 | 1037875.2078 | 835.2328 | 973850.3906 | 0 | 0 | 0 | 0 | 315 | 2019Any | AnyMontana West | Montana West | 2019 | 4298097.9609 | Any | NA | 550.6164 | NA | 0.035323 | 0.035323 | PTAC Non-Standard Size - 11,000 Btu/h | 3649.588 | 4298097.9609 | 0 | 0 | 1000.8048 | 1186085.3022 | 928.4092 | 1100287.0602 | 885.1413 | 1037875.2078 | 835.2328 | 973850.3906 | 0 | 0 | 0 | 0
| 316 | 2020Any | AnyMontana West | Montana West | 2020 | 4337902.4816 | Any | NA | 557.9763 | NA | 0.035257 | 0.035257 | PTAC Non-Standard Size - 11,000 Btu/h | 3683.3867 | 4337902.4816 | 0 | 0 | 1010.0732 | 1197069.5928 | 937.0072 | 1110476.7766 | 893.3385 | 1047486.9304 | 842.9678 | 982869.1818 | 0 | 0 | 0 | 0 | 316 | 2020Any | AnyMontana West | Montana West | 2020 | 4337902.4816 | Any | NA | 557.9763 | NA | 0.035257 | 0.035257 | PTAC Non-Standard Size - 11,000 Btu/h | 3683.3867 | 4337902.4816 | 0 | 0 | 1010.0732 | 1197069.5928 | 937.0072 | 1110476.7766 | 893.3385 | 1047486.9304 | 842.9678 | 982869.1818 | 0 | 0 | 0 | 0
| 317 | 2021Any | AnyMontana West | Montana West | 2021 | 4369093.9289 | Any | NA | 564.6775 | NA | 0.035147 | 0.035147 | PTAC Non-Standard Size - 11,000 Btu/h | 3709.8719 | 4369093.9289 | 0 | 0 | 1017.3361 | 1205677.0553 | 943.7447 | 1118461.5983 | 899.762 | 1055018.8271 | 849.0291 | 989936.4482 | 0 | 0 | 0 | 0 | 317 | 2021Any | AnyMontana West | Montana West | 2021 | 4369093.9289 | Any | NA | 564.6775 | NA | 0.035147 | 0.035147 | PTAC Non-Standard Size - 11,000 Btu/h | 3709.8719 | 4369093.9289 | 0 | 0 | 1017.3361 | 1205677.0553 | 943.7447 | 1118461.5983 | 899.762 | 1055018.8271 | 849.0291 | 989936.4482 | 0 | 0 | 0 | 0
| 318 | 2022Any | AnyMontana West | Montana West | 2022 | 4405870.7606 | Any | NA | 571.6802 | NA | 0.035049 | 0.035049 | PTAC Non-Standard Size - 11,000 Btu/h | 3741.0997 | 4405870.7606 | 0 | 0 | 1025.8995 | 1215825.8374 | 951.6887 | 1127876.2446 | 907.3358 | 1063899.4441 | 856.1758 | 998269.2345 | 0 | 0 | 0 | 0 | 318 | 2022Any | AnyMontana West | Montana West | 2022 | 4405870.7606 | Any | NA | 571.6802 | NA | 0.035049 | 0.035049 | PTAC Non-Standard Size - 11,000 Btu/h | 3741.0997 | 4405870.7606 | 0 | 0 | 1025.8995 | 1215825.8374 | 951.6887 | 1127876.2446 | 907.3358 | 1063899.4441 | 856.1758 | 998269.2345 | 0 | 0 | 0 | 0
| 319 | 2023Any | AnyMontana West | Montana West | 2023 | 4456002.3357 | Any | NA | 579.5411 | NA | 0.034993 | 0.034993 | PTAC Non-Standard Size - 11,000 Btu/h | 3783.6673 | 4456002.3357 | 0 | 0 | 1037.5725 | 1229659.9391 | 962.5173 | 1140709.6243 | 917.6598 | 1076004.8729 | 865.9177 | 1009627.8993 | 0 | 0 | 0 | 0 | 319 | 2023Any | AnyMontana West | Montana West | 2023 | 4456002.3357 | Any | NA | 579.5411 | NA | 0.034993 | 0.034993 | PTAC Non-Standard Size - 11,000 Btu/h | 3783.6673 | 4456002.3357 | 0 | 0 | 1037.5725 | 1229659.9391 | 962.5173 | 1140709.6243 | 917.6598 | 1076004.8729 | 865.9177 | 1009627.8993 | 0 | 0 | 0 | 0
| 320 | 2024Any | AnyMontana West | Montana West | 2024 | 4492880.4351 | Any | NA | 586.5037 | NA | 0.034875 | 0.034875 | PTAC Non-Standard Size - 11,000 Btu/h | 3814.9811 | 4492880.4351 | 0 | 0 | 1046.1595 | 1239836.6666 | 970.4832 | 1150150.1946 | 925.2544 | 1084909.9434 | 873.0841 | 1017983.6306 | 0 | 0 | 0 | 0 | 320 | 2024Any | AnyMontana West | Montana West | 2024 | 4492880.4351 | Any | NA | 586.5037 | NA | 0.034875 | 0.034875 | PTAC Non-Standard Size - 11,000 Btu/h | 3814.9811 | 4492880.4351 | 0 | 0 | 1046.1595 | 1239836.6666 | 970.4832 | 1150150.1946 | 925.2544 | 1084909.9434 | 873.0841 | 1017983.6306 | 0 | 0 | 0 | 0
| 321 | 2025Any | AnyMontana West | Montana West | 2025 | 4543295.4525 | Any | NA | 594.3064 | NA | 0.0348 | 0.0348 | PTAC Non-Standard Size - 11,000 Btu/h | 3857.7894 | 4543295.4525 | 0 | 0 | 1057.8986 | 1253748.9859 | 981.373 | 1163056.1338 | 935.6367 | 1097083.8159 | 882.881 | 1029406.5169 | 0 | 0 | 0 | 0 | 321 | 2025Any | AnyMontana West | Montana West | 2025 | 4543295.4525 | Any | NA | 594.3064 | NA | 0.0348 | 0.0348 | PTAC Non-Standard Size - 11,000 Btu/h | 3857.7894 | 4543295.4525 | 0 | 0 | 1057.8986 | 1253748.9859 | 981.373 | 1163056.1338 | 935.6367 | 1097083.8159 | 882.881 | 1029406.5169 | 0 | 0 | 0 | 0
| 322 | 2026Any | AnyMontana West | Montana West | 2026 | 4578579.0066 | Any | NA | 601.1048 | NA | 0.034659 | 0.034659 | PTAC Non-Standard Size - 11,000 Btu/h | 3887.7492 | 4578579.0066 | 0 | 0 | 1066.1143 | 1263485.6893 | 988.9944 | 1172088.5101 | 942.903 | 1105603.8465 | 889.7375 | 1037400.9608 | 0 | 0 | 0 | 0 | 322 | 2026Any | AnyMontana West | Montana West | 2026 | 4578579.0066 | Any | NA | 601.1048 | NA | 0.034659 | 0.034659 | PTAC Non-Standard Size - 11,000 Btu/h | 3887.7492 | 4578579.0066 | 0 | 0 | 1066.1143 | 1263485.6893 | 988.9944 | 1172088.5101 | 942.903 | 1105603.8465 | 889.7375 | 1037400.9608 | 0 | 0 | 0 | 0
| 323 | 2027Any | AnyMontana West | Montana West | 2027 | 4608637.4847 | Any | NA | 607.5911 | NA | 0.034494 | 0.034494 | PTAC Non-Standard Size - 11,000 Btu/h | 3913.2724 | 4608637.4847 | 0 | 0 | 1073.1134 | 1271780.5023 | 995.4872 | 1179783.2985 | 949.0931 | 1112862.1615 | 895.5787 | 1044211.5223 | 0 | 0 | 0 | 0 | 323 | 2027Any | AnyMontana West | Montana West | 2027 | 4608637.4847 | Any | NA | 607.5911 | NA | 0.034494 | 0.034494 | PTAC Non-Standard Size - 11,000 Btu/h | 3913.2724 | 4608637.4847 | 0 | 0 | 1073.1134 | 1271780.5023 | 995.4872 | 1179783.2985 | 949.0931 | 1112862.1615 | 895.5787 | 1044211.5223 | 0 | 0 | 0 | 0
| 324 | 2028Any | AnyMontana West | Montana West | 2028 | 4638164.9813 | Any | NA | 614.1126 | NA | 0.034326 | 0.034326 | PTAC Non-Standard Size - 11,000 Btu/h | 3938.3447 | 4638164.9813 | 0 | 0 | 1079.9888 | 1279928.7879 | 1001.8653 | 1187342.1589 | 955.174 | 1119992.2588 | 901.3167 | 1050901.7756 | 0 | 0 | 0 | 0 | 324 | 2028Any | AnyMontana West | Montana West | 2028 | 4638164.9813 | Any | NA | 614.1126 | NA | 0.034326 | 0.034326 | PTAC Non-Standard Size - 11,000 Btu/h | 3938.3447 | 4638164.9813 | 0 | 0 | 1079.9888 | 1279928.7879 | 1001.8653 | 1187342.1589 | 955.174 | 1119992.2588 | 901.3167 | 1050901.7756 | 0 | 0 | 0 | 0
| 325 | 2029Any | AnyMontana West | Montana West | 2029 | 4667664.3207 | Any | NA | 620.7361 | NA | 0.034157 | 0.034157 | PTAC Non-Standard Size - 11,000 Btu/h | 3963.3931 | 4667664.3207 | 0 | 0 | 1086.8577 | 1288069.3034 | 1008.2373 | 1194893.8112 | 961.249 | 1127115.5569 | 907.0492 | 1057585.6492 | 0 | 0 | 0 | 0 | 325 | 2029Any | AnyMontana West | Montana West | 2029 | 4667664.3207 | Any | NA | 620.7361 | NA | 0.034157 | 0.034157 | PTAC Non-Standard Size - 11,000 Btu/h | 3963.3931 | 4667664.3207 | 0 | 0 | 1086.8577 | 1288069.3034 | 1008.2373 | 1194893.8112 | 961.249 | 1127115.5569 | 907.0492 | 1057585.6492 | 0 | 0 | 0 | 0
| 326 | 2030Any | AnyMontana West | Montana West | 2030 | 4694396.3108 | Any | NA | 627.3222 | NA | 0.033981 | 0.033981 | PTAC Non-Standard Size - 11,000 Btu/h | 3986.0917 | 4694396.3108 | 0 | 0 | 1093.0822 | 1295446.1526 | 1014.0115 | 1201737.0389 | 966.7541 | 1133570.6145 | 912.2439 | 1063642.5048 | 0 | 0 | 0 | 0 | 326 | 2030Any | AnyMontana West | Montana West | 2030 | 4694396.3108 | Any | NA | 627.3222 | NA | 0.033981 | 0.033981 | PTAC Non-Standard Size - 11,000 Btu/h | 3986.0917 | 4694396.3108 | 0 | 0 | 1093.0822 | 1295446.1526 | 1014.0115 | 1201737.0389 | 966.7541 | 1133570.6145 | 912.2439 | 1063642.5048 | 0 | 0 | 0 | 0
| 327 | 2031Any | AnyMontana West | Montana West | 2031 | 4712283.8357 | Any | NA | 633.4744 | NA | 0.033776 | 0.033776 | PTAC Non-Standard Size - 11,000 Btu/h | 4001.2803 | 4712283.8357 | 0 | 0 | 1097.2472 | 1300382.3198 | 1017.8753 | 1206316.137 | 970.4378 | 1137889.9713 | 915.7199 | 1067695.4076 | 0 | 0 | 0 | 0 | 327 | 2031Any | AnyMontana West | Montana West | 2031 | 4712283.8357 | Any | NA | 633.4744 | NA | 0.033776 | 0.033776 | PTAC Non-Standard Size - 11,000 Btu/h | 4001.2803 | 4712283.8357 | 0 | 0 | 1097.2472 | 1300382.3198 | 1017.8753 | 1206316.137 | 970.4378 | 1137889.9713 | 915.7199 | 1067695.4076 | 0 | 0 | 0 | 0
| 328 | 2032Any | AnyMontana West | Montana West | 2032 | 4736422.3862 | Any | NA | 640.0856 | NA | 0.033591 | 0.033591 | PTAC Non-Standard Size - 11,000 Btu/h | 4021.7767 | 4736422.3862 | 0 | 0 | 1102.8679 | 1307043.4942 | 1023.0893 | 1212495.4598 | 975.4089 | 1143718.7829 | 920.4106 | 1073164.6493 | 0 | 0 | 0 | 0 | 328 | 2032Any | AnyMontana West | Montana West | 2032 | 4736422.3862 | Any | NA | 640.0856 | NA | 0.033591 | 0.033591 | PTAC Non-Standard Size - 11,000 Btu/h | 4021.7767 | 4736422.3862 | 0 | 0 | 1102.8679 | 1307043.4942 | 1023.0893 | 1212495.4598 | 975.4089 | 1143718.7829 | 920.4106 | 1073164.6493 | 0 | 0 | 0 | 0
| 329 | 2033Any | AnyMontana West | Montana West | 2033 | 4766246.3213 | Any | NA | 647.0834 | NA | 0.033423 | 0.033423 | PTAC Non-Standard Size - 11,000 Btu/h | 4047.1008 | 4766246.3213 | 0 | 0 | 1109.8123 | 1315273.5837 | 1029.5315 | 1220130.2066 | 981.5508 | 1150920.4621 | 926.2062 | 1079922.0688 | 0 | 0 | 0 | 0 | 329 | 2033Any | AnyMontana West | Montana West | 2033 | 4766246.3213 | Any | NA | 647.0834 | NA | 0.033423 | 0.033423 | PTAC Non-Standard Size - 11,000 Btu/h | 4047.1008 | 4766246.3213 | 0 | 0 | 1109.8123 | 1315273.5837 | 1029.5315 | 1220130.2066 | 981.5508 | 1150920.4621 | 926.2062 | 1079922.0688 | 0 | 0 | 0 | 0
| 330 | 2034Any | AnyMontana West | Montana West | 2034 | 4800005.1082 | Any | NA | 654.3371 | NA | 0.033267 | 0.033267 | PTAC Non-Standard Size - 11,000 Btu/h | 4075.7659 | 4800005.1082 | 0 | 0 | 1117.673 | 1324589.5187 | 1036.8235 | 1228772.2517 | 988.503 | 1159072.3024 | 932.7664 | 1087571.0354 | 0 | 0 | 0 | 0 | 330 | 2034Any | AnyMontana West | Montana West | 2034 | 4800005.1082 | Any | NA | 654.3371 | NA | 0.033267 | 0.033267 | PTAC Non-Standard Size - 11,000 Btu/h | 4075.7659 | 4800005.1082 | 0 | 0 | 1117.673 | 1324589.5187 | 1036.8235 | 1228772.2517 | 988.503 | 1159072.3024 | 932.7664 | 1087571.0354 | 0 | 0 | 0 | 0
| 331 | 2005Any | AnyMontana West | Montana West | 2005 | 6447091.6109 | Any | NA | 427.2424 | NA | 0.034767 | 0.034767 | PTHP Non-Standard Size - 11,000 Btu/h | 2088.9338 | 6447091.6109 | 0 | 0 | 572.8359 | 1783358.0982 | 531.3985 | 1640980.5456 | 506.633 | 1561974.0345 | 478.0666 | 1460778.9326 | 0 | 0 | 0 | 0 | 331 | 2005Any | AnyMontana West | Montana West | 2005 | 6447091.6109 | Any | NA | 427.2424 | NA | 0.034767 | 0.034767 | PTHP Non-Standard Size - 11,000 Btu/h | 2088.9338 | 6447091.6109 | 0 | 0 | 572.8359 | 1783358.0982 | 531.3985 | 1640980.5456 | 506.633 | 1561974.0345 | 478.0666 | 1460778.9326 | 0 | 0 | 0 | 0
| 332 | 2006Any | AnyMontana West | Montana West | 2006 | 6646840.4276 | Any | NA | 437.0258 | NA | 0.034893 | 0.034893 | PTHP Non-Standard Size - 11,000 Btu/h | 2153.6548 | 6646840.4276 | 0 | 0 | 590.5839 | 1838611.4887 | 547.8627 | 1691822.6837 | 522.3299 | 1610368.3314 | 492.8784 | 1506037.9239 | 0 | 0 | 0 | 0 | 332 | 2006Any | AnyMontana West | Montana West | 2006 | 6646840.4276 | Any | NA | 437.0258 | NA | 0.034893 | 0.034893 | PTHP Non-Standard Size - 11,000 Btu/h | 2153.6548 | 6646840.4276 | 0 | 0 | 590.5839 | 1838611.4887 | 547.8627 | 1691822.6837 | 522.3299 | 1610368.3314 | 492.8784 | 1506037.9239 | 0 | 0 | 0 | 0
| 333 | 2007Any | AnyMontana West | Montana West | 2007 | 6749318.2703 | Any | NA | 444.1987 | NA | 0.03481 | 0.03481 | PTHP Non-Standard Size - 11,000 Btu/h | 2186.8589 | 6749318.2703 | 0 | 0 | 599.6893 | 1866958.3312 | 556.3093 | 1717906.4058 | 530.3829 | 1635196.2288 | 500.4773 | 1529257.3045 | 0 | 0 | 0 | 0 | 333 | 2007Any | AnyMontana West | Montana West | 2007 | 6749318.2703 | Any | NA | 444.1987 | NA | 0.03481 | 0.03481 | PTHP Non-Standard Size - 11,000 Btu/h | 2186.8589 | 6749318.2703 | 0 | 0 | 599.6893 | 1866958.3312 | 556.3093 | 1717906.4058 | 530.3829 | 1635196.2288 | 500.4773 | 1529257.3045 | 0 | 0 | 0 | 0
| 334 | 2008Any | AnyMontana West | Montana West | 2008 | 6879341.1468 | Any | NA | 452.0369 | NA | 0.034782 | 0.034782 | PTHP Non-Standard Size - 11,000 Btu/h | 2228.9878 | 6879341.1468 | 0 | 0 | 611.242 | 1902924.5255 | 567.0264 | 1751001.1753 | 540.6005 | 1666697.6203 | 510.1188 | 1558717.8256 | 0 | 0 | 0 | 0 | 334 | 2008Any | AnyMontana West | Montana West | 2008 | 6879341.1468 | Any | NA | 452.0369 | NA | 0.034782 | 0.034782 | PTHP Non-Standard Size - 11,000 Btu/h | 2228.9878 | 6879341.1468 | 0 | 0 | 611.242 | 1902924.5255 | 567.0264 | 1751001.1753 | 540.6005 | 1666697.6203 | 510.1188 | 1558717.8256 | 0 | 0 | 0 | 0
| 335 | 2009Any | AnyMontana West | Montana West | 2009 | 7040672.3665 | Any | NA | 460.6184 | NA | 0.034811 | 0.034811 | PTHP Non-Standard Size - 11,000 Btu/h | 2281.261 | 7040672.3665 | 0 | 0 | 625.5766 | 1947551.057 | 580.3241 | 1792064.8687 | 553.2784 | 1705784.2645 | 522.0819 | 1595272.1762 | 0 | 0 | 0 | 0 | 335 | 2009Any | AnyMontana West | Montana West | 2009 | 7040672.3665 | Any | NA | 460.6184 | NA | 0.034811 | 0.034811 | PTHP Non-Standard Size - 11,000 Btu/h | 2281.261 | 7040672.3665 | 0 | 0 | 625.5766 | 1947551.057 | 580.3241 | 1792064.8687 | 553.2784 | 1705784.2645 | 522.0819 | 1595272.1762 | 0 | 0 | 0 | 0
| 336 | 2010Any | AnyMontana West | Montana West | 2010 | 7304357.2745 | Any | NA | 472.3541 | NA | 0.035075 | 0.035075 | PTHP Non-Standard Size - 11,000 Btu/h | 2366.698 | 7304357.2745 | 0 | 0 | 649.0055 | 2020490.0883 | 602.0582 | 1859180.6831 | 573.9996 | 1769668.7267 | 541.6348 | 1655017.7765 | 0 | 0 | 0 | 0 | 336 | 2010Any | AnyMontana West | Montana West | 2010 | 7304357.2745 | Any | NA | 472.3541 | NA | 0.035075 | 0.035075 | PTHP Non-Standard Size - 11,000 Btu/h | 2366.698 | 7304357.2745 | 0 | 0 | 649.0055 | 2020490.0883 | 602.0582 | 1859180.6831 | 573.9996 | 1769668.7267 | 541.6348 | 1655017.7765 | 0 | 0 | 0 | 0
| 337 | 2011Any | AnyMontana West | Montana West | 2011 | 7544566.354 | Any | NA | 483.1114 | NA | 0.035259 | 0.035259 | PTHP Non-Standard Size - 11,000 Btu/h | 2444.5286 | 7544566.354 | 0 | 0 | 670.3485 | 2086935.3682 | 621.8573 | 1920321.1865 | 592.876 | 1827865.5645 | 559.4468 | 1709444.2348 | 0 | 0 | 0 | 0 | 337 | 2011Any | AnyMontana West | Montana West | 2011 | 7544566.354 | Any | NA | 483.1114 | NA | 0.035259 | 0.035259 | PTHP Non-Standard Size - 11,000 Btu/h | 2444.5286 | 7544566.354 | 0 | 0 | 670.3485 | 2086935.3682 | 621.8573 | 1920321.1865 | 592.876 | 1827865.5645 | 559.4468 | 1709444.2348 | 0 | 0 | 0 | 0
| 338 | 2012Any | AnyMontana West | Montana West | 2012 | 7756979.4624 | Any | NA | 492.981 | NA | 0.035374 | 0.035374 | PTHP Non-Standard Size - 11,000 Btu/h | 2513.353 | 7756979.4624 | 0 | 0 | 689.2218 | 2145691.8836 | 639.3653 | 1974386.7713 | 609.5681 | 1879328.1122 | 575.1977 | 1757572.6953 | 0 | 0 | 0 | 0 | 338 | 2012Any | AnyMontana West | Montana West | 2012 | 7756979.4624 | Any | NA | 492.981 | NA | 0.035374 | 0.035374 | PTHP Non-Standard Size - 11,000 Btu/h | 2513.353 | 7756979.4624 | 0 | 0 | 689.2218 | 2145691.8836 | 639.3653 | 1974386.7713 | 609.5681 | 1879328.1122 | 575.1977 | 1757572.6953 | 0 | 0 | 0 | 0
| 339 | 2013Any | AnyMontana West | Montana West | 2013 | 7949947.7264 | Any | NA | 502.559 | NA | 0.035443 | 0.035443 | PTHP Non-Standard Size - 11,000 Btu/h | 2575.877 | 7949947.7264 | 0 | 0 | 706.3674 | 2199069.6758 | 655.2707 | 2023503.053 | 624.7322 | 1926079.6455 | 589.5068 | 1801295.3522 | 0 | 0 | 0 | 0 | 339 | 2013Any | AnyMontana West | Montana West | 2013 | 7949947.7264 | Any | NA | 502.559 | NA | 0.035443 | 0.035443 | PTHP Non-Standard Size - 11,000 Btu/h | 2575.877 | 7949947.7264 | 0 | 0 | 706.3674 | 2199069.6758 | 655.2707 | 2023503.053 | 624.7322 | 1926079.6455 | 589.5068 | 1801295.3522 | 0 | 0 | 0 | 0
| 340 | 2014Any | AnyMontana West | Montana West | 2014 | 8085615.0532 | Any | NA | 511.9622 | NA | 0.035526 | 0.035526 | PTHP Non-Standard Size - 11,000 Btu/h | 2619.8348 | 8085615.0532 | 0 | 0 | 718.4217 | 2236597.2061 | 666.453 | 2058034.5064 | 635.3933 | 1958948.5505 | 599.5668 | 1832034.7902 | 0 | 0 | 0 | 0 | 340 | 2014Any | AnyMontana West | Montana West | 2014 | 8085615.0532 | Any | NA | 511.9622 | NA | 0.035526 | 0.035526 | PTHP Non-Standard Size - 11,000 Btu/h | 2619.8348 | 8085615.0532 | 0 | 0 | 718.4217 | 2236597.2061 | 666.453 | 2058034.5064 | 635.3933 | 1958948.5505 | 599.5668 | 1832034.7902 | 0 | 0 | 0 | 0
| 341 | 2015Any | AnyMontana West | Montana West | 2015 | 8102687.3957 | Any | NA | 517.8556 | NA | 0.035361 | 0.035361 | PTHP Non-Standard Size - 11,000 Btu/h | 2625.3664 | 8102687.3957 | 0 | 0 | 719.9386 | 2241319.6611 | 667.8602 | 2062379.9359 | 636.7349 | 1963084.7653 | 600.8328 | 1835903.0334 | 0 | 0 | 0 | 0 | 341 | 2015Any | AnyMontana West | Montana West | 2015 | 8102687.3957 | Any | NA | 517.8556 | NA | 0.035361 | 0.035361 | PTHP Non-Standard Size - 11,000 Btu/h | 2625.3664 | 8102687.3957 | 0 | 0 | 719.9386 | 2241319.6611 | 667.8602 | 2062379.9359 | 636.7349 | 1963084.7653 | 600.8328 | 1835903.0334 | 0 | 0 | 0 | 0
| 342 | 2016Any | AnyMontana West | Montana West | 2016 | 8168048.6456 | Any | NA | 525.2609 | NA | 0.035299 | 0.035299 | PTHP Non-Standard Size - 11,000 Btu/h | 2646.5443 | 8168048.6456 | 0 | 0 | 725.7461 | 2259399.5212 | 673.2475 | 2079016.3583 | 641.8712 | 1978920.2119 | 605.6794 | 1850712.5541 | 0 | 0 | 0 | 0 | 342 | 2016Any | AnyMontana West | Montana West | 2016 | 8168048.6456 | Any | NA | 525.2609 | NA | 0.035299 | 0.035299 | PTHP Non-Standard Size - 11,000 Btu/h | 2646.5443 | 8168048.6456 | 0 | 0 | 725.7461 | 2259399.5212 | 673.2475 | 2079016.3583 | 641.8712 | 1978920.2119 | 605.6794 | 1850712.5541 | 0 | 0 | 0 | 0
| 343 | 2017Any | AnyMontana West | Montana West | 2017 | 8275885.9264 | Any | NA | 533.9435 | NA | 0.035323 | 0.035323 | PTHP Non-Standard Size - 11,000 Btu/h | 2681.4848 | 8275885.9264 | 0 | 0 | 735.3276 | 2289228.8613 | 682.136 | 2106464.2202 | 650.3454 | 2005046.5714 | 613.6758 | 1875146.2736 | 0 | 0 | 0 | 0 | 343 | 2017Any | AnyMontana West | Montana West | 2017 | 8275885.9264 | Any | NA | 533.9435 | NA | 0.035323 | 0.035323 | PTHP Non-Standard Size - 11,000 Btu/h | 2681.4848 | 8275885.9264 | 0 | 0 | 735.3276 | 2289228.8613 | 682.136 | 2106464.2202 | 650.3454 | 2005046.5714 | 613.6758 | 1875146.2736 | 0 | 0 | 0 | 0
| 344 | 2018Any | AnyMontana West | Montana West | 2018 | 8393761.2964 | Any | NA | 542.8433 | NA | 0.035361 | 0.035361 | PTHP Non-Standard Size - 11,000 Btu/h | 2719.6778 | 8393761.2964 | 0 | 0 | 745.801 | 2321834.8809 | 691.8518 | 2136467.0805 | 659.6084 | 2033604.9165 | 622.4166 | 1901854.4185 | 0 | 0 | 0 | 0 | 344 | 2018Any | AnyMontana West | Montana West | 2018 | 8393761.2964 | Any | NA | 542.8433 | NA | 0.035361 | 0.035361 | PTHP Non-Standard Size - 11,000 Btu/h | 2719.6778 | 8393761.2964 | 0 | 0 | 745.801 | 2321834.8809 | 691.8518 | 2136467.0805 | 659.6084 | 2033604.9165 | 622.4166 | 1901854.4185 | 0 | 0 | 0 | 0
| 345 | 2019Any | AnyMontana West | Montana West | 2019 | 8480941.0788 | Any | NA | 550.6164 | NA | 0.035323 | 0.035323 | PTHP Non-Standard Size - 11,000 Btu/h | 2747.9251 | 8480941.0788 | 0 | 0 | 753.5471 | 2345950.0603 | 699.0375 | 2158656.9818 | 666.4593 | 2054726.4647 | 628.8811 | 1921607.5719 | 0 | 0 | 0 | 0 | 345 | 2019Any | AnyMontana West | Montana West | 2019 | 8480941.0788 | Any | NA | 550.6164 | NA | 0.035323 | 0.035323 | PTHP Non-Standard Size - 11,000 Btu/h | 2747.9251 | 8480941.0788 | 0 | 0 | 753.5471 | 2345950.0603 | 699.0375 | 2158656.9818 | 666.4593 | 2054726.4647 | 628.8811 | 1921607.5719 | 0 | 0 | 0 | 0
| 346 | 2020Any | AnyMontana West | Montana West | 2020 | 8559482.7494 | Any | NA | 557.9763 | NA | 0.035257 | 0.035257 | PTHP Non-Standard Size - 11,000 Btu/h | 2773.3735 | 8559482.7494 | 0 | 0 | 760.5257 | 2367675.814 | 705.5113 | 2178648.2215 | 672.6314 | 2073755.2078 | 634.7052 | 1939403.5061 | 0 | 0 | 0 | 0 | 346 | 2020Any | AnyMontana West | Montana West | 2020 | 8559482.7494 | Any | NA | 557.9763 | NA | 0.035257 | 0.035257 | PTHP Non-Standard Size - 11,000 Btu/h | 2773.3735 | 8559482.7494 | 0 | 0 | 760.5257 | 2367675.814 | 705.5113 | 2178648.2215 | 672.6314 | 2073755.2078 | 634.7052 | 1939403.5061 | 0 | 0 | 0 | 0
| 347 | 2021Any | AnyMontana West | Montana West | 2021 | 8621029.2356 | Any | NA | 564.6775 | NA | 0.035147 | 0.035147 | PTHP Non-Standard Size - 11,000 Btu/h | 2793.3153 | 8621029.2356 | 0 | 0 | 765.9942 | 2384700.4557 | 710.5842 | 2194313.6707 | 677.4679 | 2088666.4297 | 639.269 | 1953348.6794 | 0 | 0 | 0 | 0 | 347 | 2021Any | AnyMontana West | Montana West | 2021 | 8621029.2356 | Any | NA | 564.6775 | NA | 0.035147 | 0.035147 | PTHP Non-Standard Size - 11,000 Btu/h | 2793.3153 | 8621029.2356 | 0 | 0 | 765.9942 | 2384700.4557 | 710.5842 | 2194313.6707 | 677.4679 | 2088666.4297 | 639.269 | 1953348.6794 | 0 | 0 | 0 | 0
| 348 | 2022Any | AnyMontana West | Montana West | 2022 | 8693596.7166 | Any | NA | 571.6802 | NA | 0.035049 | 0.035049 | PTHP Non-Standard Size - 11,000 Btu/h | 2816.828 | 8693596.7166 | 0 | 0 | 772.442 | 2404773.6628 | 716.5656 | 2212784.2978 | 683.1705 | 2106247.7715 | 644.65 | 1969790.9846 | 0 | 0 | 0 | 0 | 348 | 2022Any | AnyMontana West | Montana West | 2022 | 8693596.7166 | Any | NA | 571.6802 | NA | 0.035049 | 0.035049 | PTHP Non-Standard Size - 11,000 Btu/h | 2816.828 | 8693596.7166 | 0 | 0 | 772.442 | 2404773.6628 | 716.5656 | 2212784.2978 | 683.1705 | 2106247.7715 | 644.65 | 1969790.9846 | 0 | 0 | 0 | 0
| 349 | 2023Any | AnyMontana West | Montana West | 2023 | 8792515.573 | Any | NA | 579.5411 | NA | 0.034993 | 0.034993 | PTHP Non-Standard Size - 11,000 Btu/h | 2848.8789 | 8792515.573 | 0 | 0 | 781.2311 | 2432136.0386 | 724.7189 | 2237962.1499 | 690.9438 | 2130213.4128 | 651.9851 | 1992203.9717 | 0 | 0 | 0 | 0 | 349 | 2023Any | AnyMontana West | Montana West | 2023 | 8792515.573 | Any | NA | 579.5411 | NA | 0.034993 | 0.034993 | PTHP Non-Standard Size - 11,000 Btu/h | 2848.8789 | 8792515.573 | 0 | 0 | 781.2311 | 2432136.0386 | 724.7189 | 2237962.1499 | 690.9438 | 2130213.4128 | 651.9851 | 1992203.9717 | 0 | 0 | 0 | 0
| 350 | 2024Any | AnyMontana West | Montana West | 2024 | 8865282.8741 | Any | NA | 586.5037 | NA | 0.034875 | 0.034875 | PTHP Non-Standard Size - 11,000 Btu/h | 2872.4564 | 8865282.8741 | 0 | 0 | 787.6966 | 2452264.5188 | 730.7167 | 2256483.6372 | 696.6621 | 2147843.1662 | 657.381 | 2008691.552 | 0 | 0 | 0 | 0 | 350 | 2024Any | AnyMontana West | Montana West | 2024 | 8865282.8741 | Any | NA | 586.5037 | NA | 0.034875 | 0.034875 | PTHP Non-Standard Size - 11,000 Btu/h | 2872.4564 | 8865282.8741 | 0 | 0 | 787.6966 | 2452264.5188 | 730.7167 | 2256483.6372 | 696.6621 | 2147843.1662 | 657.381 | 2008691.552 | 0 | 0 | 0 | 0
| 351 | 2025Any | AnyMontana West | Montana West | 2025 | 8964761.0143 | Any | NA | 594.3064 | NA | 0.0348 | 0.0348 | PTHP Non-Standard Size - 11,000 Btu/h | 2904.6885 | 8964761.0143 | 0 | 0 | 796.5354 | 2479781.6005 | 738.9162 | 2281803.844 | 704.4794 | 2171944.3084 | 664.7575 | 2031231.2614 | 0 | 0 | 0 | 0 | 351 | 2025Any | AnyMontana West | Montana West | 2025 | 8964761.0143 | Any | NA | 594.3064 | NA | 0.0348 | 0.0348 | PTHP Non-Standard Size - 11,000 Btu/h | 2904.6885 | 8964761.0143 | 0 | 0 | 796.5354 | 2479781.6005 | 738.9162 | 2281803.844 | 704.4794 | 2171944.3084 | 664.7575 | 2031231.2614 | 0 | 0 | 0 | 0
| 352 | 2026Any | AnyMontana West | Montana West | 2026 | 9034381.9829 | Any | NA | 601.1048 | NA | 0.034659 | 0.034659 | PTHP Non-Standard Size - 11,000 Btu/h | 2927.2465 | 9034381.9829 | 0 | 0 | 802.7214 | 2499039.76 | 744.6546 | 2299524.4942 | 709.9505 | 2188811.7816 | 669.92 | 2047005.9472 | 0 | 0 | 0 | 0 | 352 | 2026Any | AnyMontana West | Montana West | 2026 | 9034381.9829 | Any | NA | 601.1048 | NA | 0.034659 | 0.034659 | PTHP Non-Standard Size - 11,000 Btu/h | 2927.2465 | 9034381.9829 | 0 | 0 | 802.7214 | 2499039.76 | 744.6546 | 2299524.4942 | 709.9505 | 2188811.7816 | 669.92 | 2047005.9472 | 0 | 0 | 0 | 0
| 353 | 2027Any | AnyMontana West | Montana West | 2027 | 9093692.9117 | Any | NA | 607.5911 | NA | 0.034494 | 0.034494 | PTHP Non-Standard Size - 11,000 Btu/h | 2946.4639 | 9093692.9117 | 0 | 0 | 807.9912 | 2515446.0144 | 749.5433 | 2314620.9262 | 714.6113 | 2203181.3821 | 674.3181 | 2060444.5891 | 0 | 0 | 0 | 0 | 353 | 2027Any | AnyMontana West | Montana West | 2027 | 9093692.9117 | Any | NA | 607.5911 | NA | 0.034494 | 0.034494 | PTHP Non-Standard Size - 11,000 Btu/h | 2946.4639 | 9093692.9117 | 0 | 0 | 807.9912 | 2515446.0144 | 749.5433 | 2314620.9262 | 714.6113 | 2203181.3821 | 674.3181 | 2060444.5891 | 0 | 0 | 0 | 0
| 354 | 2028Any | AnyMontana West | Montana West | 2028 | 9151956.1159 | Any | NA | 614.1126 | NA | 0.034326 | 0.034326 | PTHP Non-Standard Size - 11,000 Btu/h | 2965.3419 | 9151956.1159 | 0 | 0 | 813.168 | 2531562.4531 | 754.3456 | 2329450.6805 | 719.1898 | 2217297.1443 | 678.6384 | 2073645.838 | 0 | 0 | 0 | 0 | 354 | 2028Any | AnyMontana West | Montana West | 2028 | 9151956.1159 | Any | NA | 614.1126 | NA | 0.034326 | 0.034326 | PTHP Non-Standard Size - 11,000 Btu/h | 2965.3419 | 9151956.1159 | 0 | 0 | 813.168 | 2531562.4531 | 754.3456 | 2329450.6805 | 719.1898 | 2217297.1443 | 678.6384 | 2073645.838 | 0 | 0 | 0 | 0
| 355 | 2029Any | AnyMontana West | Montana West | 2029 | 9210163.7606 | Any | NA | 620.7361 | NA | 0.034157 | 0.034157 | PTHP Non-Standard Size - 11,000 Btu/h | 2984.2019 | 9210163.7606 | 0 | 0 | 818.3399 | 2547663.5233 | 759.1434 | 2344266.2932 | 723.7639 | 2231399.4458 | 682.9547 | 2086834.4983 | 0 | 0 | 0 | 0 | 355 | 2029Any | AnyMontana West | Montana West | 2029 | 9210163.7606 | Any | NA | 620.7361 | NA | 0.034157 | 0.034157 | PTHP Non-Standard Size - 11,000 Btu/h | 2984.2019 | 9210163.7606 | 0 | 0 | 818.3399 | 2547663.5233 | 759.1434 | 2344266.2932 | 723.7639 | 2231399.4458 | 682.9547 | 2086834.4983 | 0 | 0 | 0 | 0
| 356 | 2030Any | AnyMontana West | Montana West | 2030 | 9262910.9141 | Any | NA | 627.3222 | NA | 0.033981 | 0.033981 | PTHP Non-Standard Size - 11,000 Btu/h | 3001.2926 | 9262910.9141 | 0 | 0 | 823.0266 | 2562254.1432 | 763.491 | 2357692.0452 | 727.909 | 2244178.8027 | 686.866 | 2098785.9231 | 0 | 0 | 0 | 0 | 356 | 2030Any | AnyMontana West | Montana West | 2030 | 9262910.9141 | Any | NA | 627.3222 | NA | 0.033981 | 0.033981 | PTHP Non-Standard Size - 11,000 Btu/h | 3001.2926 | 9262910.9141 | 0 | 0 | 823.0266 | 2562254.1432 | 763.491 | 2357692.0452 | 727.909 | 2244178.8027 | 686.866 | 2098785.9231 | 0 | 0 | 0 | 0
| 357 | 2031Any | AnyMontana West | Montana West | 2031 | 9298206.3044 | Any | NA | 633.4744 | NA | 0.033776 | 0.033776 | PTHP Non-Standard Size - 11,000 Btu/h | 3012.7287 | 9298206.3044 | 0 | 0 | 826.1626 | 2572017.3549 | 766.4002 | 2366675.7935 | 730.6826 | 2252730.0202 | 689.4832 | 2106783.1357 | 0 | 0 | 0 | 0 | 357 | 2031Any | AnyMontana West | Montana West | 2031 | 9298206.3044 | Any | NA | 633.4744 | NA | 0.033776 | 0.033776 | PTHP Non-Standard Size - 11,000 Btu/h | 3012.7287 | 9298206.3044 | 0 | 0 | 826.1626 | 2572017.3549 | 766.4002 | 2366675.7935 | 730.6826 | 2252730.0202 | 689.4832 | 2106783.1357 | 0 | 0 | 0 | 0
| 358 | 2032Any | AnyMontana West | Montana West | 2032 | 9345836.1225 | Any | NA | 640.0856 | NA | 0.033591 | 0.033591 | PTHP Non-Standard Size - 11,000 Btu/h | 3028.1613 | 9345836.1225 | 0 | 0 | 830.3946 | 2585192.4464 | 770.3261 | 2378799.0283 | 734.4255 | 2264269.5707 | 693.0151 | 2117575.0771 | 0 | 0 | 0 | 0 | 358 | 2032Any | AnyMontana West | Montana West | 2032 | 9345836.1225 | Any | NA | 640.0856 | NA | 0.033591 | 0.033591 | PTHP Non-Standard Size - 11,000 Btu/h | 3028.1613 | 9345836.1225 | 0 | 0 | 830.3946 | 2585192.4464 | 770.3261 | 2378799.0283 | 734.4255 | 2264269.5707 | 693.0151 | 2117575.0771 | 0 | 0 | 0 | 0
| 359 | 2033Any | AnyMontana West | Montana West | 2033 | 9404684.2545 | Any | NA | 647.0834 | NA | 0.033423 | 0.033423 | PTHP Non-Standard Size - 11,000 Btu/h | 3047.2288 | 9404684.2545 | 0 | 0 | 835.6234 | 2601470.6846 | 775.1766 | 2393777.6645 | 739.05 | 2278527.0468 | 697.3788 | 2130908.8587 | 0 | 0 | 0 | 0 | 359 | 2033Any | AnyMontana West | Montana West | 2033 | 9404684.2545 | Any | NA | 647.0834 | NA | 0.033423 | 0.033423 | PTHP Non-Standard Size - 11,000 Btu/h | 3047.2288 | 9404684.2545 | 0 | 0 | 835.6234 | 2601470.6846 | 775.1766 | 2393777.6645 | 739.05 | 2278527.0468 | 697.3788 | 2130908.8587 | 0 | 0 | 0 | 0
| 360 | 2034Any | AnyMontana West | Montana West | 2034 | 9471296.576 | Any | NA | 654.3371 | NA | 0.033267 | 0.033267 | PTHP Non-Standard Size - 11,000 Btu/h | 3068.812 | 9471296.576 | 0 | 0 | 841.542 | 2619896.609 | 780.6671 | 2410732.5226 | 744.2846 | 2294665.5977 | 702.3183 | 2146001.8466 | 0 | 0 | 0 | 0 | 360 | 2034Any | AnyMontana West | Montana West | 2034 | 9471296.576 | Any | NA | 654.3371 | NA | 0.033267 | 0.033267 | PTHP Non-Standard Size - 11,000 Btu/h | 3068.812 | 9471296.576 | 0 | 0 | 841.542 | 2619896.609 | 780.6671 | 2410732.5226 | 744.2846 | 2294665.5977 | 702.3183 | 2146001.8466 | 0 | 0 | 0 | 0
| 361 | 2005Any | AnyOregon | Oregon | 2005 | 708828.7948 | Any | NA | 427.2424 | NA | 0.034767 | 0.034767 | PTAC Standard Size - 9,000 Btu/h | 1125.8166 | 708828.7948 | 0 | 0 | 254.372 | 161236.906 | 236.1847 | 149308.4215 | 223.9679 | 141102.0802 | 211.7193 | 132765.8217 | 199.5728 | 124415.5654 | 0 | 0 | 361 | 2005Any | AnyOregon | Oregon | 2005 | 708828.7948 | Any | NA | 427.2424 | NA | 0.034767 | 0.034767 | PTAC Standard Size - 9,000 Btu/h | 1125.8166 | 708828.7948 | 0 | 0 | 254.372 | 161236.906 | 236.1847 | 149308.4215 | 223.9679 | 141102.0802 | 211.7193 | 132765.8217 | 199.5728 | 124415.5654 | 0 | 0
| 362 | 2006Any | AnyOregon | Oregon | 2006 | 730790.2809 | Any | NA | 437.0258 | NA | 0.034893 | 0.034893 | PTAC Standard Size - 9,000 Btu/h | 1160.6975 | 730790.2809 | 0 | 0 | 262.2531 | 166232.4735 | 243.5023 | 153934.4114 | 230.907 | 145473.8148 | 218.279 | 136879.2758 | 205.7561 | 128270.3054 | 0 | 0 | 362 | 2006Any | AnyOregon | Oregon | 2006 | 730790.2809 | Any | NA | 437.0258 | NA | 0.034893 | 0.034893 | PTAC Standard Size - 9,000 Btu/h | 1160.6975 | 730790.2809 | 0 | 0 | 262.2531 | 166232.4735 | 243.5023 | 153934.4114 | 230.907 | 145473.8148 | 218.279 | 136879.2758 | 205.7561 | 128270.3054 | 0 | 0
| 363 | 2007Any | AnyOregon | Oregon | 2007 | 742057.2599 | Any | NA | 444.1987 | NA | 0.03481 | 0.03481 | PTAC Standard Size - 9,000 Btu/h | 1178.5926 | 742057.2599 | 0 | 0 | 266.2964 | 168795.3671 | 247.2565 | 156307.6994 | 234.467 | 147716.6613 | 221.6443 | 138989.6158 | 208.9283 | 130247.9164 | 0 | 0 | 363 | 2007Any | AnyOregon | Oregon | 2007 | 742057.2599 | Any | NA | 444.1987 | NA | 0.03481 | 0.03481 | PTAC Standard Size - 9,000 Btu/h | 1178.5926 | 742057.2599 | 0 | 0 | 266.2964 | 168795.3671 | 247.2565 | 156307.6994 | 234.467 | 147716.6613 | 221.6443 | 138989.6158 | 208.9283 | 130247.9164 | 0 | 0
| 364 | 2008Any | AnyOregon | Oregon | 2008 | 756352.6918 | Any | NA | 452.0369 | NA | 0.034782 | 0.034782 | PTAC Standard Size - 9,000 Btu/h | 1201.2977 | 756352.6918 | 0 | 0 | 271.4265 | 172047.1414 | 252.0198 | 159318.9037 | 238.9839 | 150562.3628 | 225.9142 | 141667.1943 | 212.9532 | 132757.0896 | 0 | 0 | 364 | 2008Any | AnyOregon | Oregon | 2008 | 756352.6918 | Any | NA | 452.0369 | NA | 0.034782 | 0.034782 | PTAC Standard Size - 9,000 Btu/h | 1201.2977 | 756352.6918 | 0 | 0 | 271.4265 | 172047.1414 | 252.0198 | 159318.9037 | 238.9839 | 150562.3628 | 225.9142 | 141667.1943 | 212.9532 | 132757.0896 | 0 | 0
| 365 | 2009Any | AnyOregon | Oregon | 2009 | 774090.3355 | Any | NA | 460.6184 | NA | 0.034811 | 0.034811 | PTAC Standard Size - 9,000 Btu/h | 1229.47 | 774090.3355 | 0 | 0 | 277.7919 | 176081.9137 | 257.9301 | 163055.1791 | 244.5885 | 154093.2837 | 231.2122 | 144989.5097 | 217.9473 | 135870.4492 | 0 | 0 | 365 | 2009Any | AnyOregon | Oregon | 2009 | 774090.3355 | Any | NA | 460.6184 | NA | 0.034811 | 0.034811 | PTAC Standard Size - 9,000 Btu/h | 1229.47 | 774090.3355 | 0 | 0 | 277.7919 | 176081.9137 | 257.9301 | 163055.1791 | 244.5885 | 154093.2837 | 231.2122 | 144989.5097 | 217.9473 | 135870.4492 | 0 | 0
| 366 | 2010Any | AnyOregon | Oregon | 2010 | 803081.308 | Any | NA | 472.3541 | NA | 0.035075 | 0.035075 | PTAC Standard Size - 9,000 Btu/h | 1275.5157 | 803081.308 | 0 | 0 | 288.1957 | 182676.4747 | 267.59 | 169161.8672 | 253.7487 | 159864.3338 | 239.8715 | 150419.6084 | 226.1098 | 140959.0239 | 0 | 0 | 366 | 2010Any | AnyOregon | Oregon | 2010 | 803081.308 | Any | NA | 472.3541 | NA | 0.035075 | 0.035075 | PTAC Standard Size - 9,000 Btu/h | 1275.5157 | 803081.308 | 0 | 0 | 288.1957 | 182676.4747 | 267.59 | 169161.8672 | 253.7487 | 159864.3338 | 239.8715 | 150419.6084 | 226.1098 | 140959.0239 | 0 | 0
| 367 | 2011Any | AnyOregon | Oregon | 2011 | 829491.2184 | Any | NA | 483.1114 | NA | 0.035259 | 0.035259 | PTAC Standard Size - 9,000 Btu/h | 1317.462 | 829491.2184 | 0 | 0 | 297.6732 | 188683.9228 | 276.3899 | 174724.8777 | 262.0934 | 165121.5883 | 247.7599 | 155366.2661 | 233.5456 | 145594.5635 | 0 | 0 | 367 | 2011Any | AnyOregon | Oregon | 2011 | 829491.2184 | Any | NA | 483.1114 | NA | 0.035259 | 0.035259 | PTAC Standard Size - 9,000 Btu/h | 1317.462 | 829491.2184 | 0 | 0 | 297.6732 | 188683.9228 | 276.3899 | 174724.8777 | 262.0934 | 165121.5883 | 247.7599 | 155366.2661 | 233.5456 | 145594.5635 | 0 | 0
| 368 | 2012Any | AnyOregon | Oregon | 2012 | 852845.0866 | Any | NA | 492.981 | NA | 0.035374 | 0.035374 | PTAC Standard Size - 9,000 Btu/h | 1354.5544 | 852845.0866 | 0 | 0 | 306.054 | 193996.2147 | 284.1715 | 179644.1604 | 269.4725 | 169770.4956 | 254.7354 | 159740.5178 | 240.1209 | 149693.6982 | 0 | 0 | 368 | 2012Any | AnyOregon | Oregon | 2012 | 852845.0866 | Any | NA | 492.981 | NA | 0.035374 | 0.035374 | PTAC Standard Size - 9,000 Btu/h | 1354.5544 | 852845.0866 | 0 | 0 | 306.054 | 193996.2147 | 284.1715 | 179644.1604 | 269.4725 | 169770.4956 | 254.7354 | 159740.5178 | 240.1209 | 149693.6982 | 0 | 0
| 369 | 2013Any | AnyOregon | Oregon | 2013 | 874061.0814 | Any | NA | 502.559 | NA | 0.035443 | 0.035443 | PTAC Standard Size - 9,000 Btu/h | 1388.2513 | 874061.0814 | 0 | 0 | 313.6676 | 198822.2057 | 291.2407 | 184113.1192 | 276.1761 | 173993.8299 | 261.0724 | 163714.3391 | 246.0944 | 153417.5875 | 0 | 0 | 369 | 2013Any | AnyOregon | Oregon | 2013 | 873705.7512 | Any | NA | 502.559 | NA | 0.035443 | 0.035443 | PTAC Standard Size - 9,000 Btu/h | 1388.2513 | 873705.7512 | 0 | 0 | 288.4237 | 182820.9825 | 267.8017 | 169295.6842 | 253.9495 | 159990.7959 | 331.9821 | 208180.7011 | 246.0944 | 153417.5875 | 0 | 0
| 370 | 2014Any | AnyOregon | Oregon | 2014 | 888977.0953 | Any | NA | 511.9622 | NA | 0.035526 | 0.035526 | PTAC Standard Size - 9,000 Btu/h | 1411.942 | 888977.0953 | 0 | 0 | 319.0204 | 202215.1433 | 296.2108 | 187255.0436 | 280.8891 | 176963.0668 | 265.5277 | 166508.1545 | 250.294 | 156035.687 | 0 | 0 | 370 | 2014Any | AnyOregon | Oregon | 2014 | 888265.9577 | Any | NA | 511.9622 | NA | 0.035526 | 0.035526 | PTAC Standard Size - 9,000 Btu/h | 1411.942 | 888265.9577 | 0 | 0 | 268.4986 | 170191.2129 | 249.3012 | 157600.2789 | 236.4059 | 148938.1976 | 407.4423 | 255500.5813 | 250.294 | 156035.687 | 0 | 0
| 371 | 2015Any | AnyOregon | Oregon | 2015 | 890854.1227 | Any | NA | 517.8556 | NA | 0.035361 | 0.035361 | PTAC Standard Size - 9,000 Btu/h | 1414.9233 | 890854.1227 | 0 | 0 | 319.694 | 202642.1098 | 296.8362 | 187650.4226 | 281.4822 | 177336.7148 | 266.0883 | 166859.7276 | 250.8225 | 156365.148 | 0 | 0 | 371 | 2015Any | AnyOregon | Oregon | 2015 | 889801.5993 | Any | NA | 517.8556 | NA | 0.035361 | 0.035361 | PTAC Standard Size - 9,000 Btu/h | 1414.9233 | 889801.5993 | 0 | 0 | 244.9188 | 155244.8996 | 227.4074 | 143759.7103 | 215.6446 | 135858.3392 | 476.13 | 298573.5022 | 250.8225 | 156365.148 | 0 | 0
| 372 | 2016Any | AnyOregon | Oregon | 2016 | 898040.2989 | Any | NA | 525.2609 | NA | 0.035299 | 0.035299 | PTAC Standard Size - 9,000 Btu/h | 1426.3369 | 898040.2989 | 0 | 0 | 322.2729 | 204276.7454 | 299.2307 | 189164.1261 | 283.7528 | 178767.2216 | 268.2347 | 168205.7205 | 252.8458 | 157626.4853 | 0 | 0 | 372 | 2016Any | AnyOregon | Oregon | 2016 | 896647.0367 | Any | NA | 525.2609 | NA | 0.035299 | 0.035299 | PTAC Standard Size - 9,000 Btu/h | 1426.3369 | 896647.0367 | 0 | 0 | 223.2903 | 141535.3986 | 207.3253 | 131064.4534 | 196.6013 | 123860.8434 | 546.2742 | 342559.8561 | 252.8458 | 157626.4853 | 0 | 0
| 373 | 2017Any | AnyOregon | Oregon | 2017 | 909896.524 | Any | NA | 533.9435 | NA | 0.035323 | 0.035323 | PTAC Standard Size - 9,000 Btu/h | 1445.1679 | 909896.524 | 0 | 0 | 326.5276 | 206973.6746 | 303.1812 | 191661.5334 | 287.499 | 181127.3656 | 271.7761 | 170426.4281 | 256.1839 | 159707.5223 | 0 | 0 | 373 | 2017Any | AnyOregon | Oregon | 2017 | 908158.1835 | Any | NA | 533.9435 | NA | 0.035323 | 0.035323 | PTAC Standard Size - 9,000 Btu/h | 1445.1679 | 908158.1835 | 0 | 0 | 203.0294 | 128692.7643 | 188.513 | 119171.9314 | 178.7621 | 112621.9623 | 618.6794 | 387964.0033 | 256.1839 | 159707.5223 | 0 | 0
| 374 | 2018Any | AnyOregon | Oregon | 2018 | 922856.3921 | Any | NA | 542.8433 | NA | 0.035361 | 0.035361 | PTAC Standard Size - 9,000 Btu/h | 1465.7517 | 922856.3921 | 0 | 0 | 331.1784 | 209921.6488 | 307.4995 | 194391.4133 | 291.5939 | 183707.2048 | 275.647 | 172853.8514 | 259.8328 | 161982.2737 | 0 | 0 | 374 | 2018Any | AnyOregon | Oregon | 2018 | 920771.9177 | Any | NA | 542.8433 | NA | 0.035361 | 0.035361 | PTAC Standard Size - 9,000 Btu/h | 1465.7517 | 920771.9177 | 0 | 0 | 183.0896 | 116053.6502 | 169.9989 | 107467.8729 | 161.2056 | 101561.1863 | 691.6249 | 433706.9347 | 259.8328 | 161982.2737 | 0 | 0
| 375 | 2019Any | AnyOregon | Oregon | 2019 | 932441.418 | Any | NA | 550.6164 | NA | 0.035323 | 0.035323 | PTAC Standard Size - 9,000 Btu/h | 1480.9754 | 932441.418 | 0 | 0 | 334.6181 | 212101.9495 | 310.6933 | 196410.4129 | 294.6225 | 185615.2355 | 278.51 | 174649.1564 | 262.5315 | 163664.6636 | 0 | 0 | 375 | 2019Any | AnyOregon | Oregon | 2019 | 930020.255 | Any | NA | 550.6164 | NA | 0.035323 | 0.035323 | PTAC Standard Size - 9,000 Btu/h | 1480.9754 | 930020.255 | 0 | 0 | 162.6097 | 103072.1953 | 150.9832 | 95446.8004 | 143.1735 | 90200.8202 | 761.6775 | 477635.7754 | 262.5315 | 163664.6636 | 0 | 0
| 376 | 2020Any | AnyOregon | Oregon | 2020 | 941076.7222 | Any | NA | 557.9763 | NA | 0.035257 | 0.035257 | PTAC Standard Size - 9,000 Btu/h | 1494.6907 | 941076.7222 | 0 | 0 | 337.717 | 214066.2176 | 313.5706 | 198229.3622 | 297.351 | 187334.2111 | 281.0892 | 176266.5755 | 264.9628 | 165180.3558 | 0 | 0 | 376 | 2020Any | AnyOregon | Oregon | 2020 | 938324.8939 | Any | NA | 557.9763 | NA | 0.035257 | 0.035257 | PTAC Standard Size - 9,000 Btu/h | 1494.6907 | 938324.8939 | 0 | 0 | 142.2169 | 90145.9508 | 132.0485 | 83476.8537 | 125.2182 | 78888.7699 | 830.2443 | 520632.9638 | 264.9628 | 165180.3558 | 0 | 0
| 377 | 2021Any | AnyOregon | Oregon | 2021 | 947843.4822 | Any | NA | 564.6775 | NA | 0.035147 | 0.035147 | PTAC Standard Size - 9,000 Btu/h | 1505.4382 | 947843.4822 | 0 | 0 | 340.1454 | 215605.4488 | 315.8253 | 199654.7195 | 299.4891 | 188681.2274 | 283.1104 | 177534.0105 | 266.868 | 166368.076 | 0 | 0 | 377 | 2021Any | AnyOregon | Oregon | 2021 | 944771.3064 | Any | NA | 564.6775 | NA | 0.035147 | 0.035147 | PTAC Standard Size - 9,000 Btu/h | 1505.4382 | 944771.3064 | 0 | 0 | 121.8865 | 77259.3011 | 113.1717 | 71543.5726 | 107.3179 | 67611.3699 | 896.1941 | 561988.9869 | 266.868 | 166368.076 | 0 | 0
| 378 | 2022Any | AnyOregon | Oregon | 2022 | 955821.9512 | Any | NA | 571.6802 | NA | 0.035049 | 0.035049 | PTAC Standard Size - 9,000 Btu/h | 1518.1102 | 955821.9512 | 0 | 0 | 343.0085 | 217420.3069 | 318.4838 | 201335.3123 | 302.01 | 190269.4509 | 285.4935 | 179028.4024 | 269.1144 | 167768.4786 | 0 | 0 | 378 | 2022Any | AnyOregon | Oregon | 2022 | 952430.813 | Any | NA | 571.6802 | NA | 0.035049 | 0.035049 | PTAC Standard Size - 9,000 Btu/h | 1518.1102 | 952430.813 | 0 | 0 | 102.0894 | 64710.6559 | 94.7901 | 59923.2901 | 89.887 | 56629.7654 | 962.2293 | 603398.623 | 269.1144 | 167768.4786 | 0 | 0
| 379 | 2023Any | AnyOregon | Oregon | 2023 | 966697.6356 | Any | NA | 579.5411 | NA | 0.034993 | 0.034993 | PTAC Standard Size - 9,000 Btu/h | 1535.3838 | 966697.6356 | 0 | 0 | 346.9114 | 219894.193 | 322.1076 | 203626.1776 | 305.4464 | 192434.4048 | 288.7419 | 181065.4517 | 272.1765 | 169677.4085 | 0 | 0 | 379 | 2023Any | AnyOregon | Oregon | 2023 | 962981.6879 | Any | NA | 579.5411 | NA | 0.034993 | 0.034993 | PTAC Standard Size - 9,000 Btu/h | 1535.3838 | 962981.6879 | 0 | 0 | 82.9166 | 52557.7247 | 76.9881 | 48669.4462 | 73.0059 | 45994.4592 | 1030.2968 | 646082.6493 | 272.1765 | 169677.4085 | 0 | 0
| 380 | 2024Any | AnyOregon | Oregon | 2024 | 974698.0738 | Any | NA | 586.5037 | NA | 0.034875 | 0.034875 | PTAC Standard Size - 9,000 Btu/h | 1548.0907 | 974698.0738 | 0 | 0 | 349.7825 | 221714.0484 | 324.7734 | 205311.3981 | 307.9743 | 194027.0017 | 291.1316 | 182563.9585 | 274.429 | 171081.6672 | 0 | 0 | 380 | 2024Any | AnyOregon | Oregon | 2024 | 970673.2315 | Any | NA | 586.5037 | NA | 0.034875 | 0.034875 | PTAC Standard Size - 9,000 Btu/h | 1548.0907 | 970673.2315 | 0 | 0 | 63.8426 | 40467.4443 | 59.2779 | 37473.618 | 56.2117 | 35413.98 | 1094.3294 | 686236.522 | 274.429 | 171081.6672 | 0 | 0
| 381 | 2025Any | AnyOregon | Oregon | 2025 | 985635.249 | Any | NA | 594.3064 | NA | 0.0348 | 0.0348 | PTAC Standard Size - 9,000 Btu/h | 1565.462 | 985635.249 | 0 | 0 | 353.7074 | 224201.9218 | 328.4177 | 207615.2158 | 311.4301 | 196204.1962 | 294.3984 | 184612.5251 | 277.5084 | 173001.3901 | 0 | 0 | 381 | 2025Any | AnyOregon | Oregon | 2025 | 981294.6263 | Any | NA | 594.3064 | NA | 0.0348 | 0.0348 | PTAC Standard Size - 9,000 Btu/h | 1565.462 | 981294.6263 | 0 | 0 | 45.3333 | 28735.104 | 42.092 | 26609.2493 | 39.9148 | 25146.7425 | 1160.6134 | 727802.1405 | 277.5084 | 173001.3901 | 0 | 0
| 382 | 2026Any | AnyOregon | Oregon | 2026 | 993289.7621 | Any | NA | 601.1048 | NA | 0.034659 | 0.034659 | PTAC Standard Size - 9,000 Btu/h | 1577.6195 | 993289.7621 | 0 | 0 | 356.4543 | 225943.0898 | 330.9682 | 209227.5703 | 313.8487 | 197727.9319 | 296.6847 | 186046.2391 | 279.6635 | 174344.9311 | 0 | 0 | 382 | 2026Any | AnyOregon | Oregon | 2026 | 988653.4718 | Any | NA | 601.1048 | NA | 0.034659 | 0.034659 | PTAC Standard Size - 9,000 Btu/h | 1577.6195 | 988653.4718 | 0 | 0 | 27.0749 | 17161.777 | 25.1391 | 15892.1297 | 23.8388 | 15018.661 | 1221.9032 | 766235.9731 | 279.6635 | 174344.9311 | 0 | 0
| 383 | 2027Any | AnyOregon | Oregon | 2027 | 999810.7326 | Any | NA | 607.5911 | NA | 0.034494 | 0.034494 | PTAC Standard Size - 9,000 Btu/h | 1587.9766 | 999810.7326 | 0 | 0 | 358.7945 | 227426.4114 | 333.141 | 210601.1542 | 315.9091 | 199026.0203 | 298.6324 | 187267.637 | 281.4995 | 175489.5097 | 0 | 0 | 383 | 2027Any | AnyOregon | Oregon | 2027 | 994891.0974 | Any | NA | 607.5911 | NA | 0.034494 | 0.034494 | PTAC Standard Size - 9,000 Btu/h | 1587.9766 | 994891.0974 | 0 | 0 | 9.2852 | 5885.5162 | 8.6213 | 5450.0992 | 8.1753 | 5150.5489 | 1280.3952 | 802915.4234 | 281.4995 | 175489.5097 | 0 | 0
| 384 | 2028Any | AnyOregon | Oregon | 2028 | 1006216.5105 | Any | NA | 614.1126 | NA | 0.034326 | 0.034326 | PTAC Standard Size - 9,000 Btu/h | 1598.1507 | 1006216.5105 | 0 | 0 | 361.0933 | 228883.5303 | 335.2755 | 211950.4738 | 317.9331 | 200301.1782 | 300.5458 | 188467.4589 | 283.3031 | 176613.8693 | 0 | 0 | 384 | 2028Any | AnyOregon | Oregon | 2028 | 1001021.4658 | Any | NA | 614.1126 | NA | 0.034326 | 0.034326 | PTAC Standard Size - 9,000 Btu/h | 1598.1507 | 1001021.4658 | 0 | 0 | -7.9822 | -5059.5978 | -7.4115 | -4685.2832 | -7.0281 | -4427.769 | 1337.2693 | 838580.2466 | 283.3031 | 176613.8693 | 0 | 0
| 385 | 2029Any | AnyOregon | Oregon | 2029 | 1012616.1798 | Any | NA | 620.7361 | NA | 0.034157 | 0.034157 | PTAC Standard Size - 9,000 Btu/h | 1608.3152 | 1012616.1798 | 0 | 0 | 363.3899 | 230339.2596 | 337.4079 | 213298.5067 | 319.9552 | 201575.12 | 302.4573 | 189666.1368 | 285.1049 | 177737.1567 | 0 | 0 | 385 | 2029Any | AnyOregon | Oregon | 2029 | 1007544.5427 | Any | NA | 620.7361 | NA | 0.034157 | 0.034157 | PTAC Standard Size - 9,000 Btu/h | 1608.3152 | 1007544.5427 | 0 | 0 | 0 | 0 | 0 | 0 | 0 | 0 | 1335.0156 | 837166.977 | 273.2996 | 170377.5657 | 0 | 0
| 386 | 2030Any | AnyOregon | Oregon | 2030 | 1018415.4927 | Any | NA | 627.3222 | NA | 0.033981 | 0.033981 | PTAC Standard Size - 9,000 Btu/h | 1617.5261 | 1018415.4927 | 0 | 0 | 365.471 | 231658.4262 | 339.3402 | 214520.0799 | 321.7876 | 202729.5527 | 304.1895 | 190752.366 | 286.7378 | 178755.0679 | 0 | 0 | 386 | 2030Any | AnyOregon | Oregon | 2030 | 1013341.1454 | Any | NA | 627.3222 | NA | 0.033981 | 0.033981 | PTAC Standard Size - 9,000 Btu/h | 1617.5261 | 1013341.1454 | 0 | 0 | 0 | 0 | 0 | 0 | 0 | 0 | 1349.8285 | 846455.898 | 267.6976 | 166885.2474 | 0 | 0
| 387 | 2031Any | AnyOregon | Oregon | 2031 | 1022296.0625 | Any | NA | 633.4744 | NA | 0.033776 | 0.033776 | PTAC Standard Size - 9,000 Btu/h | 1623.6895 | 1022296.0625 | 0 | 0 | 366.8636 | 232541.1374 | 340.6332 | 215337.487 | 323.0138 | 203502.0332 | 305.3486 | 191479.2087 | 287.8303 | 179436.1962 | 0 | 0 | 387 | 2031Any | AnyOregon | Oregon | 2031 | 1017226.4372 | Any | NA | 633.4744 | NA | 0.033776 | 0.033776 | PTAC Standard Size - 9,000 Btu/h | 1623.6895 | 1017226.4372 | 0 | 0 | 0 | 0 | 0 | 0 | 0 | 0 | 1361.519 | 853786.8585 | 262.1705 | 163439.5787 | 0 | 0
| 388 | 2032Any | AnyOregon | Oregon | 2032 | 1027532.7473 | Any | NA | 640.0856 | NA | 0.033591 | 0.033591 | PTAC Standard Size - 9,000 Btu/h | 1632.0068 | 1027532.7473 | 0 | 0 | 368.7428 | 233732.3232 | 342.3781 | 216440.5477 | 324.6684 | 204544.4671 | 306.9127 | 192460.0559 | 289.3048 | 180355.3534 | 0 | 0 | 388 | 2032Any | AnyOregon | Oregon | 2032 | 1022459.1971 | Any | NA | 640.0856 | NA | 0.033591 | 0.033591 | PTAC Standard Size - 9,000 Btu/h | 1632.0068 | 1022459.1971 | 0 | 0 | 0 | 0 | 0 | 0 | 0 | 0 | 1374.4927 | 861922.4239 | 257.5141 | 160536.7733 | 0 | 0
| 389 | 2033Any | AnyOregon | Oregon | 2033 | 1034002.8353 | Any | NA | 647.0834 | NA | 0.033423 | 0.033423 | PTAC Standard Size - 9,000 Btu/h | 1642.2831 | 1034002.8353 | 0 | 0 | 371.0647 | 235204.0707 | 344.534 | 217803.4136 | 326.7127 | 205832.4267 | 308.8452 | 193671.9234 | 291.1264 | 181491.0009 | 0 | 0 | 389 | 2033Any | AnyOregon | Oregon | 2033 | 1028917.6038 | Any | NA | 647.0834 | NA | 0.033423 | 0.033423 | PTAC Standard Size - 9,000 Btu/h | 1642.2831 | 1028917.6038 | 0 | 0 | 0 | 0 | 0 | 0 | 0 | 0 | 1388.6627 | 870808.2011 | 253.6204 | 158109.4027 | 0 | 0
| 390 | 2034Any | AnyOregon | Oregon | 2034 | 1041326.5612 | Any | NA | 654.3371 | NA | 0.033267 | 0.033267 | PTAC Standard Size - 9,000 Btu/h | 1653.9152 | 1041326.5612 | 0 | 0 | 373.6929 | 236869.9947 | 346.9743 | 219346.0907 | 329.0268 | 207290.3147 | 311.0328 | 195043.6798 | 293.1884 | 182776.4812 | 0 | 0 | 390 | 2034Any | AnyOregon | Oregon | 2034 | 1036223.9905 | Any | NA | 654.3371 | NA | 0.033267 | 0.033267 | PTAC Standard Size - 9,000 Btu/h | 1653.9152 | 1036223.9905 | 0 | 0 | 0 | 0 | 0 | 0 | 0 | 0 | 1403.5819 | 880163.7934 | 250.3333 | 156060.1972 | 0 | 0
| 391 | 2005Any | AnyOregon | Oregon | 2005 | 1399120.561 | Any | NA | 427.2424 | NA | 0.034767 | 0.034767 | PTAC Standard Size - 12,000 Btu/h | 1657.2935 | 1399120.561 | 0 | 0 | 378.0499 | 320994.3846 | 349.4159 | 295980.0789 | 329.8047 | 278582.1406 | 309.9667 | 260761.4882 | 290.0562 | 242802.4686 | 0 | 0 | 391 | 2005Any | AnyOregon | Oregon | 2005 | 1399120.561 | Any | NA | 427.2424 | NA | 0.034767 | 0.034767 | PTAC Standard Size - 12,000 Btu/h | 1657.2935 | 1399120.561 | 0 | 0 | 378.0499 | 320994.3846 | 349.4159 | 295980.0789 | 329.8047 | 278582.1406 | 309.9667 | 260761.4882 | 290.0562 | 242802.4686 | 0 | 0
| 392 | 2006Any | AnyOregon | Oregon | 2006 | 1442469.2046 | Any | NA | 437.0258 | NA | 0.034893 | 0.034893 | PTAC Standard Size - 12,000 Btu/h | 1708.641 | 1442469.2046 | 0 | 0 | 389.7629 | 330939.6828 | 360.2418 | 305150.3644 | 340.023 | 287213.3896 | 319.5703 | 268840.6038 | 299.043 | 250325.1639 | 0 | 0 | 392 | 2006Any | AnyOregon | Oregon | 2006 | 1442469.2046 | Any | NA | 437.0258 | NA | 0.034893 | 0.034893 | PTAC Standard Size - 12,000 Btu/h | 1708.641 | 1442469.2046 | 0 | 0 | 389.7629 | 330939.6828 | 360.2418 | 305150.3644 | 340.023 | 287213.3896 | 319.5703 | 268840.6038 | 299.043 | 250325.1639 | 0 | 0
| 393 | 2007Any | AnyOregon | Oregon | 2007 | 1464708.5127 | Any | NA | 444.1987 | NA | 0.03481 | 0.03481 | PTAC Standard Size - 12,000 Btu/h | 1734.984 | 1464708.5127 | 0 | 0 | 395.7721 | 336041.9543 | 365.7958 | 309855.0284 | 345.2653 | 291641.5098 | 324.4973 | 272985.4611 | 303.6535 | 254184.5589 | 0 | 0 | 393 | 2007Any | AnyOregon | Oregon | 2007 | 1464708.5127 | Any | NA | 444.1987 | NA | 0.03481 | 0.03481 | PTAC Standard Size - 12,000 Btu/h | 1734.984 | 1464708.5127 | 0 | 0 | 395.7721 | 336041.9543 | 365.7958 | 309855.0284 | 345.2653 | 291641.5098 | 324.4973 | 272985.4611 | 303.6535 | 254184.5589 | 0 | 0
| 394 | 2008Any | AnyOregon | Oregon | 2008 | 1492925.5275 | Any | NA | 452.0369 | NA | 0.034782 | 0.034782 | PTAC Standard Size - 12,000 Btu/h | 1768.4078 | 1492925.5275 | 0 | 0 | 403.3965 | 342515.6662 | 372.8427 | 315824.2598 | 351.9167 | 297259.8651 | 330.7486 | 278244.4152 | 309.5032 | 259081.3213 | 0 | 0 | 394 | 2008Any | AnyOregon | Oregon | 2008 | 1492925.5275 | Any | NA | 452.0369 | NA | 0.034782 | 0.034782 | PTAC Standard Size - 12,000 Btu/h | 1768.4078 | 1492925.5275 | 0 | 0 | 403.3965 | 342515.6662 | 372.8427 | 315824.2598 | 351.9167 | 297259.8651 | 330.7486 | 278244.4152 | 309.5032 | 259081.3213 | 0 | 0
| 395 | 2009Any | AnyOregon | Oregon | 2009 | 1527936.9467 | Any | NA | 460.6184 | NA | 0.034811 | 0.034811 | PTAC Standard Size - 12,000 Btu/h | 1809.8797 | 1527936.9467 | 0 | 0 | 412.8568 | 350548.1898 | 381.5864 | 323230.8285 | 360.1697 | 304231.07 | 338.5052 | 284769.6783 | 316.7616 | 265157.1801 | 0 | 0 | 395 | 2009Any | AnyOregon | Oregon | 2009 | 1527936.9467 | Any | NA | 460.6184 | NA | 0.034811 | 0.034811 | PTAC Standard Size - 12,000 Btu/h | 1809.8797 | 1527936.9467 | 0 | 0 | 412.8568 | 350548.1898 | 381.5864 | 323230.8285 | 360.1697 | 304231.07 | 338.5052 | 284769.6783 | 316.7616 | 265157.1801 | 0 | 0
| 396 | 2010Any | AnyOregon | Oregon | 2010 | 1585160.7305 | Any | NA | 472.3541 | NA | 0.035075 | 0.035075 | PTAC Standard Size - 12,000 Btu/h | 1877.6627 | 1585160.7305 | 0 | 0 | 428.319 | 363676.8034 | 395.8775 | 335336.3614 | 373.6587 | 315625.0304 | 351.1828 | 295434.7771 | 328.6248 | 275087.7582 | 0 | 0 | 396 | 2010Any | AnyOregon | Oregon | 2010 | 1585160.7305 | Any | NA | 472.3541 | NA | 0.035075 | 0.035075 | PTAC Standard Size - 12,000 Btu/h | 1877.6627 | 1585160.7305 | 0 | 0 | 428.319 | 363676.8034 | 395.8775 | 335336.3614 | 373.6587 | 315625.0304 | 351.1828 | 295434.7771 | 328.6248 | 275087.7582 | 0 | 0
| 397 | 2011Any | AnyOregon | Oregon | 2011 | 1637289.8892 | Any | NA | 483.1114 | NA | 0.035259 | 0.035259 | PTAC Standard Size - 12,000 Btu/h | 1939.411 | 1637289.8892 | 0 | 0 | 442.4045 | 375636.5785 | 408.8962 | 346364.1406 | 385.9467 | 326004.5881 | 362.7317 | 305150.3637 | 339.4319 | 284134.2183 | 0 | 0 | 397 | 2011Any | AnyOregon | Oregon | 2011 | 1637289.8892 | Any | NA | 483.1114 | NA | 0.035259 | 0.035259 | PTAC Standard Size - 12,000 Btu/h | 1939.411 | 1637289.8892 | 0 | 0 | 442.4045 | 375636.5785 | 408.8962 | 346364.1406 | 385.9467 | 326004.5881 | 362.7317 | 305150.3637 | 339.4319 | 284134.2183 | 0 | 0
| 398 | 2012Any | AnyOregon | Oregon | 2012 | 1683386.8839 | Any | NA | 492.981 | NA | 0.035374 | 0.035374 | PTAC Standard Size - 12,000 Btu/h | 1994.0141 | 1683386.8839 | 0 | 0 | 454.8602 | 386212.4194 | 420.4085 | 356115.8321 | 396.8128 | 335183.0676 | 372.9442 | 313741.7041 | 348.9884 | 292133.8607 | 0 | 0 | 398 | 2012Any | AnyOregon | Oregon | 2012 | 1683386.8839 | Any | NA | 492.981 | NA | 0.035374 | 0.035374 | PTAC Standard Size - 12,000 Btu/h | 1994.0141 | 1683386.8839 | 0 | 0 | 454.8602 | 386212.4194 | 420.4085 | 356115.8321 | 396.8128 | 335183.0676 | 372.9442 | 313741.7041 | 348.9884 | 292133.8607 | 0 | 0
| 399 | 2013Any | AnyOregon | Oregon | 2013 | 1725264.0406 | Any | NA | 502.559 | NA | 0.035443 | 0.035443 | PTAC Standard Size - 12,000 Btu/h | 2043.6186 | 1725264.0406 | 0 | 0 | 466.1756 | 395820.1205 | 430.8668 | 364974.8286 | 406.6842 | 343521.3254 | 382.2218 | 321546.5709 | 357.6701 | 299401.1951 | 0 | 0 | 399 | 2013Any | AnyOregon | Oregon | 2013 | 1725188.6927 | Any | NA | 502.559 | NA | 0.035443 | 0.035443 | PTAC Standard Size - 12,000 Btu/h | 2043.6186 | 1725188.6927 | 0 | 0 | 428.6578 | 363964.4931 | 468.3847 | 396755.1081 | 406.6842 | 343521.3254 | 382.2218 | 321546.5709 | 357.6701 | 299401.1951 | 0 | 0
| 400 | 2014Any | AnyOregon | Oregon | 2014 | 1754705.9902 | Any | NA | 511.9622 | NA | 0.035526 | 0.035526 | PTAC Standard Size - 12,000 Btu/h | 2078.4933 | 1754705.9902 | 0 | 0 | 474.131 | 402574.864 | 438.2197 | 371203.1915 | 413.6244 | 349383.5803 | 388.7445 | 327033.8226 | 363.7738 | 304510.5318 | 0 | 0 | 400 | 2014Any | AnyOregon | Oregon | 2014 | 1754555.1933 | Any | NA | 511.9622 | NA | 0.035526 | 0.035526 | PTAC Standard Size - 12,000 Btu/h | 2078.4933 | 1754555.1933 | 0 | 0 | 399.0449 | 338820.8382 | 513.3057 | 434806.4203 | 413.6244 | 349383.5803 | 388.7445 | 327033.8226 | 363.7738 | 304510.5318 | 0 | 0
| 401 | 2015Any | AnyOregon | Oregon | 2015 | 1758410.9578 | Any | NA | 517.8556 | NA | 0.035361 | 0.035361 | PTAC Standard Size - 12,000 Btu/h | 2082.882 | 1758410.9578 | 0 | 0 | 475.1321 | 403424.8792 | 439.1449 | 371986.9671 | 414.4977 | 350121.285 | 389.5653 | 327724.337 | 364.5419 | 305153.4895 | 0 | 0 | 401 | 2015Any | AnyOregon | Oregon | 2015 | 1758187.77 | Any | NA | 517.8556 | NA | 0.035361 | 0.035361 | PTAC Standard Size - 12,000 Btu/h | 2082.882 | 1758187.77 | 0 | 0 | 364.0005 | 309065.3513 | 550.2765 | 466123.3072 | 414.4977 | 350121.285 | 389.5653 | 327724.337 | 364.5419 | 305153.4895 | 0 | 0
| 402 | 2016Any | AnyOregon | Oregon | 2016 | 1772595.3798 | Any | NA | 525.2609 | NA | 0.035299 | 0.035299 | PTAC Standard Size - 12,000 Btu/h | 2099.6838 | 1772595.3798 | 0 | 0 | 478.9648 | 406679.1519 | 442.6873 | 374987.6423 | 417.8413 | 352945.5782 | 392.7078 | 330367.9626 | 367.4825 | 307615.0448 | 0 | 0 | 402 | 2016Any | AnyOregon | Oregon | 2016 | 1772299.9383 | Any | NA | 525.2609 | NA | 0.035299 | 0.035299 | PTAC Standard Size - 12,000 Btu/h | 2099.6838 | 1772299.9383 | 0 | 0 | 331.8561 | 281772.1408 | 589.7961 | 499599.2119 | 417.8413 | 352945.5782 | 392.7078 | 330367.9626 | 367.4825 | 307615.0448 | 0 | 0
| 403 | 2017Any | AnyOregon | Oregon | 2017 | 1795997.7706 | Any | NA | 533.9435 | NA | 0.035323 | 0.035323 | PTAC Standard Size - 12,000 Btu/h | 2127.4045 | 1795997.7706 | 0 | 0 | 485.2883 | 412048.2646 | 448.5319 | 379938.3532 | 423.3578 | 357605.2825 | 397.8925 | 334729.5898 | 372.3341 | 311676.2804 | 0 | 0 | 403 | 2017Any | AnyOregon | Oregon | 2017 | 1795629.1551 | Any | NA | 533.9435 | NA | 0.035323 | 0.035323 | PTAC Standard Size - 12,000 Btu/h | 2127.4045 | 1795629.1551 | 0 | 0 | 301.7441 | 256204.7096 | 632.076 | 535413.2927 | 423.3578 | 357605.2825 | 397.8925 | 334729.5898 | 372.3341 | 311676.2804 | 0 | 0
| 404 | 2018Any | AnyOregon | Oregon | 2018 | 1821578.5849 | Any | NA | 542.8433 | NA | 0.035361 | 0.035361 | PTAC Standard Size - 12,000 Btu/h | 2157.7056 | 1821578.5849 | 0 | 0 | 492.2003 | 417917.164 | 454.9204 | 385349.9036 | 429.3878 | 362698.7378 | 403.5597 | 339497.2212 | 377.6374 | 316115.5583 | 0 | 0 | 404 | 2018Any | AnyOregon | Oregon | 2018 | 1821136.5717 | Any | NA | 542.8433 | NA | 0.035361 | 0.035361 | PTAC Standard Size - 12,000 Btu/h | 2157.7056 | 1821136.5717 | 0 | 0 | 272.1094 | 231042.4514 | 675.0114 | 571782.603 | 429.3878 | 362698.7378 | 403.5597 | 339497.2212 | 377.6374 | 316115.5583 | 0 | 0
| 405 | 2019Any | AnyOregon | Oregon | 2019 | 1840497.9727 | Any | NA | 550.6164 | NA | 0.035323 | 0.035323 | PTAC Standard Size - 12,000 Btu/h | 2180.1161 | 1840497.9727 | 0 | 0 | 497.3125 | 422257.7601 | 459.6453 | 389352.2477 | 433.8475 | 366465.821 | 407.7512 | 343023.3275 | 381.5596 | 319398.8165 | 0 | 0 | 405 | 2019Any | AnyOregon | Oregon | 2019 | 1839984.5646 | Any | NA | 550.6164 | NA | 0.035323 | 0.035323 | PTAC Standard Size - 12,000 Btu/h | 2180.1161 | 1839984.5646 | 0 | 0 | 241.6719 | 205198.6529 | 715.2859 | 605897.9468 | 433.8475 | 366465.821 | 407.7512 | 343023.3275 | 381.5596 | 319398.8165 | 0 | 0
| 406 | 2020Any | AnyOregon | Oregon | 2020 | 1857542.7539 | Any | NA | 557.9763 | NA | 0.035257 | 0.035257 | PTAC Standard Size - 12,000 Btu/h | 2200.3061 | 1857542.7539 | 0 | 0 | 501.9181 | 426168.273 | 463.9021 | 392958.024 | 437.8653 | 369859.6469 | 411.5274 | 346200.0534 | 385.0932 | 322356.7567 | 0 | 0 | 406 | 2020Any | AnyOregon | Oregon | 2020 | 1856959.2282 | Any | NA | 557.9763 | NA | 0.035257 | 0.035257 | PTAC Standard Size - 12,000 Btu/h | 2200.3061 | 1856959.2282 | 0 | 0 | 211.3639 | 179464.7684 | 754.4562 | 639078.0028 | 437.8653 | 369859.6469 | 411.5274 | 346200.0534 | 385.0932 | 322356.7567 | 0 | 0
| 407 | 2021Any | AnyOregon | Oregon | 2021 | 1870899.3121 | Any | NA | 564.6775 | NA | 0.035147 | 0.035147 | PTAC Standard Size - 12,000 Btu/h | 2216.1273 | 1870899.3121 | 0 | 0 | 505.5271 | 429232.6124 | 467.2377 | 395783.5668 | 441.0138 | 372519.1022 | 414.4864 | 348689.3856 | 387.8622 | 324674.6451 | 0 | 0 | 407 | 2021Any | AnyOregon | Oregon | 2021 | 1870247.8566 | Any | NA | 564.6775 | NA | 0.035147 | 0.035147 | PTAC Standard Size - 12,000 Btu/h | 2216.1273 | 1870247.8566 | 0 | 0 | 181.1488 | 153809.7103 | 791.616 | 670555.0134 | 441.0138 | 372519.1022 | 414.4864 | 348689.3856 | 387.8622 | 324674.6451 | 0 | 0
| 408 | 2022Any | AnyOregon | Oregon | 2022 | 1886647.6 | Any | NA | 571.6802 | NA | 0.035049 | 0.035049 | PTAC Standard Size - 12,000 Btu/h | 2234.7815 | 1886647.6 | 0 | 0 | 509.7823 | 432845.6763 | 471.1707 | 399115.0735 | 444.726 | 375654.7804 | 417.9754 | 351624.4772 | 391.127 | 327407.5927 | 0 | 0 | 408 | 2022Any | AnyOregon | Oregon | 2022 | 1885928.5085 | Any | NA | 571.6802 | NA | 0.035049 | 0.035049 | PTAC Standard Size - 12,000 Btu/h | 2234.7815 | 1885928.5085 | 0 | 0 | 151.7262 | 128827.56 | 829.2269 | 702414.0983 | 444.726 | 375654.7804 | 417.9754 | 351624.4772 | 391.127 | 327407.5927 | 0 | 0
| 409 | 2023Any | AnyOregon | Oregon | 2023 | 1908114.552 | Any | NA | 579.5411 | NA | 0.034993 | 0.034993 | PTAC Standard Size - 12,000 Btu/h | 2260.2096 | 1908114.552 | 0 | 0 | 515.5828 | 437770.7494 | 476.5319 | 403656.3477 | 449.7863 | 379929.115 | 422.7313 | 355625.3864 | 395.5774 | 331132.9535 | 0 | 0 | 409 | 2023Any | AnyOregon | Oregon | 2023 | 1907326.5845 | Any | NA | 579.5411 | NA | 0.034993 | 0.034993 | PTAC Standard Size - 12,000 Btu/h | 2260.2096 | 1907326.5845 | 0 | 0 | 123.2314 | 104633.2067 | 868.8833 | 736005.9229 | 449.7863 | 379929.115 | 422.7313 | 355625.3864 | 395.5774 | 331132.9535 | 0 | 0
| 410 | 2024Any | AnyOregon | Oregon | 2024 | 1923906.204 | Any | NA | 586.5037 | NA | 0.034875 | 0.034875 | PTAC Standard Size - 12,000 Btu/h | 2278.9153 | 1923906.204 | 0 | 0 | 519.8498 | 441393.7621 | 480.4757 | 406997.028 | 453.5087 | 383073.4274 | 426.2298 | 358568.56 | 398.8512 | 333873.4265 | 0 | 0 | 410 | 2024Any | AnyOregon | Oregon | 2024 | 1923052.7353 | Any | NA | 586.5037 | NA | 0.034875 | 0.034875 | PTAC Standard Size - 12,000 Btu/h | 2278.9153 | 1923052.7353 | 0 | 0 | 94.8834 | 80563.5799 | 905.442 | 766973.7415 | 453.5087 | 383073.4274 | 426.2298 | 358568.56 | 398.8512 | 333873.4265 | 0 | 0
| 411 | 2025Any | AnyOregon | Oregon | 2025 | 1945494.5294 | Any | NA | 594.3064 | NA | 0.0348 | 0.0348 | PTAC Standard Size - 12,000 Btu/h | 2304.4872 | 1945494.5294 | 0 | 0 | 525.6831 | 446346.6814 | 485.8671 | 411563.9784 | 458.5976 | 387371.929 | 431.0126 | 362592.0902 | 403.3268 | 337619.8504 | 0 | 0 | 411 | 2025Any | AnyOregon | Oregon | 2025 | 1944574.0994 | Any | NA | 594.3064 | NA | 0.0348 | 0.0348 | PTAC Standard Size - 12,000 Btu/h | 2304.4872 | 1944574.0994 | 0 | 0 | 67.3748 | 57206.5494 | 944.1754 | 799783.6804 | 458.5976 | 387371.929 | 431.0126 | 362592.0902 | 403.3268 | 337619.8504 | 0 | 0
| 412 | 2026Any | AnyOregon | Oregon | 2026 | 1960603.3776 | Any | NA | 601.1048 | NA | 0.034659 | 0.034659 | PTAC Standard Size - 12,000 Btu/h | 2322.384 | 1960603.3776 | 0 | 0 | 529.7656 | 449813.0413 | 489.6404 | 414760.2134 | 462.1591 | 390380.2868 | 434.3598 | 365408.0061 | 406.4591 | 340241.83 | 0 | 0 | 412 | 2026Any | AnyOregon | Oregon | 2026 | 1959620.2512 | Any | NA | 601.1048 | NA | 0.034659 | 0.034659 | PTAC Standard Size - 12,000 Btu/h | 2322.384 | 1959620.2512 | 0 | 0 | 40.239 | 34166.0862 | 979.167 | 829424.0421 | 462.1591 | 390380.2868 | 434.3598 | 365408.0061 | 406.4591 | 340241.83 | 0 | 0
| 413 | 2027Any | AnyOregon | Oregon | 2027 | 1973474.7846 | Any | NA | 607.5911 | NA | 0.034494 | 0.034494 | PTAC Standard Size - 12,000 Btu/h | 2337.6305 | 1973474.7846 | 0 | 0 | 533.2435 | 452766.0744 | 492.8549 | 417483.1239 | 465.1932 | 392943.1425 | 437.2114 | 367806.9182 | 409.1275 | 342475.5256 | 0 | 0 | 413 | 2027Any | AnyOregon | Oregon | 2027 | 1972431.5749 | Any | NA | 607.5911 | NA | 0.034494 | 0.034494 | PTAC Standard Size - 12,000 Btu/h | 2337.6305 | 1972431.5749 | 0 | 0 | 13.7997 | 11717.0299 | 1012.2987 | 857488.9587 | 465.1932 | 392943.1425 | 437.2114 | 367806.9182 | 409.1275 | 342475.5256 | 0 | 0
| 414 | 2028Any | AnyOregon | Oregon | 2028 | 1986118.8188 | Any | NA | 614.1126 | NA | 0.034326 | 0.034326 | PTAC Standard Size - 12,000 Btu/h | 2352.6077 | 1986118.8188 | 0 | 0 | 536.66 | 455666.9424 | 496.0126 | 420157.9343 | 468.1737 | 395460.7255 | 440.0126 | 370163.4536 | 411.7487 | 344669.763 | 0 | 0 | 414 | 2028Any | AnyOregon | Oregon | 2028 | 1985017.2084 | Any | NA | 614.1126 | NA | 0.034326 | 0.034326 | PTAC Standard Size - 12,000 Btu/h | 2352.6077 | 1985017.2084 | 0 | 0 | -11.8632 | -10072.7714 | 1044.5358 | 884796.0377 | 468.1737 | 395460.7255 | 440.0126 | 370163.4536 | 411.7487 | 344669.763 | 0 | 0
| 415 | 2029Any | AnyOregon | Oregon | 2029 | 1998750.7957 | Any | NA | 620.7361 | NA | 0.034157 | 0.034157 | PTAC Standard Size - 12,000 Btu/h | 2367.5706 | 1998750.7957 | 0 | 0 | 540.0732 | 458565.0441 | 499.1673 | 422830.194 | 471.1513 | 397975.9077 | 442.8112 | 372517.7419 | 414.3675 | 346861.908 | 0 | 0 | 415 | 2029Any | AnyOregon | Oregon | 2029 | 1997785.927 | Any | NA | 620.7361 | NA | 0.034157 | 0.034157 | PTAC Standard Size - 12,000 Btu/h | 2367.5706 | 1997785.927 | 0 | 0 | 0 | 0 | 1059.5481 | 897512.5041 | 463.9483 | 391891.651 | 436.0415 | 366822.6897 | 408.0327 | 341559.0823 | 0 | 0
| 416 | 2030Any | AnyOregon | Oregon | 2030 | 2010197.7599 | Any | NA | 627.3222 | NA | 0.033981 | 0.033981 | PTAC Standard Size - 12,000 Btu/h | 2381.1298 | 2010197.7599 | 0 | 0 | 543.1663 | 461191.2732 | 502.0261 | 425251.7676 | 473.8496 | 400255.1393 | 445.3472 | 374651.173 | 416.7406 | 348848.4067 | 0 | 0 | 416 | 2030Any | AnyOregon | Oregon | 2030 | 2009303.3102 | Any | NA | 627.3222 | NA | 0.033981 | 0.033981 | PTAC Standard Size - 12,000 Btu/h | 2381.1298 | 2009303.3102 | 0 | 0 | 0 | 0 | 1078.4928 | 913560.0204 | 462.0381 | 390278.1236 | 434.2462 | 365312.3781 | 406.3527 | 340152.7881 | 0 | 0
| 417 | 2031Any | AnyOregon | Oregon | 2031 | 2017857.4163 | Any | NA | 633.4744 | NA | 0.033776 | 0.033776 | PTAC Standard Size - 12,000 Btu/h | 2390.2028 | 2017857.4163 | 0 | 0 | 545.2359 | 462948.5962 | 503.939 | 426872.1467 | 475.6552 | 401780.2713 | 447.0441 | 376078.7436 | 418.3286 | 350177.6585 | 0 | 0 | 417 | 2031Any | AnyOregon | Oregon | 2031 | 2017031.1838 | Any | NA | 633.4744 | NA | 0.033776 | 0.033776 | PTAC Standard Size - 12,000 Btu/h | 2390.2028 | 2017031.1838 | 0 | 0 | 0 | 0 | 1094.7465 | 927328.0879 | 459.4912 | 388126.7478 | 431.8524 | 363298.624 | 404.1127 | 338277.7241 | 0 | 0
| 418 | 2032Any | AnyOregon | Oregon | 2032 | 2028193.838 | Any | NA | 640.0856 | NA | 0.033591 | 0.033591 | PTAC Standard Size - 12,000 Btu/h | 2402.4466 | 2028193.838 | 0 | 0 | 548.0289 | 465320.0382 | 506.5204 | 429058.7881 | 478.0917 | 403838.3802 | 449.3341 | 378005.1972 | 420.4715 | 351971.4344 | 0 | 0 | 418 | 2032Any | AnyOregon | Oregon | 2032 | 2027430.9715 | Any | NA | 640.0856 | NA | 0.033591 | 0.033591 | PTAC Standard Size - 12,000 Btu/h | 2402.4466 | 2027430.9715 | 0 | 0 | 0 | 0 | 1111.8158 | 941786.9629 | 457.7796 | 386680.9959 | 430.2438 | 361945.3555 | 402.6074 | 337017.6572 | 0 | 0
| 419 | 2033Any | AnyOregon | Oregon | 2033 | 2040964.8108 | Any | NA | 647.0834 | NA | 0.033423 | 0.033423 | PTAC Standard Size - 12,000 Btu/h | 2417.5741 | 2040964.8108 | 0 | 0 | 551.4797 | 468250.0292 | 509.7098 | 431760.452 | 481.1021 | 406381.2382 | 452.1634 | 380385.3908 | 423.119 | 354187.7007 | 0 | 0 | 419 | 2033Any | AnyOregon | Oregon | 2033 | 2040261.0061 | Any | NA | 647.0834 | NA | 0.033423 | 0.033423 | PTAC Standard Size - 12,000 Btu/h | 2417.5741 | 2040261.0061 | 0 | 0 | 0 | 0 | 1129.6451 | 956889.6498 | 456.8213 | 385871.5303 | 429.3431 | 361187.6707 | 401.7646 | 336312.1552 | 0 | 0
| 420 | 2034Any | AnyOregon | Oregon | 2034 | 2055420.7352 | Any | NA | 654.3371 | NA | 0.033267 | 0.033267 | PTAC Standard Size - 12,000 Btu/h | 2434.6975 | 2055420.7352 | 0 | 0 | 555.3858 | 471566.5915 | 513.3201 | 434818.5627 | 484.5097 | 409259.5908 | 455.3661 | 383079.6178 | 426.1159 | 356696.3723 | 0 | 0 | 420 | 2034Any | AnyOregon | Oregon | 2034 | 2054772.3208 | Any | NA | 654.3371 | NA | 0.033267 | 0.033267 | PTAC Standard Size - 12,000 Btu/h | 2434.6975 | 2054772.3208 | 0 | 0 | 0 | 0 | 1147.883 | 972338.4699 | 456.426 | 385537.6128 | 428.9716 | 360875.1137 | 401.4169 | 336021.1244 | 0 | 0
| 421 | 2005Any | AnyOregon | Oregon | 2005 | 1151945.4006 | Any | NA | 427.2424 | NA | 0.034767 | 0.034767 | PTHP Standard Size - 9,000 Btu/h | 880.08 | 1151945.4006 | 0 | 0 | 197.8931 | 262835.0585 | 180.4428 | 238200.3061 | 174.3332 | 228150.1156 | 167.8955 | 217084.9246 | 159.5154 | 205674.9957 | 0 | 0 | 421 | 2005Any | AnyOregon | Oregon | 2005 | 1151945.4006 | Any | NA | 427.2424 | NA | 0.034767 | 0.034767 | PTHP Standard Size - 9,000 Btu/h | 880.08 | 1151945.4006 | 0 | 0 | 197.8931 | 262835.0585 | 180.4428 | 238200.3061 | 174.3332 | 228150.1156 | 167.8955 | 217084.9246 | 159.5154 | 205674.9957 | 0 | 0
| 422 | 2006Any | AnyOregon | Oregon | 2006 | 1187635.8707 | Any | NA | 437.0258 | NA | 0.034893 | 0.034893 | PTHP Standard Size - 9,000 Btu/h | 907.3473 | 1187635.8707 | 0 | 0 | 204.0244 | 270978.4192 | 186.0334 | 245580.4136 | 179.7345 | 235218.8403 | 173.0974 | 223810.8189 | 164.4576 | 212047.3787 | 0 | 0 | 422 | 2006Any | AnyOregon | Oregon | 2006 | 1187635.8707 | Any | NA | 437.0258 | NA | 0.034893 | 0.034893 | PTHP Standard Size - 9,000 Btu/h | 907.3473 | 1187635.8707 | 0 | 0 | 204.0244 | 270978.4192 | 186.0334 | 245580.4136 | 179.7345 | 235218.8403 | 173.0974 | 223810.8189 | 164.4576 | 212047.3787 | 0 | 0
| 423 | 2007Any | AnyOregon | Oregon | 2007 | 1205946.279 | Any | NA | 444.1987 | NA | 0.03481 | 0.03481 | PTHP Standard Size - 9,000 Btu/h | 921.3364 | 1205946.279 | 0 | 0 | 207.1699 | 275156.2363 | 188.9016 | 249366.6563 | 182.5056 | 238845.3332 | 175.7661 | 227261.4282 | 166.9931 | 215316.6249 | 0 | 0 | 423 | 2007Any | AnyOregon | Oregon | 2007 | 1205946.279 | Any | NA | 444.1987 | NA | 0.03481 | 0.03481 | PTHP Standard Size - 9,000 Btu/h | 921.3364 | 1205946.279 | 0 | 0 | 207.1699 | 275156.2363 | 188.9016 | 249366.6563 | 182.5056 | 238845.3332 | 175.7661 | 227261.4282 | 166.9931 | 215316.6249 | 0 | 0
| 424 | 2008Any | AnyOregon | Oregon | 2008 | 1229178.3445 | Any | NA | 452.0369 | NA | 0.034782 | 0.034782 | PTHP Standard Size - 9,000 Btu/h | 939.0855 | 1229178.3445 | 0 | 0 | 211.161 | 280457.0095 | 192.5407 | 254170.6037 | 186.0215 | 243446.5916 | 179.1522 | 231639.5274 | 170.2102 | 219464.6123 | 0 | 0 | 424 | 2008Any | AnyOregon | Oregon | 2008 | 1229178.3445 | Any | NA | 452.0369 | NA | 0.034782 | 0.034782 | PTHP Standard Size - 9,000 Btu/h | 939.0855 | 1229178.3445 | 0 | 0 | 211.161 | 280457.0095 | 192.5407 | 254170.6037 | 186.0215 | 243446.5916 | 179.1522 | 231639.5274 | 170.2102 | 219464.6123 | 0 | 0
| 425 | 2009Any | AnyOregon | Oregon | 2009 | 1258004.4831 | Any | NA | 460.6184 | NA | 0.034811 | 0.034811 | PTHP Standard Size - 9,000 Btu/h | 961.1085 | 1258004.4831 | 0 | 0 | 216.113 | 287034.1613 | 197.0561 | 260131.2986 | 190.384 | 249155.7917 | 183.3536 | 237071.8336 | 174.2019 | 224611.3979 | 0 | 0 | 425 | 2009Any | AnyOregon | Oregon | 2009 | 1258004.4831 | Any | NA | 460.6184 | NA | 0.034811 | 0.034811 | PTHP Standard Size - 9,000 Btu/h | 961.1085 | 1258004.4831 | 0 | 0 | 216.113 | 287034.1613 | 197.0561 | 260131.2986 | 190.384 | 249155.7917 | 183.3536 | 237071.8336 | 174.2019 | 224611.3979 | 0 | 0
| 426 | 2010Any | AnyOregon | Oregon | 2010 | 1305118.8465 | Any | NA | 472.3541 | NA | 0.035075 | 0.035075 | PTHP Standard Size - 9,000 Btu/h | 997.1037 | 1305118.8465 | 0 | 0 | 224.2068 | 297784.0688 | 204.4362 | 269873.649 | 197.5142 | 258487.0911 | 190.2205 | 245950.5687 | 180.726 | 233023.4689 | 0 | 0 | 426 | 2010Any | AnyOregon | Oregon | 2010 | 1305118.8465 | Any | NA | 472.3541 | NA | 0.035075 | 0.035075 | PTHP Standard Size - 9,000 Btu/h | 997.1037 | 1305118.8465 | 0 | 0 | 224.2068 | 297784.0688 | 204.4362 | 269873.649 | 197.5142 | 258487.0911 | 190.2205 | 245950.5687 | 180.726 | 233023.4689 | 0 | 0
| 427 | 2011Any | AnyOregon | Oregon | 2011 | 1348038.625 | Any | NA | 483.1114 | NA | 0.035259 | 0.035259 | PTHP Standard Size - 9,000 Btu/h | 1029.8941 | 1348038.625 | 0 | 0 | 231.58 | 307576.9136 | 211.1592 | 278748.6395 | 204.0096 | 266987.6264 | 196.476 | 254038.8312 | 186.6693 | 240686.6144 | 0 | 0 | 427 | 2011Any | AnyOregon | Oregon | 2011 | 1348038.625 | Any | NA | 483.1114 | NA | 0.035259 | 0.035259 | PTHP Standard Size - 9,000 Btu/h | 1029.8941 | 1348038.625 | 0 | 0 | 231.58 | 307576.9136 | 211.1592 | 278748.6395 | 204.0096 | 266987.6264 | 196.476 | 254038.8312 | 186.6693 | 240686.6144 | 0 | 0
| 428 | 2012Any | AnyOregon | Oregon | 2012 | 1385991.9097 | Any | NA | 492.981 | NA | 0.035374 | 0.035374 | PTHP Standard Size - 9,000 Btu/h | 1058.8902 | 1385991.9097 | 0 | 0 | 238.1 | 316236.5721 | 217.1043 | 286596.6538 | 209.7534 | 274504.5159 | 202.0077 | 261191.1546 | 191.9249 | 247463.0134 | 0 | 0 | 428 | 2012Any | AnyOregon | Oregon | 2012 | 1385991.9097 | Any | NA | 492.981 | NA | 0.035374 | 0.035374 | PTHP Standard Size - 9,000 Btu/h | 1058.8902 | 1385991.9097 | 0 | 0 | 238.1 | 316236.5721 | 217.1043 | 286596.6538 | 209.7534 | 274504.5159 | 202.0077 | 261191.1546 | 191.9249 | 247463.0134 | 0 | 0
| 429 | 2013Any | AnyOregon | Oregon | 2013 | 1420470.8527 | Any | NA | 502.559 | NA | 0.035443 | 0.035443 | PTHP Standard Size - 9,000 Btu/h | 1085.232 | 1420470.8527 | 0 | 0 | 244.0232 | 324103.5031 | 222.5051 | 293726.2407 | 214.9713 | 281333.2899 | 207.033 | 267688.7357 | 196.6994 | 253619.0833 | 0 | 0 | 429 | 2013Any | AnyOregon | Oregon | 2013 | 1419022.2088 | Any | NA | 502.559 | NA | 0.035443 | 0.035443 | PTHP Standard Size - 9,000 Btu/h | 1085.232 | 1419022.2088 | 0 | 0 | 224.3842 | 298019.6335 | 204.5979 | 270087.135 | 197.6704 | 258691.5696 | 261.8801 | 338604.7874 | 196.6994 | 253619.0833 | 0 | 0
| 430 | 2014Any | AnyOregon | Oregon | 2014 | 1444711.4503 | Any | NA | 511.9622 | NA | 0.035526 | 0.035526 | PTHP Standard Size - 9,000 Btu/h | 1103.7516 | 1444711.4503 | 0 | 0 | 248.1875 | 329634.3893 | 226.3022 | 298738.7332 | 218.6399 | 286134.2945 | 210.566 | 272256.8935 | 200.0561 | 257947.1399 | 0 | 0 | 430 | 2014Any | AnyOregon | Oregon | 2014 | 1441812.2174 | Any | NA | 511.9622 | NA | 0.035526 | 0.035526 | PTHP Standard Size - 9,000 Btu/h | 1103.7516 | 1441812.2174 | 0 | 0 | 208.8831 | 277431.6285 | 190.4637 | 251428.7827 | 184.0148 | 240820.454 | 320.3339 | 414184.2124 | 200.0561 | 257947.1399 | 0 | 0
| 431 | 2015Any | AnyOregon | Oregon | 2015 | 1447761.881 | Any | NA | 517.8556 | NA | 0.035361 | 0.035361 | PTHP Standard Size - 9,000 Btu/h | 1106.0822 | 1447761.881 | 0 | 0 | 248.7115 | 330330.3946 | 226.78 | 299369.504 | 219.1015 | 286738.4517 | 211.0106 | 272831.7493 | 200.4785 | 258491.7814 | 0 | 0 | 431 | 2015Any | AnyOregon | Oregon | 2015 | 1443470.854 | Any | NA | 517.8556 | NA | 0.035361 | 0.035361 | PTHP Standard Size - 9,000 Btu/h | 1106.0822 | 1443470.854 | 0 | 0 | 190.5388 | 253067.3856 | 173.7371 | 229348.1283 | 167.8545 | 219671.4305 | 373.4733 | 482892.1283 | 200.4785 | 258491.7814 | 0 | 0
| 432 | 2016Any | AnyOregon | Oregon | 2016 | 1459440.417 | Any | NA | 525.2609 | NA | 0.035299 | 0.035299 | PTHP Standard Size - 9,000 Btu/h | 1115.0045 | 1459440.417 | 0 | 0 | 250.7178 | 332995.0423 | 228.6094 | 301784.4022 | 220.8689 | 289051.46 | 212.7127 | 275032.5776 | 202.0957 | 260576.9348 | 0 | 0 | 432 | 2016Any | AnyOregon | Oregon | 2016 | 1453760.2343 | Any | NA | 525.2609 | NA | 0.035299 | 0.035299 | PTHP Standard Size - 9,000 Btu/h | 1115.0045 | 1453760.2343 | 0 | 0 | 173.7126 | 230719.2919 | 158.3945 | 209094.6552 | 153.0315 | 200272.4957 | 427.7702 | 553096.8567 | 202.0957 | 260576.9348 | 0 | 0
| 433 | 2017Any | AnyOregon | Oregon | 2017 | 1478708.4323 | Any | NA | 533.9435 | NA | 0.035323 | 0.035323 | PTHP Standard Size - 9,000 Btu/h | 1129.7251 | 1478708.4323 | 0 | 0 | 254.0278 | 337391.3531 | 231.6276 | 305768.6597 | 223.7849 | 292867.613 | 215.5211 | 278663.6487 | 204.7638 | 264017.1577 | 0 | 0 | 433 | 2017Any | AnyOregon | Oregon | 2017 | 1471621.4013 | Any | NA | 533.9435 | NA | 0.035323 | 0.035323 | PTHP Standard Size - 9,000 Btu/h | 1129.7251 | 1471621.4013 | 0 | 0 | 157.9502 | 209784.2924 | 144.0221 | 190121.8314 | 139.1457 | 182100.1766 | 483.8433 | 625597.9432 | 204.7638 | 264017.1577 | 0 | 0
| 434 | 2018Any | AnyOregon | Oregon | 2018 | 1499770.0207 | Any | NA | 542.8433 | NA | 0.035361 | 0.035361 | PTHP Standard Size - 9,000 Btu/h | 1145.8161 | 1499770.0207 | 0 | 0 | 257.646 | 342196.8967 | 234.9267 | 310123.7939 | 226.9723 | 297038.9946 | 218.5908 | 282632.72 | 207.6803 | 267777.6155 | 0 | 0 | 434 | 2018Any | AnyOregon | Oregon | 2018 | 1491271.8388 | Any | NA | 542.8433 | NA | 0.035361 | 0.035361 | PTHP Standard Size - 9,000 Btu/h | 1145.8161 | 1491271.8388 | 0 | 0 | 142.4377 | 189181.0547 | 129.8775 | 171449.6741 | 125.48 | 164215.8384 | 540.3406 | 698647.656 | 207.6803 | 267777.6155 | 0 | 0
| 435 | 2019Any | AnyOregon | Oregon | 2019 | 1515347.0212 | Any | NA | 550.6164 | NA | 0.035323 | 0.035323 | PTHP Standard Size - 9,000 Btu/h | 1157.7168 | 1515347.0212 | 0 | 0 | 260.322 | 345751.0424 | 237.3667 | 313344.8201 | 229.3297 | 300124.1187 | 220.8611 | 285568.2167 | 209.8373 | 270558.8233 | 0 | 0 | 435 | 2019Any | AnyOregon | Oregon | 2019 | 1505476.1952 | Any | NA | 550.6164 | NA | 0.035323 | 0.035323 | PTHP Standard Size - 9,000 Btu/h | 1157.7168 | 1505476.1952 | 0 | 0 | 126.505 | 168019.7615 | 115.3498 | 152271.7663 | 111.4441 | 145847.0884 | 594.5806 | 768778.7556 | 209.8373 | 270558.8233 | 0 | 0
| 436 | 2020Any | AnyOregon | Oregon | 2020 | 1529380.592 | Any | NA | 557.9763 | NA | 0.035257 | 0.035257 | PTHP Standard Size - 9,000 Btu/h | 1168.4384 | 1529380.592 | 0 | 0 | 262.7328 | 348953.0296 | 239.5649 | 316246.6945 | 231.4535 | 302903.5567 | 222.9065 | 288212.853 | 211.7806 | 273064.4582 | 0 | 0 | 436 | 2020Any | AnyOregon | Oregon | 2020 | 1518161.6783 | Any | NA | 557.9763 | NA | 0.035257 | 0.035257 | PTHP Standard Size - 9,000 Btu/h | 1168.4384 | 1518161.6783 | 0 | 0 | 110.6401 | 146948.4675 | 100.8838 | 133175.4224 | 97.468 | 127556.4609 | 647.666 | 837416.8693 | 211.7806 | 273064.4582 | 0 | 0
| 437 | 2021Any | AnyOregon | Oregon | 2021 | 1540377.5183 | Any | NA | 564.6775 | NA | 0.035147 | 0.035147 | PTHP Standard Size - 9,000 Btu/h | 1176.84 | 1540377.5183 | 0 | 0 | 264.622 | 351462.157 | 241.2875 | 318520.6488 | 233.1178 | 305081.5679 | 224.5093 | 290285.2316 | 213.3034 | 275027.9131 | 0 | 0 | 437 | 2021Any | AnyOregon | Oregon | 2021 | 1527852.5817 | Any | NA | 564.6775 | NA | 0.035147 | 0.035147 | PTHP Standard Size - 9,000 Btu/h | 1176.84 | 1527852.5817 | 0 | 0 | 94.8237 | 125941.7178 | 86.4621 | 114137.5732 | 83.5346 | 109321.86 | 698.7161 | 903423.5176 | 213.3034 | 275027.9131 | 0 | 0
| 438 | 2022Any | AnyOregon | Oregon | 2022 | 1553343.6403 | Any | NA | 571.6802 | NA | 0.035049 | 0.035049 | PTHP Standard Size - 9,000 Btu/h | 1186.746 | 1553343.6403 | 0 | 0 | 266.8494 | 354420.5884 | 243.3186 | 321201.7952 | 235.0801 | 307649.5908 | 226.3991 | 292728.7064 | 215.0989 | 277342.9595 | 0 | 0 | 438 | 2022Any | AnyOregon | Oregon | 2022 | 1539518.328 | Any | NA | 571.6802 | NA | 0.035049 | 0.035049 | PTHP Standard Size - 9,000 Btu/h | 1186.746 | 1539518.328 | 0 | 0 | 79.4222 | 105485.9552 | 72.4187 | 95599.0687 | 69.9667 | 91565.5354 | 749.8395 | 969524.8092 | 215.0989 | 277342.9595 | 0 | 0
| 439 | 2023Any | AnyOregon | Oregon | 2023 | 1571018.1404 | Any | NA | 579.5411 | NA | 0.034993 | 0.034993 | PTHP Standard Size - 9,000 Btu/h | 1200.2493 | 1571018.1404 | 0 | 0 | 269.8857 | 358453.3127 | 246.0871 | 324856.5442 | 237.7549 | 311150.138 | 228.9752 | 296059.4784 | 217.5464 | 280498.667 | 0 | 0 | 439 | 2023Any | AnyOregon | Oregon | 2023 | 1555868.6138 | Any | NA | 579.5411 | NA | 0.034993 | 0.034993 | PTHP Standard Size - 9,000 Btu/h | 1200.2493 | 1555868.6138 | 0 | 0 | 64.5064 | 85675.2527 | 58.8182 | 77645.1647 | 56.8267 | 74369.1458 | 802.5516 | 1037680.3836 | 217.5464 | 280498.667 | 0 | 0
| 440 | 2024Any | AnyOregon | Oregon | 2024 | 1584019.9656 | Any | NA | 586.5037 | NA | 0.034875 | 0.034875 | PTHP Standard Size - 9,000 Btu/h | 1210.1826 | 1584019.9656 | 0 | 0 | 272.1193 | 361419.8904 | 248.1238 | 327545.0733 | 239.7226 | 313725.2322 | 230.8702 | 298509.6816 | 219.3468 | 282820.0881 | 0 | 0 | 440 | 2024Any | AnyOregon | Oregon | 2024 | 1567611.1081 | Any | NA | 586.5037 | NA | 0.034875 | 0.034875 | PTHP Standard Size - 9,000 Btu/h | 1210.1826 | 1567611.1081 | 0 | 0 | 49.6675 | 65966.6781 | 45.2878 | 59783.8165 | 43.7544 | 57261.4069 | 852.1262 | 1101779.1184 | 219.3468 | 282820.0881 | 0 | 0
| 441 | 2025Any | AnyOregon | Oregon | 2025 | 1601794.3967 | Any | NA | 594.3064 | NA | 0.0348 | 0.0348 | PTHP Standard Size - 9,000 Btu/h | 1223.7621 | 1601794.3967 | 0 | 0 | 275.1728 | 365475.4156 | 250.908 | 331220.4862 | 242.4125 | 317245.5714 | 233.4608 | 301859.2857 | 221.8081 | 285993.6378 | 0 | 0 | 441 | 2025Any | AnyOregon | Oregon | 2025 | 1584098.136 | Any | NA | 594.3064 | NA | 0.0348 | 0.0348 | PTHP Standard Size - 9,000 Btu/h | 1223.7621 | 1584098.136 | 0 | 0 | 35.2678 | 46841.5881 | 32.1579 | 42451.2647 | 31.0691 | 40660.1532 | 903.4592 | 1168151.4922 | 221.8081 | 285993.6378 | 0 | 0
| 442 | 2026Any | AnyOregon | Oregon | 2026 | 1614234.0454 | Any | NA | 601.1048 | NA | 0.034659 | 0.034659 | PTHP Standard Size - 9,000 Btu/h | 1233.266 | 1614234.0454 | 0 | 0 | 277.3098 | 368313.7236 | 252.8565 | 333792.7679 | 244.2951 | 319709.323 | 235.2738 | 304203.5463 | 223.5307 | 288214.6847 | 0 | 0 | 442 | 2026Any | AnyOregon | Oregon | 2026 | 1595332.3792 | Any | NA | 601.1048 | NA | 0.034659 | 0.034659 | PTHP Standard Size - 9,000 Btu/h | 1233.266 | 1595332.3792 | 0 | 0 | 21.0634 | 27975.7083 | 19.206 | 25353.6279 | 18.5557 | 24283.9031 | 950.9102 | 1229504.4552 | 223.5307 | 288214.6847 | 0 | 0
| 443 | 2027Any | AnyOregon | Oregon | 2027 | 1624831.5296 | Any | NA | 607.5911 | NA | 0.034494 | 0.034494 | PTHP Standard Size - 9,000 Btu/h | 1241.3624 | 1624831.5296 | 0 | 0 | 279.1304 | 370731.7118 | 254.5166 | 335984.1253 | 245.8989 | 321808.2222 | 236.8184 | 306200.6497 | 224.9981 | 290106.8208 | 0 | 0 | 443 | 2027Any | AnyOregon | Oregon | 2027 | 1604774.696 | Any | NA | 607.5911 | NA | 0.034494 | 0.034494 | PTHP Standard Size - 9,000 Btu/h | 1241.3624 | 1604774.696 | 0 | 0 | 7.2236 | 9594.0813 | 6.5866 | 8694.8565 | 6.3636 | 8328.0015 | 996.1906 | 1288050.9359 | 224.9981 | 290106.8208 | 0 | 0
| 444 | 2028Any | AnyOregon | Oregon | 2028 | 1635241.8098 | Any | NA | 614.1126 | NA | 0.034326 | 0.034326 | PTHP Standard Size - 9,000 Btu/h | 1249.3158 | 1635241.8098 | 0 | 0 | 280.9187 | 373106.9863 | 256.1472 | 338136.7724 | 247.4744 | 323870.0444 | 238.3357 | 308162.4743 | 226.4397 | 291965.5325 | 0 | 0 | 444 | 2028Any | AnyOregon | Oregon | 2028 | 1614062.1609 | Any | NA | 614.1126 | NA | 0.034326 | 0.034326 | PTHP Standard Size - 9,000 Btu/h | 1249.3158 | 1614062.1609 | 0 | 0 | -6.2099 | -8247.7376 | -5.6623 | -7474.7016 | -5.4706 | -7159.3276 | 1040.2188 | 1344978.3952 | 226.4397 | 291965.5325 | 0 | 0
| 445 | 2029Any | AnyOregon | Oregon | 2029 | 1645642.1628 | Any | NA | 620.7361 | NA | 0.034157 | 0.034157 | PTHP Standard Size - 9,000 Btu/h | 1257.2616 | 1645642.1628 | 0 | 0 | 282.7054 | 375479.9958 | 257.7764 | 340287.3667 | 249.0483 | 325929.9005 | 239.8516 | 310122.4282 | 227.8799 | 293822.4716 | 0 | 0 | 445 | 2029Any | AnyOregon | Oregon | 2029 | 1624822.43 | Any | NA | 620.7361 | NA | 0.034157 | 0.034157 | PTHP Standard Size - 9,000 Btu/h | 1257.2616 | 1624822.43 | 0 | 0 | 0 | 0 | 0 | 0 | 0 | 0 | 1038.7221 | 1343043.2116 | 218.5395 | 281779.2184 | 0 | 0
| 446 | 2030Any | AnyOregon | Oregon | 2030 | 1655066.853 | Any | NA | 627.3222 | NA | 0.033981 | 0.033981 | PTHP Standard Size - 9,000 Btu/h | 1264.462 | 1655066.853 | 0 | 0 | 284.3245 | 377630.392 | 259.2527 | 342236.2126 | 250.4747 | 327796.5203 | 241.2252 | 311898.5177 | 229.185 | 295505.2103 | 0 | 0 | 446 | 2030Any | AnyOregon | Oregon | 2030 | 1634148.3254 | Any | NA | 627.3222 | NA | 0.033981 | 0.033981 | PTHP Standard Size - 9,000 Btu/h | 1264.462 | 1634148.3254 | 0 | 0 | 0 | 0 | 0 | 0 | 0 | 0 | 1050.3455 | 1358072.0451 | 214.1165 | 276076.2803 | 0 | 0
| 447 | 2031Any | AnyOregon | Oregon | 2031 | 1661373.3187 | Any | NA | 633.4744 | NA | 0.033776 | 0.033776 | PTHP Standard Size - 9,000 Btu/h | 1269.2801 | 1661373.3187 | 0 | 0 | 285.4079 | 379069.3146 | 260.2405 | 343540.2693 | 251.4291 | 329045.556 | 242.1444 | 313086.9756 | 230.0583 | 296631.2032 | 0 | 0 | 447 | 2031Any | AnyOregon | Oregon | 2031 | 1640393.7654 | Any | NA | 633.4744 | NA | 0.033776 | 0.033776 | PTHP Standard Size - 9,000 Btu/h | 1269.2801 | 1640393.7654 | 0 | 0 | 0 | 0 | 0 | 0 | 0 | 0 | 1059.5341 | 1369952.665 | 209.746 | 270441.1004 | 0 | 0
| 448 | 2032Any | AnyOregon | Oregon | 2032 | 1669883.66 | Any | NA | 640.0856 | NA | 0.033591 | 0.033591 | PTHP Standard Size - 9,000 Btu/h | 1275.782 | 1669883.66 | 0 | 0 | 286.8699 | 381011.0873 | 261.5736 | 345300.0453 | 252.717 | 330731.0832 | 243.3848 | 314690.7555 | 231.2367 | 298150.6888 | 0 | 0 | 448 | 2032Any | AnyOregon | Oregon | 2032 | 1648813.7663 | Any | NA | 640.0856 | NA | 0.033591 | 0.033591 | PTHP Standard Size - 9,000 Btu/h | 1275.782 | 1648813.7663 | 0 | 0 | 0 | 0 | 0 | 0 | 0 | 0 | 1069.7161 | 1383117.7102 | 206.0659 | 265696.0561 | 0 | 0
| 449 | 2033Any | AnyOregon | Oregon | 2033 | 1680398.4532 | Any | NA | 647.0834 | NA | 0.033423 | 0.033423 | PTHP Standard Size - 9,000 Btu/h | 1283.8152 | 1680398.4532 | 0 | 0 | 288.6762 | 383410.2082 | 263.2207 | 347474.3037 | 254.3083 | 332813.6049 | 244.9173 | 316672.2757 | 232.6928 | 300028.0608 | 0 | 0 | 449 | 2033Any | AnyOregon | Oregon | 2033 | 1659211.6395 | Any | NA | 647.0834 | NA | 0.033423 | 0.033423 | PTHP Standard Size - 9,000 Btu/h | 1283.8152 | 1659211.6395 | 0 | 0 | 0 | 0 | 0 | 0 | 0 | 0 | 1080.8245 | 1397480.624 | 202.9907 | 261731.0155 | 0 | 0
| 450 | 2034Any | AnyOregon | Oregon | 2034 | 1692300.5266 | Any | NA | 654.3371 | NA | 0.033267 | 0.033267 | PTHP Standard Size - 9,000 Btu/h | 1292.9083 | 1692300.5266 | 0 | 0 | 290.7209 | 386125.8596 | 265.085 | 349935.4251 | 256.1095 | 335170.8863 | 246.652 | 318915.2298 | 234.3409 | 302153.1258 | 0 | 0 | 450 | 2034Any | AnyOregon | Oregon | 2034 | 1670978.173 | Any | NA | 654.3371 | NA | 0.033267 | 0.033267 | PTHP Standard Size - 9,000 Btu/h | 1292.9083 | 1670978.173 | 0 | 0 | 0 | 0 | 0 | 0 | 0 | 0 | 1092.5118 | 1412592.0382 | 200.3965 | 258386.1347 | 0 | 0
| 451 | 2005Any | AnyOregon | Oregon | 2005 | 1994516.9633 | Any | NA | 427.2424 | NA | 0.034767 | 0.034767 | PTHP Standard Size - 12,000 Btu/h | 1200.1091 | 1994516.9633 | 0 | 0 | 273.7619 | 459871.4897 | 248.15 | 414350.5674 | 238.8125 | 395316.9177 | 226.1052 | 373527.2666 | 213.2794 | 351450.7219 | 0 | 0 | 451 | 2005Any | AnyOregon | Oregon | 2005 | 1994516.9633 | Any | NA | 427.2424 | NA | 0.034767 | 0.034767 | PTHP Standard Size - 12,000 Btu/h | 1200.1091 | 1994516.9633 | 0 | 0 | 273.7619 | 459871.4897 | 248.15 | 414350.5674 | 238.8125 | 395316.9177 | 226.1052 | 373527.2666 | 213.2794 | 351450.7219 | 0 | 0
| 452 | 2006Any | AnyOregon | Oregon | 2006 | 2056312.6422 | Any | NA | 437.0258 | NA | 0.034893 | 0.034893 | PTHP Standard Size - 12,000 Btu/h | 1237.2918 | 2056312.6422 | 0 | 0 | 282.2438 | 474119.5866 | 255.8384 | 427188.2996 | 246.2116 | 407564.9345 | 233.1106 | 385100.1795 | 219.8874 | 362339.642 | 0 | 0 | 452 | 2006Any | AnyOregon | Oregon | 2006 | 2056312.6422 | Any | NA | 437.0258 | NA | 0.034893 | 0.034893 | PTHP Standard Size - 12,000 Btu/h | 1237.2918 | 2056312.6422 | 0 | 0 | 282.2438 | 474119.5866 | 255.8384 | 427188.2996 | 246.2116 | 407564.9345 | 233.1106 | 385100.1795 | 219.8874 | 362339.642 | 0 | 0
| 453 | 2007Any | AnyOregon | Oregon | 2007 | 2088015.8982 | Any | NA | 444.1987 | NA | 0.03481 | 0.03481 | PTHP Standard Size - 12,000 Btu/h | 1256.3678 | 2088015.8982 | 0 | 0 | 286.5953 | 481429.3381 | 259.7828 | 433774.4868 | 250.0076 | 413848.5779 | 236.7046 | 391037.472 | 223.2775 | 367926.0233 | 0 | 0 | 453 | 2007Any | AnyOregon | Oregon | 2007 | 2088015.8982 | Any | NA | 444.1987 | NA | 0.03481 | 0.03481 | PTHP Standard Size - 12,000 Btu/h | 1256.3678 | 2088015.8982 | 0 | 0 | 286.5953 | 481429.3381 | 259.7828 | 433774.4868 | 250.0076 | 413848.5779 | 236.7046 | 391037.472 | 223.2775 | 367926.0233 | 0 | 0
| 454 | 2008Any | AnyOregon | Oregon | 2008 | 2128240.6768 | Any | NA | 452.0369 | NA | 0.034782 | 0.034782 | PTHP Standard Size - 12,000 Btu/h | 1280.5712 | 2128240.6768 | 0 | 0 | 292.1165 | 490703.8789 | 264.7874 | 442130.9762 | 254.8238 | 421821.2028 | 241.2646 | 398570.6501 | 227.5788 | 375013.9688 | 0 | 0 | 454 | 2008Any | AnyOregon | Oregon | 2008 | 2128240.6768 | Any | NA | 452.0369 | NA | 0.034782 | 0.034782 | PTHP Standard Size - 12,000 Btu/h | 1280.5712 | 2128240.6768 | 0 | 0 | 292.1165 | 490703.8789 | 264.7874 | 442130.9762 | 254.8238 | 421821.2028 | 241.2646 | 398570.6501 | 227.5788 | 375013.9688 | 0 | 0
| 455 | 2009Any | AnyOregon | Oregon | 2009 | 2178151.2215 | Any | NA | 460.6184 | NA | 0.034811 | 0.034811 | PTHP Standard Size - 12,000 Btu/h | 1310.6026 | 2178151.2215 | 0 | 0 | 298.9671 | 502211.6459 | 270.9971 | 452499.6333 | 260.7999 | 431713.5642 | 246.9226 | 407917.7501 | 232.9159 | 383808.628 | 0 | 0 | 455 | 2009Any | AnyOregon | Oregon | 2009 | 2178151.2215 | Any | NA | 460.6184 | NA | 0.034811 | 0.034811 | PTHP Standard Size - 12,000 Btu/h | 1310.6026 | 2178151.2215 | 0 | 0 | 298.9671 | 502211.6459 | 270.9971 | 452499.6333 | 260.7999 | 431713.5642 | 246.9226 | 407917.7501 | 232.9159 | 383808.628 | 0 | 0
| 456 | 2010Any | AnyOregon | Oregon | 2010 | 2259726.613 | Any | NA | 472.3541 | NA | 0.035075 | 0.035075 | PTHP Standard Size - 12,000 Btu/h | 1359.6868 | 2259726.613 | 0 | 0 | 310.1639 | 521020.3086 | 281.1464 | 469446.4984 | 270.5672 | 447881.9563 | 256.1703 | 423194.9493 | 241.639 | 398182.9004 | 0 | 0 | 456 | 2010Any | AnyOregon | Oregon | 2010 | 2259726.613 | Any | NA | 472.3541 | NA | 0.035075 | 0.035075 | PTHP Standard Size - 12,000 Btu/h | 1359.6868 | 2259726.613 | 0 | 0 | 310.1639 | 521020.3086 | 281.1464 | 469446.4984 | 270.5672 | 447881.9563 | 256.1703 | 423194.9493 | 241.639 | 398182.9004 | 0 | 0
| 457 | 2011Any | AnyOregon | Oregon | 2011 | 2334039.3594 | Any | NA | 483.1114 | NA | 0.035259 | 0.035259 | PTHP Standard Size - 12,000 Btu/h | 1404.4011 | 2334039.3594 | 0 | 0 | 320.3638 | 538154.4389 | 290.3921 | 484884.5865 | 279.465 | 462610.8789 | 264.5946 | 437112.0217 | 249.5855 | 411277.4335 | 0 | 0 | 457 | 2011Any | AnyOregon | Oregon | 2011 | 2334039.3594 | Any | NA | 483.1114 | NA | 0.035259 | 0.035259 | PTHP Standard Size - 12,000 Btu/h | 1404.4011 | 2334039.3594 | 0 | 0 | 320.3638 | 538154.4389 | 290.3921 | 484884.5865 | 279.465 | 462610.8789 | 264.5946 | 437112.0217 | 249.5855 | 411277.4335 | 0 | 0
| 458 | 2012Any | AnyOregon | Oregon | 2012 | 2399752.9514 | Any | NA | 492.981 | NA | 0.035374 | 0.035374 | PTHP Standard Size - 12,000 Btu/h | 1443.9412 | 2399752.9514 | 0 | 0 | 329.3835 | 553305.8805 | 298.5679 | 498536.2448 | 287.3332 | 475635.4332 | 272.0441 | 449418.6698 | 256.6124 | 422856.723 | 0 | 0 | 458 | 2012Any | AnyOregon | Oregon | 2012 | 2399752.9514 | Any | NA | 492.981 | NA | 0.035374 | 0.035374 | PTHP Standard Size - 12,000 Btu/h | 1443.9412 | 2399752.9514 | 0 | 0 | 329.3835 | 553305.8805 | 298.5679 | 498536.2448 | 287.3332 | 475635.4332 | 272.0441 | 449418.6698 | 256.6124 | 422856.723 | 0 | 0
| 459 | 2013Any | AnyOregon | Oregon | 2013 | 2459450.9516 | Any | NA | 502.559 | NA | 0.035443 | 0.035443 | PTHP Standard Size - 12,000 Btu/h | 1479.8618 | 2459450.9516 | 0 | 0 | 337.5775 | 567070.3201 | 305.9953 | 510938.1951 | 294.4811 | 487467.6863 | 278.8117 | 460598.7356 | 262.9961 | 433376.0145 | 0 | 0 | 459 | 2013Any | AnyOregon | Oregon | 2013 | 2458430.9551 | Any | NA | 502.559 | NA | 0.035443 | 0.035443 | PTHP Standard Size - 12,000 Btu/h | 1479.8618 | 2458430.9551 | 0 | 0 | 310.4092 | 521432.4663 | 281.3688 | 469817.8581 | 346.2759 | 573205.8806 | 278.8117 | 460598.7356 | 262.9961 | 433376.0145 | 0 | 0
| 460 | 2014Any | AnyOregon | Oregon | 2014 | 2501421.9365 | Any | NA | 511.9622 | NA | 0.035526 | 0.035526 | PTHP Standard Size - 12,000 Btu/h | 1505.1159 | 2501421.9365 | 0 | 0 | 343.3383 | 576747.4799 | 311.2172 | 519657.4498 | 299.5065 | 495786.4124 | 283.5697 | 468458.9381 | 267.4842 | 440771.6562 | 0 | 0 | 460 | 2014Any | AnyOregon | Oregon | 2014 | 2499380.5739 | Any | NA | 511.9622 | NA | 0.035526 | 0.035526 | PTHP Standard Size - 12,000 Btu/h | 1505.1159 | 2499380.5739 | 0 | 0 | 288.9653 | 485410.4965 | 261.9311 | 437361.5655 | 403.1656 | 667377.9175 | 283.5697 | 468458.9381 | 267.4842 | 440771.6562 | 0 | 0
| 461 | 2015Any | AnyOregon | Oregon | 2015 | 2506703.5547 | Any | NA | 517.8556 | NA | 0.035361 | 0.035361 | PTHP Standard Size - 12,000 Btu/h | 1508.2938 | 2506703.5547 | 0 | 0 | 344.0633 | 577965.2513 | 311.8743 | 520754.6787 | 300.1389 | 496833.2388 | 284.1684 | 469448.064 | 268.049 | 441702.3219 | 0 | 0 | 461 | 2015Any | AnyOregon | Oregon | 2015 | 2503682.2238 | Any | NA | 517.8556 | NA | 0.035361 | 0.035361 | PTHP Standard Size - 12,000 Btu/h | 1508.2938 | 2503682.2238 | 0 | 0 | 263.5882 | 442781.4016 | 238.9281 | 398952.1619 | 453.5602 | 750798.2745 | 284.1684 | 469448.064 | 268.049 | 441702.3219 | 0 | 0
| 462 | 2016Any | AnyOregon | Oregon | 2016 | 2526924.1642 | Any | NA | 525.2609 | NA | 0.035299 | 0.035299 | PTHP Standard Size - 12,000 Btu/h | 1520.4607 | 2526924.1642 | 0 | 0 | 346.8387 | 582627.4738 | 314.3901 | 524955.4055 | 302.56 | 500841.0007 | 286.4607 | 473234.9203 | 270.2112 | 445265.364 | 0 | 0 | 462 | 2016Any | AnyOregon | Oregon | 2016 | 2522924.7227 | Any | NA | 525.2609 | NA | 0.035299 | 0.035299 | PTHP Standard Size - 12,000 Btu/h | 1520.4607 | 2522924.7227 | 0 | 0 | 240.311 | 403679.8783 | 217.8286 | 363721.1491 | 505.6491 | 837023.4111 | 286.4607 | 473234.9203 | 270.2112 | 445265.364 | 0 | 0
| 463 | 2017Any | AnyOregon | Oregon | 2017 | 2560285.4531 | Any | NA | 533.9435 | NA | 0.035323 | 0.035323 | PTHP Standard Size - 12,000 Btu/h | 1540.5343 | 2560285.4531 | 0 | 0 | 351.4178 | 590319.5145 | 318.5408 | 531886.0405 | 306.5545 | 507453.2693 | 290.2426 | 479482.7243 | 273.7786 | 451143.9046 | 0 | 0 | 463 | 2017Any | AnyOregon | Oregon | 2017 | 2555295.4435 | Any | NA | 533.9435 | NA | 0.035323 | 0.035323 | PTHP Standard Size - 12,000 Btu/h | 1540.5343 | 2555295.4435 | 0 | 0 | 218.5057 | 367050.7869 | 198.0633 | 330717.8315 | 559.944 | 926900.1962 | 290.2426 | 479482.7243 | 273.7786 | 451143.9046 | 0 | 0
| 464 | 2018Any | AnyOregon | Oregon | 2018 | 2596752.1949 | Any | NA | 542.8433 | NA | 0.035361 | 0.035361 | PTHP Standard Size - 12,000 Btu/h | 1562.4765 | 2596752.1949 | 0 | 0 | 356.4231 | 598727.5727 | 323.0778 | 539461.8172 | 310.9208 | 514681.0443 | 294.3766 | 486312.1083 | 277.6781 | 457569.6523 | 0 | 0 | 464 | 2018Any | AnyOregon | Oregon | 2018 | 2590768.5878 | Any | NA | 542.8433 | NA | 0.035361 | 0.035361 | PTHP Standard Size - 12,000 Btu/h | 1562.4765 | 2590768.5878 | 0 | 0 | 197.0459 | 331002.1651 | 178.6112 | 298237.5251 | 614.7646 | 1017647.137 | 294.3766 | 486312.1083 | 277.6781 | 457569.6523 | 0 | 0
| 465 | 2019Any | AnyOregon | Oregon | 2019 | 2623722.7369 | Any | NA | 550.6164 | NA | 0.035323 | 0.035323 | PTHP Standard Size - 12,000 Btu/h | 1578.7048 | 2623722.7369 | 0 | 0 | 360.125 | 604946.1126 | 326.4334 | 545064.8076 | 314.1501 | 520026.6552 | 297.4341 | 491363.072 | 280.5622 | 462322.0894 | 0 | 0 | 465 | 2019Any | AnyOregon | Oregon | 2019 | 2616772.645 | Any | NA | 550.6164 | NA | 0.035323 | 0.035323 | PTHP Standard Size - 12,000 Btu/h | 1578.7048 | 2616772.645 | 0 | 0 | 175.0049 | 293977.137 | 158.6322 | 264877.4631 | 667.0714 | 1104232.8835 | 297.4341 | 491363.072 | 280.5622 | 462322.0894 | 0 | 0
| 466 | 2020Any | AnyOregon | Oregon | 2020 | 2648020.9327 | Any | NA | 557.9763 | NA | 0.035257 | 0.035257 | PTHP Standard Size - 12,000 Btu/h | 1593.3251 | 2648020.9327 | 0 | 0 | 363.4601 | 610548.4954 | 329.4565 | 550112.6319 | 317.0595 | 524842.6021 | 300.1886 | 495913.5666 | 283.1604 | 466603.6366 | 0 | 0 | 466 | 2020Any | AnyOregon | Oregon | 2020 | 2640121.6464 | Any | NA | 557.9763 | NA | 0.035257 | 0.035257 | PTHP Standard Size - 12,000 Btu/h | 1593.3251 | 2640121.6464 | 0 | 0 | 153.0576 | 257109.5768 | 138.7382 | 231659.2818 | 718.1802 | 1188835.5846 | 300.1886 | 495913.5666 | 283.1604 | 466603.6366 | 0 | 0
| 467 | 2021Any | AnyOregon | Oregon | 2021 | 2667061.3804 | Any | NA | 564.6775 | NA | 0.035147 | 0.035147 | PTHP Standard Size - 12,000 Btu/h | 1604.7818 | 2667061.3804 | 0 | 0 | 366.0735 | 614938.6105 | 331.8254 | 554068.1863 | 319.3393 | 528616.4538 | 302.3471 | 499479.4057 | 285.1965 | 469958.7242 | 0 | 0 | 467 | 2021Any | AnyOregon | Oregon | 2021 | 2658242.5176 | Any | NA | 564.6775 | NA | 0.035147 | 0.035147 | PTHP Standard Size - 12,000 Btu/h | 1604.7818 | 2658242.5176 | 0 | 0 | 131.1775 | 220354.947 | 118.9052 | 198542.8524 | 767.1556 | 1269906.5884 | 302.3471 | 499479.4057 | 285.1965 | 469958.7242 | 0 | 0
| 468 | 2022Any | AnyOregon | Oregon | 2022 | 2689511.3595 | Any | NA | 571.6802 | NA | 0.035049 | 0.035049 | PTHP Standard Size - 12,000 Btu/h | 1618.2901 | 2689511.3595 | 0 | 0 | 369.155 | 620114.854 | 334.6185 | 558732.0531 | 322.0273 | 533066.0808 | 304.8921 | 503683.7717 | 287.5971 | 473914.5999 | 0 | 0 | 468 | 2022Any | AnyOregon | Oregon | 2022 | 2679776.8965 | Any | NA | 571.6802 | NA | 0.035049 | 0.035049 | PTHP Standard Size - 12,000 Btu/h | 1618.2901 | 2679776.8965 | 0 | 0 | 109.8713 | 184564.3561 | 99.5923 | 166295.0355 | 816.3372 | 1351319.1334 | 304.8921 | 503683.7717 | 287.5971 | 473914.5999 | 0 | 0
| 469 | 2023Any | AnyOregon | Oregon | 2023 | 2720113.5828 | Any | NA | 579.5411 | NA | 0.034993 | 0.034993 | PTHP Standard Size - 12,000 Btu/h | 1636.7035 | 2720113.5828 | 0 | 0 | 373.3553 | 627170.7428 | 338.426 | 565089.5065 | 325.6915 | 539131.4975 | 308.3613 | 509414.866 | 290.8695 | 479306.97 | 0 | 0 | 469 | 2023Any | AnyOregon | Oregon | 2023 | 2709446.7347 | Any | NA | 579.5411 | NA | 0.034993 | 0.034993 | PTHP Standard Size - 12,000 Btu/h | 1636.7035 | 2709446.7347 | 0 | 0 | 89.237 | 149902.4 | 80.8884 | 135064.134 | 867.3473 | 1435758.3648 | 308.3613 | 509414.866 | 290.8695 | 479306.97 | 0 | 0
| 470 | 2024Any | AnyOregon | Oregon | 2024 | 2742625.3796 | Any | NA | 586.5037 | NA | 0.034875 | 0.034875 | PTHP Standard Size - 12,000 Btu/h | 1650.249 | 2742625.3796 | 0 | 0 | 376.4452 | 632361.2394 | 341.2268 | 569766.2157 | 328.3869 | 543593.3769 | 310.9133 | 513630.809 | 293.2768 | 483273.7386 | 0 | 0 | 470 | 2024Any | AnyOregon | Oregon | 2024 | 2731071.8311 | Any | NA | 586.5037 | NA | 0.034875 | 0.034875 | PTHP Standard Size - 12,000 Btu/h | 1650.249 | 2731071.8311 | 0 | 0 | 68.7091 | 115419.1328 | 62.281 | 103994.2337 | 915.0688 | 1514753.917 | 310.9133 | 513630.809 | 293.2768 | 483273.7386 | 0 | 0
| 471 | 2025Any | AnyOregon | Oregon | 2025 | 2773400.6268 | Any | NA | 594.3064 | NA | 0.0348 | 0.0348 | PTHP Standard Size - 12,000 Btu/h | 1668.7666 | 2773400.6268 | 0 | 0 | 380.6694 | 639457.022 | 345.0557 | 576159.6139 | 332.0718 | 549693.0873 | 314.4021 | 519394.3067 | 296.5676 | 488696.5968 | 0 | 0 | 471 | 2025Any | AnyOregon | Oregon | 2025 | 2760940.6121 | Any | NA | 594.3064 | NA | 0.0348 | 0.0348 | PTHP Standard Size - 12,000 Btu/h | 1668.7666 | 2760940.6121 | 0 | 0 | 48.7889 | 81956.7642 | 44.2245 | 73844.1772 | 964.7834 | 1597048.7672 | 314.4021 | 519394.3067 | 296.5676 | 488696.5968 | 0 | 0
| 472 | 2026Any | AnyOregon | Oregon | 2026 | 2794939.0524 | Any | NA | 601.1048 | NA | 0.034659 | 0.034659 | PTHP Standard Size - 12,000 Btu/h | 1681.7263 | 2794939.0524 | 0 | 0 | 383.6257 | 644423.0905 | 347.7355 | 580634.1102 | 334.6506 | 553962.0427 | 316.8438 | 523427.9597 | 298.8708 | 492491.8492 | 0 | 0 | 472 | 2026Any | AnyOregon | Oregon | 2026 | 2781630.3064 | Any | NA | 601.1048 | NA | 0.034659 | 0.034659 | PTHP Standard Size - 12,000 Btu/h | 1681.7263 | 2781630.3064 | 0 | 0 | 29.1387 | 48947.9247 | 26.4127 | 44102.7566 | 1010.4604 | 1672659.8162 | 316.8438 | 523427.9597 | 298.8708 | 492491.8492 | 0 | 0
| 473 | 2027Any | AnyOregon | Oregon | 2027 | 2813287.8926 | Any | NA | 607.5911 | NA | 0.034494 | 0.034494 | PTHP Standard Size - 12,000 Btu/h | 1692.7669 | 2813287.8926 | 0 | 0 | 386.1442 | 648653.7432 | 350.0183 | 584445.9867 | 336.8476 | 557598.8165 | 318.9238 | 526864.2765 | 300.8329 | 495725.0697 | 0 | 0 | 473 | 2027Any | AnyOregon | Oregon | 2027 | 2799165.7882 | Any | NA | 607.5911 | NA | 0.034494 | 0.034494 | PTHP Standard Size - 12,000 Btu/h | 1692.7669 | 2799165.7882 | 0 | 0 | 9.9929 | 16786.3621 | 9.058 | 15124.7443 | 1053.9592 | 1744665.3356 | 318.9238 | 526864.2765 | 300.8329 | 495725.0697 | 0 | 0
| 474 | 2028Any | AnyOregon | Oregon | 2028 | 2831312.6014 | Any | NA | 614.1126 | NA | 0.034326 | 0.034326 | PTHP Standard Size - 12,000 Btu/h | 1703.6124 | 2831312.6014 | 0 | 0 | 388.6182 | 652809.6615 | 352.2609 | 588190.5266 | 339.0058 | 561171.3468 | 320.9672 | 530239.8909 | 302.7603 | 498901.1755 | 0 | 0 | 474 | 2028Any | AnyOregon | Oregon | 2028 | 2816399.9178 | Any | NA | 614.1126 | NA | 0.034326 | 0.034326 | PTHP Standard Size - 12,000 Btu/h | 1703.6124 | 2816399.9178 | 0 | 0 | -8.5906 | -14430.721 | -7.7869 | -13002.279 | 1096.2625 | 1814691.8513 | 320.9672 | 530239.8909 | 302.7603 | 498901.1755 | 0 | 0
| 475 | 2029Any | AnyOregon | Oregon | 2029 | 2849320.122 | Any | NA | 620.7361 | NA | 0.034157 | 0.034157 | PTHP Standard Size - 12,000 Btu/h | 1714.4476 | 2849320.122 | 0 | 0 | 391.0899 | 656961.6169 | 354.5013 | 591931.4957 | 341.1619 | 564740.4704 | 323.0086 | 533612.2864 | 304.6859 | 502074.2526 | 0 | 0 | 475 | 2029Any | AnyOregon | Oregon | 2029 | 2834733.8727 | Any | NA | 620.7361 | NA | 0.034157 | 0.034157 | PTHP Standard Size - 12,000 Btu/h | 1714.4476 | 2834733.8727 | 0 | 0 | 0 | 0 | 0 | 0 | 1104.7978 | 1828820.76 | 313.7229 | 518272.253 | 295.927 | 487640.8597 | 0 | 0
| 476 | 2030Any | AnyOregon | Oregon | 2030 | 2865638.3471 | Any | NA | 627.3222 | NA | 0.033981 | 0.033981 | PTHP Standard Size - 12,000 Btu/h | 1724.2664 | 2865638.3471 | 0 | 0 | 393.3297 | 660724.075 | 356.5316 | 595321.5225 | 343.1158 | 567974.7725 | 324.8585 | 536668.3155 | 306.4309 | 504949.6616 | 0 | 0 | 476 | 2030Any | AnyOregon | Oregon | 2030 | 2851028.5261 | Any | NA | 627.3222 | NA | 0.033981 | 0.033981 | PTHP Standard Size - 12,000 Btu/h | 1724.2664 | 2851028.5261 | 0 | 0 | 0 | 0 | 0 | 0 | 1122.314 | 1857816.127 | 309.7618 | 511728.5194 | 292.1906 | 481483.8798 | 0 | 0
| 477 | 2031Any | AnyOregon | Oregon | 2031 | 2876557.5737 | Any | NA | 633.4744 | NA | 0.033776 | 0.033776 | PTHP Standard Size - 12,000 Btu/h | 1730.8365 | 2876557.5737 | 0 | 0 | 394.8284 | 663241.6976 | 357.8901 | 597589.9352 | 344.4232 | 570138.9833 | 326.0963 | 538713.2362 | 307.5985 | 506873.7215 | 0 | 0 | 477 | 2031Any | AnyOregon | Oregon | 2031 | 2861947.7079 | Any | NA | 633.4744 | NA | 0.033776 | 0.033776 | PTHP Standard Size - 12,000 Btu/h | 1730.8365 | 2861947.7079 | 0 | 0 | 0 | 0 | 0 | 0 | 1136.9696 | 1882076.1491 | 305.6011 | 504854.976 | 288.2659 | 475016.5827 | 0 | 0
| 478 | 2032Any | AnyOregon | Oregon | 2032 | 2891292.6646 | Any | NA | 640.0856 | NA | 0.033591 | 0.033591 | PTHP Standard Size - 12,000 Btu/h | 1739.7027 | 2891292.6646 | 0 | 0 | 396.8509 | 666639.1358 | 359.7234 | 600651.074 | 346.1875 | 573059.5053 | 327.7667 | 541472.7806 | 309.1742 | 509470.1689 | 0 | 0 | 478 | 2032Any | AnyOregon | Oregon | 2032 | 2876659.6524 | Any | NA | 640.0856 | NA | 0.033591 | 0.033591 | PTHP Standard Size - 12,000 Btu/h | 1739.7027 | 2876659.6524 | 0 | 0 | 0 | 0 | 0 | 0 | 1152.4391 | 1907683.5352 | 302.203 | 499241.3649 | 285.0606 | 469734.7523 | 0 | 0
| 479 | 2033Any | AnyOregon | Oregon | 2033 | 2909498.3307 | Any | NA | 647.0834 | NA | 0.033423 | 0.033423 | PTHP Standard Size - 12,000 Btu/h | 1750.6571 | 2909498.3307 | 0 | 0 | 399.3498 | 670836.7771 | 361.9885 | 604433.2069 | 348.3673 | 576667.9017 | 329.8306 | 544882.2842 | 311.121 | 512678.1609 | 0 | 0 | 479 | 2033Any | AnyOregon | Oregon | 2033 | 2894821.3183 | Any | NA | 647.0834 | NA | 0.033423 | 0.033423 | PTHP Standard Size - 12,000 Btu/h | 1750.6571 | 2894821.3183 | 0 | 0 | 0 | 0 | 0 | 0 | 1168.6783 | 1934564.8942 | 299.4835 | 494748.7552 | 282.4953 | 465507.6689 | 0 | 0
| 480 | 2034Any | AnyOregon | Oregon | 2034 | 2930105.9803 | Any | NA | 654.3371 | NA | 0.033267 | 0.033267 | PTHP Standard Size - 12,000 Btu/h | 1763.0568 | 2930105.9803 | 0 | 0 | 402.1783 | 675588.2386 | 364.5524 | 608714.3393 | 350.8348 | 580752.3756 | 332.1667 | 548741.6241 | 313.3246 | 516309.4027 | 0 | 0 | 480 | 2034Any | AnyOregon | Oregon | 2034 | 2915369.9149 | Any | NA | 654.3371 | NA | 0.033267 | 0.033267 | PTHP Standard Size - 12,000 Btu/h | 1763.0568 | 2915369.9149 | 0 | 0 | 0 | 0 | 0 | 0 | 1185.3344 | 1962136.5042 | 297.2932 | 491130.3185 | 280.4293 | 462103.0922 | 0 | 0
| 481 | 2005Any | AnyOregon | Oregon | 2005 | 3238767.8744 | Any | NA | 427.2424 | NA | 0.034767 | 0.034767 | PTAC Non-Standard Size - 11,000 Btu/h | 2774.3653 | 3238767.8744 | 0 | 0 | 760.7976 | 894218.9104 | 705.7636 | 829533.5034 | 672.8719 | 781799.5008 | 634.9321 | 733215.9598 | 0 | 0 | 0 | 0 | 481 | 2005Any | AnyOregon | Oregon | 2005 | 3238767.8744 | Any | NA | 427.2424 | NA | 0.034767 | 0.034767 | PTAC Non-Standard Size - 11,000 Btu/h | 2774.3653 | 3238767.8744 | 0 | 0 | 760.7976 | 894218.9104 | 705.7636 | 829533.5034 | 672.8719 | 781799.5008 | 634.9321 | 733215.9598 | 0 | 0 | 0 | 0
| 482 | 2006Any | AnyOregon | Oregon | 2006 | 3339113.9048 | Any | NA | 437.0258 | NA | 0.034893 | 0.034893 | PTAC Non-Standard Size - 11,000 Btu/h | 2860.3228 | 3339113.9048 | 0 | 0 | 784.3693 | 921924.2975 | 727.6301 | 855234.7569 | 693.7193 | 806021.8222 | 654.6041 | 755933.0281 | 0 | 0 | 0 | 0 | 482 | 2006Any | AnyOregon | Oregon | 2006 | 3339113.9048 | Any | NA | 437.0258 | NA | 0.034893 | 0.034893 | PTAC Non-Standard Size - 11,000 Btu/h | 2860.3228 | 3339113.9048 | 0 | 0 | 784.3693 | 921924.2975 | 727.6301 | 855234.7569 | 693.7193 | 806021.8222 | 654.6041 | 755933.0281 | 0 | 0 | 0 | 0
| 483 | 2007Any | AnyOregon | Oregon | 2007 | 3390594.784 | Any | NA | 444.1987 | NA | 0.03481 | 0.03481 | PTAC Non-Standard Size - 11,000 Btu/h | 2904.4219 | 3390594.784 | 0 | 0 | 796.4623 | 936138.0904 | 738.8484 | 868420.362 | 704.4148 | 818448.6856 | 664.6965 | 767587.6461 | 0 | 0 | 0 | 0 | 483 | 2007Any | AnyOregon | Oregon | 2007 | 3390594.784 | Any | NA | 444.1987 | NA | 0.03481 | 0.03481 | PTAC Non-Standard Size - 11,000 Btu/h | 2904.4219 | 3390594.784 | 0 | 0 | 796.4623 | 936138.0904 | 738.8484 | 868420.362 | 704.4148 | 818448.6856 | 664.6965 | 767587.6461 | 0 | 0 | 0 | 0
| 484 | 2008Any | AnyOregon | Oregon | 2008 | 3455913.2161 | Any | NA | 452.0369 | NA | 0.034782 | 0.034782 | PTAC Non-Standard Size - 11,000 Btu/h | 2960.3744 | 3455913.2161 | 0 | 0 | 811.8058 | 954172.4107 | 753.082 | 885150.1277 | 717.985 | 834215.7672 | 677.5016 | 782374.9105 | 0 | 0 | 0 | 0 | 484 | 2008Any | AnyOregon | Oregon | 2008 | 3455913.2161 | Any | NA | 452.0369 | NA | 0.034782 | 0.034782 | PTAC Non-Standard Size - 11,000 Btu/h | 2960.3744 | 3455913.2161 | 0 | 0 | 811.8058 | 954172.4107 | 753.082 | 885150.1277 | 717.985 | 834215.7672 | 677.5016 | 782374.9105 | 0 | 0 | 0 | 0
| 485 | 2009Any | AnyOregon | Oregon | 2009 | 3536959.7411 | Any | NA | 460.6184 | NA | 0.034811 | 0.034811 | PTAC Non-Standard Size - 11,000 Btu/h | 3029.7998 | 3536959.7411 | 0 | 0 | 830.8439 | 976549.2336 | 770.7429 | 905908.2711 | 734.8229 | 853779.4208 | 693.39 | 800722.8156 | 0 | 0 | 0 | 0 | 485 | 2009Any | AnyOregon | Oregon | 2009 | 3536959.7411 | Any | NA | 460.6184 | NA | 0.034811 | 0.034811 | PTAC Non-Standard Size - 11,000 Btu/h | 3029.7998 | 3536959.7411 | 0 | 0 | 830.8439 | 976549.2336 | 770.7429 | 905908.2711 | 734.8229 | 853779.4208 | 693.39 | 800722.8156 | 0 | 0 | 0 | 0
| 486 | 2010Any | AnyOregon | Oregon | 2010 | 3669424.7751 | Any | NA | 472.3541 | NA | 0.035075 | 0.035075 | PTAC Non-Standard Size - 11,000 Btu/h | 3143.2708 | 3669424.7751 | 0 | 0 | 861.9604 | 1013122.6291 | 799.6085 | 939836.0448 | 762.3432 | 885754.8823 | 719.3587 | 830711.2188 | 0 | 0 | 0 | 0 | 486 | 2010Any | AnyOregon | Oregon | 2010 | 3669424.7751 | Any | NA | 472.3541 | NA | 0.035075 | 0.035075 | PTAC Non-Standard Size - 11,000 Btu/h | 3143.2708 | 3669424.7751 | 0 | 0 | 861.9604 | 1013122.6291 | 799.6085 | 939836.0448 | 762.3432 | 885754.8823 | 719.3587 | 830711.2188 | 0 | 0 | 0 | 0
| 487 | 2011Any | AnyOregon | Oregon | 2011 | 3790096.4665 | Any | NA | 483.1114 | NA | 0.035259 | 0.035259 | PTAC Non-Standard Size - 11,000 Btu/h | 3246.6396 | 3790096.4665 | 0 | 0 | 890.3066 | 1046439.9006 | 825.9042 | 970743.2339 | 787.4134 | 914883.5732 | 743.0153 | 858029.7589 | 0 | 0 | 0 | 0 | 487 | 2011Any | AnyOregon | Oregon | 2011 | 3790096.4665 | Any | NA | 483.1114 | NA | 0.035259 | 0.035259 | PTAC Non-Standard Size - 11,000 Btu/h | 3246.6396 | 3790096.4665 | 0 | 0 | 890.3066 | 1046439.9006 | 825.9042 | 970743.2339 | 787.4134 | 914883.5732 | 743.0153 | 858029.7589 | 0 | 0 | 0 | 0
| 488 | 2012Any | AnyOregon | Oregon | 2012 | 3896804.5441 | Any | NA | 492.981 | NA | 0.035374 | 0.035374 | PTAC Non-Standard Size - 11,000 Btu/h | 3338.0469 | 3896804.5441 | 0 | 0 | 915.3727 | 1075901.8394 | 849.1571 | 998073.9747 | 809.5826 | 940641.616 | 763.9345 | 882187.114 | 0 | 0 | 0 | 0 | 488 | 2012Any | AnyOregon | Oregon | 2012 | 3896804.5441 | Any | NA | 492.981 | NA | 0.035374 | 0.035374 | PTAC Non-Standard Size - 11,000 Btu/h | 3338.0469 | 3896804.5441 | 0 | 0 | 915.3727 | 1075901.8394 | 849.1571 | 998073.9747 | 809.5826 | 940641.616 | 763.9345 | 882187.114 | 0 | 0 | 0 | 0
| 489 | 2013Any | AnyOregon | Oregon | 2013 | 3993744.2887 | Any | NA | 502.559 | NA | 0.035443 | 0.035443 | PTAC Non-Standard Size - 11,000 Btu/h | 3421.0866 | 3993744.2887 | 0 | 0 | 938.1442 | 1102666.7562 | 870.2813 | 1022902.789 | 829.7224 | 964041.7012 | 782.9387 | 904133.0424 | 0 | 0 | 0 | 0 | 489 | 2013Any | AnyOregon | Oregon | 2013 | 3993744.2887 | Any | NA | 502.559 | NA | 0.035443 | 0.035443 | PTAC Non-Standard Size - 11,000 Btu/h | 3421.0866 | 3993744.2887 | 0 | 0 | 938.1442 | 1102666.7562 | 870.2813 | 1022902.789 | 829.7224 | 964041.7012 | 782.9387 | 904133.0424 | 0 | 0 | 0 | 0
| 490 | 2014Any | AnyOregon | Oregon | 2014 | 4061898.2729 | Any | NA | 511.9622 | NA | 0.035526 | 0.035526 | PTAC Non-Standard Size - 11,000 Btu/h | 3479.4681 | 4061898.2729 | 0 | 0 | 954.1538 | 1121483.9681 | 885.1329 | 1040358.8141 | 843.8818 | 980493.2509 | 796.2997 | 919562.2398 | 0 | 0 | 0 | 0 | 490 | 2014Any | AnyOregon | Oregon | 2014 | 4061898.2729 | Any | NA | 511.9622 | NA | 0.035526 | 0.035526 | PTAC Non-Standard Size - 11,000 Btu/h | 3479.4681 | 4061898.2729 | 0 | 0 | 954.1538 | 1121483.9681 | 885.1329 | 1040358.8141 | 843.8818 | 980493.2509 | 796.2997 | 919562.2398 | 0 | 0 | 0 | 0
| 491 | 2015Any | AnyOregon | Oregon | 2015 | 4070474.7532 | Any | NA | 517.8556 | NA | 0.035361 | 0.035361 | PTAC Non-Standard Size - 11,000 Btu/h | 3486.8148 | 4070474.7532 | 0 | 0 | 956.1684 | 1123851.9214 | 887.0018 | 1042555.4759 | 845.6636 | 982563.5098 | 797.981 | 921503.8462 | 0 | 0 | 0 | 0 | 491 | 2015Any | AnyOregon | Oregon | 2015 | 4070474.7532 | Any | NA | 517.8556 | NA | 0.035361 | 0.035361 | PTAC Non-Standard Size - 11,000 Btu/h | 3486.8148 | 4070474.7532 | 0 | 0 | 956.1684 | 1123851.9214 | 887.0018 | 1042555.4759 | 845.6636 | 982563.5098 | 797.981 | 921503.8462 | 0 | 0 | 0 | 0
| 492 | 2016Any | AnyOregon | Oregon | 2016 | 4103309.701 | Any | NA | 525.2609 | NA | 0.035299 | 0.035299 | PTAC Non-Standard Size - 11,000 Btu/h | 3514.9416 | 4103309.701 | 0 | 0 | 963.8815 | 1132917.6008 | 894.1569 | 1050965.3683 | 852.4852 | 990489.4702 | 804.418 | 928937.2618 | 0 | 0 | 0 | 0 | 492 | 2016Any | AnyOregon | Oregon | 2016 | 4103309.701 | Any | NA | 525.2609 | NA | 0.035299 | 0.035299 | PTAC Non-Standard Size - 11,000 Btu/h | 3514.9416 | 4103309.701 | 0 | 0 | 963.8815 | 1132917.6008 | 894.1569 | 1050965.3683 | 852.4852 | 990489.4702 | 804.418 | 928937.2618 | 0 | 0 | 0 | 0
| 493 | 2017Any | AnyOregon | Oregon | 2017 | 4157482.9534 | Any | NA | 533.9435 | NA | 0.035323 | 0.035323 | PTAC Non-Standard Size - 11,000 Btu/h | 3561.347 | 4157482.9534 | 0 | 0 | 976.607 | 1147874.7538 | 905.9618 | 1064840.5608 | 863.74 | 1003566.2399 | 815.0382 | 941201.3989 | 0 | 0 | 0 | 0 | 493 | 2017Any | AnyOregon | Oregon | 2017 | 4157482.9534 | Any | NA | 533.9435 | NA | 0.035323 | 0.035323 | PTAC Non-Standard Size - 11,000 Btu/h | 3561.347 | 4157482.9534 | 0 | 0 | 976.607 | 1147874.7538 | 905.9618 | 1064840.5608 | 863.74 | 1003566.2399 | 815.0382 | 941201.3989 | 0 | 0 | 0 | 0
| 494 | 2018Any | AnyOregon | Oregon | 2018 | 4216698.951 | Any | NA | 542.8433 | NA | 0.035361 | 0.035361 | PTAC Non-Standard Size - 11,000 Btu/h | 3612.0721 | 4216698.951 | 0 | 0 | 990.517 | 1164224.2011 | 918.8657 | 1080007.3328 | 876.0425 | 1017860.2675 | 826.647 | 954607.1495 | 0 | 0 | 0 | 0 | 494 | 2018Any | AnyOregon | Oregon | 2018 | 4216698.951 | Any | NA | 542.8433 | NA | 0.035361 | 0.035361 | PTAC Non-Standard Size - 11,000 Btu/h | 3612.0721 | 4216698.951 | 0 | 0 | 990.517 | 1164224.2011 | 918.8657 | 1080007.3328 | 876.0425 | 1017860.2675 | 826.647 | 954607.1495 | 0 | 0 | 0 | 0
| 495 | 2019Any | AnyOregon | Oregon | 2019 | 4260494.6802 | Any | NA | 550.6164 | NA | 0.035323 | 0.035323 | PTAC Non-Standard Size - 11,000 Btu/h | 3649.588 | 4260494.6802 | 0 | 0 | 1000.8048 | 1176316.1357 | 928.4092 | 1091224.5692 | 885.1413 | 1028432.0283 | 835.2328 | 964521.947 | 0 | 0 | 0 | 0 | 495 | 2019Any | AnyOregon | Oregon | 2019 | 4260494.6802 | Any | NA | 550.6164 | NA | 0.035323 | 0.035323 | PTAC Non-Standard Size - 11,000 Btu/h | 3649.588 | 4260494.6802 | 0 | 0 | 1000.8048 | 1176316.1357 | 928.4092 | 1091224.5692 | 885.1413 | 1028432.0283 | 835.2328 | 964521.947 | 0 | 0 | 0 | 0
| 496 | 2020Any | AnyOregon | Oregon | 2020 | 4299950.9583 | Any | NA | 557.9763 | NA | 0.035257 | 0.035257 | PTAC Non-Standard Size - 11,000 Btu/h | 3683.3867 | 4299950.9583 | 0 | 0 | 1010.0732 | 1187209.9544 | 937.0072 | 1101330.3581 | 893.3385 | 1037956.2979 | 842.9678 | 973454.3479 | 0 | 0 | 0 | 0 | 496 | 2020Any | AnyOregon | Oregon | 2020 | 4299950.9583 | Any | NA | 557.9763 | NA | 0.035257 | 0.035257 | PTAC Non-Standard Size - 11,000 Btu/h | 3683.3867 | 4299950.9583 | 0 | 0 | 1010.0732 | 1187209.9544 | 937.0072 | 1101330.3581 | 893.3385 | 1037956.2979 | 842.9678 | 973454.3479 | 0 | 0 | 0 | 0
| 497 | 2021Any | AnyOregon | Oregon | 2021 | 4330869.5173 | Any | NA | 564.6775 | NA | 0.035147 | 0.035147 | PTAC Non-Standard Size - 11,000 Btu/h | 3709.8719 | 4330869.5173 | 0 | 0 | 1017.3361 | 1195746.5218 | 943.7447 | 1109249.413 | 899.762 | 1045419.6651 | 849.0291 | 980453.9174 | 0 | 0 | 0 | 0 | 497 | 2021Any | AnyOregon | Oregon | 2021 | 4330869.5173 | Any | NA | 564.6775 | NA | 0.035147 | 0.035147 | PTAC Non-Standard Size - 11,000 Btu/h | 3709.8719 | 4330869.5173 | 0 | 0 | 1017.3361 | 1195746.5218 | 943.7447 | 1109249.413 | 899.762 | 1045419.6651 | 849.0291 | 980453.9174 | 0 | 0 | 0 | 0
| 498 | 2022Any | AnyOregon | Oregon | 2022 | 4367324.5951 | Any | NA | 571.6802 | NA | 0.035049 | 0.035049 | PTAC Non-Standard Size - 11,000 Btu/h | 3741.0997 | 4367324.5951 | 0 | 0 | 1025.8995 | 1205811.7136 | 951.6887 | 1118586.5158 | 907.3358 | 1054219.4812 | 856.1758 | 988706.8845 | 0 | 0 | 0 | 0 | 498 | 2022Any | AnyOregon | Oregon | 2022 | 4367324.5951 | Any | NA | 571.6802 | NA | 0.035049 | 0.035049 | PTAC Non-Standard Size - 11,000 Btu/h | 3741.0997 | 4367324.5951 | 0 | 0 | 1025.8995 | 1205811.7136 | 951.6887 | 1118586.5158 | 907.3358 | 1054219.4812 | 856.1758 | 988706.8845 | 0 | 0 | 0 | 0
| 499 | 2023Any | AnyOregon | Oregon | 2023 | 4417017.5782 | Any | NA | 579.5411 | NA | 0.034993 | 0.034993 | PTAC Non-Standard Size - 11,000 Btu/h | 3783.6673 | 4417017.5782 | 0 | 0 | 1037.5725 | 1219531.8711 | 962.5173 | 1131314.1937 | 917.6598 | 1066214.768 | 865.9177 | 999956.7455 | 0 | 0 | 0 | 0 | 499 | 2023Any | AnyOregon | Oregon | 2023 | 4417017.5782 | Any | NA | 579.5411 | NA | 0.034993 | 0.034993 | PTAC Non-Standard Size - 11,000 Btu/h | 3783.6673 | 4417017.5782 | 0 | 0 | 1037.5725 | 1219531.8711 | 962.5173 | 1131314.1937 | 917.6598 | 1066214.768 | 865.9177 | 999956.7455 | 0 | 0 | 0 | 0
| 500 | 2024Any | AnyOregon | Oregon | 2024 | 4453573.0378 | Any | NA | 586.5037 | NA | 0.034875 | 0.034875 | PTAC Non-Standard Size - 11,000 Btu/h | 3814.9811 | 4453573.0378 | 0 | 0 | 1046.1595 | 1229624.7782 | 970.4832 | 1140677.0068 | 925.2544 | 1075038.815 | 873.0841 | 1008232.4378 | 0 | 0 | 0 | 0 | 500 | 2024Any | AnyOregon | Oregon | 2024 | 4453573.0378 | Any | NA | 586.5037 | NA | 0.034875 | 0.034875 | PTAC Non-Standard Size - 11,000 Btu/h | 3814.9811 | 4453573.0378 | 0 | 0 | 1046.1595 | 1229624.7782 | 970.4832 | 1140677.0068 | 925.2544 | 1075038.815 | 873.0841 | 1008232.4378 | 0 | 0 | 0 | 0
| 501 | 2025Any | AnyOregon | Oregon | 2025 | 4503546.9833 | Any | NA | 594.3064 | NA | 0.0348 | 0.0348 | PTAC Non-Standard Size - 11,000 Btu/h | 3857.7894 | 4503546.9833 | 0 | 0 | 1057.8986 | 1243422.5089 | 981.373 | 1153476.6466 | 935.6367 | 1087101.9227 | 882.881 | 1019545.9051 | 0 | 0 | 0 | 0 | 501 | 2025Any | AnyOregon | Oregon | 2025 | 4503546.9833 | Any | NA | 594.3064 | NA | 0.0348 | 0.0348 | PTAC Non-Standard Size - 11,000 Btu/h | 3857.7894 | 4503546.9833 | 0 | 0 | 1057.8986 | 1243422.5089 | 981.373 | 1153476.6466 | 935.6367 | 1087101.9227 | 882.881 | 1019545.9051 | 0 | 0 | 0 | 0
| 502 | 2026Any | AnyOregon | Oregon | 2026 | 4538521.848 | Any | NA | 601.1048 | NA | 0.034659 | 0.034659 | PTAC Non-Standard Size - 11,000 Btu/h | 3887.7492 | 4538521.848 | 0 | 0 | 1066.1143 | 1253079.0161 | 988.9944 | 1162434.6279 | 942.903 | 1095544.4332 | 889.7375 | 1027463.7708 | 0 | 0 | 0 | 0 | 502 | 2026Any | AnyOregon | Oregon | 2026 | 4538521.848 | Any | NA | 601.1048 | NA | 0.034659 | 0.034659 | PTAC Non-Standard Size - 11,000 Btu/h | 3887.7492 | 4538521.848 | 0 | 0 | 1066.1143 | 1253079.0161 | 988.9944 | 1162434.6279 | 942.903 | 1095544.4332 | 889.7375 | 1027463.7708 | 0 | 0 | 0 | 0
| 503 | 2027Any | AnyOregon | Oregon | 2027 | 4568317.3499 | Any | NA | 607.5911 | NA | 0.034494 | 0.034494 | PTAC Non-Standard Size - 11,000 Btu/h | 3913.2724 | 4568317.3499 | 0 | 0 | 1073.1134 | 1261305.5091 | 995.4872 | 1170066.0384 | 949.0931 | 1102736.708 | 895.5787 | 1034209.0944 | 0 | 0 | 0 | 0 | 503 | 2027Any | AnyOregon | Oregon | 2027 | 4568317.3499 | Any | NA | 607.5911 | NA | 0.034494 | 0.034494 | PTAC Non-Standard Size - 11,000 Btu/h | 3913.2724 | 4568317.3499 | 0 | 0 | 1073.1134 | 1261305.5091 | 995.4872 | 1170066.0384 | 949.0931 | 1102736.708 | 895.5787 | 1034209.0944 | 0 | 0 | 0 | 0
| 504 | 2028Any | AnyOregon | Oregon | 2028 | 4597586.5158 | Any | NA | 614.1126 | NA | 0.034326 | 0.034326 | PTAC Non-Standard Size - 11,000 Btu/h | 3938.3447 | 4597586.5158 | 0 | 0 | 1079.9888 | 1269386.6816 | 1001.8653 | 1177562.6404 | 955.174 | 1109801.9316 | 901.3167 | 1040835.2623 | 0 | 0 | 0 | 0 | 504 | 2028Any | AnyOregon | Oregon | 2028 | 4597586.5158 | Any | NA | 614.1126 | NA | 0.034326 | 0.034326 | PTAC Non-Standard Size - 11,000 Btu/h | 3938.3447 | 4597586.5158 | 0 | 0 | 1079.9888 | 1269386.6816 | 1001.8653 | 1177562.6404 | 955.174 | 1109801.9316 | 901.3167 | 1040835.2623 | 0 | 0 | 0 | 0
| 505 | 2029Any | AnyOregon | Oregon | 2029 | 4626827.7708 | Any | NA | 620.7361 | NA | 0.034157 | 0.034157 | PTAC Non-Standard Size - 11,000 Btu/h | 3963.3931 | 4626827.7708 | 0 | 0 | 1086.8577 | 1277460.1478 | 1008.2373 | 1185052.0937 | 961.249 | 1116860.4179 | 907.0492 | 1047455.1115 | 0 | 0 | 0 | 0 | 505 | 2029Any | AnyOregon | Oregon | 2029 | 4626827.7708 | Any | NA | 620.7361 | NA | 0.034157 | 0.034157 | PTAC Non-Standard Size - 11,000 Btu/h | 3963.3931 | 4626827.7708 | 0 | 0 | 1086.8577 | 1277460.1478 | 1008.2373 | 1185052.0937 | 961.249 | 1116860.4179 | 907.0492 | 1047455.1115 | 0 | 0 | 0 | 0
| 506 | 2030Any | AnyOregon | Oregon | 2030 | 4653325.8876 | Any | NA | 627.3222 | NA | 0.033981 | 0.033981 | PTAC Non-Standard Size - 11,000 Btu/h | 3986.0917 | 4653325.8876 | 0 | 0 | 1093.0822 | 1284776.2378 | 1014.0115 | 1191838.9572 | 966.7541 | 1123256.7436 | 912.2439 | 1053453.9489 | 0 | 0 | 0 | 0 | 506 | 2030Any | AnyOregon | Oregon | 2030 | 4653325.8876 | Any | NA | 627.3222 | NA | 0.033981 | 0.033981 | PTAC Non-Standard Size - 11,000 Btu/h | 3986.0917 | 4653325.8876 | 0 | 0 | 1093.0822 | 1284776.2378 | 1014.0115 | 1191838.9572 | 966.7541 | 1123256.7436 | 912.2439 | 1053453.9489 | 0 | 0 | 0 | 0
| 507 | 2031Any | AnyOregon | Oregon | 2031 | 4671056.9178 | Any | NA | 633.4744 | NA | 0.033776 | 0.033776 | PTAC Non-Standard Size - 11,000 Btu/h | 4001.2803 | 4671056.9178 | 0 | 0 | 1097.2472 | 1289671.7484 | 1017.8753 | 1196380.3397 | 970.4378 | 1127536.8005 | 915.7199 | 1057468.0292 | 0 | 0 | 0 | 0 | 507 | 2031Any | AnyOregon | Oregon | 2031 | 4671056.9178 | Any | NA | 633.4744 | NA | 0.033776 | 0.033776 | PTAC Non-Standard Size - 11,000 Btu/h | 4001.2803 | 4671056.9178 | 0 | 0 | 1097.2472 | 1289671.7484 | 1017.8753 | 1196380.3397 | 970.4378 | 1127536.8005 | 915.7199 | 1057468.0292 | 0 | 0 | 0 | 0
| 508 | 2032Any | AnyOregon | Oregon | 2032 | 4694984.2845 | Any | NA | 640.0856 | NA | 0.033591 | 0.033591 | PTAC Non-Standard Size - 11,000 Btu/h | 4021.7767 | 4694984.2845 | 0 | 0 | 1102.8679 | 1296278.0581 | 1023.0893 | 1202508.7666 | 975.4089 | 1133312.5782 | 920.4106 | 1062884.8815 | 0 | 0 | 0 | 0 | 508 | 2032Any | AnyOregon | Oregon | 2032 | 4694984.2845 | Any | NA | 640.0856 | NA | 0.033591 | 0.033591 | PTAC Non-Standard Size - 11,000 Btu/h | 4021.7767 | 4694984.2845 | 0 | 0 | 1102.8679 | 1296278.0581 | 1023.0893 | 1202508.7666 | 975.4089 | 1133312.5782 | 920.4106 | 1062884.8815 | 0 | 0 | 0 | 0
| 509 | 2033Any | AnyOregon | Oregon | 2033 | 4724547.2953 | Any | NA | 647.0834 | NA | 0.033423 | 0.033423 | PTAC Non-Standard Size - 11,000 Btu/h | 4047.1008 | 4724547.2953 | 0 | 0 | 1109.8123 | 1304440.3607 | 1029.5315 | 1210080.63 | 981.5508 | 1140448.7324 | 926.2062 | 1069577.5721 | 0 | 0 | 0 | 0 | 509 | 2033Any | AnyOregon | Oregon | 2033 | 4724547.2953 | Any | NA | 647.0834 | NA | 0.033423 | 0.033423 | PTAC Non-Standard Size - 11,000 Btu/h | 4047.1008 | 4724547.2953 | 0 | 0 | 1109.8123 | 1304440.3607 | 1029.5315 | 1210080.63 | 981.5508 | 1140448.7324 | 926.2062 | 1069577.5721 | 0 | 0 | 0 | 0
| 510 | 2034Any | AnyOregon | Oregon | 2034 | 4758010.7328 | Any | NA | 654.3371 | NA | 0.033267 | 0.033267 | PTAC Non-Standard Size - 11,000 Btu/h | 4075.7659 | 4758010.7328 | 0 | 0 | 1117.673 | 1313679.5652 | 1036.8235 | 1218651.4951 | 988.503 | 1148526.4026 | 932.7664 | 1077153.2699 | 0 | 0 | 0 | 0 | 510 | 2034Any | AnyOregon | Oregon | 2034 | 4758010.7328 | Any | NA | 654.3371 | NA | 0.033267 | 0.033267 | PTAC Non-Standard Size - 11,000 Btu/h | 4075.7659 | 4758010.7328 | 0 | 0 | 1117.673 | 1313679.5652 | 1036.8235 | 1218651.4951 | 988.503 | 1148526.4026 | 932.7664 | 1077153.2699 | 0 | 0 | 0 | 0
| 511 | 2005Any | AnyOregon | Oregon | 2005 | 3853726.983 | Any | NA | 427.2424 | NA | 0.034767 | 0.034767 | PTHP Non-Standard Size - 11,000 Btu/h | 2088.9338 | 3853726.983 | 0 | 0 | 572.8359 | 1072546.3752 | 531.3985 | 981290.7806 | 506.633 | 932899.6364 | 478.0666 | 866990.1909 | 0 | 0 | 0 | 0 | 511 | 2005Any | AnyOregon | Oregon | 2005 | 3853726.983 | Any | NA | 427.2424 | NA | 0.034767 | 0.034767 | PTHP Non-Standard Size - 11,000 Btu/h | 2088.9338 | 3853726.983 | 0 | 0 | 572.8359 | 1072546.3752 | 531.3985 | 981290.7806 | 506.633 | 932899.6364 | 478.0666 | 866990.1909 | 0 | 0 | 0 | 0
| 512 | 2006Any | AnyOregon | Oregon | 2006 | 3973126.1558 | Any | NA | 437.0258 | NA | 0.034893 | 0.034893 | PTHP Non-Standard Size - 11,000 Btu/h | 2153.6548 | 3973126.1558 | 0 | 0 | 590.5839 | 1105776.8428 | 547.8627 | 1011693.8963 | 522.3299 | 961803.46 | 492.8784 | 893851.9566 | 0 | 0 | 0 | 0 | 512 | 2006Any | AnyOregon | Oregon | 2006 | 3973126.1558 | Any | NA | 437.0258 | NA | 0.034893 | 0.034893 | PTHP Non-Standard Size - 11,000 Btu/h | 2153.6548 | 3973126.1558 | 0 | 0 | 590.5839 | 1105776.8428 | 547.8627 | 1011693.8963 | 522.3299 | 961803.46 | 492.8784 | 893851.9566 | 0 | 0 | 0 | 0
| 513 | 2007Any | AnyOregon | Oregon | 2007 | 4034381.9361 | Any | NA | 444.1987 | NA | 0.03481 | 0.03481 | PTHP Non-Standard Size - 11,000 Btu/h | 2186.8589 | 4034381.9361 | 0 | 0 | 599.6893 | 1122825.1873 | 556.3093 | 1027291.7144 | 530.3829 | 976632.0909 | 500.4773 | 907632.9434 | 0 | 0 | 0 | 0 | 513 | 2007Any | AnyOregon | Oregon | 2007 | 4034381.9361 | Any | NA | 444.1987 | NA | 0.03481 | 0.03481 | PTHP Non-Standard Size - 11,000 Btu/h | 2186.8589 | 4034381.9361 | 0 | 0 | 599.6893 | 1122825.1873 | 556.3093 | 1027291.7144 | 530.3829 | 976632.0909 | 500.4773 | 907632.9434 | 0 | 0 | 0 | 0
| 514 | 2008Any | AnyOregon | Oregon | 2008 | 4112102.6663 | Any | NA | 452.0369 | NA | 0.034782 | 0.034782 | PTHP Non-Standard Size - 11,000 Btu/h | 2228.9878 | 4112102.6663 | 0 | 0 | 611.242 | 1144455.9587 | 567.0264 | 1047082.0723 | 540.6005 | 995446.5117 | 510.1188 | 925118.1236 | 0 | 0 | 0 | 0 | 514 | 2008Any | AnyOregon | Oregon | 2008 | 4112102.6663 | Any | NA | 452.0369 | NA | 0.034782 | 0.034782 | PTHP Non-Standard Size - 11,000 Btu/h | 2228.9878 | 4112102.6663 | 0 | 0 | 611.242 | 1144455.9587 | 567.0264 | 1047082.0723 | 540.6005 | 995446.5117 | 510.1188 | 925118.1236 | 0 | 0 | 0 | 0
| 515 | 2009Any | AnyOregon | Oregon | 2009 | 4208537.8516 | Any | NA | 460.6184 | NA | 0.034811 | 0.034811 | PTHP Non-Standard Size - 11,000 Btu/h | 2281.261 | 4208537.8516 | 0 | 0 | 625.5766 | 1171295.226 | 580.3241 | 1071637.7709 | 553.2784 | 1018791.2763 | 522.0819 | 946813.5785 | 0 | 0 | 0 | 0 | 515 | 2009Any | AnyOregon | Oregon | 2009 | 4208537.8516 | Any | NA | 460.6184 | NA | 0.034811 | 0.034811 | PTHP Non-Standard Size - 11,000 Btu/h | 2281.261 | 4208537.8516 | 0 | 0 | 625.5766 | 1171295.226 | 580.3241 | 1071637.7709 | 553.2784 | 1018791.2763 | 522.0819 | 946813.5785 | 0 | 0 | 0 | 0
| 516 | 2010Any | AnyOregon | Oregon | 2010 | 4366154.6045 | Any | NA | 472.3541 | NA | 0.035075 | 0.035075 | PTHP Non-Standard Size - 11,000 Btu/h | 2366.698 | 4366154.6045 | 0 | 0 | 649.0055 | 1215162.1833 | 602.0582 | 1111772.3905 | 573.9996 | 1056946.7067 | 541.6348 | 982273.3241 | 0 | 0 | 0 | 0 | 516 | 2010Any | AnyOregon | Oregon | 2010 | 4366154.6045 | Any | NA | 472.3541 | NA | 0.035075 | 0.035075 | PTHP Non-Standard Size - 11,000 Btu/h | 2366.698 | 4366154.6045 | 0 | 0 | 649.0055 | 1215162.1833 | 602.0582 | 1111772.3905 | 573.9996 | 1056946.7067 | 541.6348 | 982273.3241 | 0 | 0 | 0 | 0
| 517 | 2011Any | AnyOregon | Oregon | 2011 | 4509738.7611 | Any | NA | 483.1114 | NA | 0.035259 | 0.035259 | PTHP Non-Standard Size - 11,000 Btu/h | 2444.5286 | 4509738.7611 | 0 | 0 | 670.3485 | 1255123.6718 | 621.8573 | 1148333.8308 | 592.876 | 1091705.1646 | 559.4468 | 1014576.0938 | 0 | 0 | 0 | 0 | 517 | 2011Any | AnyOregon | Oregon | 2011 | 4509738.7611 | Any | NA | 483.1114 | NA | 0.035259 | 0.035259 | PTHP Non-Standard Size - 11,000 Btu/h | 2444.5286 | 4509738.7611 | 0 | 0 | 670.3485 | 1255123.6718 | 621.8573 | 1148333.8308 | 592.876 | 1091705.1646 | 559.4468 | 1014576.0938 | 0 | 0 | 0 | 0
| 518 | 2012Any | AnyOregon | Oregon | 2012 | 4636707.9709 | Any | NA | 492.981 | NA | 0.035374 | 0.035374 | PTHP Non-Standard Size - 11,000 Btu/h | 2513.353 | 4636707.9709 | 0 | 0 | 689.2218 | 1290460.9872 | 639.3653 | 1180664.537 | 609.5681 | 1122441.522 | 575.1977 | 1043140.9247 | 0 | 0 | 0 | 0 | 518 | 2012Any | AnyOregon | Oregon | 2012 | 4636707.9709 | Any | NA | 492.981 | NA | 0.035374 | 0.035374 | PTHP Non-Standard Size - 11,000 Btu/h | 2513.353 | 4636707.9709 | 0 | 0 | 689.2218 | 1290460.9872 | 639.3653 | 1180664.537 | 609.5681 | 1122441.522 | 575.1977 | 1043140.9247 | 0 | 0 | 0 | 0
| 519 | 2013Any | AnyOregon | Oregon | 2013 | 4752054.0914 | Any | NA | 502.559 | NA | 0.035443 | 0.035443 | PTHP Non-Standard Size - 11,000 Btu/h | 2575.877 | 4752054.0914 | 0 | 0 | 706.3674 | 1322563.4335 | 655.2707 | 1210035.6069 | 624.7322 | 1150364.1938 | 589.5068 | 1069090.8572 | 0 | 0 | 0 | 0 | 519 | 2013Any | AnyOregon | Oregon | 2013 | 4752054.0914 | Any | NA | 502.559 | NA | 0.035443 | 0.035443 | PTHP Non-Standard Size - 11,000 Btu/h | 2575.877 | 4752054.0914 | 0 | 0 | 706.3674 | 1322563.4335 | 655.2707 | 1210035.6069 | 624.7322 | 1150364.1938 | 589.5068 | 1069090.8572 | 0 | 0 | 0 | 0
| 520 | 2014Any | AnyOregon | Oregon | 2014 | 4833148.7724 | Any | NA | 511.9622 | NA | 0.035526 | 0.035526 | PTHP Non-Standard Size - 11,000 Btu/h | 2619.8348 | 4833148.7724 | 0 | 0 | 718.4217 | 1345133.2228 | 666.453 | 1230685.0881 | 635.3933 | 1169995.3713 | 599.5668 | 1087335.0902 | 0 | 0 | 0 | 0 | 520 | 2014Any | AnyOregon | Oregon | 2014 | 4833148.7724 | Any | NA | 511.9622 | NA | 0.035526 | 0.035526 | PTHP Non-Standard Size - 11,000 Btu/h | 2619.8348 | 4833148.7724 | 0 | 0 | 718.4217 | 1345133.2228 | 666.453 | 1230685.0881 | 635.3933 | 1169995.3713 | 599.5668 | 1087335.0902 | 0 | 0 | 0 | 0
| 521 | 2015Any | AnyOregon | Oregon | 2015 | 4843353.7069 | Any | NA | 517.8556 | NA | 0.035361 | 0.035361 | PTHP Non-Standard Size - 11,000 Btu/h | 2625.3664 | 4843353.7069 | 0 | 0 | 719.9386 | 1347973.3995 | 667.8602 | 1233283.6137 | 636.7349 | 1172465.7538 | 600.8328 | 1089630.9399 | 0 | 0 | 0 | 0 | 521 | 2015Any | AnyOregon | Oregon | 2015 | 4843353.7069 | Any | NA | 517.8556 | NA | 0.035361 | 0.035361 | PTHP Non-Standard Size - 11,000 Btu/h | 2625.3664 | 4843353.7069 | 0 | 0 | 719.9386 | 1347973.3995 | 667.8602 | 1233283.6137 | 636.7349 | 1172465.7538 | 600.8328 | 1089630.9399 | 0 | 0 | 0 | 0
| 522 | 2016Any | AnyOregon | Oregon | 2016 | 4882423.1706 | Any | NA | 525.2609 | NA | 0.035299 | 0.035299 | PTHP Non-Standard Size - 11,000 Btu/h | 2646.5443 | 4882423.1706 | 0 | 0 | 725.7461 | 1358846.9803 | 673.2475 | 1243232.0363 | 641.8712 | 1181923.5822 | 605.6794 | 1098420.5719 | 0 | 0 | 0 | 0 | 522 | 2016Any | AnyOregon | Oregon | 2016 | 4882423.1706 | Any | NA | 525.2609 | NA | 0.035299 | 0.035299 | PTHP Non-Standard Size - 11,000 Btu/h | 2646.5443 | 4882423.1706 | 0 | 0 | 725.7461 | 1358846.9803 | 673.2475 | 1243232.0363 | 641.8712 | 1181923.5822 | 605.6794 | 1098420.5719 | 0 | 0 | 0 | 0
| 523 | 2017Any | AnyOregon | Oregon | 2017 | 4946882.5368 | Any | NA | 533.9435 | NA | 0.035323 | 0.035323 | PTHP Non-Standard Size - 11,000 Btu/h | 2681.4848 | 4946882.5368 | 0 | 0 | 735.3276 | 1376786.9277 | 682.136 | 1259645.597 | 650.3454 | 1197527.7284 | 613.6758 | 1112922.2837 | 0 | 0 | 0 | 0 | 523 | 2017Any | AnyOregon | Oregon | 2017 | 4946882.5368 | Any | NA | 533.9435 | NA | 0.035323 | 0.035323 | PTHP Non-Standard Size - 11,000 Btu/h | 2681.4848 | 4946882.5368 | 0 | 0 | 735.3276 | 1376786.9277 | 682.136 | 1259645.597 | 650.3454 | 1197527.7284 | 613.6758 | 1112922.2837 | 0 | 0 | 0 | 0
| 524 | 2018Any | AnyOregon | Oregon | 2018 | 5017342.1365 | Any | NA | 542.8433 | NA | 0.035361 | 0.035361 | PTHP Non-Standard Size - 11,000 Btu/h | 2719.6778 | 5017342.1365 | 0 | 0 | 745.801 | 1396396.8245 | 691.8518 | 1277587.0225 | 659.6084 | 1214584.3947 | 622.4166 | 1128773.8949 | 0 | 0 | 0 | 0 | 524 | 2018Any | AnyOregon | Oregon | 2018 | 5017342.1365 | Any | NA | 542.8433 | NA | 0.035361 | 0.035361 | PTHP Non-Standard Size - 11,000 Btu/h | 2719.6778 | 5017342.1365 | 0 | 0 | 745.801 | 1396396.8245 | 691.8518 | 1277587.0225 | 659.6084 | 1214584.3947 | 622.4166 | 1128773.8949 | 0 | 0 | 0 | 0
| 525 | 2019Any | AnyOregon | Oregon | 2019 | 5069453.5536 | Any | NA | 550.6164 | NA | 0.035323 | 0.035323 | PTHP Non-Standard Size - 11,000 Btu/h | 2747.9251 | 5069453.5536 | 0 | 0 | 753.5471 | 1410900.1641 | 699.0375 | 1290856.3727 | 666.4593 | 1227199.3833 | 628.8811 | 1140497.6334 | 0 | 0 | 0 | 0 | 525 | 2019Any | AnyOregon | Oregon | 2019 | 5069453.5536 | Any | NA | 550.6164 | NA | 0.035323 | 0.035323 | PTHP Non-Standard Size - 11,000 Btu/h | 2747.9251 | 5069453.5536 | 0 | 0 | 753.5471 | 1410900.1641 | 699.0375 | 1290856.3727 | 666.4593 | 1227199.3833 | 628.8811 | 1140497.6334 | 0 | 0 | 0 | 0
| 526 | 2020Any | AnyOregon | Oregon | 2020 | 5116401.5688 | Any | NA | 557.9763 | NA | 0.035257 | 0.035257 | PTHP Non-Standard Size - 11,000 Btu/h | 2773.3735 | 5116401.5688 | 0 | 0 | 760.5257 | 1423966.4565 | 705.5113 | 1302810.9442 | 672.6314 | 1238564.4298 | 634.7052 | 1151059.7383 | 0 | 0 | 0 | 0 | 526 | 2020Any | AnyOregon | Oregon | 2020 | 5116401.5688 | Any | NA | 557.9763 | NA | 0.035257 | 0.035257 | PTHP Non-Standard Size - 11,000 Btu/h | 2773.3735 | 5116401.5688 | 0 | 0 | 760.5257 | 1423966.4565 | 705.5113 | 1302810.9442 | 672.6314 | 1238564.4298 | 634.7052 | 1151059.7383 | 0 | 0 | 0 | 0
| 527 | 2021Any | AnyOregon | Oregon | 2021 | 5153190.7706 | Any | NA | 564.6775 | NA | 0.035147 | 0.035147 | PTHP Non-Standard Size - 11,000 Btu/h | 2793.3153 | 5153190.7706 | 0 | 0 | 765.9942 | 1434205.4084 | 710.5842 | 1312178.734 | 677.4679 | 1247470.2586 | 639.269 | 1159336.3696 | 0 | 0 | 0 | 0 | 527 | 2021Any | AnyOregon | Oregon | 2021 | 5153190.7706 | Any | NA | 564.6775 | NA | 0.035147 | 0.035147 | PTHP Non-Standard Size - 11,000 Btu/h | 2793.3153 | 5153190.7706 | 0 | 0 | 765.9942 | 1434205.4084 | 710.5842 | 1312178.734 | 677.4679 | 1247470.2586 | 639.269 | 1159336.3696 | 0 | 0 | 0 | 0
| 528 | 2022Any | AnyOregon | Oregon | 2022 | 5196567.7345 | Any | NA | 571.6802 | NA | 0.035049 | 0.035049 | PTHP Non-Standard Size - 11,000 Btu/h | 2816.828 | 5196567.7345 | 0 | 0 | 772.442 | 1446277.827 | 716.5656 | 1323223.9936 | 683.1705 | 1257970.8348 | 644.65 | 1169095.0791 | 0 | 0 | 0 | 0 | 528 | 2022Any | AnyOregon | Oregon | 2022 | 5196567.7345 | Any | NA | 571.6802 | NA | 0.035049 | 0.035049 | PTHP Non-Standard Size - 11,000 Btu/h | 2816.828 | 5196567.7345 | 0 | 0 | 772.442 | 1446277.827 | 716.5656 | 1323223.9936 | 683.1705 | 1257970.8348 | 644.65 | 1169095.0791 | 0 | 0 | 0 | 0
| 529 | 2023Any | AnyOregon | Oregon | 2023 | 5255696.1429 | Any | NA | 579.5411 | NA | 0.034993 | 0.034993 | PTHP Non-Standard Size - 11,000 Btu/h | 2848.8789 | 5255696.1429 | 0 | 0 | 781.2311 | 1462734.094 | 724.7189 | 1338280.11 | 690.9438 | 1272284.4774 | 651.9851 | 1182397.4615 | 0 | 0 | 0 | 0 | 529 | 2023Any | AnyOregon | Oregon | 2023 | 5255696.1429 | Any | NA | 579.5411 | NA | 0.034993 | 0.034993 | PTHP Non-Standard Size - 11,000 Btu/h | 2848.8789 | 5255696.1429 | 0 | 0 | 781.2311 | 1462734.094 | 724.7189 | 1338280.11 | 690.9438 | 1272284.4774 | 651.9851 | 1182397.4615 | 0 | 0 | 0 | 0
| 530 | 2024Any | AnyOregon | Oregon | 2024 | 5299192.5486 | Any | NA | 586.5037 | NA | 0.034875 | 0.034875 | PTHP Non-Standard Size - 11,000 Btu/h | 2872.4564 | 5299192.5486 | 0 | 0 | 787.6966 | 1474839.7549 | 730.7167 | 1349355.7835 | 696.6621 | 1282813.9678 | 657.381 | 1192183.0424 | 0 | 0 | 0 | 0 | 530 | 2024Any | AnyOregon | Oregon | 2024 | 5299192.5486 | Any | NA | 586.5037 | NA | 0.034875 | 0.034875 | PTHP Non-Standard Size - 11,000 Btu/h | 2872.4564 | 5299192.5486 | 0 | 0 | 787.6966 | 1474839.7549 | 730.7167 | 1349355.7835 | 696.6621 | 1282813.9678 | 657.381 | 1192183.0424 | 0 | 0 | 0 | 0
| 531 | 2025Any | AnyOregon | Oregon | 2025 | 5358655.267 | Any | NA | 594.3064 | NA | 0.0348 | 0.0348 | PTHP Non-Standard Size - 11,000 Btu/h | 2904.6885 | 5358655.267 | 0 | 0 | 796.5354 | 1491389.0651 | 738.9162 | 1364497.0267 | 704.4794 | 1297208.5392 | 664.7575 | 1205560.636 | 0 | 0 | 0 | 0 | 531 | 2025Any | AnyOregon | Oregon | 2025 | 5358655.267 | Any | NA | 594.3064 | NA | 0.0348 | 0.0348 | PTHP Non-Standard Size - 11,000 Btu/h | 2904.6885 | 5358655.267 | 0 | 0 | 796.5354 | 1491389.0651 | 738.9162 | 1364497.0267 | 704.4794 | 1297208.5392 | 664.7575 | 1205560.636 | 0 | 0 | 0 | 0
| 532 | 2026Any | AnyOregon | Oregon | 2026 | 5400270.9631 | Any | NA | 601.1048 | NA | 0.034659 | 0.034659 | PTHP Non-Standard Size - 11,000 Btu/h | 2927.2465 | 5400270.9631 | 0 | 0 | 802.7214 | 1502971.2981 | 744.6546 | 1375093.8072 | 709.9505 | 1307282.7526 | 669.92 | 1214923.1053 | 0 | 0 | 0 | 0 | 532 | 2026Any | AnyOregon | Oregon | 2026 | 5400270.9631 | Any | NA | 601.1048 | NA | 0.034659 | 0.034659 | PTHP Non-Standard Size - 11,000 Btu/h | 2927.2465 | 5400270.9631 | 0 | 0 | 802.7214 | 1502971.2981 | 744.6546 | 1375093.8072 | 709.9505 | 1307282.7526 | 669.92 | 1214923.1053 | 0 | 0 | 0 | 0
| 533 | 2027Any | AnyOregon | Oregon | 2027 | 5435723.8682 | Any | NA | 607.5911 | NA | 0.034494 | 0.034494 | PTHP Non-Standard Size - 11,000 Btu/h | 2946.4639 | 5435723.8682 | 0 | 0 | 807.9912 | 1512838.3398 | 749.5433 | 1384121.3301 | 714.6113 | 1315865.0944 | 674.3181 | 1222899.1038 | 0 | 0 | 0 | 0 | 533 | 2027Any | AnyOregon | Oregon | 2027 | 5435723.8682 | Any | NA | 607.5911 | NA | 0.034494 | 0.034494 | PTHP Non-Standard Size - 11,000 Btu/h | 2946.4639 | 5435723.8682 | 0 | 0 | 807.9912 | 1512838.3398 | 749.5433 | 1384121.3301 | 714.6113 | 1315865.0944 | 674.3181 | 1222899.1038 | 0 | 0 | 0 | 0
| 534 | 2028Any | AnyOregon | Oregon | 2028 | 5470550.4994 | Any | NA | 614.1126 | NA | 0.034326 | 0.034326 | PTHP Non-Standard Size - 11,000 Btu/h | 2965.3419 | 5470550.4994 | 0 | 0 | 813.168 | 1522531.0807 | 754.3456 | 1392989.3824 | 719.1898 | 1324295.8295 | 678.6384 | 1230734.2068 | 0 | 0 | 0 | 0 | 534 | 2028Any | AnyOregon | Oregon | 2028 | 5470550.4994 | Any | NA | 614.1126 | NA | 0.034326 | 0.034326 | PTHP Non-Standard Size - 11,000 Btu/h | 2965.3419 | 5470550.4994 | 0 | 0 | 813.168 | 1522531.0807 | 754.3456 | 1392989.3824 | 719.1898 | 1324295.8295 | 678.6384 | 1230734.2068 | 0 | 0 | 0 | 0
| 535 | 2029Any | AnyOregon | Oregon | 2029 | 5505343.9202 | Any | NA | 620.7361 | NA | 0.034157 | 0.034157 | PTHP Non-Standard Size - 11,000 Btu/h | 2984.2019 | 5505343.9202 | 0 | 0 | 818.3399 | 1532214.5787 | 759.1434 | 1401848.9781 | 723.7639 | 1332718.5252 | 682.9547 | 1238561.8382 | 0 | 0 | 0 | 0 | 535 | 2029Any | AnyOregon | Oregon | 2029 | 5505343.9202 | Any | NA | 620.7361 | NA | 0.034157 | 0.034157 | PTHP Non-Standard Size - 11,000 Btu/h | 2984.2019 | 5505343.9202 | 0 | 0 | 818.3399 | 1532214.5787 | 759.1434 | 1401848.9781 | 723.7639 | 1332718.5252 | 682.9547 | 1238561.8382 | 0 | 0 | 0 | 0
| 536 | 2030Any | AnyOregon | Oregon | 2030 | 5536873.3509 | Any | NA | 627.3222 | NA | 0.033981 | 0.033981 | PTHP Non-Standard Size - 11,000 Btu/h | 3001.2926 | 5536873.3509 | 0 | 0 | 823.0266 | 1540989.6623 | 763.491 | 1409877.4502 | 727.909 | 1340351.0832 | 686.866 | 1245655.1552 | 0 | 0 | 0 | 0 | 536 | 2030Any | AnyOregon | Oregon | 2030 | 5536873.3509 | Any | NA | 627.3222 | NA | 0.033981 | 0.033981 | PTHP Non-Standard Size - 11,000 Btu/h | 3001.2926 | 5536873.3509 | 0 | 0 | 823.0266 | 1540989.6623 | 763.491 | 1409877.4502 | 727.909 | 1340351.0832 | 686.866 | 1245655.1552 | 0 | 0 | 0 | 0
| 537 | 2031Any | AnyOregon | Oregon | 2031 | 5557971.0499 | Any | NA | 633.4744 | NA | 0.033776 | 0.033776 | PTHP Non-Standard Size - 11,000 Btu/h | 3012.7287 | 5557971.0499 | 0 | 0 | 826.1626 | 1546861.4484 | 766.4002 | 1415249.6464 | 730.6826 | 1345458.3561 | 689.4832 | 1250401.5989 | 0 | 0 | 0 | 0 | 537 | 2031Any | AnyOregon | Oregon | 2031 | 5557971.0499 | Any | NA | 633.4744 | NA | 0.033776 | 0.033776 | PTHP Non-Standard Size - 11,000 Btu/h | 3012.7287 | 5557971.0499 | 0 | 0 | 826.1626 | 1546861.4484 | 766.4002 | 1415249.6464 | 730.6826 | 1345458.3561 | 689.4832 | 1250401.5989 | 0 | 0 | 0 | 0
| 538 | 2032Any | AnyOregon | Oregon | 2032 | 5586441.6109 | Any | NA | 640.0856 | NA | 0.033591 | 0.033591 | PTHP Non-Standard Size - 11,000 Btu/h | 3028.1613 | 5586441.6109 | 0 | 0 | 830.3946 | 1554785.2057 | 770.3261 | 1422499.2256 | 734.4255 | 1352350.4313 | 693.0151 | 1256806.7483 | 0 | 0 | 0 | 0 | 538 | 2032Any | AnyOregon | Oregon | 2032 | 5586441.6109 | Any | NA | 640.0856 | NA | 0.033591 | 0.033591 | PTHP Non-Standard Size - 11,000 Btu/h | 3028.1613 | 5586441.6109 | 0 | 0 | 830.3946 | 1554785.2057 | 770.3261 | 1422499.2256 | 734.4255 | 1352350.4313 | 693.0151 | 1256806.7483 | 0 | 0 | 0 | 0
| 539 | 2033Any | AnyOregon | Oregon | 2033 | 5621617.8808 | Any | NA | 647.0834 | NA | 0.033423 | 0.033423 | PTHP Non-Standard Size - 11,000 Btu/h | 3047.2288 | 5621617.8808 | 0 | 0 | 835.6234 | 1564575.2559 | 775.1766 | 1431456.3078 | 739.05 | 1360865.806 | 697.3788 | 1264720.511 | 0 | 0 | 0 | 0 | 539 | 2033Any | AnyOregon | Oregon | 2033 | 5621617.8808 | Any | NA | 647.0834 | NA | 0.033423 | 0.033423 | PTHP Non-Standard Size - 11,000 Btu/h | 3047.2288 | 5621617.8808 | 0 | 0 | 835.6234 | 1564575.2559 | 775.1766 | 1431456.3078 | 739.05 | 1360865.806 | 697.3788 | 1264720.511 | 0 | 0 | 0 | 0
| 540 | 2034Any | AnyOregon | Oregon | 2034 | 5661435.1683 | Any | NA | 654.3371 | NA | 0.033267 | 0.033267 | PTHP Non-Standard Size - 11,000 Btu/h | 3068.812 | 5661435.1683 | 0 | 0 | 841.542 | 1575656.9666 | 780.6671 | 1441595.152 | 744.2846 | 1370504.6656 | 702.3183 | 1273678.3843 | 0 | 0 | 0 | 0 | 540 | 2034Any | AnyOregon | Oregon | 2034 | 5661435.1683 | Any | NA | 654.3371 | NA | 0.033267 | 0.033267 | PTHP Non-Standard Size - 11,000 Btu/h | 3068.812 | 5661435.1683 | 0 | 0 | 841.542 | 1575656.9666 | 780.6671 | 1441595.152 | 744.2846 | 1370504.6656 | 702.3183 | 1273678.3843 | 0 | 0 | 0 | 0
| 541 | 2005Any | AnyWashington | Washington | 2005 | 658346.4236 | Any | NA | 427.2424 | NA | 0.034767 | 0.034767 | PTAC Standard Size - 9,000 Btu/h | 1125.8166 | 658346.4236 | 0 | 0 | 254.372 | 149609.5817 | 236.1847 | 138587.6585 | 223.9679 | 131043.9809 | 211.7193 | 123378.8268 | 199.5728 | 115726.3757 | 0 | 0 | 541 | 2005Any | AnyWashington | Washington | 2005 | 658346.4236 | Any | NA | 427.2424 | NA | 0.034767 | 0.034767 | PTAC Standard Size - 9,000 Btu/h | 1125.8166 | 658346.4236 | 0 | 0 | 254.372 | 149609.5817 | 236.1847 | 138587.6585 | 223.9679 | 131043.9809 | 211.7193 | 123378.8268 | 199.5728 | 115726.3757 | 0 | 0
| 542 | 2006Any | AnyWashington | Washington | 2006 | 678743.8255 | Any | NA | 437.0258 | NA | 0.034893 | 0.034893 | PTAC Standard Size - 9,000 Btu/h | 1160.6975 | 678743.8255 | 0 | 0 | 262.2531 | 154244.9024 | 243.5023 | 142881.4893 | 230.907 | 135104.0876 | 218.279 | 127201.4458 | 205.7561 | 119311.9005 | 0 | 0 | 542 | 2006Any | AnyWashington | Washington | 2006 | 678743.8255 | Any | NA | 437.0258 | NA | 0.034893 | 0.034893 | PTAC Standard Size - 9,000 Btu/h | 1160.6975 | 678743.8255 | 0 | 0 | 262.2531 | 154244.9024 | 243.5023 | 142881.4893 | 230.907 | 135104.0876 | 218.279 | 127201.4458 | 205.7561 | 119311.9005 | 0 | 0
| 543 | 2007Any | AnyWashington | Washington | 2007 | 689208.3769 | Any | NA | 444.1987 | NA | 0.03481 | 0.03481 | PTAC Standard Size - 9,000 Btu/h | 1178.5926 | 689208.3769 | 0 | 0 | 266.2964 | 156622.9773 | 247.2565 | 145084.3686 | 234.467 | 137187.0585 | 221.6443 | 129162.5775 | 208.9283 | 121151.3949 | 0 | 0 | 543 | 2007Any | AnyWashington | Washington | 2007 | 689208.3769 | Any | NA | 444.1987 | NA | 0.03481 | 0.03481 | PTAC Standard Size - 9,000 Btu/h | 1178.5926 | 689208.3769 | 0 | 0 | 266.2964 | 156622.9773 | 247.2565 | 145084.3686 | 234.467 | 137187.0585 | 221.6443 | 129162.5775 | 208.9283 | 121151.3949 | 0 | 0
| 544 | 2008Any | AnyWashington | Washington | 2008 | 702485.6965 | Any | NA | 452.0369 | NA | 0.034782 | 0.034782 | PTAC Standard Size - 9,000 Btu/h | 1201.2977 | 702485.6965 | 0 | 0 | 271.4265 | 159640.2554 | 252.0198 | 147879.36 | 238.9839 | 139829.9115 | 225.9142 | 131650.8421 | 212.9532 | 123485.3274 | 0 | 0 | 544 | 2008Any | AnyWashington | Washington | 2008 | 702485.6965 | Any | NA | 452.0369 | NA | 0.034782 | 0.034782 | PTAC Standard Size - 9,000 Btu/h | 1201.2977 | 702485.6965 | 0 | 0 | 271.4265 | 159640.2554 | 252.0198 | 147879.36 | 238.9839 | 139829.9115 | 225.9142 | 131650.8421 | 212.9532 | 123485.3274 | 0 | 0
| 545 | 2009Any | AnyWashington | Washington | 2009 | 718960.0756 | Any | NA | 460.6184 | NA | 0.034811 | 0.034811 | PTAC Standard Size - 9,000 Btu/h | 1229.47 | 718960.0756 | 0 | 0 | 277.7919 | 163384.067 | 257.9301 | 151347.3604 | 244.5885 | 143109.1398 | 231.2122 | 134738.2586 | 217.9473 | 126381.2498 | 0 | 0 | 545 | 2009Any | AnyWashington | Washington | 2009 | 718960.0756 | Any | NA | 460.6184 | NA | 0.034811 | 0.034811 | PTAC Standard Size - 9,000 Btu/h | 1229.47 | 718960.0756 | 0 | 0 | 277.7919 | 163384.067 | 257.9301 | 151347.3604 | 244.5885 | 143109.1398 | 231.2122 | 134738.2586 | 217.9473 | 126381.2498 | 0 | 0
| 546 | 2010Any | AnyWashington | Washington | 2010 | 745886.328 | Any | NA | 472.3541 | NA | 0.035075 | 0.035075 | PTAC Standard Size - 9,000 Btu/h | 1275.5157 | 745886.328 | 0 | 0 | 288.1957 | 169503.0725 | 267.59 | 157015.5712 | 253.7487 | 148468.8155 | 239.8715 | 139784.4308 | 226.1098 | 131114.4381 | 0 | 0 | 546 | 2010Any | AnyWashington | Washington | 2010 | 745886.328 | Any | NA | 472.3541 | NA | 0.035075 | 0.035075 | PTAC Standard Size - 9,000 Btu/h | 1275.5157 | 745886.328 | 0 | 0 | 288.1957 | 169503.0725 | 267.59 | 157015.5712 | 253.7487 | 148468.8155 | 239.8715 | 139784.4308 | 226.1098 | 131114.4381 | 0 | 0
| 547 | 2011Any | AnyWashington | Washington | 2011 | 770415.3402 | Any | NA | 483.1114 | NA | 0.035259 | 0.035259 | PTAC Standard Size - 9,000 Btu/h | 1317.462 | 770415.3402 | 0 | 0 | 297.6732 | 175077.3038 | 276.3899 | 162179.1419 | 262.0934 | 153351.32 | 247.7599 | 144381.343 | 233.5456 | 135426.2314 | 0 | 0 | 547 | 2011Any | AnyWashington | Washington | 2011 | 770415.3402 | Any | NA | 483.1114 | NA | 0.035259 | 0.035259 | PTAC Standard Size - 9,000 Btu/h | 1317.462 | 770415.3402 | 0 | 0 | 297.6732 | 175077.3038 | 276.3899 | 162179.1419 | 262.0934 | 153351.32 | 247.7599 | 144381.343 | 233.5456 | 135426.2314 | 0 | 0
| 548 | 2012Any | AnyWashington | Washington | 2012 | 792105.9596 | Any | NA | 492.981 | NA | 0.035374 | 0.035374 | PTAC Standard Size - 9,000 Btu/h | 1354.5544 | 792105.9596 | 0 | 0 | 306.054 | 180006.5088 | 284.1715 | 166745.2063 | 269.4725 | 157668.8419 | 254.7354 | 148446.3202 | 240.1209 | 139239.0823 | 0 | 0 | 548 | 2012Any | AnyWashington | Washington | 2012 | 792105.9596 | Any | NA | 492.981 | NA | 0.035374 | 0.035374 | PTAC Standard Size - 9,000 Btu/h | 1354.5544 | 792105.9596 | 0 | 0 | 306.054 | 180006.5088 | 284.1715 | 166745.2063 | 269.4725 | 157668.8419 | 254.7354 | 148446.3202 | 240.1209 | 139239.0823 | 0 | 0
| 549 | 2013Any | AnyWashington | Washington | 2013 | 811810.9636 | Any | NA | 502.559 | NA | 0.035443 | 0.035443 | PTAC Standard Size - 9,000 Btu/h | 1388.2513 | 811810.9636 | 0 | 0 | 313.6676 | 184484.4817 | 291.2407 | 170893.2814 | 276.1761 | 161591.1267 | 261.0724 | 152139.1788 | 246.0944 | 142702.895 | 0 | 0 | 549 | 2013Any | AnyWashington | Washington | 2013 | 811527.715 | Any | NA | 502.559 | NA | 0.035443 | 0.035443 | PTAC Standard Size - 9,000 Btu/h | 1388.2513 | 811527.715 | 0 | 0 | 288.4237 | 169637.1594 | 267.8017 | 157139.7797 | 253.9495 | 148586.263 | 331.9821 | 193461.6179 | 246.0944 | 142702.895 | 0 | 0
| 550 | 2014Any | AnyWashington | Washington | 2014 | 825664.6677 | Any | NA | 511.9622 | NA | 0.035526 | 0.035526 | PTAC Standard Size - 9,000 Btu/h | 1411.942 | 825664.6677 | 0 | 0 | 319.0204 | 187632.7434 | 296.2108 | 173809.6068 | 280.8891 | 164348.7092 | 265.5277 | 154735.462 | 250.294 | 145138.1463 | 0 | 0 | 550 | 2014Any | AnyWashington | Washington | 2014 | 825097.7902 | Any | NA | 511.9622 | NA | 0.035526 | 0.035526 | PTAC Standard Size - 9,000 Btu/h | 1411.942 | 825097.7902 | 0 | 0 | 268.4986 | 157918.164 | 249.3012 | 146284.1373 | 236.4059 | 138321.5208 | 407.4423 | 237435.8218 | 250.294 | 145138.1463 | 0 | 0
| 551 | 2015Any | AnyWashington | Washington | 2015 | 827408.0144 | Any | NA | 517.8556 | NA | 0.035361 | 0.035361 | PTAC Standard Size - 9,000 Btu/h | 1414.9233 | 827408.0144 | 0 | 0 | 319.694 | 188028.9199 | 296.8362 | 174176.5964 | 281.4822 | 164695.7227 | 266.0883 | 155062.1777 | 250.8225 | 145444.5977 | 0 | 0 | 551 | 2015Any | AnyWashington | Washington | 2015 | 826569.0039 | Any | NA | 517.8556 | NA | 0.035361 | 0.035361 | PTAC Standard Size - 9,000 Btu/h | 1414.9233 | 826569.0039 | 0 | 0 | 244.9188 | 144049.6786 | 227.4074 | 133437.3603 | 215.6446 | 126174.0265 | 476.13 | 277463.3408 | 250.8225 | 145444.5977 | 0 | 0
| 552 | 2016Any | AnyWashington | Washington | 2016 | 834082.3953 | Any | NA | 525.2609 | NA | 0.035299 | 0.035299 | PTAC Standard Size - 9,000 Btu/h | 1426.3369 | 834082.3953 | 0 | 0 | 322.2729 | 189545.6766 | 299.2307 | 175581.6118 | 283.7528 | 166024.2595 | 268.2347 | 156313.0044 | 252.8458 | 146617.8431 | 0 | 0 | 552 | 2016Any | AnyWashington | Washington | 2016 | 832971.7677 | Any | NA | 525.2609 | NA | 0.035299 | 0.035299 | PTAC Standard Size - 9,000 Btu/h | 1426.3369 | 832971.7677 | 0 | 0 | 223.2903 | 131328.8149 | 207.3253 | 121653.6584 | 196.6013 | 115031.7413 | 546.2742 | 318339.7099 | 252.8458 | 146617.8431 | 0 | 0
| 553 | 2017Any | AnyWashington | Washington | 2017 | 845094.227 | Any | NA | 533.9435 | NA | 0.035323 | 0.035323 | PTAC Standard Size - 9,000 Btu/h | 1445.1679 | 845094.227 | 0 | 0 | 326.5276 | 192048.1213 | 303.1812 | 177899.6983 | 287.499 | 168216.1667 | 271.7761 | 158376.7004 | 256.1839 | 148553.5404 | 0 | 0 | 553 | 2017Any | AnyWashington | Washington | 2017 | 843708.523 | Any | NA | 533.9435 | NA | 0.035323 | 0.035323 | PTAC Standard Size - 9,000 Btu/h | 1445.1679 | 843708.523 | 0 | 0 | 203.0294 | 119412.3053 | 188.513 | 110615.0528 | 178.7621 | 104593.995 | 618.6794 | 360533.6295 | 256.1839 | 148553.5404 | 0 | 0
| 554 | 2018Any | AnyWashington | Washington | 2018 | 857131.1009 | Any | NA | 542.8433 | NA | 0.035361 | 0.035361 | PTAC Standard Size - 9,000 Btu/h | 1465.7517 | 857131.1009 | 0 | 0 | 331.1784 | 194783.5074 | 307.4995 | 180433.5651 | 291.5939 | 170612.1087 | 275.647 | 160632.4966 | 259.8328 | 150669.423 | 0 | 0 | 554 | 2018Any | AnyWashington | Washington | 2018 | 855469.4791 | Any | NA | 542.8433 | NA | 0.035361 | 0.035361 | PTAC Standard Size - 9,000 Btu/h | 1465.7517 | 855469.4791 | 0 | 0 | 183.0896 | 107684.6393 | 169.9989 | 99751.3785 | 161.2056 | 94321.658 | 691.6249 | 403042.3803 | 259.8328 | 150669.423 | 0 | 0
| 555 | 2019Any | AnyWashington | Washington | 2019 | 866033.4868 | Any | NA | 550.6164 | NA | 0.035323 | 0.035323 | PTAC Standard Size - 9,000 Btu/h | 1480.9754 | 866033.4868 | 0 | 0 | 334.6181 | 196806.5795 | 310.6933 | 182307.595 | 294.6225 | 172384.1303 | 278.51 | 162300.8674 | 262.5315 | 152234.3147 | 0 | 0 | 555 | 2019Any | AnyWashington | Washington | 2019 | 864103.4764 | Any | NA | 550.6164 | NA | 0.035323 | 0.035323 | PTAC Standard Size - 9,000 Btu/h | 1480.9754 | 864103.4764 | 0 | 0 | 162.6097 | 95639.3199 | 150.9832 | 88593.4527 | 143.1735 | 83771.0864 | 761.6775 | 443865.3027 | 262.5315 | 152234.3147 | 0 | 0
| 556 | 2020Any | AnyWashington | Washington | 2020 | 874053.7898 | Any | NA | 557.9763 | NA | 0.035257 | 0.035257 | PTAC Standard Size - 9,000 Btu/h | 1494.6907 | 874053.7898 | 0 | 0 | 337.717 | 198629.1977 | 313.5706 | 183995.9386 | 297.351 | 173980.5731 | 281.0892 | 163803.9295 | 264.9628 | 153644.1509 | 0 | 0 | 556 | 2020Any | AnyWashington | Washington | 2020 | 871860.1922 | Any | NA | 557.9763 | NA | 0.035257 | 0.035257 | PTAC Standard Size - 9,000 Btu/h | 1494.6907 | 871860.1922 | 0 | 0 | 142.2169 | 83645.2294 | 132.0485 | 77482.9817 | 125.2182 | 73265.3866 | 830.2443 | 483822.4436 | 264.9628 | 153644.1509 | 0 | 0
| 557 | 2021Any | AnyWashington | Washington | 2021 | 880338.6251 | Any | NA | 564.6775 | NA | 0.035147 | 0.035147 | PTAC Standard Size - 9,000 Btu/h | 1505.4382 | 880338.6251 | 0 | 0 | 340.1454 | 200057.4299 | 315.8253 | 185318.9512 | 299.4891 | 175231.5708 | 283.1104 | 164981.7526 | 266.868 | 154748.9207 | 0 | 0 | 557 | 2021Any | AnyWashington | Washington | 2021 | 877889.6651 | Any | NA | 564.6775 | NA | 0.035147 | 0.035147 | PTAC Standard Size - 9,000 Btu/h | 1505.4382 | 877889.6651 | 0 | 0 | 121.8865 | 71687.8784 | 113.1717 | 66406.5436 | 107.3179 | 62791.8671 | 896.1941 | 522254.4553 | 266.868 | 154748.9207 | 0 | 0
| 558 | 2022Any | AnyWashington | Washington | 2022 | 887748.8722 | Any | NA | 571.6802 | NA | 0.035049 | 0.035049 | PTAC Standard Size - 9,000 Btu/h | 1518.1102 | 887748.8722 | 0 | 0 | 343.0085 | 201741.4126 | 318.4838 | 186878.8728 | 302.01 | 176706.5819 | 285.4935 | 166370.4858 | 269.1144 | 156051.5191 | 0 | 0 | 558 | 2022Any | AnyWashington | Washington | 2022 | 885045.654 | Any | NA | 571.6802 | NA | 0.035049 | 0.035049 | PTAC Standard Size - 9,000 Btu/h | 1518.1102 | 885045.654 | 0 | 0 | 102.0894 | 60044.1574 | 94.7901 | 55620.63 | 89.887 | 52593.058 | 962.2293 | 560736.2894 | 269.1144 | 156051.5191 | 0 | 0
| 559 | 2023Any | AnyWashington | Washington | 2023 | 897849.9967 | Any | NA | 579.5411 | NA | 0.034993 | 0.034993 | PTAC Standard Size - 9,000 Btu/h | 1535.3838 | 897849.9967 | 0 | 0 | 346.9114 | 204036.8986 | 322.1076 | 189005.2475 | 305.4464 | 178717.2126 | 288.7419 | 168263.5088 | 272.1765 | 157827.1292 | 0 | 0 | 559 | 2023Any | AnyWashington | Washington | 2023 | 894887.8592 | Any | NA | 579.5411 | NA | 0.034993 | 0.034993 | PTAC Standard Size - 9,000 Btu/h | 1535.3838 | 894887.8592 | 0 | 0 | 82.9166 | 48767.6141 | 76.9881 | 45174.8436 | 73.0059 | 42715.8623 | 1030.2968 | 600402.41 | 272.1765 | 157827.1292 | 0 | 0
| 560 | 2024Any | AnyWashington | Washington | 2024 | 905280.6485 | Any | NA | 586.5037 | NA | 0.034875 | 0.034875 | PTAC Standard Size - 9,000 Btu/h | 1548.0907 | 905280.6485 | 0 | 0 | 349.7825 | 205725.5182 | 324.7734 | 190569.4644 | 307.9743 | 180196.2853 | 291.1316 | 169656.0661 | 274.429 | 159133.3144 | 0 | 0 | 560 | 2024Any | AnyWashington | Washington | 2024 | 902072.2781 | Any | NA | 586.5037 | NA | 0.034875 | 0.034875 | PTAC Standard Size - 9,000 Btu/h | 1548.0907 | 902072.2781 | 0 | 0 | 63.8426 | 37549.2036 | 59.2779 | 34782.9072 | 56.2117 | 32889.5854 | 1094.3294 | 637717.2674 | 274.429 | 159133.3144 | 0 | 0
| 561 | 2025Any | AnyWashington | Washington | 2025 | 915438.8844 | Any | NA | 594.3064 | NA | 0.0348 | 0.0348 | PTAC Standard Size - 9,000 Btu/h | 1565.462 | 915438.8844 | 0 | 0 | 353.7074 | 208033.9828 | 328.4177 | 192707.8616 | 311.4301 | 182218.2841 | 294.3984 | 171559.7921 | 277.5084 | 160918.9637 | 0 | 0 | 561 | 2025Any | AnyWashington | Washington | 2025 | 911978.7923 | Any | NA | 594.3064 | NA | 0.0348 | 0.0348 | PTAC Standard Size - 9,000 Btu/h | 1565.462 | 911978.7923 | 0 | 0 | 45.3333 | 26662.921 | 42.092 | 24698.6306 | 39.9148 | 23354.2215 | 1160.6134 | 676344.0554 | 277.5084 | 160918.9637 | 0 | 0
| 562 | 2026Any | AnyWashington | Washington | 2026 | 922548.2476 | Any | NA | 601.1048 | NA | 0.034659 | 0.034659 | PTAC Standard Size - 9,000 Btu/h | 1577.6195 | 922548.2476 | 0 | 0 | 356.4543 | 209649.5895 | 330.9682 | 194204.4445 | 313.8487 | 183633.4042 | 296.6847 | 172892.1376 | 279.6635 | 162168.6718 | 0 | 0 | 562 | 2026Any | AnyWashington | Washington | 2026 | 918852.4664 | Any | NA | 601.1048 | NA | 0.034659 | 0.034659 | PTAC Standard Size - 9,000 Btu/h | 1577.6195 | 918852.4664 | 0 | 0 | 27.0749 | 15924.1847 | 25.1391 | 14751.0303 | 23.8388 | 13948.0943 | 1221.9032 | 712060.4854 | 279.6635 | 162168.6718 | 0 | 0
| 563 | 2027Any | AnyWashington | Washington | 2027 | 928604.7984 | Any | NA | 607.5911 | NA | 0.034494 | 0.034494 | PTAC Standard Size - 9,000 Btu/h | 1587.9766 | 928604.7984 | 0 | 0 | 358.7945 | 211025.9439 | 333.141 | 195479.4012 | 315.9091 | 184838.9618 | 298.6324 | 174027.1785 | 281.4995 | 163233.3129 | 0 | 0 | 563 | 2027Any | AnyWashington | Washington | 2027 | 924683.1511 | Any | NA | 607.5911 | NA | 0.034494 | 0.034494 | PTAC Standard Size - 9,000 Btu/h | 1587.9766 | 924683.1511 | 0 | 0 | 9.2852 | 5461.0922 | 8.6213 | 5058.7668 | 8.1753 | 4783.4053 | 1280.3952 | 746146.5739 | 281.4995 | 163233.3129 | 0 | 0
| 564 | 2028Any | AnyWashington | Washington | 2028 | 934554.3605 | Any | NA | 614.1126 | NA | 0.034326 | 0.034326 | PTAC Standard Size - 9,000 Btu/h | 1598.1507 | 934554.3605 | 0 | 0 | 361.0933 | 212377.9852 | 335.2755 | 196731.8359 | 317.9331 | 186023.2232 | 300.5458 | 175142.169 | 283.3031 | 164279.1472 | 0 | 0 | 564 | 2028Any | AnyWashington | Washington | 2028 | 930413.1728 | Any | NA | 614.1126 | NA | 0.034326 | 0.034326 | PTAC Standard Size - 9,000 Btu/h | 1598.1507 | 930413.1728 | 0 | 0 | -7.9822 | -4694.7336 | -7.4115 | -4348.8667 | -7.0281 | -4112.1469 | 1337.2693 | 779289.7729 | 283.3031 | 164279.1472 | 0 | 0
| 565 | 2029Any | AnyWashington | Washington | 2029 | 940498.2492 | Any | NA | 620.7361 | NA | 0.034157 | 0.034157 | PTAC Standard Size - 9,000 Btu/h | 1608.3152 | 940498.2492 | 0 | 0 | 363.3899 | 213728.7371 | 337.4079 | 197983.0763 | 319.9552 | 187206.3554 | 302.4573 | 176256.0962 | 285.1049 | 165323.9842 | 0 | 0 | 565 | 2029Any | AnyWashington | Washington | 2029 | 936454.8136 | Any | NA | 620.7361 | NA | 0.034157 | 0.034157 | PTAC Standard Size - 9,000 Btu/h | 1608.3152 | 936454.8136 | 0 | 0 | 0 | 0 | 0 | 0 | 0 | 0 | 1335.0156 | 777976.4262 | 273.2996 | 158478.3874 | 0 | 0
| 566 | 2030Any | AnyWashington | Washington | 2030 | 945884.5384 | Any | NA | 627.3222 | NA | 0.033981 | 0.033981 | PTAC Standard Size - 9,000 Btu/h | 1617.5261 | 945884.5384 | 0 | 0 | 365.471 | 214952.7742 | 339.3402 | 199116.9371 | 321.7876 | 188278.4973 | 304.1895 | 177265.5253 | 286.7378 | 166270.8044 | 0 | 0 | 566 | 2030Any | AnyWashington | Washington | 2030 | 941838.5617 | Any | NA | 627.3222 | NA | 0.033981 | 0.033981 | PTAC Standard Size - 9,000 Btu/h | 1617.5261 | 941838.5617 | 0 | 0 | 0 | 0 | 0 | 0 | 0 | 0 | 1349.8285 | 786608.5889 | 267.6976 | 155229.9728 | 0 | 0
| 567 | 2031Any | AnyWashington | Washington | 2031 | 949488.7362 | Any | NA | 633.4744 | NA | 0.033776 | 0.033776 | PTAC Standard Size - 9,000 Btu/h | 1623.6895 | 949488.7362 | 0 | 0 | 366.8636 | 215771.8301 | 340.6332 | 199875.6521 | 323.0138 | 188995.9136 | 305.3486 | 177940.9778 | 287.8303 | 166904.3626 | 0 | 0 | 567 | 2031Any | AnyWashington | Washington | 2031 | 945446.1754 | Any | NA | 633.4744 | NA | 0.033776 | 0.033776 | PTAC Standard Size - 9,000 Btu/h | 1623.6895 | 945446.1754 | 0 | 0 | 0 | 0 | 0 | 0 | 0 | 0 | 1361.519 | 793421.2256 | 262.1705 | 152024.9498 | 0 | 0
| 568 | 2032Any | AnyWashington | Washington | 2032 | 954352.4674 | Any | NA | 640.0856 | NA | 0.033591 | 0.033591 | PTAC Standard Size - 9,000 Btu/h | 1632.0068 | 954352.4674 | 0 | 0 | 368.7428 | 216877.1157 | 342.3781 | 200899.5099 | 324.6684 | 189964.0402 | 306.9127 | 178852.4758 | 289.3048 | 167759.3258 | 0 | 0 | 568 | 2032Any | AnyWashington | Washington | 2032 | 950306.4553 | Any | NA | 640.0856 | NA | 0.033591 | 0.033591 | PTAC Standard Size - 9,000 Btu/h | 1632.0068 | 950306.4553 | 0 | 0 | 0 | 0 | 0 | 0 | 0 | 0 | 1374.4927 | 800981.5789 | 257.5141 | 149324.8764 | 0 | 0
| 569 | 2033Any | AnyWashington | Washington | 2033 | 960361.7596 | Any | NA | 647.0834 | NA | 0.033423 | 0.033423 | PTAC Standard Size - 9,000 Btu/h | 1642.2831 | 960361.7596 | 0 | 0 | 371.0647 | 218242.7306 | 344.534 | 202164.5183 | 326.7127 | 191160.1909 | 308.8452 | 179978.6601 | 291.1264 | 168815.6597 | 0 | 0 | 569 | 2033Any | AnyWashington | Washington | 2033 | 956306.135 | Any | NA | 647.0834 | NA | 0.033423 | 0.033423 | PTAC Standard Size - 9,000 Btu/h | 1642.2831 | 956306.135 | 0 | 0 | 0 | 0 | 0 | 0 | 0 | 0 | 1388.6627 | 809239.1014 | 253.6204 | 147067.0336 | 0 | 0
| 570 | 2034Any | AnyWashington | Washington | 2034 | 967163.894 | Any | NA | 654.3371 | NA | 0.033267 | 0.033267 | PTAC Standard Size - 9,000 Btu/h | 1653.9152 | 967163.894 | 0 | 0 | 373.6929 | 219788.5193 | 346.9743 | 203596.4268 | 329.0268 | 192514.1571 | 311.0328 | 181253.4287 | 293.1884 | 170011.362 | 0 | 0 | 570 | 2034Any | AnyWashington | Washington | 2034 | 963094.1662 | Any | NA | 654.3371 | NA | 0.033267 | 0.033267 | PTAC Standard Size - 9,000 Btu/h | 1653.9152 | 963094.1662 | 0 | 0 | 0 | 0 | 0 | 0 | 0 | 0 | 1403.5819 | 817933.2215 | 250.3333 | 145160.9446 | 0 | 0
| 571 | 2005Any | AnyWashington | Washington | 2005 | 1319358.0736 | Any | NA | 427.2424 | NA | 0.034767 | 0.034767 | PTAC Standard Size - 12,000 Btu/h | 1657.2935 | 1319358.0736 | 0 | 0 | 378.0499 | 302437.2845 | 349.4159 | 278981.4213 | 329.8047 | 262678.5766 | 309.9667 | 246020.788 | 290.0562 | 229240.0032 | 0 | 0 | 571 | 2005Any | AnyWashington | Washington | 2005 | 1319358.0736 | Any | NA | 427.2424 | NA | 0.034767 | 0.034767 | PTAC Standard Size - 12,000 Btu/h | 1657.2935 | 1319358.0736 | 0 | 0 | 378.0499 | 302437.2845 | 349.4159 | 278981.4213 | 329.8047 | 262678.5766 | 309.9667 | 246020.788 | 290.0562 | 229240.0032 | 0 | 0
| 572 | 2006Any | AnyWashington | Washington | 2006 | 1360235.4537 | Any | NA | 437.0258 | NA | 0.034893 | 0.034893 | PTAC Standard Size - 12,000 Btu/h | 1708.641 | 1360235.4537 | 0 | 0 | 389.7629 | 311807.6321 | 360.2418 | 287625.0412 | 340.023 | 270817.0889 | 319.5703 | 253643.1958 | 299.043 | 236342.4956 | 0 | 0 | 572 | 2006Any | AnyWashington | Washington | 2006 | 1360235.4537 | Any | NA | 437.0258 | NA | 0.034893 | 0.034893 | PTAC Standard Size - 12,000 Btu/h | 1708.641 | 1360235.4537 | 0 | 0 | 389.7629 | 311807.6321 | 360.2418 | 287625.0412 | 340.023 | 270817.0889 | 319.5703 | 253643.1958 | 299.043 | 236342.4956 | 0 | 0
| 573 | 2007Any | AnyWashington | Washington | 2007 | 1381206.9207 | Any | NA | 444.1987 | NA | 0.03481 | 0.03481 | PTAC Standard Size - 12,000 Btu/h | 1734.984 | 1381206.9207 | 0 | 0 | 395.7721 | 316614.9348 | 365.7958 | 292059.508 | 345.2653 | 274992.4187 | 324.4973 | 257553.7467 | 303.6535 | 239986.3125 | 0 | 0 | 573 | 2007Any | AnyWashington | Washington | 2007 | 1381206.9207 | Any | NA | 444.1987 | NA | 0.03481 | 0.03481 | PTAC Standard Size - 12,000 Btu/h | 1734.984 | 1381206.9207 | 0 | 0 | 395.7721 | 316614.9348 | 365.7958 | 292059.508 | 345.2653 | 274992.4187 | 324.4973 | 257553.7467 | 303.6535 | 239986.3125 | 0 | 0
| 574 | 2008Any | AnyWashington | Washington | 2008 | 1407815.3113 | Any | NA | 452.0369 | NA | 0.034782 | 0.034782 | PTAC Standard Size - 12,000 Btu/h | 1768.4078 | 1407815.3113 | 0 | 0 | 403.3965 | 322714.393 | 372.8427 | 297685.9159 | 351.9167 | 280290.0361 | 330.7486 | 262515.415 | 309.5032 | 244609.5514 | 0 | 0 | 574 | 2008Any | AnyWashington | Washington | 2008 | 1407815.3113 | Any | NA | 452.0369 | NA | 0.034782 | 0.034782 | PTAC Standard Size - 12,000 Btu/h | 1768.4078 | 1407815.3113 | 0 | 0 | 403.3965 | 322714.393 | 372.8427 | 297685.9159 | 351.9167 | 280290.0361 | 330.7486 | 262515.415 | 309.5032 | 244609.5514 | 0 | 0
| 575 | 2009Any | AnyWashington | Washington | 2009 | 1440830.7639 | Any | NA | 460.6184 | NA | 0.034811 | 0.034811 | PTAC Standard Size - 12,000 Btu/h | 1809.8797 | 1440830.7639 | 0 | 0 | 412.8568 | 330282.546 | 381.5864 | 304667.1123 | 360.1697 | 286863.2721 | 338.5052 | 268671.8087 | 316.7616 | 250346.0247 | 0 | 0 | 575 | 2009Any | AnyWashington | Washington | 2009 | 1440830.7639 | Any | NA | 460.6184 | NA | 0.034811 | 0.034811 | PTAC Standard Size - 12,000 Btu/h | 1809.8797 | 1440830.7639 | 0 | 0 | 412.8568 | 330282.546 | 381.5864 | 304667.1123 | 360.1697 | 286863.2721 | 338.5052 | 268671.8087 | 316.7616 | 250346.0247 | 0 | 0
| 576 | 2010Any | AnyWashington | Washington | 2010 | 1494792.276 | Any | NA | 472.3541 | NA | 0.035075 | 0.035075 | PTAC Standard Size - 12,000 Btu/h | 1877.6627 | 1494792.276 | 0 | 0 | 428.319 | 342652.1775 | 395.8775 | 316077.4032 | 373.6587 | 297606.7795 | 351.1828 | 278734.0154 | 328.6248 | 259721.9004 | 0 | 0 | 576 | 2010Any | AnyWashington | Washington | 2010 | 1494792.276 | Any | NA | 472.3541 | NA | 0.035075 | 0.035075 | PTAC Standard Size - 12,000 Btu/h | 1877.6627 | 1494792.276 | 0 | 0 | 428.319 | 342652.1775 | 395.8775 | 316077.4032 | 373.6587 | 297606.7795 | 351.1828 | 278734.0154 | 328.6248 | 259721.9004 | 0 | 0
| 577 | 2011Any | AnyWashington | Washington | 2011 | 1543949.6027 | Any | NA | 483.1114 | NA | 0.035259 | 0.035259 | PTAC Standard Size - 12,000 Btu/h | 1939.411 | 1543949.6027 | 0 | 0 | 442.4045 | 353920.5426 | 408.8962 | 326471.8375 | 385.9467 | 307393.794 | 362.7317 | 287900.3854 | 339.4319 | 268263.0432 | 0 | 0 | 577 | 2011Any | AnyWashington | Washington | 2011 | 1543949.6027 | Any | NA | 483.1114 | NA | 0.035259 | 0.035259 | PTAC Standard Size - 12,000 Btu/h | 1939.411 | 1543949.6027 | 0 | 0 | 442.4045 | 353920.5426 | 408.8962 | 326471.8375 | 385.9467 | 307393.794 | 362.7317 | 287900.3854 | 339.4319 | 268263.0432 | 0 | 0
| 578 | 2012Any | AnyWashington | Washington | 2012 | 1587418.653 | Any | NA | 492.981 | NA | 0.035374 | 0.035374 | PTAC Standard Size - 12,000 Btu/h | 1994.0141 | 1587418.653 | 0 | 0 | 454.8602 | 363884.9804 | 420.4085 | 335663.4722 | 396.8128 | 316048.2969 | 372.9442 | 296006.0621 | 348.9884 | 275815.8413 | 0 | 0 | 578 | 2012Any | AnyWashington | Washington | 2012 | 1587418.653 | Any | NA | 492.981 | NA | 0.035374 | 0.035374 | PTAC Standard Size - 12,000 Btu/h | 1994.0141 | 1587418.653 | 0 | 0 | 454.8602 | 363884.9804 | 420.4085 | 335663.4722 | 396.8128 | 316048.2969 | 372.9442 | 296006.0621 | 348.9884 | 275815.8413 | 0 | 0
| 579 | 2013Any | AnyWashington | Washington | 2013 | 1626908.4342 | Any | NA | 502.559 | NA | 0.035443 | 0.035443 | PTAC Standard Size - 12,000 Btu/h | 2043.6186 | 1626908.4342 | 0 | 0 | 466.1756 | 372937.2479 | 430.8668 | 344013.6809 | 406.6842 | 323910.5442 | 382.2218 | 303369.7243 | 357.6701 | 282677.2369 | 0 | 0 | 579 | 2013Any | AnyWashington | Washington | 2013 | 1626849.5039 | Any | NA | 502.559 | NA | 0.035443 | 0.035443 | PTAC Standard Size - 12,000 Btu/h | 2043.6186 | 1626849.5039 | 0 | 0 | 428.6578 | 342923.2355 | 468.3847 | 373968.763 | 406.6842 | 323910.5442 | 382.2218 | 303369.7243 | 357.6701 | 282677.2369 | 0 | 0
| 580 | 2014Any | AnyWashington | Washington | 2014 | 1654671.9272 | Any | NA | 511.9622 | NA | 0.035526 | 0.035526 | PTAC Standard Size - 12,000 Btu/h | 2078.4933 | 1654671.9272 | 0 | 0 | 474.131 | 379301.4909 | 438.2197 | 349884.3379 | 413.6244 | 329438.1375 | 388.7445 | 308546.7847 | 363.7738 | 287501.1761 | 0 | 0 | 580 | 2014Any | AnyWashington | Washington | 2014 | 1654553.9874 | Any | NA | 511.9622 | NA | 0.035526 | 0.035526 | PTAC Standard Size - 12,000 Btu/h | 2078.4933 | 1654553.9874 | 0 | 0 | 399.0449 | 319233.1678 | 513.3057 | 409834.7213 | 413.6244 | 329438.1375 | 388.7445 | 308546.7847 | 363.7738 | 287501.1761 | 0 | 0
| 581 | 2015Any | AnyWashington | Washington | 2015 | 1658165.6782 | Any | NA | 517.8556 | NA | 0.035361 | 0.035361 | PTAC Standard Size - 12,000 Btu/h | 2082.882 | 1658165.6782 | 0 | 0 | 475.1321 | 380102.3657 | 439.1449 | 350623.1 | 414.4977 | 330133.7285 | 389.5653 | 309198.2647 | 364.5419 | 288108.2194 | 0 | 0 | 581 | 2015Any | AnyWashington | Washington | 2015 | 1657991.1207 | Any | NA | 517.8556 | NA | 0.035361 | 0.035361 | PTAC Standard Size - 12,000 Btu/h | 2082.882 | 1657991.1207 | 0 | 0 | 364.0005 | 291197.884 | 550.2765 | 439353.0241 | 414.4977 | 330133.7285 | 389.5653 | 309198.2647 | 364.5419 | 288108.2194 | 0 | 0
| 582 | 2016Any | AnyWashington | Washington | 2016 | 1671541.4603 | Any | NA | 525.2609 | NA | 0.035299 | 0.035299 | PTAC Standard Size - 12,000 Btu/h | 2099.6838 | 1671541.4603 | 0 | 0 | 478.9648 | 383168.5047 | 442.6873 | 353451.4411 | 417.8413 | 332796.7898 | 392.7078 | 311692.4476 | 367.4825 | 290432.2772 | 0 | 0 | 582 | 2016Any | AnyWashington | Washington | 2016 | 1671310.3925 | Any | NA | 525.2609 | NA | 0.035299 | 0.035299 | PTAC Standard Size - 12,000 Btu/h | 2099.6838 | 1671310.3925 | 0 | 0 | 331.8561 | 265482.5293 | 589.7961 | 470906.3486 | 417.8413 | 332796.7898 | 392.7078 | 311692.4476 | 367.4825 | 290432.2772 | 0 | 0
| 583 | 2017Any | AnyWashington | Washington | 2017 | 1693609.7038 | Any | NA | 533.9435 | NA | 0.035323 | 0.035323 | PTAC Standard Size - 12,000 Btu/h | 2127.4045 | 1693609.7038 | 0 | 0 | 485.2883 | 388227.2221 | 448.5319 | 358117.824 | 423.3578 | 337190.4831 | 397.8925 | 315807.5145 | 372.3341 | 294266.6602 | 0 | 0 | 583 | 2017Any | AnyWashington | Washington | 2017 | 1693321.4058 | Any | NA | 533.9435 | NA | 0.035323 | 0.035323 | PTAC Standard Size - 12,000 Btu/h | 2127.4045 | 1693321.4058 | 0 | 0 | 301.7441 | 241393.1843 | 632.076 | 504663.5637 | 423.3578 | 337190.4831 | 397.8925 | 315807.5145 | 372.3341 | 294266.6602 | 0 | 0
| 584 | 2018Any | AnyWashington | Washington | 2018 | 1717732.1811 | Any | NA | 542.8433 | NA | 0.035361 | 0.035361 | PTAC Standard Size - 12,000 Btu/h | 2157.7056 | 1717732.1811 | 0 | 0 | 492.2003 | 393756.8328 | 454.9204 | 363218.5795 | 429.3878 | 341993.1657 | 403.5597 | 320305.6344 | 377.6374 | 298457.9687 | 0 | 0 | 584 | 2018Any | AnyWashington | Washington | 2018 | 1717386.4779 | Any | NA | 542.8433 | NA | 0.035361 | 0.035361 | PTAC Standard Size - 12,000 Btu/h | 2157.7056 | 1717386.4779 | 0 | 0 | 272.1094 | 217685.5887 | 675.0114 | 538944.1204 | 429.3878 | 341993.1657 | 403.5597 | 320305.6344 | 377.6374 | 298457.9687 | 0 | 0
| 585 | 2019Any | AnyWashington | Washington | 2019 | 1735572.9932 | Any | NA | 550.6164 | NA | 0.035323 | 0.035323 | PTAC Standard Size - 12,000 Btu/h | 2180.1161 | 1735572.9932 | 0 | 0 | 497.3125 | 397846.4934 | 459.6453 | 366991.0619 | 433.8475 | 345545.1954 | 407.7512 | 323632.4118 | 381.5596 | 301557.8306 | 0 | 0 | 585 | 2019Any | AnyWashington | Washington | 2019 | 1735171.4513 | Any | NA | 550.6164 | NA | 0.035323 | 0.035323 | PTAC Standard Size - 12,000 Btu/h | 2180.1161 | 1735171.4513 | 0 | 0 | 241.6719 | 193335.8536 | 715.2859 | 571100.1598 | 433.8475 | 345545.1954 | 407.7512 | 323632.4118 | 381.5596 | 301557.8306 | 0 | 0
| 586 | 2020Any | AnyWashington | Washington | 2020 | 1751646.0682 | Any | NA | 557.9763 | NA | 0.035257 | 0.035257 | PTAC Standard Size - 12,000 Btu/h | 2200.3061 | 1751646.0682 | 0 | 0 | 501.9181 | 401530.9345 | 463.9021 | 370389.7521 | 437.8653 | 348745.2762 | 411.5274 | 326629.5592 | 385.0932 | 304350.5462 | 0 | 0 | 586 | 2020Any | AnyWashington | Washington | 2020 | 1751189.6866 | Any | NA | 557.9763 | NA | 0.035257 | 0.035257 | PTAC Standard Size - 12,000 Btu/h | 2200.3061 | 1751189.6866 | 0 | 0 | 211.3639 | 169089.6783 | 754.4562 | 602374.6268 | 437.8653 | 348745.2762 | 411.5274 | 326629.5592 | 385.0932 | 304350.5462 | 0 | 0
| 587 | 2021Any | AnyWashington | Washington | 2021 | 1764241.1821 | Any | NA | 564.6775 | NA | 0.035147 | 0.035147 | PTAC Standard Size - 12,000 Btu/h | 2216.1273 | 1764241.1821 | 0 | 0 | 505.5271 | 404418.1204 | 467.2377 | 373053.0191 | 441.0138 | 351252.9098 | 414.4864 | 328978.1709 | 387.8622 | 306538.9619 | 0 | 0 | 587 | 2021Any | AnyWashington | Washington | 2021 | 1763731.672 | Any | NA | 564.6775 | NA | 0.035147 | 0.035147 | PTAC Standard Size - 12,000 Btu/h | 2216.1273 | 1763731.672 | 0 | 0 | 181.1488 | 144917.7722 | 791.616 | 632043.8571 | 441.0138 | 351252.9098 | 414.4864 | 328978.1709 | 387.8622 | 306538.9619 | 0 | 0
| 588 | 2022Any | AnyWashington | Washington | 2022 | 1779091.6756 | Any | NA | 571.6802 | NA | 0.035049 | 0.035049 | PTAC Standard Size - 12,000 Btu/h | 2234.7815 | 1779091.6756 | 0 | 0 | 509.7823 | 407822.3084 | 471.1707 | 376193.1914 | 444.726 | 354209.5798 | 417.9754 | 331747.3435 | 391.127 | 309119.2524 | 0 | 0 | 588 | 2022Any | AnyWashington | Washington | 2022 | 1778529.2666 | Any | NA | 571.6802 | NA | 0.035049 | 0.035049 | PTAC Standard Size - 12,000 Btu/h | 2234.7815 | 1778529.2666 | 0 | 0 | 151.7262 | 121379.8723 | 829.2269 | 662073.2186 | 444.726 | 354209.5798 | 417.9754 | 331747.3435 | 391.127 | 309119.2524 | 0 | 0
| 589 | 2023Any | AnyWashington | Washington | 2023 | 1799334.8177 | Any | NA | 579.5411 | NA | 0.034993 | 0.034993 | PTAC Standard Size - 12,000 Btu/h | 2260.2096 | 1799334.8177 | 0 | 0 | 515.5828 | 412462.6567 | 476.5319 | 380473.6523 | 449.7863 | 358239.9033 | 422.7313 | 335522.0835 | 395.5774 | 312636.522 | 0 | 0 | 589 | 2023Any | AnyWashington | Washington | 2023 | 1798718.5402 | Any | NA | 579.5411 | NA | 0.034993 | 0.034993 | PTAC Standard Size - 12,000 Btu/h | 2260.2096 | 1798718.5402 | 0 | 0 | 123.2314 | 98584.2258 | 868.8833 | 693735.8056 | 449.7863 | 358239.9033 | 422.7313 | 335522.0835 | 395.5774 | 312636.522 | 0 | 0
| 590 | 2024Any | AnyWashington | Washington | 2024 | 1814226.2032 | Any | NA | 586.5037 | NA | 0.034875 | 0.034875 | PTAC Standard Size - 12,000 Btu/h | 2278.9153 | 1814226.2032 | 0 | 0 | 519.8498 | 415876.2184 | 480.4757 | 383622.4714 | 453.5087 | 361204.7147 | 426.2298 | 338298.8812 | 398.8512 | 315223.9176 | 0 | 0 | 590 | 2024Any | AnyWashington | Washington | 2024 | 1813558.6965 | Any | NA | 586.5037 | NA | 0.034875 | 0.034875 | PTAC Standard Size - 12,000 Btu/h | 2278.9153 | 1813558.6965 | 0 | 0 | 94.8834 | 75906.0953 | 905.442 | 722925.0877 | 453.5087 | 361204.7147 | 426.2298 | 338298.8812 | 398.8512 | 315223.9176 | 0 | 0
| 591 | 2025Any | AnyWashington | Washington | 2025 | 1834583.7994 | Any | NA | 594.3064 | NA | 0.0348 | 0.0348 | PTAC Standard Size - 12,000 Btu/h | 2304.4872 | 1834583.7994 | 0 | 0 | 525.6831 | 420542.803 | 485.8671 | 387927.1338 | 458.5976 | 365257.8255 | 431.0126 | 342094.9635 | 403.3268 | 318761.0736 | 0 | 0 | 591 | 2025Any | AnyWashington | Washington | 2025 | 1833863.9215 | Any | NA | 594.3064 | NA | 0.0348 | 0.0348 | PTAC Standard Size - 12,000 Btu/h | 2304.4872 | 1833863.9215 | 0 | 0 | 67.3748 | 53899.3649 | 944.1754 | 753850.6941 | 458.5976 | 365257.8255 | 431.0126 | 342094.9635 | 403.3268 | 318761.0736 | 0 | 0
| 592 | 2026Any | AnyWashington | Washington | 2026 | 1848831.307 | Any | NA | 601.1048 | NA | 0.034659 | 0.034659 | PTAC Standard Size - 12,000 Btu/h | 2322.384 | 1848831.307 | 0 | 0 | 529.7656 | 423808.7682 | 489.6404 | 390939.8034 | 462.1591 | 368094.4436 | 434.3598 | 344751.6972 | 406.4591 | 321236.5947 | 0 | 0 | 592 | 2026Any | AnyWashington | Washington | 2026 | 1848062.3937 | Any | NA | 601.1048 | NA | 0.034659 | 0.034659 | PTAC Standard Size - 12,000 Btu/h | 2322.384 | 1848062.3937 | 0 | 0 | 40.239 | 32190.9006 | 979.167 | 781788.7576 | 462.1591 | 368094.4436 | 434.3598 | 344751.6972 | 406.4591 | 321236.5947 | 0 | 0
| 593 | 2027Any | AnyWashington | Washington | 2027 | 1860968.9277 | Any | NA | 607.5911 | NA | 0.034494 | 0.034494 | PTAC Standard Size - 12,000 Btu/h | 2337.6305 | 1860968.9277 | 0 | 0 | 533.2435 | 426591.0827 | 492.8549 | 393506.3323 | 465.1932 | 370510.9922 | 437.2114 | 347015.0001 | 409.1275 | 323345.5204 | 0 | 0 | 593 | 2027Any | AnyWashington | Washington | 2027 | 1860153.0226 | Any | NA | 607.5911 | NA | 0.034494 | 0.034494 | PTAC Standard Size - 12,000 Btu/h | 2337.6305 | 1860153.0226 | 0 | 0 | 13.7997 | 11039.6532 | 1012.2987 | 808241.8566 | 465.1932 | 370510.9922 | 437.2114 | 347015.0001 | 409.1275 | 323345.5204 | 0 | 0
| 594 | 2028Any | AnyWashington | Washington | 2028 | 1872892.138 | Any | NA | 614.1126 | NA | 0.034326 | 0.034326 | PTAC Standard Size - 12,000 Btu/h | 2352.6077 | 1872892.138 | 0 | 0 | 536.66 | 429324.2477 | 496.0126 | 396027.5236 | 468.1737 | 372884.8526 | 440.0126 | 349238.3219 | 411.7487 | 325417.1921 | 0 | 0 | 594 | 2028Any | AnyWashington | Washington | 2028 | 1872030.5571 | Any | NA | 614.1126 | NA | 0.034326 | 0.034326 | PTAC Standard Size - 12,000 Btu/h | 2352.6077 | 1872030.5571 | 0 | 0 | -11.8632 | -9490.4515 | 1044.5358 | 833980.6419 | 468.1737 | 372884.8526 | 440.0126 | 349238.3219 | 411.7487 | 325417.1921 | 0 | 0
| 595 | 2029Any | AnyWashington | Washington | 2029 | 1884803.9783 | Any | NA | 620.7361 | NA | 0.034157 | 0.034157 | PTAC Standard Size - 12,000 Btu/h | 2367.5706 | 1884803.9783 | 0 | 0 | 540.0732 | 432054.8064 | 499.1673 | 398546.3108 | 471.1513 | 375256.4493 | 442.8112 | 351459.5236 | 414.3675 | 327486.8883 | 0 | 0 | 595 | 2029Any | AnyWashington | Washington | 2029 | 1884052.9843 | Any | NA | 620.7361 | NA | 0.034157 | 0.034157 | PTAC Standard Size - 12,000 Btu/h | 2367.5706 | 1884052.9843 | 0 | 0 | 0 | 0 | 1059.5481 | 845966.7791 | 463.9483 | 369519.5278 | 436.0415 | 346086.4095 | 408.0327 | 322480.2679 | 0 | 0
| 596 | 2030Any | AnyWashington | Washington | 2030 | 1895598.3624 | Any | NA | 627.3222 | NA | 0.033981 | 0.033981 | PTAC Standard Size - 12,000 Btu/h | 2381.1298 | 1895598.3624 | 0 | 0 | 543.1663 | 434529.2098 | 502.0261 | 400828.8091 | 473.8496 | 377405.5653 | 445.3472 | 353472.3531 | 416.7406 | 329362.4251 | 0 | 0 | 596 | 2030Any | AnyWashington | Washington | 2030 | 1894904.7725 | Any | NA | 627.3222 | NA | 0.033981 | 0.033981 | PTAC Standard Size - 12,000 Btu/h | 2381.1298 | 1894904.7725 | 0 | 0 | 0 | 0 | 1078.4928 | 861092.6583 | 462.0381 | 367998.1126 | 434.2462 | 344661.475 | 406.3527 | 321152.5265 | 0 | 0
| 597 | 2031Any | AnyWashington | Washington | 2031 | 1902821.3493 | Any | NA | 633.4744 | NA | 0.033776 | 0.033776 | PTAC Standard Size - 12,000 Btu/h | 2390.2028 | 1902821.3493 | 0 | 0 | 545.2359 | 436184.9397 | 503.939 | 402356.127 | 475.6552 | 378843.6312 | 447.0441 | 354819.224 | 418.3286 | 330617.4275 | 0 | 0 | 597 | 2031Any | AnyWashington | Washington | 2031 | 1902183.3121 | Any | NA | 633.4744 | NA | 0.033776 | 0.033776 | PTAC Standard Size - 12,000 Btu/h | 2390.2028 | 1902183.3121 | 0 | 0 | 0 | 0 | 1094.7465 | 874070.0015 | 459.4912 | 365969.5536 | 431.8524 | 342761.5572 | 404.1127 | 319382.1998 | 0 | 0
| 598 | 2032Any | AnyWashington | Washington | 2032 | 1912568.5018 | Any | NA | 640.0856 | NA | 0.033591 | 0.033591 | PTAC Standard Size - 12,000 Btu/h | 2402.4466 | 1912568.5018 | 0 | 0 | 548.0289 | 438419.2856 | 506.5204 | 404417.1857 | 478.0917 | 380784.2478 | 449.3341 | 356636.7761 | 420.4715 | 332311.0066 | 0 | 0 | 598 | 2032Any | AnyWashington | Washington | 2032 | 1911982.1199 | Any | NA | 640.0856 | NA | 0.033591 | 0.033591 | PTAC Standard Size - 12,000 Btu/h | 2402.4466 | 1911982.1199 | 0 | 0 | 0 | 0 | 1111.8158 | 887698.4778 | 457.7796 | 364606.336 | 430.2438 | 341484.7883 | 402.6074 | 318192.5178 | 0 | 0
| 599 | 2033Any | AnyWashington | Washington | 2033 | 1924611.4139 | Any | NA | 647.0834 | NA | 0.033423 | 0.033423 | PTAC Standard Size - 12,000 Btu/h | 2417.5741 | 1924611.4139 | 0 | 0 | 551.4797 | 441179.89 | 509.7098 | 406963.6883 | 481.1021 | 383181.9403 | 452.1634 | 358882.4188 | 423.119 | 334403.4766 | 0 | 0 | 599 | 2033Any | AnyWashington | Washington | 2033 | 1924073.2304 | Any | NA | 647.0834 | NA | 0.033423 | 0.033423 | PTAC Standard Size - 12,000 Btu/h | 2417.5741 | 1924073.2304 | 0 | 0 | 0 | 0 | 1129.6451 | 901933.7908 | 456.8213 | 363843.0808 | 429.3431 | 340769.935 | 401.7646 | 317526.4238 | 0 | 0
| 600 | 2034Any | AnyWashington | Washington | 2034 | 1938243.2203 | Any | NA | 654.3371 | NA | 0.033267 | 0.033267 | PTAC Standard Size - 12,000 Btu/h | 2434.6975 | 1938243.2203 | 0 | 0 | 555.3858 | 444304.7175 | 513.3201 | 409846.1663 | 484.5097 | 385895.9749 | 455.3661 | 361424.3426 | 426.1159 | 336772.0188 | 0 | 0 | 600 | 2034Any | AnyWashington | Washington | 2034 | 1937750.2798 | Any | NA | 654.3371 | NA | 0.033267 | 0.033267 | PTAC Standard Size - 12,000 Btu/h | 2434.6975 | 1937750.2798 | 0 | 0 | 0 | 0 | 1147.883 | 916495.3579 | 456.426 | 363528.2259 | 428.9716 | 340475.0466 | 401.4169 | 317251.6494 | 0 | 0
| 601 | 2005Any | AnyWashington | Washington | 2005 | 1228430.7231 | Any | NA | 427.2424 | NA | 0.034767 | 0.034767 | PTHP Standard Size - 9,000 Btu/h | 880.08 | 1228430.7231 | 0 | 0 | 197.8931 | 280301.6337 | 180.4428 | 254059.3529 | 174.3332 | 243277.2869 | 167.8955 | 231399.1219 | 159.5154 | 219393.3277 | 0 | 0 | 601 | 2005Any | AnyWashington | Washington | 2005 | 1228430.7231 | Any | NA | 427.2424 | NA | 0.034767 | 0.034767 | PTHP Standard Size - 9,000 Btu/h | 880.08 | 1228430.7231 | 0 | 0 | 197.8931 | 280301.6337 | 180.4428 | 254059.3529 | 174.3332 | 243277.2869 | 167.8955 | 231399.1219 | 159.5154 | 219393.3277 | 0 | 0
| 602 | 2006Any | AnyWashington | Washington | 2006 | 1266490.9211 | Any | NA | 437.0258 | NA | 0.034893 | 0.034893 | PTHP Standard Size - 9,000 Btu/h | 907.3473 | 1266490.9211 | 0 | 0 | 204.0244 | 288986.1574 | 186.0334 | 261930.8178 | 179.7345 | 250814.6934 | 173.0974 | 238568.5098 | 164.4576 | 226190.7428 | 0 | 0 | 602 | 2006Any | AnyWashington | Washington | 2006 | 1266490.9211 | Any | NA | 437.0258 | NA | 0.034893 | 0.034893 | PTHP Standard Size - 9,000 Btu/h | 907.3473 | 1266490.9211 | 0 | 0 | 204.0244 | 288986.1574 | 186.0334 | 261930.8178 | 179.7345 | 250814.6934 | 173.0974 | 238568.5098 | 164.4576 | 226190.7428 | 0 | 0
| 603 | 2007Any | AnyWashington | Washington | 2007 | 1286017.0793 | Any | NA | 444.1987 | NA | 0.03481 | 0.03481 | PTHP Standard Size - 9,000 Btu/h | 921.3364 | 1286017.0793 | 0 | 0 | 207.1699 | 293441.6093 | 188.9016 | 265969.1433 | 182.5056 | 254681.6357 | 175.7661 | 242246.6463 | 166.9931 | 229678.0447 | 0 | 0 | 603 | 2007Any | AnyWashington | Washington | 2007 | 1286017.0793 | Any | NA | 444.1987 | NA | 0.03481 | 0.03481 | PTHP Standard Size - 9,000 Btu/h | 921.3364 | 1286017.0793 | 0 | 0 | 207.1699 | 293441.6093 | 188.9016 | 265969.1433 | 182.5056 | 254681.6357 | 175.7661 | 242246.6463 | 166.9931 | 229678.0447 | 0 | 0
| 604 | 2008Any | AnyWashington | Washington | 2008 | 1310791.6762 | Any | NA | 452.0369 | NA | 0.034782 | 0.034782 | PTHP Standard Size - 9,000 Btu/h | 939.0855 | 1310791.6762 | 0 | 0 | 211.161 | 299094.6428 | 192.5407 | 271092.9308 | 186.0215 | 259587.974 | 179.1522 | 246913.4296 | 170.2102 | 234102.699 | 0 | 0 | 604 | 2008Any | AnyWashington | Washington | 2008 | 1310791.6762 | Any | NA | 452.0369 | NA | 0.034782 | 0.034782 | PTHP Standard Size - 9,000 Btu/h | 939.0855 | 1310791.6762 | 0 | 0 | 211.161 | 299094.6428 | 192.5407 | 271092.9308 | 186.0215 | 259587.974 | 179.1522 | 246913.4296 | 170.2102 | 234102.699 | 0 | 0
| 605 | 2009Any | AnyWashington | Washington | 2009 | 1341531.7741 | Any | NA | 460.6184 | NA | 0.034811 | 0.034811 | PTHP Standard Size - 9,000 Btu/h | 961.1085 | 1341531.7741 | 0 | 0 | 216.113 | 306108.8761 | 197.0561 | 277450.4805 | 190.384 | 265675.7147 | 183.3536 | 252703.9324 | 174.2019 | 239592.7704 | 0 | 0 | 605 | 2009Any | AnyWashington | Washington | 2009 | 1341531.7741 | Any | NA | 460.6184 | NA | 0.034811 | 0.034811 | PTHP Standard Size - 9,000 Btu/h | 961.1085 | 1341531.7741 | 0 | 0 | 216.113 | 306108.8761 | 197.0561 | 277450.4805 | 190.384 | 265675.7147 | 183.3536 | 252703.9324 | 174.2019 | 239592.7704 | 0 | 0
| 606 | 2010Any | AnyWashington | Washington | 2010 | 1391774.3737 | Any | NA | 472.3541 | NA | 0.035075 | 0.035075 | PTHP Standard Size - 9,000 Btu/h | 997.1037 | 1391774.3737 | 0 | 0 | 224.2068 | 317573.1634 | 204.4362 | 287841.4632 | 197.5142 | 275625.7127 | 190.2205 | 262168.1157 | 180.726 | 248565.9187 | 0 | 0 | 606 | 2010Any | AnyWashington | Washington | 2010 | 1391774.3737 | Any | NA | 472.3541 | NA | 0.035075 | 0.035075 | PTHP Standard Size - 9,000 Btu/h | 997.1037 | 1391774.3737 | 0 | 0 | 224.2068 | 317573.1634 | 204.4362 | 287841.4632 | 197.5142 | 275625.7127 | 190.2205 | 262168.1157 | 180.726 | 248565.9187 | 0 | 0
| 607 | 2011Any | AnyWashington | Washington | 2011 | 1437543.882 | Any | NA | 483.1114 | NA | 0.035259 | 0.035259 | PTHP Standard Size - 9,000 Btu/h | 1029.8941 | 1437543.882 | 0 | 0 | 231.58 | 328016.7869 | 211.1592 | 297307.3382 | 204.0096 | 284689.8639 | 196.476 | 270789.704 | 186.6693 | 256740.189 | 0 | 0 | 607 | 2011Any | AnyWashington | Washington | 2011 | 1437543.882 | Any | NA | 483.1114 | NA | 0.035259 | 0.035259 | PTHP Standard Size - 9,000 Btu/h | 1029.8941 | 1437543.882 | 0 | 0 | 231.58 | 328016.7869 | 211.1592 | 297307.3382 | 204.0096 | 284689.8639 | 196.476 | 270789.704 | 186.6693 | 256740.189 | 0 | 0
| 608 | 2012Any | AnyWashington | Washington | 2012 | 1478017.1379 | Any | NA | 492.981 | NA | 0.035374 | 0.035374 | PTHP Standard Size - 9,000 Btu/h | 1058.8902 | 1478017.1379 | 0 | 0 | 238.1 | 337251.9188 | 217.1043 | 305677.8625 | 209.7534 | 292705.1502 | 202.0077 | 278413.6389 | 191.9249 | 263968.5675 | 0 | 0 | 608 | 2012Any | AnyWashington | Washington | 2012 | 1478017.1379 | Any | NA | 492.981 | NA | 0.035374 | 0.035374 | PTHP Standard Size - 9,000 Btu/h | 1058.8902 | 1478017.1379 | 0 | 0 | 238.1 | 337251.9188 | 217.1043 | 305677.8625 | 209.7534 | 292705.1502 | 202.0077 | 278413.6389 | 191.9249 | 263968.5675 | 0 | 0
| 609 | 2013Any | AnyWashington | Washington | 2013 | 1514785.3674 | Any | NA | 502.559 | NA | 0.035443 | 0.035443 | PTHP Standard Size - 9,000 Btu/h | 1085.232 | 1514785.3674 | 0 | 0 | 244.0232 | 345641.6428 | 222.5051 | 313282.1273 | 214.9713 | 299986.6964 | 207.033 | 285339.6591 | 196.6994 | 270535.2417 | 0 | 0 | 609 | 2013Any | AnyWashington | Washington | 2013 | 1513204.3259 | Any | NA | 502.559 | NA | 0.035443 | 0.035443 | PTHP Standard Size - 9,000 Btu/h | 1085.232 | 1513204.3259 | 0 | 0 | 224.3842 | 317824.3824 | 204.5979 | 288069.1627 | 197.6704 | 275843.7488 | 261.8801 | 360931.7903 | 196.6994 | 270535.2417 | 0 | 0
| 610 | 2014Any | AnyWashington | Washington | 2014 | 1540635.4595 | Any | NA | 511.9622 | NA | 0.035526 | 0.035526 | PTHP Standard Size - 9,000 Btu/h | 1103.7516 | 1540635.4595 | 0 | 0 | 248.1875 | 351540.0813 | 226.3022 | 318628.3447 | 218.6399 | 305106.0248 | 210.566 | 290209.0331 | 200.0561 | 275151.9755 | 0 | 0 | 610 | 2014Any | AnyWashington | Washington | 2014 | 1537471.2538 | Any | NA | 511.9622 | NA | 0.035526 | 0.035526 | PTHP Standard Size - 9,000 Btu/h | 1103.7516 | 1537471.2538 | 0 | 0 | 208.8831 | 295868.2116 | 190.4637 | 268168.5632 | 184.0148 | 256787.7141 | 320.3339 | 441494.7893 | 200.0561 | 275151.9755 | 0 | 0
| 611 | 2015Any | AnyWashington | Washington | 2015 | 1543888.4287 | Any | NA | 517.8556 | NA | 0.035361 | 0.035361 | PTHP Standard Size - 9,000 Btu/h | 1106.0822 | 1543888.4287 | 0 | 0 | 248.7115 | 352282.3394 | 226.78 | 319301.1114 | 219.1015 | 305750.2398 | 211.0106 | 290821.794 | 200.4785 | 275732.9442 | 0 | 0 | 611 | 2015Any | AnyWashington | Washington | 2015 | 1539205.227 | Any | NA | 517.8556 | NA | 0.035361 | 0.035361 | PTHP Standard Size - 9,000 Btu/h | 1106.0822 | 1539205.227 | 0 | 0 | 190.5388 | 269884.8549 | 173.7371 | 244617.8093 | 167.8545 | 234236.4345 | 373.4733 | 514733.1842 | 200.4785 | 275732.9442 | 0 | 0
| 612 | 2016Any | AnyWashington | Washington | 2016 | 1556342.3804 | Any | NA | 525.2609 | NA | 0.035299 | 0.035299 | PTHP Standard Size - 9,000 Btu/h | 1115.0045 | 1556342.3804 | 0 | 0 | 250.7178 | 355124.0649 | 228.6094 | 321876.7901 | 220.8689 | 308216.6089 | 212.7127 | 293167.741 | 202.0957 | 277957.1753 | 0 | 0 | 612 | 2016Any | AnyWashington | Washington | 2016 | 1550143.0623 | Any | NA | 525.2609 | NA | 0.035299 | 0.035299 | PTHP Standard Size - 9,000 Btu/h | 1115.0045 | 1550143.0623 | 0 | 0 | 173.7126 | 246051.6295 | 158.3945 | 223015.8881 | 153.0315 | 213551.2807 | 427.7702 | 589567.0886 | 202.0957 | 277957.1753 | 0 | 0
| 613 | 2017Any | AnyWashington | Washington | 2017 | 1576889.7274 | Any | NA | 533.9435 | NA | 0.035323 | 0.035323 | PTHP Standard Size - 9,000 Btu/h | 1129.7251 | 1576889.7274 | 0 | 0 | 254.0278 | 359812.5303 | 231.6276 | 326126.314 | 223.7849 | 312285.7866 | 215.5211 | 297038.2386 | 204.7638 | 281626.8579 | 0 | 0 | 613 | 2017Any | AnyWashington | Washington | 2017 | 1569154.9833 | Any | NA | 533.9435 | NA | 0.035323 | 0.035323 | PTHP Standard Size - 9,000 Btu/h | 1129.7251 | 1569154.9833 | 0 | 0 | 157.9502 | 223725.4049 | 144.0221 | 202779.8798 | 139.1457 | 194174.0717 | 483.8433 | 666848.7689 | 204.7638 | 281626.8579 | 0 | 0
| 614 | 2018Any | AnyWashington | Washington | 2018 | 1599349.7349 | Any | NA | 542.8433 | NA | 0.035361 | 0.035361 | PTHP Standard Size - 9,000 Btu/h | 1145.8161 | 1599349.7349 | 0 | 0 | 257.646 | 364937.424 | 234.9267 | 330771.407 | 226.9723 | 316733.7457 | 218.5908 | 301269.0234 | 207.6803 | 285638.1348 | 0 | 0 | 614 | 2018Any | AnyWashington | Washington | 2018 | 1590074.8689 | Any | NA | 542.8433 | NA | 0.035361 | 0.035361 | PTHP Standard Size - 9,000 Btu/h | 1145.8161 | 1590074.8689 | 0 | 0 | 142.4377 | 201752.9891 | 129.8775 | 182864.5562 | 125.48 | 175103.9377 | 540.3406 | 744715.2511 | 207.6803 | 285638.1348 | 0 | 0
| 615 | 2019Any | AnyWashington | Washington | 2019 | 1615960.9962 | Any | NA | 550.6164 | NA | 0.035323 | 0.035323 | PTHP Standard Size - 9,000 Btu/h | 1157.7168 | 1615960.9962 | 0 | 0 | 260.322 | 368727.7587 | 237.3667 | 334206.8847 | 229.3297 | 320023.4246 | 220.8611 | 304398.0816 | 209.8373 | 288604.8466 | 0 | 0 | 615 | 2019Any | AnyWashington | Washington | 2019 | 1605188.0344 | Any | NA | 550.6164 | NA | 0.035323 | 0.035323 | PTHP Standard Size - 9,000 Btu/h | 1157.7168 | 1605188.0344 | 0 | 0 | 126.505 | 179185.4325 | 115.3498 | 162409.8099 | 111.4441 | 155517.2736 | 594.5806 | 819470.6718 | 209.8373 | 288604.8466 | 0 | 0
| 616 | 2020Any | AnyWashington | Washington | 2020 | 1630926.3491 | Any | NA | 557.9763 | NA | 0.035257 | 0.035257 | PTHP Standard Size - 9,000 Btu/h | 1168.4384 | 1630926.3491 | 0 | 0 | 262.7328 | 372142.5324 | 239.5649 | 337301.9618 | 231.4535 | 322987.1493 | 222.9065 | 307217.1006 | 211.7806 | 291277.605 | 0 | 0 | 616 | 2020Any | AnyWashington | Washington | 2020 | 1618682.0924 | Any | NA | 557.9763 | NA | 0.035257 | 0.035257 | PTHP Standard Size - 9,000 Btu/h | 1168.4384 | 1618682.0924 | 0 | 0 | 110.6401 | 156713.856 | 100.8838 | 142042.0578 | 97.468 | 136013.9119 | 647.666 | 892634.6617 | 211.7806 | 291277.605 | 0 | 0
| 617 | 2021Any | AnyWashington | Washington | 2021 | 1642653.4346 | Any | NA | 564.6775 | NA | 0.035147 | 0.035147 | PTHP Standard Size - 9,000 Btu/h | 1176.84 | 1642653.4346 | 0 | 0 | 264.622 | 374818.4026 | 241.2875 | 339727.3129 | 233.1178 | 325309.5705 | 224.5093 | 309426.1281 | 213.3034 | 293372.0205 | 0 | 0 | 617 | 2021Any | AnyWashington | Washington | 2021 | 1628983.7921 | Any | NA | 564.6775 | NA | 0.035147 | 0.035147 | PTHP Standard Size - 9,000 Btu/h | 1176.84 | 1628983.7921 | 0 | 0 | 94.8237 | 134311.1131 | 86.4621 | 121736.6949 | 83.5346 | 116570.2916 | 698.7161 | 962993.672 | 213.3034 | 293372.0205 | 0 | 0
| 618 | 2022Any | AnyWashington | Washington | 2022 | 1656480.4637 | Any | NA | 571.6802 | NA | 0.035049 | 0.035049 | PTHP Standard Size - 9,000 Btu/h | 1186.746 | 1656480.4637 | 0 | 0 | 266.8494 | 377973.4351 | 243.3186 | 342586.9663 | 235.0801 | 328047.8625 | 226.3991 | 312030.7214 | 215.0989 | 295841.4784 | 0 | 0 | 618 | 2022Any | AnyWashington | Washington | 2022 | 1641391.5988 | Any | NA | 571.6802 | NA | 0.035049 | 0.035049 | PTHP Standard Size - 9,000 Btu/h | 1186.746 | 1641391.5988 | 0 | 0 | 79.4222 | 112495.9727 | 72.4187 | 101963.9224 | 69.9667 | 97636.659 | 749.8395 | 1033453.5663 | 215.0989 | 295841.4784 | 0 | 0
| 619 | 2023Any | AnyWashington | Washington | 2023 | 1675328.4916 | Any | NA | 579.5411 | NA | 0.034993 | 0.034993 | PTHP Standard Size - 9,000 Btu/h | 1200.2493 | 1675328.4916 | 0 | 0 | 269.8857 | 382274.1522 | 246.0871 | 346485.0435 | 237.7549 | 331780.5086 | 228.9752 | 315581.1186 | 217.5464 | 299207.6687 | 0 | 0 | 619 | 2023Any | AnyWashington | Washington | 2023 | 1658794.3868 | Any | NA | 579.5411 | NA | 0.034993 | 0.034993 | PTHP Standard Size - 9,000 Btu/h | 1200.2493 | 1658794.3868 | 0 | 0 | 64.5064 | 91368.7597 | 58.8182 | 82814.6723 | 56.8267 | 79300.087 | 802.5516 | 1106103.1991 | 217.5464 | 299207.6687 | 0 | 0
| 620 | 2024Any | AnyWashington | Washington | 2024 | 1689193.5944 | Any | NA | 586.5037 | NA | 0.034875 | 0.034875 | PTHP Standard Size - 9,000 Btu/h | 1210.1826 | 1689193.5944 | 0 | 0 | 272.1193 | 385437.8723 | 248.1238 | 349352.5711 | 239.7226 | 334526.3408 | 230.8702 | 318192.8839 | 219.3468 | 301683.9264 | 0 | 0 | 620 | 2024Any | AnyWashington | Washington | 2024 | 1671285.0634 | Any | NA | 586.5037 | NA | 0.034875 | 0.034875 | PTHP Standard Size - 9,000 Btu/h | 1210.1826 | 1671285.0634 | 0 | 0 | 49.6675 | 70350.4614 | 45.2878 | 63764.1403 | 43.7544 | 61058.0437 | 852.1262 | 1174428.4916 | 219.3468 | 301683.9264 | 0 | 0
| 621 | 2025Any | AnyWashington | Washington | 2025 | 1708148.1884 | Any | NA | 594.3064 | NA | 0.0348 | 0.0348 | PTHP Standard Size - 9,000 Btu/h | 1223.7621 | 1708148.1884 | 0 | 0 | 275.1728 | 389762.9055 | 250.908 | 353272.6879 | 242.4125 | 338280.0911 | 233.4608 | 321763.355 | 221.8081 | 305069.149 | 0 | 0 | 621 | 2025Any | AnyWashington | Washington | 2025 | 1688834.593 | Any | NA | 594.3064 | NA | 0.0348 | 0.0348 | PTHP Standard Size - 9,000 Btu/h | 1223.7621 | 1688834.593 | 0 | 0 | 35.2678 | 49954.423 | 32.1579 | 45277.6111 | 31.0691 | 43356.0673 | 903.4592 | 1245177.3427 | 221.8081 | 305069.149 | 0 | 0
| 622 | 2026Any | AnyWashington | Washington | 2026 | 1721413.7881 | Any | NA | 601.1048 | NA | 0.034659 | 0.034659 | PTHP Standard Size - 9,000 Btu/h | 1233.266 | 1721413.7881 | 0 | 0 | 277.3098 | 392789.8318 | 252.8565 | 356016.2286 | 244.2951 | 340907.1982 | 235.2738 | 324262.1919 | 223.5307 | 307438.3376 | 0 | 0 | 622 | 2026Any | AnyWashington | Washington | 2026 | 1700784.6203 | Any | NA | 601.1048 | NA | 0.034659 | 0.034659 | PTHP Standard Size - 9,000 Btu/h | 1233.266 | 1700784.6203 | 0 | 0 | 21.0634 | 29834.8203 | 19.206 | 27041.6374 | 18.5557 | 25894.013 | 950.9102 | 1310575.812 | 223.5307 | 307438.3376 | 0 | 0
| 623 | 2027Any | AnyWashington | Washington | 2027 | 1732714.9099 | Any | NA | 607.5911 | NA | 0.034494 | 0.034494 | PTHP Standard Size - 9,000 Btu/h | 1241.3624 | 1732714.9099 | 0 | 0 | 279.1304 | 395368.5063 | 254.5166 | 358353.4834 | 245.8989 | 343145.2619 | 236.8184 | 326390.9808 | 224.9981 | 309456.6775 | 0 | 0 | 623 | 2027Any | AnyWashington | Washington | 2027 | 1710824.999 | Any | NA | 607.5911 | NA | 0.034494 | 0.034494 | PTHP Standard Size - 9,000 Btu/h | 1241.3624 | 1710824.999 | 0 | 0 | 7.2236 | 10231.6513 | 6.5866 | 9273.748 | 6.3636 | 8880.1779 | 996.1906 | 1372982.7444 | 224.9981 | 309456.6775 | 0 | 0
| 624 | 2028Any | AnyWashington | Washington | 2028 | 1743816.3978 | Any | NA | 614.1126 | NA | 0.034326 | 0.034326 | PTHP Standard Size - 9,000 Btu/h | 1249.3158 | 1743816.3978 | 0 | 0 | 280.9187 | 397901.6285 | 256.1472 | 360649.4508 | 247.4744 | 345343.7903 | 238.3357 | 328482.1647 | 226.4397 | 311439.3635 | 0 | 0 | 624 | 2028Any | AnyWashington | Washington | 2028 | 1720701.0529 | Any | NA | 614.1126 | NA | 0.034326 | 0.034326 | PTHP Standard Size - 9,000 Btu/h | 1249.3158 | 1720701.0529 | 0 | 0 | -6.2099 | -8795.837 | -5.6623 | -7972.3569 | -5.4706 | -7634.0167 | 1040.2188 | 1433663.9 | 226.4397 | 311439.3635 | 0 | 0
| 625 | 2029Any | AnyWashington | Washington | 2029 | 1754907.2995 | Any | NA | 620.7361 | NA | 0.034157 | 0.034157 | PTHP Standard Size - 9,000 Btu/h | 1257.2616 | 1754907.2995 | 0 | 0 | 282.7054 | 400432.3352 | 257.7764 | 362943.2287 | 249.0483 | 347540.2223 | 239.8516 | 330571.3545 | 227.8799 | 313420.1588 | 0 | 0 | 625 | 2029Any | AnyWashington | Washington | 2029 | 1732174.7454 | Any | NA | 620.7361 | NA | 0.034157 | 0.034157 | PTHP Standard Size - 9,000 Btu/h | 1257.2616 | 1732174.7454 | 0 | 0 | 0 | 0 | 0 | 0 | 0 | 0 | 1038.7221 | 1431601.1138 | 218.5395 | 300573.6317 | 0 | 0
| 626 | 2030Any | AnyWashington | Washington | 2030 | 1764957.7576 | Any | NA | 627.3222 | NA | 0.033981 | 0.033981 | PTHP Standard Size - 9,000 Btu/h | 1264.462 | 1764957.7576 | 0 | 0 | 284.3245 | 402725.6349 | 259.2527 | 365021.8261 | 250.4747 | 349530.6057 | 241.2252 | 332464.5562 | 229.185 | 315215.1346 | 0 | 0 | 626 | 2030Any | AnyWashington | Washington | 2030 | 1742111.2349 | Any | NA | 627.3222 | NA | 0.033981 | 0.033981 | PTHP Standard Size - 9,000 Btu/h | 1264.462 | 1742111.2349 | 0 | 0 | 0 | 0 | 0 | 0 | 0 | 0 | 1050.3455 | 1447620.9221 | 214.1165 | 294490.3129 | 0 | 0
| 627 | 2031Any | AnyWashington | Washington | 2031 | 1771682.9516 | Any | NA | 633.4744 | NA | 0.033776 | 0.033776 | PTHP Standard Size - 9,000 Btu/h | 1269.2801 | 1771682.9516 | 0 | 0 | 285.4079 | 404260.1805 | 260.2405 | 366412.7051 | 251.4291 | 350862.4569 | 242.1444 | 333731.379 | 230.0583 | 316416.2301 | 0 | 0 | 627 | 2031Any | AnyWashington | Washington | 2031 | 1748764.2008 | Any | NA | 633.4744 | NA | 0.033776 | 0.033776 | PTHP Standard Size - 9,000 Btu/h | 1269.2801 | 1748764.2008 | 0 | 0 | 0 | 0 | 0 | 0 | 0 | 0 | 1059.5341 | 1460284.9291 | 209.746 | 288479.2717 | 0 | 0
| 628 | 2032Any | AnyWashington | Washington | 2032 | 1780758.3511 | Any | NA | 640.0856 | NA | 0.033591 | 0.033591 | PTHP Standard Size - 9,000 Btu/h | 1275.782 | 1780758.3511 | 0 | 0 | 286.8699 | 406330.9926 | 261.5736 | 368289.6445 | 252.717 | 352659.7407 | 243.3848 | 335440.9092 | 231.2367 | 318037.064 | 0 | 0 | 628 | 2032Any | AnyWashington | Washington | 2032 | 1757735.7915 | Any | NA | 640.0856 | NA | 0.033591 | 0.033591 | PTHP Standard Size - 9,000 Btu/h | 1275.782 | 1757735.7915 | 0 | 0 | 0 | 0 | 0 | 0 | 0 | 0 | 1069.7161 | 1474318.0542 | 206.0659 | 283417.7373 | 0 | 0
| 629 | 2033Any | AnyWashington | Washington | 2033 | 1791971.2914 | Any | NA | 647.0834 | NA | 0.033423 | 0.033423 | PTHP Standard Size - 9,000 Btu/h | 1283.8152 | 1791971.2914 | 0 | 0 | 288.6762 | 408889.5459 | 263.2207 | 370608.6621 | 254.3083 | 354880.341 | 244.9173 | 337553.0874 | 232.6928 | 320039.655 | 0 | 0 | 629 | 2033Any | AnyWashington | Washington | 2033 | 1768816.2655 | Any | NA | 647.0834 | NA | 0.033423 | 0.033423 | PTHP Standard Size - 9,000 Btu/h | 1283.8152 | 1768816.2655 | 0 | 0 | 0 | 0 | 0 | 0 | 0 | 0 | 1080.8245 | 1489628.0333 | 202.9907 | 279188.2322 | 0 | 0
| 630 | 2034Any | AnyWashington | Washington | 2034 | 1804663.6226 | Any | NA | 654.3371 | NA | 0.033267 | 0.033267 | PTHP Standard Size - 9,000 Btu/h | 1292.9083 | 1804663.6226 | 0 | 0 | 290.7209 | 411785.6646 | 265.085 | 373233.6415 | 256.1095 | 357393.9186 | 246.652 | 339943.938 | 234.3409 | 322306.4599 | 0 | 0 | 630 | 2034Any | AnyWashington | Washington | 2034 | 1781356.1184 | Any | NA | 654.3371 | NA | 0.033267 | 0.033267 | PTHP Standard Size - 9,000 Btu/h | 1292.9083 | 1781356.1184 | 0 | 0 | 0 | 0 | 0 | 0 | 0 | 0 | 1092.5118 | 1505735.8675 | 200.3965 | 275620.251 | 0 | 0
| 631 | 2005Any | AnyWashington | Washington | 2005 | 2114641.119 | Any | NA | 427.2424 | NA | 0.034767 | 0.034767 | PTHP Standard Size - 12,000 Btu/h | 1200.1091 | 2114641.119 | 0 | 0 | 273.7619 | 487435.039 | 248.15 | 439253.3516 | 238.8125 | 418980.9473 | 226.1052 | 396095.2578 | 213.2794 | 372876.5232 | 0 | 0 | 631 | 2005Any | AnyWashington | Washington | 2005 | 2114641.119 | Any | NA | 427.2424 | NA | 0.034767 | 0.034767 | PTHP Standard Size - 12,000 Btu/h | 1200.1091 | 2114641.119 | 0 | 0 | 273.7619 | 487435.039 | 248.15 | 439253.3516 | 238.8125 | 418980.9473 | 226.1052 | 396095.2578 | 213.2794 | 372876.5232 | 0 | 0
| 632 | 2006Any | AnyWashington | Washington | 2006 | 2180158.5781 | Any | NA | 437.0258 | NA | 0.034893 | 0.034893 | PTHP Standard Size - 12,000 Btu/h | 1237.2918 | 2180158.5781 | 0 | 0 | 282.2438 | 502537.1312 | 255.8384 | 452862.6413 | 246.2116 | 431962.1416 | 233.1106 | 408367.3898 | 219.8874 | 384429.2743 | 0 | 0 | 632 | 2006Any | AnyWashington | Washington | 2006 | 2180158.5781 | Any | NA | 437.0258 | NA | 0.034893 | 0.034893 | PTHP Standard Size - 12,000 Btu/h | 1237.2918 | 2180158.5781 | 0 | 0 | 282.2438 | 502537.1312 | 255.8384 | 452862.6413 | 246.2116 | 431962.1416 | 233.1106 | 408367.3898 | 219.8874 | 384429.2743 | 0 | 0
| 633 | 2007Any | AnyWashington | Washington | 2007 | 2213771.2322 | Any | NA | 444.1987 | NA | 0.03481 | 0.03481 | PTHP Standard Size - 12,000 Btu/h | 1256.3678 | 2213771.2322 | 0 | 0 | 286.5953 | 510285.0111 | 259.7828 | 459844.6633 | 250.0076 | 438621.9296 | 236.7046 | 414663.4051 | 223.2775 | 390356.223 | 0 | 0 | 633 | 2007Any | AnyWashington | Washington | 2007 | 2213771.2322 | Any | NA | 444.1987 | NA | 0.03481 | 0.03481 | PTHP Standard Size - 12,000 Btu/h | 1256.3678 | 2213771.2322 | 0 | 0 | 286.5953 | 510285.0111 | 259.7828 | 459844.6633 | 250.0076 | 438621.9296 | 236.7046 | 414663.4051 | 223.2775 | 390356.223 | 0 | 0
| 634 | 2008Any | AnyWashington | Washington | 2008 | 2256418.6362 | Any | NA | 452.0369 | NA | 0.034782 | 0.034782 | PTHP Standard Size - 12,000 Btu/h | 1280.5712 | 2256418.6362 | 0 | 0 | 292.1165 | 520115.4447 | 264.7874 | 468703.3841 | 254.8238 | 447071.803 | 241.2646 | 422651.7273 | 227.5788 | 397876.2772 | 0 | 0 | 634 | 2008Any | AnyWashington | Washington | 2008 | 2256418.6362 | Any | NA | 452.0369 | NA | 0.034782 | 0.034782 | PTHP Standard Size - 12,000 Btu/h | 1280.5712 | 2256418.6362 | 0 | 0 | 292.1165 | 520115.4447 | 264.7874 | 468703.3841 | 254.8238 | 447071.803 | 241.2646 | 422651.7273 | 227.5788 | 397876.2772 | 0 | 0
| 635 | 2009Any | AnyWashington | Washington | 2009 | 2309335.1529 | Any | NA | 460.6184 | NA | 0.034811 | 0.034811 | PTHP Standard Size - 12,000 Btu/h | 1310.6026 | 2309335.1529 | 0 | 0 | 298.9671 | 532312.9586 | 270.9971 | 479695.2054 | 260.7999 | 457556.3302 | 246.9226 | 432563.5658 | 232.9159 | 407207.093 | 0 | 0 | 635 | 2009Any | AnyWashington | Washington | 2009 | 2309335.1529 | Any | NA | 460.6184 | NA | 0.034811 | 0.034811 | PTHP Standard Size - 12,000 Btu/h | 1310.6026 | 2309335.1529 | 0 | 0 | 298.9671 | 532312.9586 | 270.9971 | 479695.2054 | 260.7999 | 457556.3302 | 246.9226 | 432563.5658 | 232.9159 | 407207.093 | 0 | 0
| 636 | 2010Any | AnyWashington | Washington | 2010 | 2395823.6012 | Any | NA | 472.3541 | NA | 0.035075 | 0.035075 | PTHP Standard Size - 12,000 Btu/h | 1359.6868 | 2395823.6012 | 0 | 0 | 310.1639 | 552248.9656 | 281.1464 | 497660.5899 | 270.5672 | 474692.5769 | 256.1703 | 448763.7919 | 241.639 | 422457.6769 | 0 | 0 | 636 | 2010Any | AnyWashington | Washington | 2010 | 2395823.6012 | Any | NA | 472.3541 | NA | 0.035075 | 0.035075 | PTHP Standard Size - 12,000 Btu/h | 1359.6868 | 2395823.6012 | 0 | 0 | 310.1639 | 552248.9656 | 281.1464 | 497660.5899 | 270.5672 | 474692.5769 | 256.1703 | 448763.7919 | 241.639 | 422457.6769 | 0 | 0
| 637 | 2011Any | AnyWashington | Washington | 2011 | 2474611.9956 | Any | NA | 483.1114 | NA | 0.035259 | 0.035259 | PTHP Standard Size - 12,000 Btu/h | 1404.4011 | 2474611.9956 | 0 | 0 | 320.3638 | 570410.0728 | 290.3921 | 514026.5188 | 279.465 | 490303.1862 | 264.5946 | 463521.7142 | 249.5855 | 436350.5036 | 0 | 0 | 637 | 2011Any | AnyWashington | Washington | 2011 | 2474611.9956 | Any | NA | 483.1114 | NA | 0.035259 | 0.035259 | PTHP Standard Size - 12,000 Btu/h | 1404.4011 | 2474611.9956 | 0 | 0 | 320.3638 | 570410.0728 | 290.3921 | 514026.5188 | 279.465 | 490303.1862 | 264.5946 | 463521.7142 | 249.5855 | 436350.5036 | 0 | 0
| 638 | 2012Any | AnyWashington | Washington | 2012 | 2544283.3327 | Any | NA | 492.981 | NA | 0.035374 | 0.035374 | PTHP Standard Size - 12,000 Btu/h | 1443.9412 | 2544283.3327 | 0 | 0 | 329.3835 | 586469.6541 | 298.5679 | 528498.6522 | 287.3332 | 504107.4022 | 272.0441 | 476571.9126 | 256.6124 | 448635.7116 | 0 | 0 | 638 | 2012Any | AnyWashington | Washington | 2012 | 2544283.3327 | Any | NA | 492.981 | NA | 0.035374 | 0.035374 | PTHP Standard Size - 12,000 Btu/h | 1443.9412 | 2544283.3327 | 0 | 0 | 329.3835 | 586469.6541 | 298.5679 | 528498.6522 | 287.3332 | 504107.4022 | 272.0441 | 476571.9126 | 256.6124 | 448635.7116 | 0 | 0
| 639 | 2013Any | AnyWashington | Washington | 2013 | 2607576.7758 | Any | NA | 502.559 | NA | 0.035443 | 0.035443 | PTHP Standard Size - 12,000 Btu/h | 1479.8618 | 2607576.7758 | 0 | 0 | 337.5775 | 601059.0998 | 305.9953 | 541645.9692 | 294.4811 | 516647.9446 | 278.8117 | 488427.4622 | 262.9961 | 459796.2999 | 0 | 0 | 639 | 2013Any | AnyWashington | Washington | 2013 | 2606482.3629 | Any | NA | 502.559 | NA | 0.035443 | 0.035443 | PTHP Standard Size - 12,000 Btu/h | 1479.8618 | 2606482.3629 | 0 | 0 | 310.4092 | 552685.8269 | 281.3688 | 498054.2686 | 346.2759 | 607518.5051 | 278.8117 | 488427.4622 | 262.9961 | 459796.2999 | 0 | 0
| 640 | 2014Any | AnyWashington | Washington | 2014 | 2652075.5552 | Any | NA | 511.9622 | NA | 0.035526 | 0.035526 | PTHP Standard Size - 12,000 Btu/h | 1505.1159 | 2652075.5552 | 0 | 0 | 343.3383 | 611316.2844 | 311.2172 | 550889.2577 | 299.5065 | 525464.6373 | 283.5697 | 496762.5671 | 267.4842 | 467642.8087 | 0 | 0 | 640 | 2014Any | AnyWashington | Washington | 2014 | 2649885.2599 | Any | NA | 511.9622 | NA | 0.035526 | 0.035526 | PTHP Standard Size - 12,000 Btu/h | 1505.1159 | 2649885.2599 | 0 | 0 | 288.9653 | 514504.7902 | 261.9311 | 463647.3282 | 403.1656 | 707327.7657 | 283.5697 | 496762.5671 | 267.4842 | 467642.8087 | 0 | 0
| 641 | 2015Any | AnyWashington | Washington | 2015 | 2657675.2705 | Any | NA | 517.8556 | NA | 0.035361 | 0.035361 | PTHP Standard Size - 12,000 Btu/h | 1508.2938 | 2657675.2705 | 0 | 0 | 344.0633 | 612607.0459 | 311.8743 | 552052.4308 | 300.1389 | 526574.1277 | 284.1684 | 497811.4546 | 268.049 | 468630.2114 | 0 | 0 | 641 | 2015Any | AnyWashington | Washington | 2015 | 2654433.5108 | Any | NA | 517.8556 | NA | 0.035361 | 0.035361 | PTHP Standard Size - 12,000 Btu/h | 1508.2938 | 2654433.5108 | 0 | 0 | 263.5882 | 469320.6136 | 238.9281 | 422929.4901 | 453.5602 | 795741.741 | 284.1684 | 497811.4546 | 268.049 | 468630.2114 | 0 | 0
| 642 | 2016Any | AnyWashington | Washington | 2016 | 2679113.7105 | Any | NA | 525.2609 | NA | 0.035299 | 0.035299 | PTHP Standard Size - 12,000 Btu/h | 1520.4607 | 2679113.7105 | 0 | 0 | 346.8387 | 617548.7104 | 314.3901 | 556505.6246 | 302.56 | 530821.7978 | 286.4607 | 501827.1074 | 270.2112 | 472410.4704 | 0 | 0 | 642 | 2016Any | AnyWashington | Washington | 2016 | 2674822.4797 | Any | NA | 525.2609 | NA | 0.035299 | 0.035299 | PTHP Standard Size - 12,000 Btu/h | 1520.4607 | 2674822.4797 | 0 | 0 | 240.311 | 427875.4427 | 217.8286 | 385581.0667 | 505.6491 | 887128.3925 | 286.4607 | 501827.1074 | 270.2112 | 472410.4704 | 0 | 0
| 643 | 2017Any | AnyWashington | Washington | 2017 | 2714484.2562 | Any | NA | 533.9435 | NA | 0.035323 | 0.035323 | PTHP Standard Size - 12,000 Btu/h | 1540.5343 | 2714484.2562 | 0 | 0 | 351.4178 | 625701.7928 | 318.5408 | 563852.796 | 306.5545 | 537829.8828 | 290.2426 | 508452.3949 | 273.7786 | 478647.3897 | 0 | 0 | 643 | 2017Any | AnyWashington | Washington | 2017 | 2709130.1879 | Any | NA | 533.9435 | NA | 0.035323 | 0.035323 | PTHP Standard Size - 12,000 Btu/h | 1540.5343 | 2709130.1879 | 0 | 0 | 218.5057 | 389050.895 | 198.0633 | 350594.2247 | 559.944 | 982385.2837 | 290.2426 | 508452.3949 | 273.7786 | 478647.3897 | 0 | 0
| 644 | 2018Any | AnyWashington | Washington | 2018 | 2753147.2874 | Any | NA | 542.8433 | NA | 0.035361 | 0.035361 | PTHP Standard Size - 12,000 Btu/h | 1562.4765 | 2753147.2874 | 0 | 0 | 356.4231 | 634613.8091 | 323.0778 | 571883.8826 | 310.9208 | 545490.319 | 294.3766 | 515694.4007 | 277.6781 | 485464.8759 | 0 | 0 | 644 | 2018Any | AnyWashington | Washington | 2018 | 2746727.1312 | Any | NA | 542.8433 | NA | 0.035361 | 0.035361 | PTHP Standard Size - 12,000 Btu/h | 1562.4765 | 2746727.1312 | 0 | 0 | 197.0459 | 350841.6087 | 178.6112 | 316161.8271 | 614.7646 | 1078564.4187 | 294.3766 | 515694.4007 | 277.6781 | 485464.8759 | 0 | 0
| 645 | 2019Any | AnyWashington | Washington | 2019 | 2781742.1894 | Any | NA | 550.6164 | NA | 0.035323 | 0.035323 | PTHP Standard Size - 12,000 Btu/h | 1578.7048 | 2781742.1894 | 0 | 0 | 360.125 | 641205.0728 | 326.4334 | 577823.617 | 314.1501 | 551155.923 | 297.4341 | 521050.5366 | 280.5622 | 490507.0401 | 0 | 0 | 645 | 2019Any | AnyWashington | Washington | 2019 | 2774285.0361 | Any | NA | 550.6164 | NA | 0.035323 | 0.035323 | PTHP Standard Size - 12,000 Btu/h | 1578.7048 | 2774285.0361 | 0 | 0 | 175.0049 | 311597.3929 | 158.6322 | 280796.8 | 667.0714 | 1170333.2666 | 297.4341 | 521050.5366 | 280.5622 | 490507.0401 | 0 | 0
| 646 | 2020Any | AnyWashington | Washington | 2020 | 2807503.7973 | Any | NA | 557.9763 | NA | 0.035257 | 0.035257 | PTHP Standard Size - 12,000 Btu/h | 1593.3251 | 2807503.7973 | 0 | 0 | 363.4601 | 647143.2484 | 329.4565 | 583174.8194 | 317.0595 | 556260.1569 | 300.1886 | 525875.9656 | 283.1604 | 495049.607 | 0 | 0 | 646 | 2020Any | AnyWashington | Washington | 2020 | 2799028.1988 | Any | NA | 557.9763 | NA | 0.035257 | 0.035257 | PTHP Standard Size - 12,000 Btu/h | 1593.3251 | 2799028.1988 | 0 | 0 | 153.0576 | 272520.0831 | 138.7382 | 245582.1808 | 718.1802 | 1260000.3622 | 300.1886 | 525875.9656 | 283.1604 | 495049.607 | 0 | 0
| 647 | 2021Any | AnyWashington | Washington | 2021 | 2827690.9977 | Any | NA | 564.6775 | NA | 0.035147 | 0.035147 | PTHP Standard Size - 12,000 Btu/h | 1604.7818 | 2827690.9977 | 0 | 0 | 366.0735 | 651796.496 | 331.8254 | 587368.1056 | 319.3393 | 560259.9147 | 302.3471 | 529657.2476 | 285.1965 | 498609.2337 | 0 | 0 | 647 | 2021Any | AnyWashington | Washington | 2021 | 2818228.7327 | Any | NA | 564.6775 | NA | 0.035147 | 0.035147 | PTHP Standard Size - 12,000 Btu/h | 1604.7818 | 2818228.7327 | 0 | 0 | 131.1775 | 233562.4725 | 118.9052 | 210475.4288 | 767.1556 | 1345924.35 | 302.3471 | 529657.2476 | 285.1965 | 498609.2337 | 0 | 0
| 648 | 2022Any | AnyWashington | Washington | 2022 | 2851493.076 | Any | NA | 571.6802 | NA | 0.035049 | 0.035049 | PTHP Standard Size - 12,000 Btu/h | 1618.2901 | 2851493.076 | 0 | 0 | 369.155 | 657282.9906 | 334.6185 | 592312.2744 | 322.0273 | 564975.9004 | 304.8921 | 534115.6355 | 287.5971 | 502806.2751 | 0 | 0 | 648 | 2022Any | AnyWashington | Washington | 2022 | 2841048.4109 | Any | NA | 571.6802 | NA | 0.035049 | 0.035049 | PTHP Standard Size - 12,000 Btu/h | 1618.2901 | 2841048.4109 | 0 | 0 | 109.8713 | 195626.683 | 99.5923 | 176289.4935 | 816.3372 | 1432210.3238 | 304.8921 | 534115.6355 | 287.5971 | 502806.2751 | 0 | 0
| 649 | 2023Any | AnyWashington | Washington | 2023 | 2883938.3852 | Any | NA | 579.5411 | NA | 0.034993 | 0.034993 | PTHP Standard Size - 12,000 Btu/h | 1636.7035 | 2883938.3852 | 0 | 0 | 373.3553 | 664761.7918 | 338.426 | 599051.8155 | 325.6915 | 571404.3985 | 308.3613 | 540192.9944 | 290.8695 | 508527.3849 | 0 | 0 | 649 | 2023Any | AnyWashington | Washington | 2023 | 2872493.3105 | Any | NA | 579.5411 | NA | 0.034993 | 0.034993 | PTHP Standard Size - 12,000 Btu/h | 1636.7035 | 2872493.3105 | 0 | 0 | 89.237 | 158887.1757 | 80.8884 | 143181.5911 | 867.3473 | 1521704.1643 | 308.3613 | 540192.9944 | 290.8695 | 508527.3849 | 0 | 0
| 650 | 2024Any | AnyWashington | Washington | 2024 | 2907806.0044 | Any | NA | 586.5037 | NA | 0.034875 | 0.034875 | PTHP Standard Size - 12,000 Btu/h | 1650.249 | 2907806.0044 | 0 | 0 | 376.4452 | 670263.3938 | 341.2268 | 604009.5985 | 328.3869 | 576133.3701 | 310.9133 | 544663.6588 | 293.2768 | 512735.9831 | 0 | 0 | 650 | 2024Any | AnyWashington | Washington | 2024 | 2895409.5378 | Any | NA | 586.5037 | NA | 0.034875 | 0.034875 | PTHP Standard Size - 12,000 Btu/h | 1650.249 | 2895409.5378 | 0 | 0 | 68.7091 | 122337.0676 | 62.281 | 110244.3663 | 915.0688 | 1605428.462 | 310.9133 | 544663.6588 | 293.2768 | 512735.9831 | 0 | 0
| 651 | 2025Any | AnyWashington | Washington | 2025 | 2940434.7583 | Any | NA | 594.3064 | NA | 0.0348 | 0.0348 | PTHP Standard Size - 12,000 Btu/h | 1668.7666 | 2940434.7583 | 0 | 0 | 380.6694 | 677784.4799 | 345.0557 | 610787.2448 | 332.0718 | 582598.2147 | 314.4021 | 550775.379 | 296.5676 | 518489.4399 | 0 | 0 | 651 | 2025Any | AnyWashington | Washington | 2025 | 2927065.692 | Any | NA | 594.3064 | NA | 0.0348 | 0.0348 | PTHP Standard Size - 12,000 Btu/h | 1668.7666 | 2927065.692 | 0 | 0 | 48.7889 | 86869.0481 | 44.2245 | 78282.2684 | 964.7834 | 1692649.5566 | 314.4021 | 550775.379 | 296.5676 | 518489.4399 | 0 | 0
| 652 | 2026Any | AnyWashington | Washington | 2026 | 2963270.3828 | Any | NA | 601.1048 | NA | 0.034659 | 0.034659 | PTHP Standard Size - 12,000 Btu/h | 1681.7263 | 2963270.3828 | 0 | 0 | 383.6257 | 683048.2022 | 347.7355 | 615530.6618 | 334.6506 | 587122.7137 | 316.8438 | 555052.7395 | 298.8708 | 522516.0656 | 0 | 0 | 652 | 2026Any | AnyWashington | Washington | 2026 | 2948990.6638 | Any | NA | 601.1048 | NA | 0.034659 | 0.034659 | PTHP Standard Size - 12,000 Btu/h | 1681.7263 | 2948990.6638 | 0 | 0 | 29.1387 | 51881.7411 | 26.4127 | 46753.3658 | 1010.4604 | 1772786.7517 | 316.8438 | 555052.7395 | 298.8708 | 522516.0656 | 0 | 0
| 653 | 2027Any | AnyWashington | Washington | 2027 | 2982724.3221 | Any | NA | 607.5911 | NA | 0.034494 | 0.034494 | PTHP Standard Size - 12,000 Btu/h | 1692.7669 | 2982724.3221 | 0 | 0 | 386.1442 | 687532.4296 | 350.0183 | 619571.6349 | 336.8476 | 590977.188 | 318.9238 | 558696.6737 | 300.8329 | 525946.3958 | 0 | 0 | 653 | 2027Any | AnyWashington | Washington | 2027 | 2967571.9041 | Any | NA | 607.5911 | NA | 0.034494 | 0.034494 | PTHP Standard Size - 12,000 Btu/h | 1692.7669 | 2967571.9041 | 0 | 0 | 9.9929 | 17792.4948 | 9.058 | 16033.7529 | 1053.9592 | 1849102.5869 | 318.9238 | 558696.6737 | 300.8329 | 525946.3958 | 0 | 0
| 654 | 2028Any | AnyWashington | Washington | 2028 | 3001834.6085 | Any | NA | 614.1126 | NA | 0.034326 | 0.034326 | PTHP Standard Size - 12,000 Btu/h | 1703.6124 | 3001834.6085 | 0 | 0 | 388.6182 | 691937.4433 | 352.2609 | 623541.2245 | 339.0058 | 594763.5732 | 320.9672 | 562276.238 | 302.7603 | 529316.1294 | 0 | 0 | 654 | 2028Any | AnyWashington | Washington | 2028 | 2985833.9326 | Any | NA | 614.1126 | NA | 0.034326 | 0.034326 | PTHP Standard Size - 12,000 Btu/h | 1703.6124 | 2985833.9326 | 0 | 0 | -8.5906 | -15295.6624 | -7.7869 | -13783.7259 | 1096.2625 | 1923320.9534 | 320.9672 | 562276.238 | 302.7603 | 529316.1294 | 0 | 0
| 655 | 2029Any | AnyWashington | Washington | 2029 | 3020926.6714 | Any | NA | 620.7361 | NA | 0.034157 | 0.034157 | PTHP Standard Size - 12,000 Btu/h | 1714.4476 | 3020926.6714 | 0 | 0 | 391.0899 | 696338.2565 | 354.5013 | 627507.0287 | 341.1619 | 598546.3478 | 323.0086 | 565852.3889 | 304.6859 | 532682.6496 | 0 | 0 | 655 | 2029Any | AnyWashington | Washington | 2029 | 3005250.5046 | Any | NA | 620.7361 | NA | 0.034157 | 0.034157 | PTHP Standard Size - 12,000 Btu/h | 1714.4476 | 3005250.5046 | 0 | 0 | 0 | 0 | 0 | 0 | 1104.7978 | 1938295.6314 | 313.7229 | 549585.5323 | 295.927 | 517369.3409 | 0 | 0
| 656 | 2030Any | AnyWashington | Washington | 2030 | 3038227.6975 | Any | NA | 627.3222 | NA | 0.033981 | 0.033981 | PTHP Standard Size - 12,000 Btu/h | 1724.2664 | 3038227.6975 | 0 | 0 | 393.3297 | 700326.2269 | 356.5316 | 631100.7987 | 343.1158 | 601974.2582 | 324.8585 | 569093.059 | 306.4309 | 535733.3547 | 0 | 0 | 656 | 2030Any | AnyWashington | Washington | 2030 | 3022510.1305 | Any | NA | 627.3222 | NA | 0.033981 | 0.033981 | PTHP Standard Size - 12,000 Btu/h | 1724.2664 | 3022510.1305 | 0 | 0 | 0 | 0 | 0 | 0 | 1122.314 | 1969026.6874 | 309.7618 | 542646.4355 | 292.1906 | 510837.0076 | 0 | 0
| 657 | 2031Any | AnyWashington | Washington | 2031 | 3049804.5585 | Any | NA | 633.4744 | NA | 0.033776 | 0.033776 | PTHP Standard Size - 12,000 Btu/h | 1730.8365 | 3049804.5585 | 0 | 0 | 394.8284 | 702994.7496 | 357.8901 | 633505.5448 | 344.4232 | 604268.0205 | 326.0963 | 571261.5309 | 307.5985 | 537774.7127 | 0 | 0 | 657 | 2031Any | AnyWashington | Washington | 2031 | 3034071.9779 | Any | NA | 633.4744 | NA | 0.033776 | 0.033776 | PTHP Standard Size - 12,000 Btu/h | 1730.8365 | 3034071.9779 | 0 | 0 | 0 | 0 | 0 | 0 | 1136.9696 | 1994738.9365 | 305.6011 | 535357.6024 | 288.2659 | 503975.439 | 0 | 0
| 658 | 2032Any | AnyWashington | Washington | 2032 | 3065427.1024 | Any | NA | 640.0856 | NA | 0.033591 | 0.033591 | PTHP Standard Size - 12,000 Btu/h | 1739.7027 | 3065427.1024 | 0 | 0 | 396.8509 | 706595.8218 | 359.7234 | 636750.6603 | 346.1875 | 607363.3676 | 327.7667 | 574187.8031 | 309.1742 | 540529.4496 | 0 | 0 | 658 | 2032Any | AnyWashington | Washington | 2032 | 3049655.6364 | Any | NA | 640.0856 | NA | 0.033591 | 0.033591 | PTHP Standard Size - 12,000 Btu/h | 1739.7027 | 3049655.6364 | 0 | 0 | 0 | 0 | 0 | 0 | 1152.4391 | 2021879.2039 | 302.203 | 529404.8248 | 285.0606 | 498371.6077 | 0 | 0
| 659 | 2033Any | AnyWashington | Washington | 2033 | 3084729.2447 | Any | NA | 647.0834 | NA | 0.033423 | 0.033423 | PTHP Standard Size - 12,000 Btu/h | 1750.6571 | 3084729.2447 | 0 | 0 | 399.3498 | 711045.0592 | 361.9885 | 640760.1022 | 348.3673 | 611187.7659 | 329.8306 | 577803.3041 | 311.121 | 543933.0133 | 0 | 0 | 659 | 2033Any | AnyWashington | Washington | 2033 | 3068897.3083 | Any | NA | 647.0834 | NA | 0.033423 | 0.033423 | PTHP Standard Size - 12,000 Btu/h | 1750.6571 | 3068897.3083 | 0 | 0 | 0 | 0 | 0 | 0 | 1168.6783 | 2050369.7056 | 299.4835 | 524640.7779 | 282.4953 | 493886.8248 | 0 | 0
| 660 | 2034Any | AnyWashington | Washington | 2034 | 3106578.0352 | Any | NA | 654.3371 | NA | 0.033267 | 0.033267 | PTHP Standard Size - 12,000 Btu/h | 1763.0568 | 3106578.0352 | 0 | 0 | 402.1783 | 716081.3115 | 364.5524 | 645298.534 | 350.8348 | 615516.7402 | 332.1667 | 581895.8199 | 313.3246 | 547785.6297 | 0 | 0 | 660 | 2034Any | AnyWashington | Washington | 2034 | 3090670.1894 | Any | NA | 654.3371 | NA | 0.033267 | 0.033267 | PTHP Standard Size - 12,000 Btu/h | 1763.0568 | 3090670.1894 | 0 | 0 | 0 | 0 | 0 | 0 | 1185.3344 | 2079591.7771 | 297.2932 | 520803.7203 | 280.4293 | 490274.692 | 0 | 0
| 661 | 2005Any | AnyWashington | Washington | 2005 | 3107832.0128 | Any | NA | 427.2424 | NA | 0.034767 | 0.034767 | PTAC Non-Standard Size - 11,000 Btu/h | 2774.3653 | 3107832.0128 | 0 | 0 | 760.7976 | 857153.6876 | 705.7636 | 795149.4799 | 672.8719 | 750810.2238 | 634.9321 | 704718.6215 | 0 | 0 | 0 | 0 | 661 | 2005Any | AnyWashington | Washington | 2005 | 3107832.0128 | Any | NA | 427.2424 | NA | 0.034767 | 0.034767 | PTAC Non-Standard Size - 11,000 Btu/h | 2774.3653 | 3107832.0128 | 0 | 0 | 760.7976 | 857153.6876 | 705.7636 | 795149.4799 | 672.8719 | 750810.2238 | 634.9321 | 704718.6215 | 0 | 0 | 0 | 0
| 662 | 2006Any | AnyWashington | Washington | 2006 | 3204121.2863 | Any | NA | 437.0258 | NA | 0.034893 | 0.034893 | PTAC Non-Standard Size - 11,000 Btu/h | 2860.3228 | 3204121.2863 | 0 | 0 | 784.3693 | 883710.6912 | 727.6301 | 819785.4208 | 693.7193 | 774072.4113 | 654.6041 | 726552.763 | 0 | 0 | 0 | 0 | 662 | 2006Any | AnyWashington | Washington | 2006 | 3204121.2863 | Any | NA | 437.0258 | NA | 0.034893 | 0.034893 | PTAC Non-Standard Size - 11,000 Btu/h | 2860.3228 | 3204121.2863 | 0 | 0 | 784.3693 | 883710.6912 | 727.6301 | 819785.4208 | 693.7193 | 774072.4113 | 654.6041 | 726552.763 | 0 | 0 | 0 | 0
| 663 | 2007Any | AnyWashington | Washington | 2007 | 3253520.9132 | Any | NA | 444.1987 | NA | 0.03481 | 0.03481 | PTAC Non-Standard Size - 11,000 Btu/h | 2904.4219 | 3253520.9132 | 0 | 0 | 796.4623 | 897335.3248 | 738.8484 | 832424.4847 | 704.4148 | 786006.6937 | 664.6965 | 737754.41 | 0 | 0 | 0 | 0 | 663 | 2007Any | AnyWashington | Washington | 2007 | 3253520.9132 | Any | NA | 444.1987 | NA | 0.03481 | 0.03481 | PTAC Non-Standard Size - 11,000 Btu/h | 2904.4219 | 3253520.9132 | 0 | 0 | 796.4623 | 897335.3248 | 738.8484 | 832424.4847 | 704.4148 | 786006.6937 | 664.6965 | 737754.41 | 0 | 0 | 0 | 0
| 664 | 2008Any | AnyWashington | Washington | 2008 | 3316198.6727 | Any | NA | 452.0369 | NA | 0.034782 | 0.034782 | PTAC Non-Standard Size - 11,000 Btu/h | 2960.3744 | 3316198.6727 | 0 | 0 | 811.8058 | 914622.1255 | 753.082 | 848460.8045 | 717.985 | 801148.7936 | 677.5016 | 751966.9492 | 0 | 0 | 0 | 0 | 664 | 2008Any | AnyWashington | Washington | 2008 | 3316198.6727 | Any | NA | 452.0369 | NA | 0.034782 | 0.034782 | PTAC Non-Standard Size - 11,000 Btu/h | 2960.3744 | 3316198.6727 | 0 | 0 | 811.8058 | 914622.1255 | 753.082 | 848460.8045 | 717.985 | 801148.7936 | 677.5016 | 751966.9492 | 0 | 0 | 0 | 0
| 665 | 2009Any | AnyWashington | Washington | 2009 | 3393968.675 | Any | NA | 460.6184 | NA | 0.034811 | 0.034811 | PTAC Non-Standard Size - 11,000 Btu/h | 3029.7998 | 3393968.675 | 0 | 0 | 830.8439 | 936071.4329 | 770.7429 | 868358.5263 | 734.8229 | 819936.9753 | 693.39 | 769601.7404 | 0 | 0 | 0 | 0 | 665 | 2009Any | AnyWashington | Washington | 2009 | 3393968.675 | Any | NA | 460.6184 | NA | 0.034811 | 0.034811 | PTAC Non-Standard Size - 11,000 Btu/h | 3029.7998 | 3393968.675 | 0 | 0 | 830.8439 | 936071.4329 | 770.7429 | 868358.5263 | 734.8229 | 819936.9753 | 693.39 | 769601.7404 | 0 | 0 | 0 | 0
| 666 | 2010Any | AnyWashington | Washington | 2010 | 3521078.4554 | Any | NA | 472.3541 | NA | 0.035075 | 0.035075 | PTAC Non-Standard Size - 11,000 Btu/h | 3143.2708 | 3521078.4554 | 0 | 0 | 861.9604 | 971128.8673 | 799.6085 | 900879.9996 | 762.3432 | 850644.9809 | 719.3587 | 798424.6076 | 0 | 0 | 0 | 0 | 666 | 2010Any | AnyWashington | Washington | 2010 | 3521078.4554 | Any | NA | 472.3541 | NA | 0.035075 | 0.035075 | PTAC Non-Standard Size - 11,000 Btu/h | 3143.2708 | 3521078.4554 | 0 | 0 | 861.9604 | 971128.8673 | 799.6085 | 900879.9996 | 762.3432 | 850644.9809 | 719.3587 | 798424.6076 | 0 | 0 | 0 | 0
| 667 | 2011Any | AnyWashington | Washington | 2011 | 3636871.6707 | Any | NA | 483.1114 | NA | 0.035259 | 0.035259 | PTAC Non-Standard Size - 11,000 Btu/h | 3246.6396 | 3636871.6707 | 0 | 0 | 890.3066 | 1003065.1435 | 825.9042 | 930506.0909 | 787.4134 | 878619.0572 | 743.0153 | 824681.3791 | 0 | 0 | 0 | 0 | 667 | 2011Any | AnyWashington | Washington | 2011 | 3636871.6707 | Any | NA | 483.1114 | NA | 0.035259 | 0.035259 | PTAC Non-Standard Size - 11,000 Btu/h | 3246.6396 | 3636871.6707 | 0 | 0 | 890.3066 | 1003065.1435 | 825.9042 | 930506.0909 | 787.4134 | 878619.0572 | 743.0153 | 824681.3791 | 0 | 0 | 0 | 0
| 668 | 2012Any | AnyWashington | Washington | 2012 | 3739265.7885 | Any | NA | 492.981 | NA | 0.035374 | 0.035374 | PTAC Non-Standard Size - 11,000 Btu/h | 3338.0469 | 3739265.7885 | 0 | 0 | 915.3727 | 1031305.8899 | 849.1571 | 956703.9771 | 809.5826 | 903356.0926 | 763.9345 | 847899.8289 | 0 | 0 | 0 | 0 | 668 | 2012Any | AnyWashington | Washington | 2012 | 3739265.7885 | Any | NA | 492.981 | NA | 0.035374 | 0.035374 | PTAC Non-Standard Size - 11,000 Btu/h | 3338.0469 | 3739265.7885 | 0 | 0 | 915.3727 | 1031305.8899 | 849.1571 | 956703.9771 | 809.5826 | 903356.0926 | 763.9345 | 847899.8289 | 0 | 0 | 0 | 0
| 669 | 2013Any | AnyWashington | Washington | 2013 | 3832286.4845 | Any | NA | 502.559 | NA | 0.035443 | 0.035443 | PTAC Non-Standard Size - 11,000 Btu/h | 3421.0866 | 3832286.4845 | 0 | 0 | 938.1442 | 1056961.4055 | 870.2813 | 980503.6412 | 829.7224 | 925828.6359 | 782.9387 | 868992.8018 | 0 | 0 | 0 | 0 | 669 | 2013Any | AnyWashington | Washington | 2013 | 3832286.4845 | Any | NA | 502.559 | NA | 0.035443 | 0.035443 | PTAC Non-Standard Size - 11,000 Btu/h | 3421.0866 | 3832286.4845 | 0 | 0 | 938.1442 | 1056961.4055 | 870.2813 | 980503.6412 | 829.7224 | 925828.6359 | 782.9387 | 868992.8018 | 0 | 0 | 0 | 0
| 670 | 2014Any | AnyWashington | Washington | 2014 | 3897685.1614 | Any | NA | 511.9622 | NA | 0.035526 | 0.035526 | PTAC Non-Standard Size - 11,000 Btu/h | 3479.4681 | 3897685.1614 | 0 | 0 | 954.1538 | 1074998.6471 | 885.1329 | 997236.117 | 843.8818 | 941628.0726 | 796.2997 | 883822.3246 | 0 | 0 | 0 | 0 | 670 | 2014Any | AnyWashington | Washington | 2014 | 3897685.1614 | Any | NA | 511.9622 | NA | 0.035526 | 0.035526 | PTAC Non-Standard Size - 11,000 Btu/h | 3479.4681 | 3897685.1614 | 0 | 0 | 954.1538 | 1074998.6471 | 885.1329 | 997236.117 | 843.8818 | 941628.0726 | 796.2997 | 883822.3246 | 0 | 0 | 0 | 0
| 671 | 2015Any | AnyWashington | Washington | 2015 | 3905914.9145 | Any | NA | 517.8556 | NA | 0.035361 | 0.035361 | PTAC Non-Standard Size - 11,000 Btu/h | 3486.8148 | 3905914.9145 | 0 | 0 | 956.1684 | 1077268.4491 | 887.0018 | 999341.7276 | 845.6636 | 943616.2698 | 797.981 | 885688.468 | 0 | 0 | 0 | 0 | 671 | 2015Any | AnyWashington | Washington | 2015 | 3905914.9145 | Any | NA | 517.8556 | NA | 0.035361 | 0.035361 | PTAC Non-Standard Size - 11,000 Btu/h | 3486.8148 | 3905914.9145 | 0 | 0 | 956.1684 | 1077268.4491 | 887.0018 | 999341.7276 | 845.6636 | 943616.2698 | 797.981 | 885688.468 | 0 | 0 | 0 | 0
| 672 | 2016Any | AnyWashington | Washington | 2016 | 3937422.4216 | Any | NA | 525.2609 | NA | 0.035299 | 0.035299 | PTAC Non-Standard Size - 11,000 Btu/h | 3514.9416 | 3937422.4216 | 0 | 0 | 963.8815 | 1085958.3576 | 894.1569 | 1007403.0314 | 852.4852 | 951228.0578 | 804.418 | 892832.9748 | 0 | 0 | 0 | 0 | 672 | 2016Any | AnyWashington | Washington | 2016 | 3937422.4216 | Any | NA | 525.2609 | NA | 0.035299 | 0.035299 | PTAC Non-Standard Size - 11,000 Btu/h | 3514.9416 | 3937422.4216 | 0 | 0 | 963.8815 | 1085958.3576 | 894.1569 | 1007403.0314 | 852.4852 | 951228.0578 | 804.418 | 892832.9748 | 0 | 0 | 0 | 0
| 673 | 2017Any | AnyWashington | Washington | 2017 | 3989405.5753 | Any | NA | 533.9435 | NA | 0.035323 | 0.035323 | PTAC Non-Standard Size - 11,000 Btu/h | 3561.347 | 3989405.5753 | 0 | 0 | 976.607 | 1100295.5392 | 905.9618 | 1020703.0995 | 863.74 | 963786.4854 | 815.0382 | 904620.4512 | 0 | 0 | 0 | 0 | 673 | 2017Any | AnyWashington | Washington | 2017 | 3989405.5753 | Any | NA | 533.9435 | NA | 0.035323 | 0.035323 | PTAC Non-Standard Size - 11,000 Btu/h | 3561.347 | 3989405.5753 | 0 | 0 | 976.607 | 1100295.5392 | 905.9618 | 1020703.0995 | 863.74 | 963786.4854 | 815.0382 | 904620.4512 | 0 | 0 | 0 | 0
| 674 | 2018Any | AnyWashington | Washington | 2018 | 4046227.6076 | Any | NA | 542.8433 | NA | 0.035361 | 0.035361 | PTAC Non-Standard Size - 11,000 Btu/h | 3612.0721 | 4046227.6076 | 0 | 0 | 990.517 | 1115967.3047 | 918.8657 | 1035241.2114 | 876.0425 | 977513.9207 | 826.647 | 917505.1708 | 0 | 0 | 0 | 0 | 674 | 2018Any | AnyWashington | Washington | 2018 | 4046227.6076 | Any | NA | 542.8433 | NA | 0.035361 | 0.035361 | PTAC Non-Standard Size - 11,000 Btu/h | 3612.0721 | 4046227.6076 | 0 | 0 | 990.517 | 1115967.3047 | 918.8657 | 1035241.2114 | 876.0425 | 977513.9207 | 826.647 | 917505.1708 | 0 | 0 | 0 | 0
| 675 | 2019Any | AnyWashington | Washington | 2019 | 4088252.7773 | Any | NA | 550.6164 | NA | 0.035323 | 0.035323 | PTAC Non-Standard Size - 11,000 Btu/h | 3649.588 | 4088252.7773 | 0 | 0 | 1000.8048 | 1127558.0307 | 928.4092 | 1045993.4952 | 885.1413 | 987666.6339 | 835.2328 | 927034.6176 | 0 | 0 | 0 | 0 | 675 | 2019Any | AnyWashington | Washington | 2019 | 4088252.7773 | Any | NA | 550.6164 | NA | 0.035323 | 0.035323 | PTAC Non-Standard Size - 11,000 Btu/h | 3649.588 | 4088252.7773 | 0 | 0 | 1000.8048 | 1127558.0307 | 928.4092 | 1045993.4952 | 885.1413 | 987666.6339 | 835.2328 | 927034.6176 | 0 | 0 | 0 | 0
| 676 | 2020Any | AnyWashington | Washington | 2020 | 4126113.9297 | Any | NA | 557.9763 | NA | 0.035257 | 0.035257 | PTAC Non-Standard Size - 11,000 Btu/h | 3683.3867 | 4126113.9297 | 0 | 0 | 1010.0732 | 1138000.3024 | 937.0072 | 1055680.4009 | 893.3385 | 996813.3767 | 842.9678 | 935619.8497 | 0 | 0 | 0 | 0 | 676 | 2020Any | AnyWashington | Washington | 2020 | 4126113.9297 | Any | NA | 557.9763 | NA | 0.035257 | 0.035257 | PTAC Non-Standard Size - 11,000 Btu/h | 3683.3867 | 4126113.9297 | 0 | 0 | 1010.0732 | 1138000.3024 | 937.0072 | 1055680.4009 | 893.3385 | 996813.3767 | 842.9678 | 935619.8497 | 0 | 0 | 0 | 0
| 677 | 2021Any | AnyWashington | Washington | 2021 | 4155782.5232 | Any | NA | 564.6775 | NA | 0.035147 | 0.035147 | PTAC Non-Standard Size - 11,000 Btu/h | 3709.8719 | 4155782.5232 | 0 | 0 | 1017.3361 | 1146183.0305 | 943.7447 | 1063271.2123 | 899.762 | 1003980.9081 | 849.0291 | 942347.3723 | 0 | 0 | 0 | 0 | 677 | 2021Any | AnyWashington | Washington | 2021 | 4155782.5232 | Any | NA | 564.6775 | NA | 0.035147 | 0.035147 | PTAC Non-Standard Size - 11,000 Btu/h | 3709.8719 | 4155782.5232 | 0 | 0 | 1017.3361 | 1146183.0305 | 943.7447 | 1063271.2123 | 899.762 | 1003980.9081 | 849.0291 | 942347.3723 | 0 | 0 | 0 | 0
| 678 | 2022Any | AnyWashington | Washington | 2022 | 4190763.8069 | Any | NA | 571.6802 | NA | 0.035049 | 0.035049 | PTAC Non-Standard Size - 11,000 Btu/h | 3741.0997 | 4190763.8069 | 0 | 0 | 1025.8995 | 1155831.0218 | 951.6887 | 1072221.2937 | 907.3358 | 1012431.9136 | 856.1758 | 950279.5778 | 0 | 0 | 0 | 0 | 678 | 2022Any | AnyWashington | Washington | 2022 | 4190763.8069 | Any | NA | 571.6802 | NA | 0.035049 | 0.035049 | PTAC Non-Standard Size - 11,000 Btu/h | 3741.0997 | 4190763.8069 | 0 | 0 | 1025.8995 | 1155831.0218 | 951.6887 | 1072221.2937 | 907.3358 | 1012431.9136 | 856.1758 | 950279.5778 | 0 | 0 | 0 | 0
| 679 | 2023Any | AnyWashington | Washington | 2023 | 4238447.8181 | Any | NA | 579.5411 | NA | 0.034993 | 0.034993 | PTAC Non-Standard Size - 11,000 Btu/h | 3783.6673 | 4238447.8181 | 0 | 0 | 1037.5725 | 1168982.4811 | 962.5173 | 1084421.4115 | 917.6598 | 1023951.7264 | 865.9177 | 961092.1991 | 0 | 0 | 0 | 0 | 679 | 2023Any | AnyWashington | Washington | 2023 | 4238447.8181 | Any | NA | 579.5411 | NA | 0.034993 | 0.034993 | PTAC Non-Standard Size - 11,000 Btu/h | 3783.6673 | 4238447.8181 | 0 | 0 | 1037.5725 | 1168982.4811 | 962.5173 | 1084421.4115 | 917.6598 | 1023951.7264 | 865.9177 | 961092.1991 | 0 | 0 | 0 | 0
| 680 | 2024Any | AnyWashington | Washington | 2024 | 4273525.4254 | Any | NA | 586.5037 | NA | 0.034875 | 0.034875 | PTAC Non-Standard Size - 11,000 Btu/h | 3814.9811 | 4273525.4254 | 0 | 0 | 1046.1595 | 1178657.0389 | 970.4832 | 1093396.1377 | 925.2544 | 1032426.0024 | 873.0841 | 969046.2465 | 0 | 0 | 0 | 0 | 680 | 2024Any | AnyWashington | Washington | 2024 | 4273525.4254 | Any | NA | 586.5037 | NA | 0.034875 | 0.034875 | PTAC Non-Standard Size - 11,000 Btu/h | 3814.9811 | 4273525.4254 | 0 | 0 | 1046.1595 | 1178657.0389 | 970.4832 | 1093396.1377 | 925.2544 | 1032426.0024 | 873.0841 | 969046.2465 | 0 | 0 | 0 | 0
| 681 | 2025Any | AnyWashington | Washington | 2025 | 4321479.0403 | Any | NA | 594.3064 | NA | 0.0348 | 0.0348 | PTAC Non-Standard Size - 11,000 Btu/h | 3857.7894 | 4321479.0403 | 0 | 0 | 1057.8986 | 1191882.856 | 981.373 | 1105665.2345 | 935.6367 | 1044010.9478 | 882.881 | 979920.002 | 0 | 0 | 0 | 0 | 681 | 2025Any | AnyWashington | Washington | 2025 | 4321479.0403 | Any | NA | 594.3064 | NA | 0.0348 | 0.0348 | PTAC Non-Standard Size - 11,000 Btu/h | 3857.7894 | 4321479.0403 | 0 | 0 | 1057.8986 | 1191882.856 | 981.373 | 1105665.2345 | 935.6367 | 1044010.9478 | 882.881 | 979920.002 | 0 | 0 | 0 | 0
| 682 | 2026Any | AnyWashington | Washington | 2026 | 4355039.9525 | Any | NA | 601.1048 | NA | 0.034659 | 0.034659 | PTAC Non-Standard Size - 11,000 Btu/h | 3887.7492 | 4355039.9525 | 0 | 0 | 1066.1143 | 1201139.1027 | 988.9944 | 1114251.909 | 942.903 | 1052118.8108 | 889.7375 | 987530.1301 | 0 | 0 | 0 | 0 | 682 | 2026Any | AnyWashington | Washington | 2026 | 4355039.9525 | Any | NA | 601.1048 | NA | 0.034659 | 0.034659 | PTAC Non-Standard Size - 11,000 Btu/h | 3887.7492 | 4355039.9525 | 0 | 0 | 1066.1143 | 1201139.1027 | 988.9944 | 1114251.909 | 942.903 | 1052118.8108 | 889.7375 | 987530.1301 | 0 | 0 | 0 | 0
| 683 | 2027Any | AnyWashington | Washington | 2027 | 4383630.8915 | Any | NA | 607.5911 | NA | 0.034494 | 0.034494 | PTAC Non-Standard Size - 11,000 Btu/h | 3913.2724 | 4383630.8915 | 0 | 0 | 1073.1134 | 1209024.6089 | 995.4872 | 1121566.9988 | 949.0931 | 1059025.9953 | 895.5787 | 994013.2884 | 0 | 0 | 0 | 0 | 683 | 2027Any | AnyWashington | Washington | 2027 | 4383630.8915 | Any | NA | 607.5911 | NA | 0.034494 | 0.034494 | PTAC Non-Standard Size - 11,000 Btu/h | 3913.2724 | 4383630.8915 | 0 | 0 | 1073.1134 | 1209024.6089 | 995.4872 | 1121566.9988 | 949.0931 | 1059025.9953 | 895.5787 | 994013.2884 | 0 | 0 | 0 | 0
| 684 | 2028Any | AnyWashington | Washington | 2028 | 4411716.773 | Any | NA | 614.1126 | NA | 0.034326 | 0.034326 | PTAC Non-Standard Size - 11,000 Btu/h | 3938.3447 | 4411716.773 | 0 | 0 | 1079.9888 | 1216770.8181 | 1001.8653 | 1128752.8679 | 955.174 | 1065811.1648 | 901.3167 | 1000381.9221 | 0 | 0 | 0 | 0 | 684 | 2028Any | AnyWashington | Washington | 2028 | 4411716.773 | Any | NA | 614.1126 | NA | 0.034326 | 0.034326 | PTAC Non-Standard Size - 11,000 Btu/h | 3938.3447 | 4411716.773 | 0 | 0 | 1079.9888 | 1216770.8181 | 1001.8653 | 1128752.8679 | 955.174 | 1065811.1648 | 901.3167 | 1000381.9221 | 0 | 0 | 0 | 0
| 685 | 2029Any | AnyWashington | Washington | 2029 | 4439775.872 | Any | NA | 620.7361 | NA | 0.034157 | 0.034157 | PTAC Non-Standard Size - 11,000 Btu/h | 3963.3931 | 4439775.872 | 0 | 0 | 1086.8577 | 1224509.6406 | 1008.2373 | 1135931.8846 | 961.249 | 1072589.864 | 907.0492 | 1006744.4828 | 0 | 0 | 0 | 0 | 685 | 2029Any | AnyWashington | Washington | 2029 | 4439775.872 | Any | NA | 620.7361 | NA | 0.034157 | 0.034157 | PTAC Non-Standard Size - 11,000 Btu/h | 3963.3931 | 4439775.872 | 0 | 0 | 1086.8577 | 1224509.6406 | 1008.2373 | 1135931.8846 | 961.249 | 1072589.864 | 907.0492 | 1006744.4828 | 0 | 0 | 0 | 0
| 686 | 2030Any | AnyWashington | Washington | 2030 | 4465202.7315 | Any | NA | 627.3222 | NA | 0.033981 | 0.033981 | PTAC Non-Standard Size - 11,000 Btu/h | 3986.0917 | 4465202.7315 | 0 | 0 | 1093.0822 | 1231522.4798 | 1014.0115 | 1142437.4338 | 966.7541 | 1078732.6497 | 912.2439 | 1012510.1681 | 0 | 0 | 0 | 0 | 686 | 2030Any | AnyWashington | Washington | 2030 | 4465202.7315 | Any | NA | 627.3222 | NA | 0.033981 | 0.033981 | PTAC Non-Standard Size - 11,000 Btu/h | 3986.0917 | 4465202.7315 | 0 | 0 | 1093.0822 | 1231522.4798 | 1014.0115 | 1142437.4338 | 966.7541 | 1078732.6497 | 912.2439 | 1012510.1681 | 0 | 0 | 0 | 0
| 687 | 2031Any | AnyWashington | Washington | 2031 | 4482216.9373 | Any | NA | 633.4744 | NA | 0.033776 | 0.033776 | PTAC Non-Standard Size - 11,000 Btu/h | 4001.2803 | 4482216.9373 | 0 | 0 | 1097.2472 | 1236215.0724 | 1017.8753 | 1146790.5767 | 970.4378 | 1082843.052 | 915.7199 | 1016368.2362 | 0 | 0 | 0 | 0 | 687 | 2031Any | AnyWashington | Washington | 2031 | 4482216.9373 | Any | NA | 633.4744 | NA | 0.033776 | 0.033776 | PTAC Non-Standard Size - 11,000 Btu/h | 4001.2803 | 4482216.9373 | 0 | 0 | 1097.2472 | 1236215.0724 | 1017.8753 | 1146790.5767 | 970.4378 | 1082843.052 | 915.7199 | 1016368.2362 | 0 | 0 | 0 | 0
| 688 | 2032Any | AnyWashington | Washington | 2032 | 4505176.9761 | Any | NA | 640.0856 | NA | 0.033591 | 0.033591 | PTAC Non-Standard Size - 11,000 Btu/h | 4021.7767 | 4505176.9761 | 0 | 0 | 1102.8679 | 1242547.5517 | 1023.0893 | 1152664.9814 | 975.4089 | 1088389.8872 | 920.4106 | 1021574.5559 | 0 | 0 | 0 | 0 | 688 | 2032Any | AnyWashington | Washington | 2032 | 4505176.9761 | Any | NA | 640.0856 | NA | 0.033591 | 0.033591 | PTAC Non-Standard Size - 11,000 Btu/h | 4021.7767 | 4505176.9761 | 0 | 0 | 1102.8679 | 1242547.5517 | 1023.0893 | 1152664.9814 | 975.4089 | 1088389.8872 | 920.4106 | 1021574.5559 | 0 | 0 | 0 | 0
| 689 | 2033Any | AnyWashington | Washington | 2033 | 4533544.8231 | Any | NA | 647.0834 | NA | 0.033423 | 0.033423 | PTAC Non-Standard Size - 11,000 Btu/h | 4047.1008 | 4533544.8231 | 0 | 0 | 1109.8123 | 1250371.5282 | 1029.5315 | 1159922.9924 | 981.5508 | 1095243.1757 | 926.2062 | 1028007.1268 | 0 | 0 | 0 | 0 | 689 | 2033Any | AnyWashington | Washington | 2033 | 4533544.8231 | Any | NA | 647.0834 | NA | 0.033423 | 0.033423 | PTAC Non-Standard Size - 11,000 Btu/h | 4047.1008 | 4533544.8231 | 0 | 0 | 1109.8123 | 1250371.5282 | 1029.5315 | 1159922.9924 | 981.5508 | 1095243.1757 | 926.2062 | 1028007.1268 | 0 | 0 | 0 | 0
| 690 | 2034Any | AnyWashington | Washington | 2034 | 4565655.4115 | Any | NA | 654.3371 | NA | 0.033267 | 0.033267 | PTAC Non-Standard Size - 11,000 Btu/h | 4075.7659 | 4565655.4115 | 0 | 0 | 1117.673 | 1259227.7692 | 1036.8235 | 1168138.5966 | 988.503 | 1103000.66 | 932.7664 | 1035288.3858 | 0 | 0 | 0 | 0 | 690 | 2034Any | AnyWashington | Washington | 2034 | 4565655.4115 | Any | NA | 654.3371 | NA | 0.033267 | 0.033267 | PTAC Non-Standard Size - 11,000 Btu/h | 4075.7659 | 4565655.4115 | 0 | 0 | 1117.673 | 1259227.7692 | 1036.8235 | 1168138.5966 | 988.503 | 1103000.66 | 932.7664 | 1035288.3858 | 0 | 0 | 0 | 0
| 691 | 2005Any | AnyWashington | Washington | 2005 | 4046760.8677 | Any | NA | 427.2424 | NA | 0.034767 | 0.034767 | PTHP Non-Standard Size - 11,000 Btu/h | 2088.9338 | 4046760.8677 | 0 | 0 | 572.8359 | 1125883.4699 | 531.3985 | 1030258.0209 | 506.633 | 980131.3435 | 478.0666 | 910488.0333 | 0 | 0 | 0 | 0 | 691 | 2005Any | AnyWashington | Washington | 2005 | 4046760.8677 | Any | NA | 427.2424 | NA | 0.034767 | 0.034767 | PTHP Non-Standard Size - 11,000 Btu/h | 2088.9338 | 4046760.8677 | 0 | 0 | 572.8359 | 1125883.4699 | 531.3985 | 1030258.0209 | 506.633 | 980131.3435 | 478.0666 | 910488.0333 | 0 | 0 | 0 | 0
| 692 | 2006Any | AnyWashington | Washington | 2006 | 4172140.7667 | Any | NA | 437.0258 | NA | 0.034893 | 0.034893 | PTHP Non-Standard Size - 11,000 Btu/h | 2153.6548 | 4172140.7667 | 0 | 0 | 590.5839 | 1160766.469 | 547.8627 | 1062178.2779 | 522.3299 | 1010498.5367 | 492.8784 | 938697.4831 | 0 | 0 | 0 | 0 | 692 | 2006Any | AnyWashington | Washington | 2006 | 4172140.7667 | Any | NA | 437.0258 | NA | 0.034893 | 0.034893 | PTHP Non-Standard Size - 11,000 Btu/h | 2153.6548 | 4172140.7667 | 0 | 0 | 590.5839 | 1160766.469 | 547.8627 | 1062178.2779 | 522.3299 | 1010498.5367 | 492.8784 | 938697.4831 | 0 | 0 | 0 | 0
| 693 | 2007Any | AnyWashington | Washington | 2007 | 4236464.8601 | Any | NA | 444.1987 | NA | 0.03481 | 0.03481 | PTHP Non-Standard Size - 11,000 Btu/h | 2186.8589 | 4236464.8601 | 0 | 0 | 599.6893 | 1178662.6175 | 556.3093 | 1078554.4403 | 530.3829 | 1026077.9253 | 500.4773 | 953169.877 | 0 | 0 | 0 | 0 | 693 | 2007Any | AnyWashington | Washington | 2007 | 4236464.8601 | Any | NA | 444.1987 | NA | 0.03481 | 0.03481 | PTHP Non-Standard Size - 11,000 Btu/h | 2186.8589 | 4236464.8601 | 0 | 0 | 599.6893 | 1178662.6175 | 556.3093 | 1078554.4403 | 530.3829 | 1026077.9253 | 500.4773 | 953169.877 | 0 | 0 | 0 | 0
| 694 | 2008Any | AnyWashington | Washington | 2008 | 4318078.6358 | Any | NA | 452.0369 | NA | 0.034782 | 0.034782 | PTHP Non-Standard Size - 11,000 Btu/h | 2228.9878 | 4318078.6358 | 0 | 0 | 611.242 | 1201369.0744 | 567.0264 | 1099332.3537 | 540.6005 | 1045844.9 | 510.1188 | 971532.3078 | 0 | 0 | 0 | 0 | 694 | 2008Any | AnyWashington | Washington | 2008 | 4318078.6358 | Any | NA | 452.0369 | NA | 0.034782 | 0.034782 | PTHP Non-Standard Size - 11,000 Btu/h | 2228.9878 | 4318078.6358 | 0 | 0 | 611.242 | 1201369.0744 | 567.0264 | 1099332.3537 | 540.6005 | 1045844.9 | 510.1188 | 971532.3078 | 0 | 0 | 0 | 0
| 695 | 2009Any | AnyWashington | Washington | 2009 | 4419344.2771 | Any | NA | 460.6184 | NA | 0.034811 | 0.034811 | PTHP Non-Standard Size - 11,000 Btu/h | 2281.261 | 4419344.2771 | 0 | 0 | 625.5766 | 1229543.0425 | 580.3241 | 1125113.4025 | 553.2784 | 1070371.585 | 522.0819 | 994316.2472 | 0 | 0 | 0 | 0 | 695 | 2009Any | AnyWashington | Washington | 2009 | 4419344.2771 | Any | NA | 460.6184 | NA | 0.034811 | 0.034811 | PTHP Non-Standard Size - 11,000 Btu/h | 2281.261 | 4419344.2771 | 0 | 0 | 625.5766 | 1229543.0425 | 580.3241 | 1125113.4025 | 553.2784 | 1070371.585 | 522.0819 | 994316.2472 | 0 | 0 | 0 | 0
| 696 | 2010Any | AnyWashington | Washington | 2010 | 4584856.0818 | Any | NA | 472.3541 | NA | 0.035075 | 0.035075 | PTHP Non-Standard Size - 11,000 Btu/h | 2366.698 | 4584856.0818 | 0 | 0 | 649.0055 | 1275591.4775 | 602.0582 | 1167250.7735 | 573.9996 | 1110458.7838 | 541.6348 | 1031555.047 | 0 | 0 | 0 | 0 | 696 | 2010Any | AnyWashington | Washington | 2010 | 4584856.0818 | Any | NA | 472.3541 | NA | 0.035075 | 0.035075 | PTHP Non-Standard Size - 11,000 Btu/h | 2366.698 | 4584856.0818 | 0 | 0 | 649.0055 | 1275591.4775 | 602.0582 | 1167250.7735 | 573.9996 | 1110458.7838 | 541.6348 | 1031555.047 | 0 | 0 | 0 | 0
| 697 | 2011Any | AnyWashington | Washington | 2011 | 4735632.3948 | Any | NA | 483.1114 | NA | 0.035259 | 0.035259 | PTHP Non-Standard Size - 11,000 Btu/h | 2444.5286 | 4735632.3948 | 0 | 0 | 670.3485 | 1317540.2271 | 621.8573 | 1205636.6606 | 592.876 | 1146977.0252 | 559.4468 | 1065478.4818 | 0 | 0 | 0 | 0 | 697 | 2011Any | AnyWashington | Washington | 2011 | 4735632.3948 | Any | NA | 483.1114 | NA | 0.035259 | 0.035259 | PTHP Non-Standard Size - 11,000 Btu/h | 2444.5286 | 4735632.3948 | 0 | 0 | 670.3485 | 1317540.2271 | 621.8573 | 1205636.6606 | 592.876 | 1146977.0252 | 559.4468 | 1065478.4818 | 0 | 0 | 0 | 0
| 698 | 2012Any | AnyWashington | Washington | 2012 | 4868961.5154 | Any | NA | 492.981 | NA | 0.035374 | 0.035374 | PTHP Non-Standard Size - 11,000 Btu/h | 2513.353 | 4868961.5154 | 0 | 0 | 689.2218 | 1354634.8462 | 639.3653 | 1239580.6965 | 609.5681 | 1179269.5313 | 575.1977 | 1095476.4414 | 0 | 0 | 0 | 0 | 698 | 2012Any | AnyWashington | Washington | 2012 | 4868961.5154 | Any | NA | 492.981 | NA | 0.035374 | 0.035374 | PTHP Non-Standard Size - 11,000 Btu/h | 2513.353 | 4868961.5154 | 0 | 0 | 689.2218 | 1354634.8462 | 639.3653 | 1239580.6965 | 609.5681 | 1179269.5313 | 575.1977 | 1095476.4414 | 0 | 0 | 0 | 0
| 699 | 2013Any | AnyWashington | Washington | 2013 | 4990085.3441 | Any | NA | 502.559 | NA | 0.035443 | 0.035443 | PTHP Non-Standard Size - 11,000 Btu/h | 2575.877 | 4990085.3441 | 0 | 0 | 706.3674 | 1388333.7281 | 655.2707 | 1270417.4077 | 624.7322 | 1208605.8981 | 589.5068 | 1122728.3102 | 0 | 0 | 0 | 0 | 699 | 2013Any | AnyWashington | Washington | 2013 | 4990085.3441 | Any | NA | 502.559 | NA | 0.035443 | 0.035443 | PTHP Non-Standard Size - 11,000 Btu/h | 2575.877 | 4990085.3441 | 0 | 0 | 706.3674 | 1388333.7281 | 655.2707 | 1270417.4077 | 624.7322 | 1208605.8981 | 589.5068 | 1122728.3102 | 0 | 0 | 0 | 0
| 700 | 2014Any | AnyWashington | Washington | 2014 | 5075242.0724 | Any | NA | 511.9622 | NA | 0.035526 | 0.035526 | PTHP Non-Standard Size - 11,000 Btu/h | 2619.8348 | 5075242.0724 | 0 | 0 | 718.4217 | 1412025.8997 | 666.453 | 1292097.3154 | 635.3933 | 1229230.981 | 599.5668 | 1141887.8763 | 0 | 0 | 0 | 0 | 700 | 2014Any | AnyWashington | Washington | 2014 | 5075242.0724 | Any | NA | 511.9622 | NA | 0.035526 | 0.035526 | PTHP Non-Standard Size - 11,000 Btu/h | 2619.8348 | 5075242.0724 | 0 | 0 | 718.4217 | 1412025.8997 | 666.453 | 1292097.3154 | 635.3933 | 1229230.981 | 599.5668 | 1141887.8763 | 0 | 0 | 0 | 0
| 701 | 2015Any | AnyWashington | Washington | 2015 | 5085958.1738 | Any | NA | 517.8556 | NA | 0.035361 | 0.035361 | PTHP Non-Standard Size - 11,000 Btu/h | 2625.3664 | 5085958.1738 | 0 | 0 | 719.9386 | 1415007.3166 | 667.8602 | 1294825.5096 | 636.7349 | 1231826.4363 | 600.8328 | 1144298.9113 | 0 | 0 | 0 | 0 | 701 | 2015Any | AnyWashington | Washington | 2015 | 5085958.1738 | Any | NA | 517.8556 | NA | 0.035361 | 0.035361 | PTHP Non-Standard Size - 11,000 Btu/h | 2625.3664 | 5085958.1738 | 0 | 0 | 719.9386 | 1415007.3166 | 667.8602 | 1294825.5096 | 636.7349 | 1231826.4363 | 600.8328 | 1144298.9113 | 0 | 0 | 0 | 0
| 702 | 2016Any | AnyWashington | Washington | 2016 | 5126984.6342 | Any | NA | 525.2609 | NA | 0.035299 | 0.035299 | PTHP Non-Standard Size - 11,000 Btu/h | 2646.5443 | 5126984.6342 | 0 | 0 | 725.7461 | 1426421.6342 | 673.2475 | 1305270.3669 | 641.8712 | 1241763.1044 | 605.6794 | 1153529.5287 | 0 | 0 | 0 | 0 | 702 | 2016Any | AnyWashington | Washington | 2016 | 5126984.6342 | Any | NA | 525.2609 | NA | 0.035299 | 0.035299 | PTHP Non-Standard Size - 11,000 Btu/h | 2646.5443 | 5126984.6342 | 0 | 0 | 725.7461 | 1426421.6342 | 673.2475 | 1305270.3669 | 641.8712 | 1241763.1044 | 605.6794 | 1153529.5287 | 0 | 0 | 0 | 0
| 703 | 2017Any | AnyWashington | Washington | 2017 | 5194672.7817 | Any | NA | 533.9435 | NA | 0.035323 | 0.035323 | PTHP Non-Standard Size - 11,000 Btu/h | 2681.4848 | 5194672.7817 | 0 | 0 | 735.3276 | 1445253.7246 | 682.136 | 1322502.9782 | 650.3454 | 1258157.2718 | 613.6758 | 1168758.8072 | 0 | 0 | 0 | 0 | 703 | 2017Any | AnyWashington | Washington | 2017 | 5194672.7817 | Any | NA | 533.9435 | NA | 0.035323 | 0.035323 | PTHP Non-Standard Size - 11,000 Btu/h | 2681.4848 | 5194672.7817 | 0 | 0 | 735.3276 | 1445253.7246 | 682.136 | 1322502.9782 | 650.3454 | 1258157.2718 | 613.6758 | 1168758.8072 | 0 | 0 | 0 | 0
| 704 | 2018Any | AnyWashington | Washington | 2018 | 5268661.7155 | Any | NA | 542.8433 | NA | 0.035361 | 0.035361 | PTHP Non-Standard Size - 11,000 Btu/h | 2719.6778 | 5268661.7155 | 0 | 0 | 745.801 | 1465838.8098 | 691.8518 | 1341339.696 | 659.6084 | 1276077.4987 | 622.4166 | 1185405.711 | 0 | 0 | 0 | 0 | 704 | 2018Any | AnyWashington | Washington | 2018 | 5268661.7155 | Any | NA | 542.8433 | NA | 0.035361 | 0.035361 | PTHP Non-Standard Size - 11,000 Btu/h | 2719.6778 | 5268661.7155 | 0 | 0 | 745.801 | 1465838.8098 | 691.8518 | 1341339.696 | 659.6084 | 1276077.4987 | 622.4166 | 1185405.711 | 0 | 0 | 0 | 0
| 705 | 2019Any | AnyWashington | Washington | 2019 | 5323383.4029 | Any | NA | 550.6164 | NA | 0.035323 | 0.035323 | PTHP Non-Standard Size - 11,000 Btu/h | 2747.9251 | 5323383.4029 | 0 | 0 | 753.5471 | 1481063.392 | 699.0375 | 1355271.1981 | 666.4593 | 1289331.1707 | 628.8811 | 1197717.6422 | 0 | 0 | 0 | 0 | 705 | 2019Any | AnyWashington | Washington | 2019 | 5323383.4029 | Any | NA | 550.6164 | NA | 0.035323 | 0.035323 | PTHP Non-Standard Size - 11,000 Btu/h | 2747.9251 | 5323383.4029 | 0 | 0 | 753.5471 | 1481063.392 | 699.0375 | 1355271.1981 | 666.4593 | 1289331.1707 | 628.8811 | 1197717.6422 | 0 | 0 | 0 | 0
| 706 | 2020Any | AnyWashington | Washington | 2020 | 5372683.0528 | Any | NA | 557.9763 | NA | 0.035257 | 0.035257 | PTHP Non-Standard Size - 11,000 Btu/h | 2773.3735 | 5372683.0528 | 0 | 0 | 760.5257 | 1494779.4634 | 705.5113 | 1367822.3127 | 672.6314 | 1301271.6173 | 634.7052 | 1208809.6594 | 0 | 0 | 0 | 0 | 706 | 2020Any | AnyWashington | Washington | 2020 | 5372683.0528 | Any | NA | 557.9763 | NA | 0.035257 | 0.035257 | PTHP Non-Standard Size - 11,000 Btu/h | 2773.3735 | 5372683.0528 | 0 | 0 | 760.5257 | 1494779.4634 | 705.5113 | 1367822.3127 | 672.6314 | 1301271.6173 | 634.7052 | 1208809.6594 | 0 | 0 | 0 | 0
| 707 | 2021Any | AnyWashington | Washington | 2021 | 5411315.0324 | Any | NA | 564.6775 | NA | 0.035147 | 0.035147 | PTHP Non-Standard Size - 11,000 Btu/h | 2793.3153 | 5411315.0324 | 0 | 0 | 765.9942 | 1505527.5922 | 710.5842 | 1377657.5632 | 677.4679 | 1310628.3387 | 639.269 | 1217501.5383 | 0 | 0 | 0 | 0 | 707 | 2021Any | AnyWashington | Washington | 2021 | 5411315.0324 | Any | NA | 564.6775 | NA | 0.035147 | 0.035147 | PTHP Non-Standard Size - 11,000 Btu/h | 2793.3153 | 5411315.0324 | 0 | 0 | 765.9942 | 1505527.5922 | 710.5842 | 1377657.5632 | 677.4679 | 1310628.3387 | 639.269 | 1217501.5383 | 0 | 0 | 0 | 0
| 708 | 2022Any | AnyWashington | Washington | 2022 | 5456864.7563 | Any | NA | 571.6802 | NA | 0.035049 | 0.035049 | PTHP Non-Standard Size - 11,000 Btu/h | 2816.828 | 5456864.7563 | 0 | 0 | 772.442 | 1518200.365 | 716.5656 | 1389253.9906 | 683.1705 | 1321660.5478 | 644.65 | 1227749.8529 | 0 | 0 | 0 | 0 | 708 | 2022Any | AnyWashington | Washington | 2022 | 5456864.7563 | Any | NA | 571.6802 | NA | 0.035049 | 0.035049 | PTHP Non-Standard Size - 11,000 Btu/h | 2816.828 | 5456864.7563 | 0 | 0 | 772.442 | 1518200.365 | 716.5656 | 1389253.9906 | 683.1705 | 1321660.5478 | 644.65 | 1227749.8529 | 0 | 0 | 0 | 0
| 709 | 2023Any | AnyWashington | Washington | 2023 | 5518954.9175 | Any | NA | 579.5411 | NA | 0.034993 | 0.034993 | PTHP Non-Standard Size - 11,000 Btu/h | 2848.8789 | 5518954.9175 | 0 | 0 | 781.2311 | 1535474.9924 | 724.7189 | 1405061.4199 | 690.9438 | 1336698.8748 | 651.9851 | 1241719.6303 | 0 | 0 | 0 | 0 | 709 | 2023Any | AnyWashington | Washington | 2023 | 5518954.9175 | Any | NA | 579.5411 | NA | 0.034993 | 0.034993 | PTHP Non-Standard Size - 11,000 Btu/h | 2848.8789 | 5518954.9175 | 0 | 0 | 781.2311 | 1535474.9924 | 724.7189 | 1405061.4199 | 690.9438 | 1336698.8748 | 651.9851 | 1241719.6303 | 0 | 0 | 0 | 0
| 710 | 2024Any | AnyWashington | Washington | 2024 | 5564630.0659 | Any | NA | 586.5037 | NA | 0.034875 | 0.034875 | PTHP Non-Standard Size - 11,000 Btu/h | 2872.4564 | 5564630.0659 | 0 | 0 | 787.6966 | 1548182.6607 | 730.7167 | 1416689.7789 | 696.6621 | 1347761.4619 | 657.381 | 1251996.1644 | 0 | 0 | 0 | 0 | 710 | 2024Any | AnyWashington | Washington | 2024 | 5564630.0659 | Any | NA | 586.5037 | NA | 0.034875 | 0.034875 | PTHP Non-Standard Size - 11,000 Btu/h | 2872.4564 | 5564630.0659 | 0 | 0 | 787.6966 | 1548182.6607 | 730.7167 | 1416689.7789 | 696.6621 | 1347761.4619 | 657.381 | 1251996.1644 | 0 | 0 | 0 | 0
| 711 | 2025Any | AnyWashington | Washington | 2025 | 5627071.2827 | Any | NA | 594.3064 | NA | 0.0348 | 0.0348 | PTHP Non-Standard Size - 11,000 Btu/h | 2904.6885 | 5627071.2827 | 0 | 0 | 796.5354 | 1565554.9582 | 738.9162 | 1432586.5829 | 704.4794 | 1362884.815 | 664.7575 | 1266044.9265 | 0 | 0 | 0 | 0 | 711 | 2025Any | AnyWashington | Washington | 2025 | 5627071.2827 | Any | NA | 594.3064 | NA | 0.0348 | 0.0348 | PTHP Non-Standard Size - 11,000 Btu/h | 2904.6885 | 5627071.2827 | 0 | 0 | 796.5354 | 1565554.9582 | 738.9162 | 1432586.5829 | 704.4794 | 1362884.815 | 664.7575 | 1266044.9265 | 0 | 0 | 0 | 0
| 712 | 2026Any | AnyWashington | Washington | 2026 | 5670771.5166 | Any | NA | 601.1048 | NA | 0.034659 | 0.034659 | PTHP Non-Standard Size - 11,000 Btu/h | 2927.2465 | 5670771.5166 | 0 | 0 | 802.7214 | 1577713.1688 | 744.6546 | 1443712.1518 | 709.9505 | 1373469.075 | 669.92 | 1275877.1211 | 0 | 0 | 0 | 0 | 712 | 2026Any | AnyWashington | Washington | 2026 | 5670771.5166 | Any | NA | 601.1048 | NA | 0.034659 | 0.034659 | PTHP Non-Standard Size - 11,000 Btu/h | 2927.2465 | 5670771.5166 | 0 | 0 | 802.7214 | 1577713.1688 | 744.6546 | 1443712.1518 | 709.9505 | 1373469.075 | 669.92 | 1275877.1211 | 0 | 0 | 0 | 0
| 713 | 2027Any | AnyWashington | Washington | 2027 | 5708000.2641 | Any | NA | 607.5911 | NA | 0.034494 | 0.034494 | PTHP Non-Standard Size - 11,000 Btu/h | 2946.4639 | 5708000.2641 | 0 | 0 | 807.9912 | 1588070.8927 | 749.5433 | 1453190.1558 | 714.6113 | 1382485.9315 | 674.3181 | 1284253.2842 | 0 | 0 | 0 | 0 | 713 | 2027Any | AnyWashington | Washington | 2027 | 5708000.2641 | Any | NA | 607.5911 | NA | 0.034494 | 0.034494 | PTHP Non-Standard Size - 11,000 Btu/h | 2946.4639 | 5708000.2641 | 0 | 0 | 807.9912 | 1588070.8927 | 749.5433 | 1453190.1558 | 714.6113 | 1382485.9315 | 674.3181 | 1284253.2842 | 0 | 0 | 0 | 0
| 714 | 2028Any | AnyWashington | Washington | 2028 | 5744571.3676 | Any | NA | 614.1126 | NA | 0.034326 | 0.034326 | PTHP Non-Standard Size - 11,000 Btu/h | 2965.3419 | 5744571.3676 | 0 | 0 | 813.168 | 1598245.6478 | 754.3456 | 1462500.7313 | 719.1898 | 1391343.5058 | 678.6384 | 1292481.4828 | 0 | 0 | 0 | 0 | 714 | 2028Any | AnyWashington | Washington | 2028 | 5744571.3676 | Any | NA | 614.1126 | NA | 0.034326 | 0.034326 | PTHP Non-Standard Size - 11,000 Btu/h | 2965.3419 | 5744571.3676 | 0 | 0 | 813.168 | 1598245.6478 | 754.3456 | 1462500.7313 | 719.1898 | 1391343.5058 | 678.6384 | 1292481.4828 | 0 | 0 | 0 | 0
| 715 | 2029Any | AnyWashington | Washington | 2029 | 5781107.5972 | Any | NA | 620.7361 | NA | 0.034157 | 0.034157 | PTHP Non-Standard Size - 11,000 Btu/h | 2984.2019 | 5781107.5972 | 0 | 0 | 818.3399 | 1608410.7003 | 759.1434 | 1471802.4283 | 723.7639 | 1400192.6335 | 682.9547 | 1300701.835 | 0 | 0 | 0 | 0 | 715 | 2029Any | AnyWashington | Washington | 2029 | 5781107.5972 | Any | NA | 620.7361 | NA | 0.034157 | 0.034157 | PTHP Non-Standard Size - 11,000 Btu/h | 2984.2019 | 5781107.5972 | 0 | 0 | 818.3399 | 1608410.7003 | 759.1434 | 1471802.4283 | 723.7639 | 1400192.6335 | 682.9547 | 1300701.835 | 0 | 0 | 0 | 0
| 716 | 2030Any | AnyWashington | Washington | 2030 | 5814216.3429 | Any | NA | 627.3222 | NA | 0.033981 | 0.033981 | PTHP Non-Standard Size - 11,000 Btu/h | 3001.2926 | 5814216.3429 | 0 | 0 | 823.0266 | 1617622.1637 | 763.491 | 1480231.528 | 727.909 | 1408211.6197 | 686.866 | 1308151.0315 | 0 | 0 | 0 | 0 | 716 | 2030Any | AnyWashington | Washington | 2030 | 5814216.3429 | Any | NA | 627.3222 | NA | 0.033981 | 0.033981 | PTHP Non-Standard Size - 11,000 Btu/h | 3001.2926 | 5814216.3429 | 0 | 0 | 823.0266 | 1617622.1637 | 763.491 | 1480231.528 | 727.909 | 1408211.6197 | 686.866 | 1308151.0315 | 0 | 0 | 0 | 0
| 717 | 2031Any | AnyWashington | Washington | 2031 | 5836370.8294 | Any | NA | 633.4744 | NA | 0.033776 | 0.033776 | PTHP Non-Standard Size - 11,000 Btu/h | 3012.7287 | 5836370.8294 | 0 | 0 | 826.1626 | 1623785.9502 | 766.4002 | 1485871.8014 | 730.6826 | 1413577.4684 | 689.4832 | 1313135.6094 | 0 | 0 | 0 | 0 | 717 | 2031Any | AnyWashington | Washington | 2031 | 5836370.8294 | Any | NA | 633.4744 | NA | 0.033776 | 0.033776 | PTHP Non-Standard Size - 11,000 Btu/h | 3012.7287 | 5836370.8294 | 0 | 0 | 826.1626 | 1623785.9502 | 766.4002 | 1485871.8014 | 730.6826 | 1413577.4684 | 689.4832 | 1313135.6094 | 0 | 0 | 0 | 0
| 718 | 2032Any | AnyWashington | Washington | 2032 | 5866267.486 | Any | NA | 640.0856 | NA | 0.033591 | 0.033591 | PTHP Non-Standard Size - 11,000 Btu/h | 3028.1613 | 5866267.486 | 0 | 0 | 830.3946 | 1632103.7512 | 770.3261 | 1493483.1407 | 734.4255 | 1420818.4819 | 693.0151 | 1319862.1121 | 0 | 0 | 0 | 0 | 718 | 2032Any | AnyWashington | Washington | 2032 | 5866267.486 | Any | NA | 640.0856 | NA | 0.033591 | 0.033591 | PTHP Non-Standard Size - 11,000 Btu/h | 3028.1613 | 5866267.486 | 0 | 0 | 830.3946 | 1632103.7512 | 770.3261 | 1493483.1407 | 734.4255 | 1420818.4819 | 693.0151 | 1319862.1121 | 0 | 0 | 0 | 0
| 719 | 2033Any | AnyWashington | Washington | 2033 | 5903205.7416 | Any | NA | 647.0834 | NA | 0.033423 | 0.033423 | PTHP Non-Standard Size - 11,000 Btu/h | 3047.2288 | 5903205.7416 | 0 | 0 | 835.6234 | 1642380.6548 | 775.1766 | 1502887.1889 | 739.05 | 1429764.9809 | 697.3788 | 1328172.9169 | 0 | 0 | 0 | 0 | 719 | 2033Any | AnyWashington | Washington | 2033 | 5903205.7416 | Any | NA | 647.0834 | NA | 0.033423 | 0.033423 | PTHP Non-Standard Size - 11,000 Btu/h | 3047.2288 | 5903205.7416 | 0 | 0 | 835.6234 | 1642380.6548 | 775.1766 | 1502887.1889 | 739.05 | 1429764.9809 | 697.3788 | 1328172.9169 | 0 | 0 | 0 | 0
| 720 | 2034Any | AnyWashington | Washington | 2034 | 5945017.4843 | Any | NA | 654.3371 | NA | 0.033267 | 0.033267 | PTHP Non-Standard Size - 11,000 Btu/h | 3068.812 | 5945017.4843 | 0 | 0 | 841.542 | 1654013.4524 | 780.6671 | 1513531.9699 | 744.2846 | 1439891.8456 | 702.3183 | 1337580.2164 | 0 | 0 | 0 | 0 | 720 | 2034Any | AnyWashington | Washington | 2034 | 5945017.4843 | Any | NA | 654.3371 | NA | 0.033267 | 0.033267 | PTHP Non-Standard Size - 11,000 Btu/h | 3068.812 | 5945017.4843 | 0 | 0 | 841.542 | 1654013.4524 | 780.6671 | 1513531.9699 | 744.2846 | 1439891.8456 | 702.3183 | 1337580.2164 | 0 | 0 | 0 | 0

## UES
[9 empty] | >>> | From Details_Ship tab | [10 empty] | >>> |  |  | Table 10.2.5A Shipment-Weighted Average Annual Energy Consumption perUnit by Efficiency Level | [7 empty] | >>> | Efficiency Level to TSL Map |  | >>> | [9 empty] | Shipment-Weighted Average Annual Energy Consumption per Unit by Trial Standard Level | [8 empty] | >>> | Efficiency Levels selected for TSLA as used in the current federal standard |  |  |  | >>> |  |  |  | Table 10.4.1 Cumulative Energy Savings by Product (2012-2042) |  |  |  | >>>
[22 empty] | 1 | 2 | 3 | 4 | 5 | 6 | 7 | 8 | 9 | 10
[10 empty] | Note 6/10/2008: Market case distribution now calculated with post-2012 market shift | [14 empty] | 1 | 2 | 3 | 4 | 5 | 6 | 7 |  | TSL | EL | [21 empty] | Product | Efficiency Level
Table 10.2.4 Average Annual Energy Consumption per Unit by Efficiency Level | [9 empty] | Note: All policy case distributions are calculated from "0" case via macro | [11 empty] | Unique ID | Product MAP | State | Table 10.2.5A Shipment-Weighted Average Annual Energy Consumption perUnit by Efficiency Level 4 1: Product; Table 10.2.5A Shipment-Weighted Average Annual Energy Consumption perUnit by Efficiency Level 5 2: Efficiency Level |  | Base | Level 0 |  | Product | Trial Standard Level | [18 empty] | PTAC 9000 | Level 2 |  |  | Lookup ID | Product Map | Index | State | Product | Standard Level
Product | State |  | Annual Energy Performance: Product Level Annual Energy Electricity Consumption, kWh | [22 empty] | Level 0 | Level 1 | Level 2 | Level 3 | Level 4 | Level 5 (Max Tech) |  | TSL 1 | Level 1 |  |  | TSL 1 | TSL 2 | TSL 3 | TSL 4 | TSL 5 | TSL 6 | TSL 7 | Index | State | Product | Trial Standard Level | [8 empty] | PTAC 12000 | Level 1 |  |  |  |  | 1 |  |  | TSL A | NOTE: This is the STANDARD UEC. To get UES between STANDARD and BASE, SUBTRACT OUT UEC BASE
|  | State Name | Base | 1 | 2 | 3 | 4 | 5 |  | Configuration | Distribution Level | Year | Below Level 0 | Level 0 | Level 1 | Level 2 | Level 3 | Level 4 | Level 5 | Total |  | IdahoPTAC Standard Size - 9,000 Btu/h | PTAC Standard Size - 9,000 Btu/h | Idaho | PTAC 9000 | 661.8305 | 660.0019 | 657.7248 | 654.5616 | 650.4845 | 639.0978 |  | TSL 2 | Level 1 |  |  | Level 1 | Level 1 | Level 2 | Level 1 | Level 3 | Level 4 | Level 5 (Max Tech) | 1 |  |  | TSL 1 | TSL 2 | TSL 3 | TSL 4 | TSL 5 | TSL 6 | TSL7 |  |  | PTHP 9000 | Level 3 |  |  | IdahoPTAC Standard Size - 9,000 Btu/h | PTAC Standard Size - 9,000 Btu/h | 2 | Idaho | PTAC 9000 | 657.7248 | UEC Base is defined as ASHRAE 90.1-1999 (Level 0)
PTAC Standard Size - 9,000 Btu/h | 13 | Idaho | 673.7429 | 665.6501 | 660.424 | 655.44 | 650.4845 | 639.0978 |  | PTAC Standard Size - 9,000 Btu/h | Level 0 | 2012 | 0% | 22.59% | 20.98% | 19.89% | 18.81% | 17.73% | 0% | 100% |  | Montana WestPTAC Standard Size - 9,000 Btu/h | PTAC Standard Size - 9,000 Btu/h | Montana West | PTAC 9000 | 630.012 | 628.4313 | 626.4517 | 623.7237 | 620.2292 | 610.6135 |  | TSL 3 | Level 2 | [9 empty] | 2 | Idaho | PTAC 9000 | 660.0019 | 660.0019 | 657.7248 | 660.0019 | 654.5616 | 650.4845 | 639.0978 |  |  | PTHP 12000 | Level 2 |  |  | Montana WestPTAC Standard Size - 9,000 Btu/h | PTAC Standard Size - 9,000 Btu/h | 3 | Montana West | PTAC 9000 | 626.4517
PTAC Standard Size - 9,000 Btu/h | 27 | Montana West | 640.3143 | 633.318 | 628.7749 | 624.4766 | 620.2292 | 610.6135 |  | PTAC Standard Size - 9,000 Btu/h | Level 1 | 2012 | 0% | 0% | 43.57% | 19.89% | 18.81% | 17.73% | 0% | 100% |  | OregonPTAC Standard Size - 9,000 Btu/h | PTAC Standard Size - 9,000 Btu/h | Oregon | PTAC 9000 | 633.8627 | 632.1682 | 630.0104 | 627.084 | 623.4096 | 613.0346 |  | TSL A | Level 2 | [9 empty] | 3 | Montana West | PTAC 9000 | 628.4313 | 628.4313 | 626.4517 | 628.4313 | 623.7237 | 620.2292 | 610.6135 |  | PTAC Non-Standard Size | PTAC 11000 | Level 0 | NIA shows 0, not incorporated into cumulative totals - Based on Final Rule Standards Equation [PTAC: EER = 10.9 – (0.213 × Cap* ), PTHP: EER = 10.8 – (0.213 × Cap* ) COP = 2.9 – (0.026 × Cap*)]. Final Rule efficiency levels are at the baseline and therefore there are no savings attributable to federal standards. |  | OregonPTAC Standard Size - 9,000 Btu/h | PTAC Standard Size - 9,000 Btu/h | 4 | Oregon | PTAC 9000 | 630.0104
PTAC Standard Size - 9,000 Btu/h | 38 | Oregon | 644.9382 | 637.4386 | 632.4866 | 627.8758 | 623.4096 | 613.0346 |  | PTAC Standard Size - 9,000 Btu/h | Level 2 | 2012 | 0% | 0% | 0% | 63.47% | 18.81% | 17.73% | 0% | 100% |  | WashingtonPTAC Standard Size - 9,000 Btu/h | PTAC Standard Size - 9,000 Btu/h | Washington | PTAC 9000 | 588.1527 | 586.7767 | 585.1017 | 582.7471 | 579.8706 | 571.4177 |  | TSL 4 | Level 1 | [9 empty] | 4 | Oregon | PTAC 9000 | 632.1682 | 632.1682 | 630.0104 | 632.1682 | 627.084 | 623.4096 | 613.0346 |  | PTHP Non-Standard Size | PTHP 11000 | Level 0 |  |  | WashingtonPTAC Standard Size - 9,000 Btu/h | PTAC Standard Size - 9,000 Btu/h | 5 | Washington | PTAC 9000 | 585.1017
PTAC Standard Size - 9,000 Btu/h | 48 | Washington | 597.011 | 590.921 | 587.0769 | 583.3668 | 579.8706 | 571.4177 |  | PTAC Standard Size - 9,000 Btu/h | Level 3 | 2012 | 0% | 0% | 0% | 0% | 82.27% | 17.73% | 0% | 100% |  | US AveragePTAC Standard Size - 9,000 Btu/h | PTAC Standard Size - 9,000 Btu/h | US Average | PTAC 9000 | 1016.709 | 1012.298 | 1006.8322 | 999.2189 | 989.6737 | 962.3801 |  | TSL 5 | Level 3 | [9 empty] | 5 | Washington | PTAC 9000 | 586.7767 | 586.7767 | 585.1017 | 586.7767 | 582.7471 | 579.8706 | 571.4177 | [6 empty] | US AveragePTAC Standard Size - 9,000 Btu/h | PTAC Standard Size - 9,000 Btu/h | 6 | US Average | PTAC 9000 | 1006.8322
PTAC Standard Size - 9,000 Btu/h | Total US | US Average | 1045.3378 | 1025.815 | 1013.2713 | 1001.2755 | 989.6737 | 962.3801 |  | PTAC Standard Size - 9,000 Btu/h | Level 4 | 2012 | 0% | 0% | 0% | 0% | 0% | 100% | 0% | 100% |  | IdahoPTAC Standard Size - 12,000 Btu/h | PTAC Standard Size - 12,000 Btu/h | Idaho | PTAC 12000 | 882.0426 | 879.854 | 877.2164 | 873.5867 | 868.9762 | 850.908 |  | TSL 6 | Level 4 | [9 empty] | 6 | US Average | PTAC 9000 | 1012.298 | 1012.298 | 1006.8322 | 1012.298 | 999.2189 | 989.6737 | 962.3801 |  |  | Manually Mapped through Navigant Analysis |  |  |  | IdahoPTAC Standard Size - 12,000 Btu/h | PTAC Standard Size - 12,000 Btu/h | 7 | Idaho | PTAC 12000 | 879.854
PTAC Standard Size - 12,000 Btu/h | 13 | Idaho | 895.8579 | 886.2632 | 880.2545 | 874.5648 | 868.9762 | 850.908 |  | PTAC Standard Size - 9,000 Btu/h | Level 5 | 2012 | 0% | 0% | 0% | 0% | 0% | 0% | 100% | 100% |  | OregonPTAC Standard Size - 12,000 Btu/h | PTAC Standard Size - 12,000 Btu/h | Oregon | PTAC 12000 | 849.0794 | 847.0711 | 844.6881 | 841.2564 | 837.0876 | 820.5785 |  | TSL 7 | Level 5 (Max Tech) | [9 empty] | 7 | Idaho | PTAC 12000 | 879.854 | 879.854 | 877.2164 | 879.854 | 873.5867 | 868.9762 | 850.908 | [6 empty] | OregonPTAC Standard Size - 12,000 Btu/h | PTAC Standard Size - 12,000 Btu/h | 8 | Oregon | PTAC 12000 | 847.0711
PTAC Standard Size - 12,000 Btu/h | 38 | Oregon | 861.7529 | 852.9489 | 847.5201 | 842.1408 | 837.0876 | 820.5785 |  | PTAC Standard Size - 12,000 Btu/h | Level 0 | 2012 | 0% | 22.81% | 21.08% | 19.9% | 18.7% | 17.5% | 0% | 100% |  | WashingtonPTAC Standard Size - 12,000 Btu/h | PTAC Standard Size - 12,000 Btu/h | Washington | PTAC 12000 | 799.993 | 798.4223 | 796.467 | 793.7007 | 790.3295 | 777.2384 | [12 empty] | 8 | Oregon | PTAC 12000 | 847.0711 | 847.0711 | 844.6881 | 847.0711 | 841.2564 | 837.0876 | 820.5785 | [6 empty] | WashingtonPTAC Standard Size - 12,000 Btu/h | PTAC Standard Size - 12,000 Btu/h | 9 | Washington | PTAC 12000 | 798.4223
PTAC Standard Size - 12,000 Btu/h | 48 | Washington | 810.0924 | 803.2066 | 798.7521 | 794.4159 | 790.3295 | 777.2384 |  | PTAC Standard Size - 12,000 Btu/h | Level 1 | 2012 | 0% | 0% | 43.89% | 19.9% | 18.7% | 17.5% | 0% | 100% |  | Montana WestPTAC Standard Size - 12,000 Btu/h | PTAC Standard Size - 12,000 Btu/h | Montana West | PTAC 12000 | 850.4644 | 848.6107 | 846.2938 | 843.1713 | 839.2335 | 823.7823 |  | Manually Mapped through Navigant Analysis | [10 empty] | 9 | Washington | PTAC 12000 | 798.4223 | 798.4223 | 796.467 | 798.4223 | 793.7007 | 790.3295 | 777.2384 | [6 empty] | Montana WestPTAC Standard Size - 12,000 Btu/h | PTAC Standard Size - 12,000 Btu/h | 10 | Montana West | PTAC 12000 | 848.6107
PTAC Standard Size - 12,000 Btu/h | 27 | Montana West | 862.306 | 854.1796 | 848.9013 | 844.0067 | 839.2335 | 823.7823 |  | PTAC Standard Size - 12,000 Btu/h | Level 2 | 2012 | 0% | 0% | 0% | 63.8% | 18.7% | 17.5% | 0% | 100% |  | US AveragePTAC Standard Size - 12,000 Btu/h | PTAC Standard Size - 12,000 Btu/h | US Average | PTAC 12000 | 1283.0742 | 1277.7458 | 1271.1646 | 1262.0154 | 1250.8245 | 1206.2805 | [12 empty] | 10 | Montana West | PTAC 12000 | 848.6107 | 848.6107 | 846.2938 | 848.6107 | 843.1713 | 839.2335 | 823.7823 | [6 empty] | US AveragePTAC Standard Size - 12,000 Btu/h | PTAC Standard Size - 12,000 Btu/h | 11 | US Average | PTAC 12000 | 1277.7458
PTAC Standard Size - 12,000 Btu/h | Total US | US Average | 1317.0828 | 1293.7241 | 1278.7311 | 1264.3895 | 1250.8245 | 1206.2805 |  | PTAC Standard Size - 12,000 Btu/h | Level 3 | 2012 | 0% | 0% | 0% | 0% | 82.5% | 17.5% | 0% | 100% |  | IdahoPTHP Standard Size - 9,000 Btu/h | PTHP Standard Size - 9,000 Btu/h | Idaho | PTHP 9000 | 1977.7428 | 1969.0677 | 1956.9304 | 1940.3457 | 1936.3064 | 1885.3497 | [12 empty] | 11 | US Average | PTAC 12000 | 1277.7458 | 1277.7458 | 1271.1646 | 1277.7458 | 1262.0154 | 1250.8245 | 1206.2805 | [6 empty] | IdahoPTHP Standard Size - 9,000 Btu/h | PTHP Standard Size - 9,000 Btu/h | 12 | Idaho | PTHP 9000 | 1940.3457
PTHP Standard Size - 9,000 Btu/h | 13 | Idaho | 2034.4637 | 1995.8833 | 1967.6497 | 1941.2399 | 1936.3064 | 1885.3497 |  | PTAC Standard Size - 12,000 Btu/h | Level 4 | 2012 | 0% | 0% | 0% | 0% | 0% | 100% | 0% | 100% |  | OregonPTHP Standard Size - 9,000 Btu/h | PTHP Standard Size - 9,000 Btu/h | Oregon | PTHP 9000 | 1328.1669 | 1320.0875 | 1308.7014 | 1292.9765 | 1289.3743 | 1241.8469 | [12 empty] | 12 | Idaho | PTHP 9000 | 1969.0677 | 1969.0677 | 1956.9304 | 1969.0677 | 1940.3457 | 1936.3064 | 1885.3497 | [6 empty] | OregonPTHP Standard Size - 9,000 Btu/h | PTHP Standard Size - 9,000 Btu/h | 13 | Oregon | PTHP 9000 | 1292.9765
PTHP Standard Size - 9,000 Btu/h | 38 | Oregon | 1381.232 | 1345.3008 | 1318.8145 | 1293.7739 | 1289.3743 | 1241.8469 |  | PTAC Standard Size - 12,000 Btu/h | Level 5 | 2012 | 0% | 0% | 0% | 0% | 0% | 0% | 100% | 100% |  | WashingtonPTHP Standard Size - 9,000 Btu/h | PTHP Standard Size - 9,000 Btu/h | Washington | PTHP 9000 | 1416.4296 | 1407.9771 | 1395.4729 | 1378.233 | 1375.3743 | 1323.7115 | [12 empty] | 13 | Oregon | PTHP 9000 | 1320.0875 | 1320.0875 | 1308.7014 | 1320.0875 | 1292.9765 | 1289.3743 | 1241.8469 | [6 empty] | WashingtonPTHP Standard Size - 9,000 Btu/h | PTHP Standard Size - 9,000 Btu/h | 14 | Washington | PTHP 9000 | 1378.233
PTHP Standard Size - 9,000 Btu/h | 48 | Washington | 1472.9964 | 1435.406 | 1406.319 | 1378.8659 | 1375.3743 | 1323.7115 |  | PTHP Standard Size - 9,000 Btu/h | Level 0 | 2012 | 0% | 22.49% | 20.5% | 19.81% | 19.08% | 18.13% | 0% | 100% |  | Montana WestPTHP Standard Size - 9,000 Btu/h | PTHP Standard Size - 9,000 Btu/h | Montana West | PTHP 9000 | 2618.5233 | 2610.546 | 2599.1794 | 2583.5031 | 2580.0961 | 2532.626 | [12 empty] | 14 | Washington | PTHP 9000 | 1407.9771 | 1407.9771 | 1395.4729 | 1407.9771 | 1378.233 | 1375.3743 | 1323.7115 | [6 empty] | Montana WestPTHP Standard Size - 9,000 Btu/h | PTHP Standard Size - 9,000 Btu/h | 15 | Montana West | PTHP 9000 | 2583.5031
PTHP Standard Size - 9,000 Btu/h | 27 | Montana West | 2671.1384 | 2635.6614 | 2609.2206 | 2584.2573 | 2580.0961 | 2532.626 |  | PTHP Standard Size - 9,000 Btu/h | Level 1 | 2012 | 0% | 0% | 42.99% | 19.81% | 19.08% | 18.13% | 0% | 100% |  | US AveragePTHP Standard Size - 9,000 Btu/h | PTHP Standard Size - 9,000 Btu/h | US Average | PTHP 9000 | 1995.7099 | 1984.357 | 1971.964 | 1954.911 | 1945.4259 | 1890.3414 | [12 empty] | 15 | Montana West | PTHP 9000 | 2610.546 | 2610.546 | 2599.1794 | 2610.546 | 2583.5031 | 2580.0961 | 2532.626 | [6 empty] | US AveragePTHP Standard Size - 9,000 Btu/h | PTHP Standard Size - 9,000 Btu/h | 16 | US Average | PTHP 9000 | 1954.911
PTHP Standard Size - 9,000 Btu/h | Total US | US Average | 2063.4841 | 2012.9946 | 1984.1663 | 1957.0107 | 1945.4259 | 1890.3414 |  | PTHP Standard Size - 9,000 Btu/h | Level 2 | 2012 | 0% | 0% | 0% | 62.8% | 19.08% | 18.13% | 0% | 100% |  | IdahoPTHP Standard Size - 12,000 Btu/h | PTHP Standard Size - 12,000 Btu/h | Idaho | PTHP 12000 | 2384.5295 | 2373.9288 | 2358.9433 | 2355.2109 | 2350.6698 | 2276.1329 | [12 empty] | 16 | US Average | PTHP 9000 | 1984.357 | 1984.357 | 1971.964 | 1984.357 | 1954.911 | 1945.4259 | 1890.3414 | [6 empty] | IdahoPTHP Standard Size - 12,000 Btu/h | PTHP Standard Size - 12,000 Btu/h | 17 | Idaho | PTHP 12000 | 2358.9433
PTHP Standard Size - 12,000 Btu/h | 13 | Idaho | 2443.0097 | 2396.539 | 2362.0805 | 2356.1923 | 2350.6698 | 2276.1329 |  | PTHP Standard Size - 9,000 Btu/h | Level 3 | 2012 | 0% | 0% | 0% | 0% | 81.87% | 18.13% | 0% | 100% |  | OregonPTHP Standard Size - 12,000 Btu/h | PTHP Standard Size - 12,000 Btu/h | Oregon | PTHP 12000 | 1679.8226 | 1669.7582 | 1655.3443 | 1652.0066 | 1647.842 | 1576.9695 | [12 empty] | 17 | Idaho | PTHP 12000 | 2373.9288 | 2373.9288 | 2358.9433 | 2373.9288 | 2355.2109 | 2350.6698 | 2276.1329 | [6 empty] | OregonPTHP Standard Size - 12,000 Btu/h | PTHP Standard Size - 12,000 Btu/h | 18 | Oregon | PTHP 12000 | 1655.3443
PTHP Standard Size - 12,000 Btu/h | 38 | Oregon | 1735.4365 | 1691.3161 | 1658.1722 | 1652.9066 | 1647.842 | 1576.9695 |  | PTHP Standard Size - 9,000 Btu/h | Level 4 | 2012 | 0% | 0% | 0% | 0% | 0% | 100% | 0% | 100% |  | WashingtonPTHP Standard Size - 12,000 Btu/h | PTHP Standard Size - 12,000 Btu/h | Washington | PTHP 12000 | 1780.507 | 1770.1119 | 1754.4347 | 1751.8185 | 1748.3008 | 1674.2809 | [12 empty] | 18 | Oregon | PTHP 12000 | 1669.7582 | 1669.7582 | 1655.3443 | 1669.7582 | 1652.0066 | 1647.842 | 1576.9695 | [6 empty] | WashingtonPTHP Standard Size - 12,000 Btu/h | PTHP Standard Size - 12,000 Btu/h | 19 | Washington | PTHP 12000 | 1754.4347
PTHP Standard Size - 12,000 Btu/h | 48 | Washington | 1838.3247 | 1792.7549 | 1756.7061 | 1752.5787 | 1748.3008 | 1674.2809 |  | PTHP Standard Size - 9,000 Btu/h | Level 5 | 2012 | 0% | 0% | 0% | 0% | 0% | 0% | 100% | 100% |  | Montana WestPTHP Standard Size - 12,000 Btu/h | PTHP Standard Size - 12,000 Btu/h | Montana West | PTHP 12000 | 3054.8693 | 3045.1158 | 3031.0145 | 3027.8256 | 3023.9771 | 2955.3015 | [12 empty] | 19 | Washington | PTHP 12000 | 1770.1119 | 1770.1119 | 1754.4347 | 1770.1119 | 1751.8185 | 1748.3008 | 1674.2809 | [6 empty] | Montana WestPTHP Standard Size - 12,000 Btu/h | PTHP Standard Size - 12,000 Btu/h | 20 | Montana West | PTHP 12000 | 3031.0145
PTHP Standard Size - 12,000 Btu/h | 27 | Montana West | 3108.8705 | 3066.1134 | 3033.6881 | 3028.6574 | 3023.9771 | 2955.3015 |  | PTHP Standard Size - 12,000 Btu/h | Level 0 | 2012 | 0% | 22.81% | 20.68% | 19.9% | 18.84% | 17.77% | 0% | 100% |  | US AveragePTHP Standard Size - 12,000 Btu/h | PTHP Standard Size - 12,000 Btu/h | US Average | PTHP 12000 | 2392.077 | 2378.0709 | 2362.7578 | 2353.7057 | 2342.5194 | 2249.5853 | [12 empty] | 20 | Montana West | PTHP 12000 | 3045.1158 | 3045.1158 | 3031.0145 | 3045.1158 | 3027.8256 | 3023.9771 | 2955.3015 | [6 empty] | US AveragePTHP Standard Size - 12,000 Btu/h | PTHP Standard Size - 12,000 Btu/h | 21 | US Average | PTHP 12000 | 2362.7578
PTHP Standard Size - 12,000 Btu/h | Total US | US Average | 2467.0148 | 2405.6155 | 2370.4038 | 2356.1234 | 2342.5194 | 2249.5853 |  | PTHP Standard Size - 12,000 Btu/h | Level 1 | 2012 | 0% | 0% | 43.49% | 19.9% | 18.84% | 17.77% | 0% | 100% |  | IdahoPTAC Non-Standard Size - 11,000 Btu/h | PTAC Non-Standard Size - 11,000 Btu/h | Idaho | PTAC 11000 | 1214.6073 | 1205.7929 | 1200.003 | 1192.2277 | 1170.7715 | 1157.2152 | [12 empty] | 21 | US Average | PTHP 12000 | 2378.0709 | 2378.0709 | 2362.7578 | 2378.0709 | 2353.7057 | 2342.5194 | 2249.5853 | [6 empty] | IdahoPTAC Non-Standard Size - 11,000 Btu/h | PTAC Non-Standard Size - 11,000 Btu/h | 22 | Idaho | PTAC 11000 | 1214.6073
PTAC Non-Standard Size - 11,000 Btu/h | 13 | Idaho | 1245.4067 | 1213.2635 | 1202.3105 | 1192.2277 | 1170.7715 | 1157.2152 |  | PTHP Standard Size - 12,000 Btu/h | Level 2 | 2012 | 0% | 0% | 0% | 63.39% | 18.84% | 17.77% | 0% | 100% |  | OregonPTAC Non-Standard Size - 11,000 Btu/h | PTAC Non-Standard Size - 11,000 Btu/h | Oregon | PTAC 11000 | 1175.3702 | 1175.3702 | 1161.8846 | 1154.7942 | 1134.978 | 1122.3988 | [12 empty] | 22 | Idaho | PTAC 11000 | 1205.7929 | 1205.7929 | 1200.003 | 1205.7929 | 1192.2277 | 1170.7715 | 1157.2152 | [6 empty] | OregonPTAC Non-Standard Size - 11,000 Btu/h | PTAC Non-Standard Size - 11,000 Btu/h | 23 | Oregon | PTAC 11000 | 1175.3702
PTAC Non-Standard Size - 11,000 Btu/h | 38 | Oregon | 1203.8462 | 1174.0357 | 1163.9889 | 1154.7942 | 1134.978 | 1122.3988 |  | PTHP Standard Size - 12,000 Btu/h | Level 3 | 2012 | 0% | 0% | 0% | 0% | 82.23% | 17.77% | 0% | 100% |  | WashingtonPTAC Non-Standard Size - 11,000 Btu/h | PTAC Non-Standard Size - 11,000 Btu/h | Washington | PTAC 11000 | 1126.6513 | 1126.6513 | 1115.8294 | 1109.9117 | 1093.9656 | 1083.8377 | [12 empty] | 23 | Oregon | PTAC 11000 | 1175.3702 | 1175.3702 | 1161.8846 | 1175.3702 | 1154.7942 | 1134.978 | 1122.3988 | [6 empty] | WashingtonPTAC Non-Standard Size - 11,000 Btu/h | PTAC Non-Standard Size - 11,000 Btu/h | 24 | Washington | PTAC 11000 | 1126.6513
PTAC Non-Standard Size - 11,000 Btu/h | 48 | Washington | 1149.7189 | 1125.4879 | 1117.5856 | 1109.9117 | 1093.9656 | 1083.8377 |  | PTHP Standard Size - 12,000 Btu/h | Level 4 | 2012 | 0% | 0% | 0% | 0% | 0% | 100% | 0% | 100% |  | Montana WestPTAC Non-Standard Size - 11,000 Btu/h | PTAC Non-Standard Size - 11,000 Btu/h | Montana West | PTAC 11000 | 1185.1315 | 1185.1315 | 1172.5532 | 1165.9629 | 1147.6712 | 1136.0596 | [12 empty] | 24 | Washington | PTAC 11000 | 1126.6513 | 1126.6513 | 1115.8294 | 1126.6513 | 1109.9117 | 1093.9656 | 1083.8377 | [6 empty] | Montana WestPTAC Non-Standard Size - 11,000 Btu/h | PTAC Non-Standard Size - 11,000 Btu/h | 25 | Montana West | PTAC 11000 | 1185.1315
PTAC Non-Standard Size - 11,000 Btu/h | 27 | Montana West | 1211.6974 | 1183.8664 | 1174.509 | 1165.9629 | 1147.6712 | 1136.0596 |  | PTHP Standard Size - 12,000 Btu/h | Level 5 | 2012 | 0% | 0% | 0% | 0% | 0% | 0% | 100% | 100% |  | US AveragePTAC Non-Standard Size - 11,000 Btu/h | PTAC Non-Standard Size - 11,000 Btu/h | US Average | PTAC 11000 | 1586.9281 | 1586.9281 | 1553.5345 | 1535.711 | 1486.7517 | 1455.5917 | [12 empty] | 25 | Montana West | PTAC 11000 | 1185.1315 | 1185.1315 | 1172.5532 | 1185.1315 | 1165.9629 | 1147.6712 | 1136.0596 | [6 empty] | US AveragePTAC Non-Standard Size - 11,000 Btu/h | PTAC Non-Standard Size - 11,000 Btu/h | 26 | US Average | PTAC 11000 | 1586.9281
PTAC Non-Standard Size - 11,000 Btu/h | Total US | US Average | 1657.6661 | 1583.545 | 1558.8241 | 1535.711 | 1486.7517 | 1455.5917 |  | PTAC Non-Standard Size - 11,000 Btu/h | Level 0 | 2012 | 0% | 27.42% | 25.44% | 24.25% | 22.89% | 0% | 0% | 100% |  | IdahoPTHP Non-Standard Size - 11,000 Btu/h | PTHP Non-Standard Size - 11,000 Btu/h | Idaho | PTHP 11000 | 2517.2733 | 2489.8805 | 2484.1581 | 2454.6456 | 2433.1896 | 2414.4884 | [12 empty] | 26 | US Average | PTAC 11000 | 1586.9281 | 1586.9281 | 1553.5345 | 1586.9281 | 1535.711 | 1486.7517 | 1455.5917 | [6 empty] | IdahoPTHP Non-Standard Size - 11,000 Btu/h | PTHP Non-Standard Size - 11,000 Btu/h | 27 | Idaho | PTHP 11000 | 2517.2733
PTHP Non-Standard Size - 11,000 Btu/h | 13 | Idaho | 2603.634 | 2503.7421 | 2492.9166 | 2454.6456 | 2433.1896 | 2414.4884 |  | PTAC Non-Standard Size - 11,000 Btu/h | Level 1 | 2012 | 0% | 0% | 52.86% | 24.25% | 22.89% | 0% | 0% | 100% |  | OregonPTHP Non-Standard Size - 11,000 Btu/h | PTHP Non-Standard Size - 11,000 Btu/h | Oregon | PTHP 11000 | 1872.345 | 1846.6195 | 1841.3718 | 1813.5345 | 1793.7157 | 1776.3731 | [12 empty] | 27 | Idaho | PTHP 11000 | 2489.8805 | 2489.8805 | 2484.1581 | 2489.8805 | 2454.6456 | 2433.1896 | 2414.4884 | [6 empty] | OregonPTHP Non-Standard Size - 11,000 Btu/h | PTHP Non-Standard Size - 11,000 Btu/h | 28 | Oregon | PTHP 11000 | 1872.345
PTHP Non-Standard Size - 11,000 Btu/h | 38 | Oregon | 1953.3724 | 1859.5606 | 1849.6332 | 1813.5345 | 1793.7157 | 1776.3731 |  | PTAC Non-Standard Size - 11,000 Btu/h | Level 2 | 2012 | 0% | 0% | 0% | 77.11% | 22.89% | 0% | 0% | 100% |  | WashingtonPTHP Non-Standard Size - 11,000 Btu/h | PTHP Non-Standard Size - 11,000 Btu/h | Washington | PTHP 11000 | 1965.4556 | 1938.7674 | 1934.5985 | 1904.5215 | 1888.5862 | 1874.4698 | [12 empty] | 28 | Oregon | PTHP 11000 | 1846.6195 | 1846.6195 | 1841.3718 | 1846.6195 | 1813.5345 | 1793.7157 | 1776.3731 | [6 empty] | WashingtonPTHP Non-Standard Size - 11,000 Btu/h | PTHP Non-Standard Size - 11,000 Btu/h | 29 | Washington | PTHP 11000 | 1965.4556
PTHP Non-Standard Size - 11,000 Btu/h | 48 | Washington | 2048.7336 | 1951.4112 | 1943.5246 | 1904.5215 | 1888.5862 | 1874.4698 |  | PTAC Non-Standard Size - 11,000 Btu/h | Level 3 | 2012 | 0% | 0% | 0% | 0% | 100% | 0% | 0% | 100% |  | Montana WestPTHP Non-Standard Size - 11,000 Btu/h | PTHP Non-Standard Size - 11,000 Btu/h | Montana West | PTHP 11000 | 3113.2095 | 3088.0416 | 3083.0486 | 3055.5974 | 3037.2793 | 3021.1846 | [12 empty] | 29 | Washington | PTHP 11000 | 1938.7674 | 1938.7674 | 1934.5985 | 1938.7674 | 1904.5215 | 1888.5862 | 1874.4698 | [6 empty] | Montana WestPTHP Non-Standard Size - 11,000 Btu/h | PTHP Non-Standard Size - 11,000 Btu/h | 30 | Montana West | PTHP 11000 | 3113.2095
PTHP Non-Standard Size - 11,000 Btu/h | 27 | Montana West | 3192.4196 | 3100.6409 | 3091.1955 | 3055.5974 | 3037.2793 | 3021.1846 |  | PTAC Non-Standard Size - 11,000 Btu/h | Level 4 | 2012 | 0% | 0% | 0% | 0% | 0% | 100% | 0% | 100% |  | US AveragePTHP Non-Standard Size - 11,000 Btu/h | PTHP Non-Standard Size - 11,000 Btu/h | US Average | PTHP 11000 | 2546.5694 | 2511.2767 | 2498.2101 | 2465.0315 | 2416.0849 | 2373.1373 | [12 empty] | 30 | Montana West | PTHP 11000 | 3088.0416 | 3088.0416 | 3083.0486 | 3088.0416 | 3055.5974 | 3037.2793 | 3021.1846 | [6 empty] | US AveragePTHP Non-Standard Size - 11,000 Btu/h | PTHP Non-Standard Size - 11,000 Btu/h | 31 | US Average | PTHP 11000 | 2546.5694
PTHP Non-Standard Size - 11,000 Btu/h | Total US | US Average | 2661.4756 | 2532.7754 | 2508.0568 | 2465.0315 | 2416.0849 | 2373.1373 |  | PTAC Non-Standard Size - 11,000 Btu/h | Level 5 | 2012 | 0% | 0% | 0% | 0% | 0% | 0% | 100% | 100% | [23 empty] | 31 | US Average | PTHP 11000 | 2511.2767 | 2511.2767 | 2498.2101 | 2511.2767 | 2465.0315 | 2416.0849 | 2373.1373 | [12 empty] | NOTE: This is the STANDARD UEC. To get UES between STANDARD and BASE, SUBTRACT OUT UEC BASE
[10 empty] | PTHP Non-Standard Size - 11,000 Btu/h | Level 0 | 2012 | 0% | 27.42% | 25.44% | 24.25% | 22.89% | 0% | 0% | 100% | [45 empty] | UEC Base is defined as ASHRAE 90.1-1999 (Level 0)
[10 empty] | PTHP Non-Standard Size - 11,000 Btu/h | Level 1 | 2012 | 0% | 0% | 52.86% | 24.25% | 22.89% | 0% | 0% | 100%
[10 empty] | PTHP Non-Standard Size - 11,000 Btu/h | Level 2 | 2012 | 0% | 0% | 0% | 77.11% | 22.89% | 0% | 0% | 100%
[10 empty] | PTHP Non-Standard Size - 11,000 Btu/h | Level 3 | 2012 | 0% | 0% | 0% | 0% | 100% | 0% | 0% | 100%
[10 empty] | PTHP Non-Standard Size - 11,000 Btu/h | Level 4 | 2012 | 0% | 0% | 0% | 0% | 0% | 100% | 0% | 100%
[10 empty] | PTHP Non-Standard Size - 11,000 Btu/h | Level 5 | 2012 | 0% | 0% | 0% | 0% | 0% | 0% | 100% | 100%

## Shipments
[37 empty] | 1 | 2 | 3 | 4 | 5 | 6 | 7 | 8 | [61 empty] | Base Case Rollup | [12 empty] | Standards Case Data Summary Including Replacements | [17 empty] | Standards Case Rollup | [11 empty] | Standards % Surviving Stock Distribution by Efficiency Level
Econ_Trends tab - hardcoded from shipments - This is the shipments Overview showing shipment breakouts by year | [16 empty] | >>> | Base Case Calculations from hardcoded data | [7 empty] | >>> | Market Share Assumptions into each Product Class | [8 empty] | >>> | 1: Calculate total shipments by equipment class from market shares | >>> | Factor in Market Distribution to get Annual Shipments by Efficiency Level (EL) for each product class | [58 empty] | >>> | Using survival function and Annual Shipments produce an accounting of stocks by year. The first step to this is to determine the surviving stock by efficiency level by year using a survival function. | [12 empty] | Standards case rollup scenarios follows 71 FR 73170 as documents in the "Notes" tab. | [17 empty] | Replacements Needed removed from Sum of Stock for rollup in proper ratio to efficiency level to ensure Base to Standards case is 1:1 for comparison of pre and post cases. DOE view causes negative attributable savings for some product classes after 2029.
Actual calculations which are based on this hardcoded shipments data flow to the right in the unity model | [6 empty] | STANDARD SIZES | NON STANDARD SIZES | NON STANDARD SIZES |  |  |  |  | STANDARD SIZES | NON STANDARD SIZES |  |  | Year | PTAC and PTHP Data: Overall Market | [7 empty] | From Product Shares Tab | [9 empty] | Year | [6 empty] | Total Shipments | [62 empty] | 1 | 2 | 3 | 4 | 5 | 6 | 7 | 8 | 9 | 10 | 11 | 12 |  | 1 | 2 | 3 | 4 | 5 | 6 | 7 | 8 | 9 | 10 | 11 | 12 | [5 empty] | 1 | 2 | 3 | 4 | 5 | 6 | 7 | 8 | 9 | 10 | 11 |  | 1 | 2 | 3 | 4 | 5 | 6 | 7 | 8 | 9 | 10 | 11
Year | Existing Units, Beginning of the Year | Standard Stock in Existence in 2000 and Replacements (From PT | New Net Cumulative Standard Stock | Non-Standard Stock | New Shipments During the Year (Units) | Total Standard Replacement Units | Standard Units Sold (New, Plus Standard Replacements for 2000, plus All Replacements for New) | Non-Standard Units Losses from Stock | Non-Standard Replacements | Standard and Non-Standard Replacement Units | New Shipments During the Year (Units) | Losses from Stock from 2000 Inventory | Std Replacement Units for Yr 2000 Inventory | Weighted Net Stock Change Rate for Std Units (10 yr Avg Life) | Weighted Net Stock Change Rate for NON-Std Units (10 yr Avg Life) (From Shipments Calculation_7_08-19-2007.xls |  |  |  | Existing Units (Units) |  | Sales (New Buildings + Replacements) (Units) |  |  |  | Retired Units (Units) |  | ARI Shipments (2005) | Below | 1 | 2 | 3 | 4 | 5 | 6 |  |  |  | Shipments by Equipment Class (Units) | [8 empty] | Level 0 Case Distribution (i.e. BASE CASE) | [8 empty] | Level 1 Case Distribution | [9 empty] | Level 2 Case Distribution | [9 empty] | Level 3 Case Distribution | [9 empty] | Level 4 Case Distribution | [9 empty] | Level 5 Case Distribution | [9 empty] | BASE CASE | Lookup ID | Product Mapped | Product | Year | Surviving Stock By Efficiency Level (Units) | [7 empty] | STANDARDS CASE | Lookup ID | Product Mapped | Product | Year | Surviving Stock By Efficiency Level (Units) | [8 empty] | Per US DOE, does not apply until 2037. Outside of 2034 scope, but framework and methodology is inset in the "Notes" tab to provide capability to update. |  |  |  | Unique ID | Product Mapped | Year | Surviving Stock By Efficiency Level (Units) | [8 empty] | Unique ID | Product Mapped | Year | Surviving Stock By Efficiency Level (Units)
Year | [19 empty] | Rate of Increase |  | Standard Units Sold | Non-Standard Units Sold | Rate of Increase |  |  | Sum | 100% | PTAC 9000 | PTAC 12000 | PTHP 9000 | PTHP 12000 | PTAC 11000 | PTHP 11000 | Total |  |  | Standard-Size PTACs, ≤10,000 BTU/Hr | Standard Size PTACs, >10,000 BTU/Hr | Standard-Size PTHPs, ≤10,000 BTU/Hr | Standard Size PTHPs, >10,000 BTU/Hr | Non-Standard Size PTACs | Non-Standard Size PTHPs |  |  | Product | Year | Level 0 | Level 1 | Level 2 | Level 3 | Level 4 | Level 5 | Total | Product | Year | Below Level 0 | Level 0 | Level 1 | Level 2 | Level 3 | Level 4 | Level 5 | Total | Product | Year | Below Level 0 | Level 0 | Level 1 | Level 2 | Level 3 | Level 4 | Level 5 | Total | Product | Year | Below Level 0 | Level 0 | Level 1 | Level 2 | Level 3 | Level 4 | Level 5 | Total | Product | Year | Below Level 0 | Level 0 | Level 1 | Level 2 | Level 3 | Level 4 | Level 5 | Total | Product | Year | Below Level 0 | Level 0 | Level 1 | Level 2 | Level 3 | Level 4 | Level 5 | Total | [6 empty] | Below Level 0 | Level 0 | Level 1 | Level 2 | Level 3 | Level 4 | Level 5 | Sum of Stock | [5 empty] | Below Level 0 | Level 0 | Level 1 | Level 2 | Level 3 | Level 4 | Level 5 | Sum of Stock | Replacements Needed | Additional Replacements | Manual Sum | QC Check |  |  |  |  | Below Level 0 | Level 0 | Level 1 | Level 2 | Level 3 | Level 4 | Level 5 | Sum of Stock | QC Check |  |  |  | Below Level 0 | Level 0 | Level 1 | Level 2 | Level 3 | Level 4 | Level 5 | Sum of Stock | QC Check
1989 | 4922109.7743 | 3581440 | 440669.7743 | 900000 | 84450.3588 | 302475.7513 | 386926.1101 | 30000 | 30000 | 332475.7513 | 84450.3588 | 286515.2 | 286515.2 | 1.112% | 0% | BACKCASTED | BACKCASTED | 1989 | 4922109.7743 | NA | 416926.1101 | 386926.1101 | 30000 | NA | 332475.7513 | [11 empty] | 1989 | 89570.4391 | 131854.9611 | 70019.5311 | 95481.1788 | 17114.094 | 12885.906 | 416926.1101
1990 | 4922109.7743 | 3581440 | 440669.7743 | 900000 | 84450.3588 | 302475.7513 | 386926.1101 | 30000 | 30000 | 332475.7513 | 84450.3588 | 286515.2 | 286515.2 | 1.167% | 0% | BACKCASTED | BACKCASTED | 1990 | 4922109.7743 | NA | 416926.1101 | 386926.1101 | 30000 | NA | 332475.7513 | [11 empty] | 1990 | 89570.4391 | 131854.9611 | 70019.5311 | 95481.1788 | 17114.094 | 12885.906 | 416926.1101
1991 | 4922109.7743 | 3581440 | 440669.7743 | 900000 | 84450.3588 | 302475.7513 | 386926.1101 | 30000 | 30000 | 332475.7513 | 84450.3588 | 286515.2 | 286515.2 | 1.222% | 0% | BACKCASTED | BACKCASTED | 1991 | 4922109.7743 | NA | 416926.1101 | 386926.1101 | 30000 | NA | 332475.7513 | [11 empty] | 1991 | 89570.4391 | 131854.9611 | 70019.5311 | 95481.1788 | 17114.094 | 12885.906 | 416926.1101
1992 | 4922109.7743 | 3581440 | 440669.7743 | 900000 | 84450.3588 | 302475.7513 | 386926.1101 | 30000 | 30000 | 332475.7513 | 84450.3588 | 286515.2 | 286515.2 | 1.276% | 0% | BACKCASTED | BACKCASTED | 1992 | 4922109.7743 | NA | 416926.1101 | 386926.1101 | 30000 | NA | 332475.7513 | [11 empty] | 1992 | 89570.4391 | 131854.9611 | 70019.5311 | 95481.1788 | 17114.094 | 12885.906 | 416926.1101
1993 | 4922109.7743 | 3581440 | 440669.7743 | 900000 | 84450.3588 | 302475.7513 | 386926.1101 | 30000 | 30000 | 332475.7513 | 84450.3588 | 286515.2 | 286515.2 | 1.33% | 0% | BACKCASTED | BACKCASTED | 1993 | 4922109.7743 | NA | 416926.1101 | 386926.1101 | 30000 | NA | 332475.7513 | [11 empty] | 1993 | 89570.4391 | 131854.9611 | 70019.5311 | 95481.1788 | 17114.094 | 12885.906 | 416926.1101
1994 | 4922109.7743 | 3581440 | 440669.7743 | 900000 | 84450.3588 | 302475.7513 | 386926.1101 | 30000 | 30000 | 332475.7513 | 84450.3588 | 286515.2 | 286515.2 | 1.385% | 0% | BACKCASTED | BACKCASTED | 1994 | 4922109.7743 | NA | 416926.1101 | 386926.1101 | 30000 | NA | 332475.7513 | [11 empty] | 1994 | 89570.4391 | 131854.9611 | 70019.5311 | 95481.1788 | 17114.094 | 12885.906 | 416926.1101
1995 | 4922109.7743 | 3581440 | 440669.7743 | 900000 | 84450.3588 | 302475.7513 | 386926.1101 | 30000 | 30000 | 332475.7513 | 84450.3588 | 286515.2 | 286515.2 | 1.44% | 0% | BACKCASTED | BACKCASTED | 1995 | 4922109.7743 | NA | 416926.1101 | 386926.1101 | 30000 | NA | 332475.7513 | [11 empty] | 1995 | 89570.4391 | 131854.9611 | 70019.5311 | 95481.1788 | 17114.094 | 12885.906 | 416926.1101
1996 | 4922109.7743 | 3581440 | 440669.7743 | 900000 | 84450.3588 | 302475.7513 | 386926.1101 | 30000 | 30000 | 332475.7513 | 84450.3588 | 286515.2 | 286515.2 | 1.493% | 0% | BACKCASTED | BACKCASTED | 1996 | 4922109.7743 | NA | 416926.1101 | 386926.1101 | 30000 | NA | 332475.7513 | [11 empty] | 1996 | 89570.4391 | 131854.9611 | 70019.5311 | 95481.1788 | 17114.094 | 12885.906 | 416926.1101
1997 | 4922109.7743 | 3581440 | 440669.7743 | 900000 | 84450.3588 | 302475.7513 | 386926.1101 | 30000 | 30000 | 332475.7513 | 84450.3588 | 286515.2 | 286515.2 | 1.548% | 0% | BACKCASTED | BACKCASTED | 1997 | 4922109.7743 | NA | 416926.1101 | 386926.1101 | 30000 | NA | 332475.7513 | [11 empty] | 1997 | 89570.4391 | 131854.9611 | 70019.5311 | 95481.1788 | 17114.094 | 12885.906 | 416926.1101
1998 | 4922109.7743 | 3581440 | 440669.7743 | 900000 | 84450.3588 | 302475.7513 | 386926.1101 | 30000 | 30000 | 332475.7513 | 84450.3588 | 286515.2 | 286515.2 | 1.604% | 0% | BACKCASTED | BACKCASTED | 1998 | 4922109.7743 | NA | 416926.1101 | 386926.1101 | 30000 | NA | 332475.7513 | [11 empty] | 1998 | 89570.4391 | 131854.9611 | 70019.5311 | 95481.1788 | 17114.094 | 12885.906 | 416926.1101
1999 | 4922109.7743 | 3581440 | 440669.7743 | 900000 | 84450.3588 | 302475.7513 | 386926.1101 | 30000 | 30000 | 332475.7513 | 84450.3588 | 286515.2 | 286515.2 | 1.657% | 0% | BACKCASTED | BACKCASTED | 1999 | 4922109.7743 | NA | 416926.1101 | 386926.1101 | 30000 | NA | 332475.7513 | [11 empty] | 1999 | 89570.4391 | 131854.9611 | 70019.5311 | 95481.1788 | 17114.094 | 12885.906 | 416926.1101
2000 | 4922109.7743 | 3581440 | 440669.7743 | 900000 | 84450.3588 | 302475.7513 | 386926.1101 | 30000 | 30000 | 332475.7513 | 84450.3588 | 286515.2 | 286515.2 | 1.71% | 0% | BACKCASTED | BACKCASTED | 2000 | 4922109.7743 | NA | 416926.1101 | 386926.1101 | 30000 | NA | 332475.7513 | [11 empty] | 2000 | 89570.4391 | 131854.9611 | 70019.5311 | 95481.1788 | 17114.094 | 12885.906 | 416926.1101
2001 | 4922109.7743 | 3581440 | 440669.7743 | 900000 | 84450.3588 | 302475.7513 | 386926.1101 | 30000 | 30000 | 332475.7513 | 84450.3588 | 286515.2 | 286515.2 | 1.77% | 0% | BACKCASTED | BACKCASTED | 2001 | 4922109.7743 | NA | 416926.1101 | 386926.1101 | 30000 | NA | 332475.7513 | [11 empty] | 2001 | 89570.4391 | 131854.9611 | 70019.5311 | 95481.1788 | 17114.094 | 12885.906 | 416926.1101
2002 | 4922109.7743 | 3581440 | 440669.7743 | 900000 | 84450.3588 | 302475.7513 | 386926.1101 | 30000 | 30000 | 332475.7513 | 84450.3588 | 286515.2 | 286515.2 | 1.822% | 0% | BACKCASTED | BACKCASTED | 2002 | 4922109.7743 | NA | 416926.1101 | 386926.1101 | 30000 | NA | 332475.7513 | [11 empty] | 2002 | 89570.4391 | 131854.9611 | 70019.5311 | 95481.1788 | 17114.094 | 12885.906 | 416926.1101
2003 | 4922109.7743 | 3581440 | 440669.7743 | 900000 | 84450.3588 | 302475.7513 | 386926.1101 | 30000 | 30000 | 332475.7513 | 84450.3588 | 286515.2 | 286515.2 | 1.87% | 0% | BACKCASTED | BACKCASTED | 2003 | 4922109.7743 | NA | 416926.1101 | 386926.1101 | 30000 | NA | 332475.7513 | [11 empty] | 2003 | 89570.4391 | 131854.9611 | 70019.5311 | 95481.1788 | 17114.094 | 12885.906 | 416926.1101
2004 | 4922109.7743 | 3581440 | 440669.7743 | 900000 | 84450.3588 | 302475.7513 | 386926.1101 | 30000 | 30000 | 332475.7513 | 84450.3588 | 286515.2 | 286515.2 | 1.932% | 0% | BACKCASTED | BACKCASTED | 2004 | 4922109.7743 | NA | 416926.1101 | 386926.1101 | 30000 | NA | 332475.7513 | [11 empty] | 2004 | 89570.4391 | 131854.9611 | 70019.5311 | 95481.1788 | 17114.094 | 12885.906 | 416926.1101
2005 | 4922109.7743 | 3581440 | 440669.7743 | 900000 | 84450.3588 | 302475.7513 | 386926.1101 | 30000 | 30000 | 332475.7513 | 84450.3588 | 286515.2 | 286515.2 | 1.995% | 0% | BACKCASTED | BACKCASTED | 2005 | 4922109.7743 | NA | 416926.1101 | 386926.1101 | 30000 | NA | 332475.7513 |  | PTAC 9000 | 19.7% | 19.7% | 29% | 15.4% | 21% | 8.5% | 6.4% | 100% |  | 2005 | 89570.4391 | 131854.9611 | 70019.5311 | 95481.1788 | 17114.094 | 12885.906 | 416926.1101 |  | PTAC 9000 | 2005 | 20237.9419 | 18790.9496 | 17818.9765 | 16844.4796 | 15878.0916 | 0 | 89570.4391 | PTAC 9000 | 2005 | 0 | 0 | 39028.8915 | 17818.9765 | 16844.4796 | 15878.0916 | 0 | 89570.4391 | PTAC 9000 | 2005 | 0 | 0 | 0 | 56847.868 | 16844.4796 | 15878.0916 | 0 | 89570.4391 | PTAC 9000 | 2005 | 0 | 0 | 0 | 0 | 73692.3476 | 15878.0916 | 0 | 89570.4391 | PTAC 9000 | 2005 | 0 | 0 | 0 | 0 | 0 | 89570.4391 | 0 | 89570.4391 | PTAC 9000 | 2005 | 0 | 0 | 0 | 0 | 0 | 0 | 89570.4391 | 89570.4391 |  |  | 2005PTAC Standard Size - 9,000 Btu/h | PTAC Standard Size - 9,000 Btu/h | PTAC 9000 | 2005 | 0 | 210448.8929 | 195402.0114 | 185294.7248 | 175161.1946 | 165111.9868 | 0 | 931418.8105 |  | 2005PTAC Standard Size - 9,000 Btu/h | PTAC Standard Size - 9,000 Btu/h | PTAC 9000 | 2005 | 0 | 210448.8929 | 195402.0114 | 185294.7248 | 175161.1946 | 165111.9868 | 0 | 931418.8105 | -9.3132e-10 |  | 931418.8105 | OK | THROUGH 2012 we are in-line with non-standards shipments (POINT OF STANDARDS IMPACT) | 2005PTAC Standard Size - 9,000 Btu/h | PTAC Standard Size - 9,000 Btu/h | 2005 | 0 | 210448.8929 | 195402.0114 | 185294.7248 | 175161.1946 | 165111.9868 | 0 | 931418.8105 | OK | 2005PTAC Standard Size - 9,000 Btu/h | PTAC Standard Size - 9,000 Btu/h | 2005 | 0% | 22.59% | 20.98% | 19.89% | 18.81% | 17.73% | 0% | 100% | OK
2006 | 5018255.5168 | 3581440 | 536815.5168 | 900000 | 86129.6903 | 313652.7775 | 399782.4678 | 30000 | 30000 | 343652.7775 | 86129.6903 | 286515.2 | 286515.2 | 2.025% | 0% |  |  | 2006 | 5018255.5168 | 1.953% | 429782.4678 | 399782.4678 | 30000 | 3.084% | 343652.7775 |  | PTAC 12000 | 29% | [8 empty] | 2006 | 92546.5877 | 136236.0936 | 72346.0635 | 98653.723 | 17114.094 | 12885.906 | 429782.4678 |  | PTAC 9000 | 2006 | 20910.3861 | 19415.3148 | 18411.0459 | 17404.1695 | 16405.6714 | 0 | 92546.5877 | PTAC 9000 | 2006 | 0 | 0 | 40325.7008 | 18411.0459 | 17404.1695 | 16405.6714 | 0 | 92546.5877 | PTAC 9000 | 2006 | 0 | 0 | 0 | 58736.7468 | 17404.1695 | 16405.6714 | 0 | 92546.5877 | PTAC 9000 | 2006 | 0 | 0 | 0 | 0 | 76140.9163 | 16405.6714 | 0 | 92546.5877 | PTAC 9000 | 2006 | 0 | 0 | 0 | 0 | 0 | 92546.5877 | 0 | 92546.5877 | PTAC 9000 | 2006 | 0 | 0 | 0 | 0 | 0 | 0 | 92546.5877 | 92546.5877 |  |  | 2006PTAC Standard Size - 9,000 Btu/h | PTAC Standard Size - 9,000 Btu/h | PTAC 9000 | 2006 | 0 | 215402.9247 | 200001.835 | 189656.6198 | 179284.5432 | 168998.7739 | 0 | 953344.6966 |  | 2006PTAC Standard Size - 9,000 Btu/h | PTAC Standard Size - 9,000 Btu/h | PTAC 9000 | 2006 | 0 | 215402.9247 | 200001.835 | 189656.6198 | 179284.5432 | 168998.7739 | 0 | 953344.6966 | 0 |  | 953344.6966 | OK |  | 2006PTAC Standard Size - 9,000 Btu/h | PTAC Standard Size - 9,000 Btu/h | 2006 | 0 | 215402.9247 | 200001.835 | 189656.6198 | 179284.5432 | 168998.7739 | 0 | 953344.6966 | OK | 2006PTAC Standard Size - 9,000 Btu/h | PTAC Standard Size - 9,000 Btu/h | 2006 | 0% | 22.59% | 20.98% | 19.89% | 18.81% | 17.73% | 0% | 100% | OK
2007 | 5104385.2071 | 3581440 | 622945.2071 | 900000 | 91314.8741 | 323529.5576 | 414844.4317 | 30000 | 30000 | 353529.5576 | 91314.8741 | 286515.2 | 286515.2 | 2.091% | 0% |  |  | 2007 | 5104385.2071 | 1.716% | 444844.4317 | 414844.4317 | 30000 | 3.505% | 353529.5576 |  | PTHP 9000 | 15.4% | [8 empty] | 2007 | 96033.3173 | 141368.8428 | 75071.7303 | 102370.5413 | 17114.094 | 12885.906 | 444844.4317 |  | PTAC 9000 | 2007 | 21698.1932 | 20146.7945 | 19104.6894 | 18059.8785 | 17023.7616 | 0 | 96033.3173 | PTAC 9000 | 2007 | 0 | 0 | 41844.9877 | 19104.6894 | 18059.8785 | 17023.7616 | 0 | 96033.3173 | PTAC 9000 | 2007 | 0 | 0 | 0 | 60949.6771 | 18059.8785 | 17023.7616 | 0 | 96033.3173 | PTAC 9000 | 2007 | 0 | 0 | 0 | 0 | 79009.5557 | 17023.7616 | 0 | 96033.3173 | PTAC 9000 | 2007 | 0 | 0 | 0 | 0 | 0 | 96033.3173 | 0 | 96033.3173 | PTAC 9000 | 2007 | 0 | 0 | 0 | 0 | 0 | 0 | 96033.3173 | 96033.3173 |  |  | 2007PTAC Standard Size - 9,000 Btu/h | PTAC Standard Size - 9,000 Btu/h | PTAC 9000 | 2007 | 0 | 219763.8232 | 204050.9337 | 193496.2764 | 182914.2139 | 172420.206 | 0 | 972645.4531 |  | 2007PTAC Standard Size - 9,000 Btu/h | PTAC Standard Size - 9,000 Btu/h | PTAC 9000 | 2007 | 0 | 219763.8232 | 204050.9337 | 193496.2764 | 182914.2139 | 172420.206 | 0 | 972645.4531 | 0 |  | 972645.4531 | OK |  | 2007PTAC Standard Size - 9,000 Btu/h | PTAC Standard Size - 9,000 Btu/h | 2007 | 0 | 219763.8232 | 204050.9337 | 193496.2764 | 182914.2139 | 172420.206 | 0 | 972645.4531 | OK | 2007PTAC Standard Size - 9,000 Btu/h | PTAC Standard Size - 9,000 Btu/h | 2007 | 0% | 22.59% | 20.98% | 19.89% | 18.81% | 17.73% | 0% | 100% | OK
2008 | 5195700.0812 | 3581440 | 714260.0812 | 900000 | 94209.2948 | 333684.0787 | 427893.3735 | 30000 | 30000 | 363684.0787 | 94209.2948 | 286515.2 | 286515.2 | 2.172% | 0% |  |  | 2008 | 5195700.0812 | 1.789% | 457893.3735 | 427893.3735 | 30000 | 2.933% | 363684.0787 |  | PTHP 12000 | 21% | [8 empty] | 2008 | 99054.0477 | 145815.6032 | 77433.1134 | 105590.6092 | 17114.094 | 12885.906 | 457893.3735 |  | PTAC 9000 | 2008 | 22380.7104 | 20780.5124 | 19705.6279 | 18627.9525 | 17559.2445 | 0 | 99054.0477 | PTAC 9000 | 2008 | 0 | 0 | 43161.2228 | 19705.6279 | 18627.9525 | 17559.2445 | 0 | 99054.0477 | PTAC 9000 | 2008 | 0 | 0 | 0 | 62866.8507 | 18627.9525 | 17559.2445 | 0 | 99054.0477 | PTAC 9000 | 2008 | 0 | 0 | 0 | 0 | 81494.8032 | 17559.2445 | 0 | 99054.0477 | PTAC 9000 | 2008 | 0 | 0 | 0 | 0 | 0 | 99054.0477 | 0 | 99054.0477 | PTAC 9000 | 2008 | 0 | 0 | 0 | 0 | 0 | 0 | 99054.0477 | 99054.0477 |  |  | 2008PTAC Standard Size - 9,000 Btu/h | PTAC Standard Size - 9,000 Btu/h | PTAC 9000 | 2008 | 0 | 224359.9902 | 208318.4794 | 197543.0807 | 186739.7037 | 176026.2229 | 0 | 992987.4769 |  | 2008PTAC Standard Size - 9,000 Btu/h | PTAC Standard Size - 9,000 Btu/h | PTAC 9000 | 2008 | 0 | 224359.9902 | 208318.4794 | 197543.0807 | 186739.7037 | 176026.2229 | 0 | 992987.4769 | 0 |  | 992987.4769 | OK |  | 2008PTAC Standard Size - 9,000 Btu/h | PTAC Standard Size - 9,000 Btu/h | 2008 | 0 | 224359.9902 | 208318.4794 | 197543.0807 | 186739.7037 | 176026.2229 | 0 | 992987.4769 | OK | 2008PTAC Standard Size - 9,000 Btu/h | PTAC Standard Size - 9,000 Btu/h | 2008 | 0% | 22.59% | 20.98% | 19.89% | 18.81% | 17.73% | 0% | 100% | OK
2009 | 5289909.376 | 3581440 | 808469.376 | 900000 | 97181.4272 | 344947.1564 | 442128.5836 | 30000 | 30000 | 374947.1564 | 97181.4272 | 286515.2 | 286515.2 | 2.193% | 0% |  |  | 2009 | 5289909.376 | 1.813% | 472128.5836 | 442128.5836 | 30000 | 3.109% | 374947.1564 |  | PTAC 11000 | 8.5% | [8 empty] | 2009 | 102349.3901 | 150666.6149 | 80009.1679 | 109103.4108 | 17114.094 | 12885.906 | 472128.5836 |  | PTAC 9000 | 2009 | 23125.2747 | 21471.8411 | 20361.1972 | 19247.6695 | 18143.4076 | 0 | 102349.3901 | PTAC 9000 | 2009 | 0 | 0 | 44597.1158 | 20361.1972 | 19247.6695 | 18143.4076 | 0 | 102349.3901 | PTAC 9000 | 2009 | 0 | 0 | 0 | 64958.313 | 19247.6695 | 18143.4076 | 0 | 102349.3901 | PTAC 9000 | 2009 | 0 | 0 | 0 | 0 | 84205.9825 | 18143.4076 | 0 | 102349.3901 | PTAC 9000 | 2009 | 0 | 0 | 0 | 0 | 0 | 102349.3901 | 0 | 102349.3901 | PTAC 9000 | 2009 | 0 | 0 | 0 | 0 | 0 | 0 | 102349.3901 | 102349.3901 |  |  | 2009PTAC Standard Size - 9,000 Btu/h | PTAC Standard Size - 9,000 Btu/h | PTAC 9000 | 2009 | 0 | 229232.8558 | 212842.9401 | 201833.511 | 190795.4959 | 179849.3294 | 0 | 1014554.1322 |  | 2009PTAC Standard Size - 9,000 Btu/h | PTAC Standard Size - 9,000 Btu/h | PTAC 9000 | 2009 | 0 | 229232.8558 | 212842.9401 | 201833.511 | 190795.4959 | 179849.3294 | 0 | 1014554.1322 | 0 |  | 1014554.1322 | OK |  | 2009PTAC Standard Size - 9,000 Btu/h | PTAC Standard Size - 9,000 Btu/h | 2009 | 0 | 229232.8558 | 212842.9401 | 201833.511 | 190795.4959 | 179849.3294 | 0 | 1014554.1322 | OK | 2009PTAC Standard Size - 9,000 Btu/h | PTAC Standard Size - 9,000 Btu/h | 2009 | 0% | 22.59% | 20.98% | 19.89% | 18.81% | 17.73% | 0% | 100% | OK
2010 | 5387090.8032 | 3581440 | 905650.8032 | 900000 | 98086.3668 | 356133.374 | 454219.7408 | 30000 | 30000 | 386133.374 | 98086.3668 | 286515.2 | 286515.2 | 2.214% | 0% |  |  | 2010 | 5387090.8032 | 1.837% | 484219.7408 | 454219.7408 | 30000 | 2.561% | 386133.374 |  | PTHP 11000 | 6.4% | [8 empty] | 2010 | 105148.4006 | 154786.9857 | 82197.2269 | 112087.1276 | 17114.094 | 12885.906 | 484219.7408 |  | PTAC 9000 | 2010 | 23757.6955 | 22059.0445 | 20918.0271 | 19774.0471 | 18639.5863 | 0 | 105148.4006 | PTAC 9000 | 2010 | 0 | 0 | 45816.74 | 20918.0271 | 19774.0471 | 18639.5863 | 0 | 105148.4006 | PTAC 9000 | 2010 | 0 | 0 | 0 | 66734.7671 | 19774.0471 | 18639.5863 | 0 | 105148.4006 | PTAC 9000 | 2010 | 0 | 0 | 0 | 0 | 86508.8143 | 18639.5863 | 0 | 105148.4006 | PTAC 9000 | 2010 | 0 | 0 | 0 | 0 | 0 | 105148.4006 | 0 | 105148.4006 | PTAC 9000 | 2010 | 0 | 0 | 0 | 0 | 0 | 0 | 105148.4006 | 105148.4006 |  |  | 2010PTAC Standard Size - 9,000 Btu/h | PTAC Standard Size - 9,000 Btu/h | PTAC 9000 | 2010 | 0 | 234260.1774 | 217510.8133 | 206259.9356 | 194979.8451 | 183793.6175 | 0 | 1036804.3889 |  | 2010PTAC Standard Size - 9,000 Btu/h | PTAC Standard Size - 9,000 Btu/h | PTAC 9000 | 2010 | 0 | 234260.1774 | 217510.8133 | 206259.9356 | 194979.8451 | 183793.6175 | 0 | 1036804.3889 | 0 |  | 1036804.3889 | OK |  | 2010PTAC Standard Size - 9,000 Btu/h | PTAC Standard Size - 9,000 Btu/h | 2010 | 0 | 234260.1774 | 217510.8133 | 206259.9356 | 194979.8451 | 183793.6175 | 0 | 1036804.3889 | OK | 2010PTAC Standard Size - 9,000 Btu/h | PTAC Standard Size - 9,000 Btu/h | 2010 | 0% | 22.59% | 20.98% | 19.89% | 18.81% | 17.73% | 0% | 100% | OK
2011 | 5485177.17 | 3581440 | 1003737.17 | 900000 | 98171.0661 | 366691.967 | 464863.0331 | 30000 | 30000 | 396691.967 | 98171.0661 | 286515.2 | 286515.2 | 2.186% | 0% |  |  | 2011 | 5485177.17 | 1.821% | 494863.0331 | 464863.0331 | 30000 | 2.198% | 396691.967 |  | Total | 100% |  | Shares Re-grouped by Standard vs Non-Standard | [6 empty] | 2011 | 107612.2415 | 158413.9596 | 84123.2751 | 114713.5569 | 17114.094 | 12885.906 | 494863.0331 |  | PTAC 9000 | 2011 | 24314.3866 | 22575.9328 | 21408.1791 | 20237.3933 | 19076.3498 | 0 | 107612.2415 | PTAC 9000 | 2011 | 0 | 0 | 46890.3194 | 21408.1791 | 20237.3933 | 19076.3498 | 0 | 107612.2415 | PTAC 9000 | 2011 | 0 | 0 | 0 | 68298.4985 | 20237.3933 | 19076.3498 | 0 | 107612.2415 | PTAC 9000 | 2011 | 0 | 0 | 0 | 0 | 88535.8917 | 19076.3498 | 0 | 107612.2415 | PTAC 9000 | 2011 | 0 | 0 | 0 | 0 | 0 | 107612.2415 | 0 | 107612.2415 | PTAC 9000 | 2011 | 0 | 0 | 0 | 0 | 0 | 0 | 107612.2415 | 107612.2415 |  |  | 2011PTAC Standard Size - 9,000 Btu/h | PTAC Standard Size - 9,000 Btu/h | PTAC 9000 | 2011 | 0 | 239446.1018 | 222325.9495 | 210826.0059 | 199296.2029 | 187862.3406 | 0 | 1059756.6008 |  | 2011PTAC Standard Size - 9,000 Btu/h | PTAC Standard Size - 9,000 Btu/h | PTAC 9000 | 2011 | 0 | 239446.1018 | 222325.9495 | 210826.0059 | 199296.2029 | 187862.3406 | 0 | 1059756.6008 | 0 |  | 1059756.6008 | OK |  | 2011PTAC Standard Size - 9,000 Btu/h | PTAC Standard Size - 9,000 Btu/h | 2011 | 0 | 239446.1018 | 222325.9495 | 210826.0059 | 199296.2029 | 187862.3406 | 0 | 1059756.6008 | OK | 2011PTAC Standard Size - 9,000 Btu/h | PTAC Standard Size - 9,000 Btu/h | 2011 | 0% | 22.59% | 20.98% | 19.89% | 18.81% | 17.73% | 0% | 100% | OK
2012 | 5583348.2361 | 3581440 | 1101908.2361 | 900000 | 97679.1941 | 375679.7575 | 473358.9516 | 30000 | 30000 | 405679.7575 | 97679.1941 | 286515.2 | 286515.2 | 2.141% | 0% |  |  | 2012 | 5583348.2361 | 1.79% | 503358.9516 | 473358.9516 | 30000 | 1.717% | 405679.7575 |  |  |  | % of Standard Sales |  |  |  | % of Non-Standard Sales |  |  |  | 2012 | 109578.9817 | 161309.1609 | 85660.7268 | 116810.0821 | 17114.094 | 12885.906 | 503358.9516 |  | PTAC 9000 | 2012 | 24758.7606 | 22988.5345 | 21799.4387 | 20607.2554 | 19424.9925 | 0 | 109578.9817 | PTAC 9000 | 2012 | 0 | 0 | 47747.2951 | 21799.4387 | 20607.2554 | 19424.9925 | 0 | 109578.9817 | PTAC 9000 | 2012 | 0 | 0 | 0 | 69546.7338 | 20607.2554 | 19424.9925 | 0 | 109578.9817 | PTAC 9000 | 2012 | 0 | 0 | 0 | 0 | 90153.9893 | 19424.9925 | 0 | 109578.9817 | PTAC 9000 | 2012 | 0 | 0 | 0 | 0 | 0 | 109578.9817 | 0 | 109578.9817 | PTAC 9000 | 2012 | 0 | 0 | 0 | 0 | 0 | 0 | 109578.9817 | 109578.9817 |  |  | 2012PTAC Standard Size - 9,000 Btu/h | PTAC Standard Size - 9,000 Btu/h | PTAC 9000 | 2012 | 0 | 244580.8815 | 227093.5976 | 215347.0446 | 203569.9918 | 191890.9371 | 0 | 1082482.4527 |  | 2012PTAC Standard Size - 9,000 Btu/h | PTAC Standard Size - 9,000 Btu/h | PTAC 9000 | 2012 | 0 | 244580.8815 | 227093.5976 | 215347.0446 | 203569.9918 | 191890.9371 | 0 | 1082482.4527 | 0 |  | 1082482.4527 | OK |  | 2012PTAC Standard Size - 9,000 Btu/h | PTAC Standard Size - 9,000 Btu/h | 2012 | 0 | 244580.8815 | 227093.5976 | 215347.0446 | 203569.9918 | 191890.9371 | 0 | 1082482.4527 | OK | 2012PTAC Standard Size - 9,000 Btu/h | PTAC Standard Size - 9,000 Btu/h | 2012 | 0% | 22.59% | 20.98% | 19.89% | 18.81% | 17.73% | 0% | 100% | OK
2013 | 5662427.4302 | 3581440 | 1199587.4302 | 881400 | 97469.0925 | 384701.5375 | 482170.63 | 48000 | 29400 | 414101.5375 | 97469.0925 | 322329.6 | 283650.048 | 2.086% | -2.067% |  |  | 2013 | 5662427.4302 | 1.416% | 511570.63 | 482170.63 | 29400 | 1.631% | 414101.5375 |  |  |  | 1 | 2 | 3 | 4 | 5 | 6 |  |  | 2013 | 111618.818 | 164311.9656 | 87255.3196 | 118984.5268 | 16771.8121 | 12628.1879 | 511570.63 |  | PTAC 9000 | 2013 | 25219.6503 | 23416.471 | 22205.2399 | 20990.8639 | 19786.5929 | 0 | 111618.818 | PTAC 9000 | 2013 | 0 | 0 | 48636.1213 | 22205.2399 | 20990.8639 | 19786.5929 | 0 | 111618.818 | PTAC 9000 | 2013 | 0 | 0 | 0 | 70841.3612 | 20990.8639 | 19786.5929 | 0 | 111618.818 | PTAC 9000 | 2013 | 0 | 0 | 0 | 0 | 91832.2251 | 19786.5929 | 0 | 111618.818 | PTAC 9000 | 2013 | 0 | 0 | 0 | 0 | 0 | 111618.818 | 0 | 111618.818 | PTAC 9000 | 2013 | 0 | 0 | 0 | 0 | 0 | 0 | 111618.818 | 111618.818 |  |  | 2013PTAC Standard Size - 9,000 Btu/h | PTAC Standard Size - 9,000 Btu/h | PTAC 9000 | 2013 | 0 | 249689.9341 | 231837.3582 | 219845.4313 | 207822.3675 | 195899.349 | 0 | 1105094.4401 |  | 2013PTAC Standard Size - 9,000 Btu/h | PTAC Standard Size - 9,000 Btu/h | PTAC 9000 | 2013 |  | 229594.873 | 213179.0735 | 202152.2576 | 264268.8869 | 195899.349 | 0 | 1105094.4401 | 0 |  | 1105094.4401 | OK | Note: First inequality in stock formula set to "strictly less than" for 2013 only so that stock builds from zero, if necessary, when first sales are in 2012. 5/30/2008 MJS | 2013PTAC Standard Size - 9,000 Btu/h | PTAC Standard Size - 9,000 Btu/h | 2013 | 0 | 229594.873 | 213179.0735 | 202152.2576 | 264268.8869 | 195899.349 | 0 | 1105094.4401 | OK | 2013PTAC Standard Size - 9,000 Btu/h | PTAC Standard Size - 9,000 Btu/h | 2013 | 0% | 20.78% | 19.29% | 18.29% | 23.91% | 17.73% | 0% | 100% | OK
2014 | 5703020.9707 | 3542760.448 | 1297056.5227 | 863204 | 97222.7807 | 391637.9475 | 488860.7282 | 47008 | 28812 | 420449.9475 | 97222.7807 | 322329.6 | 280813.5475 | 1.23% | -2.064% |  |  | 2014 | 5703020.9707 | 0.7169% | 517672.7282 | 488860.7282 | 28812 | 1.193% | 420449.9475 |  |  |  | PTAC 9000 | PTAC 12000 | PTHP 9000 | PTHP 12000 | PTAC 11000 | PTHP 11000 |  |  | 2014 | 113167.5246 | 166591.7875 | 88465.9837 | 120635.4323 | 16436.3758 | 12375.6242 | 517672.7282 |  | PTAC 9000 | 2014 | 25569.5719 | 23741.3736 | 22513.3367 | 21282.1113 | 20061.1311 | 0 | 113167.5246 | PTAC 9000 | 2014 | 0 | 0 | 49310.9455 | 22513.3367 | 21282.1113 | 20061.1311 | 0 | 113167.5246 | PTAC 9000 | 2014 | 0 | 0 | 0 | 71824.2822 | 21282.1113 | 20061.1311 | 0 | 113167.5246 | PTAC 9000 | 2014 | 0 | 0 | 0 | 0 | 93106.3936 | 20061.1311 | 0 | 113167.5246 | PTAC 9000 | 2014 | 0 | 0 | 0 | 0 | 0 | 113167.5246 | 0 | 113167.5246 | PTAC 9000 | 2014 | 0 | 0 | 0 | 0 | 0 | 0 | 113167.5246 | 113167.5246 |  |  | 2014PTAC Standard Size - 9,000 Btu/h | PTAC Standard Size - 9,000 Btu/h | PTAC 9000 | 2014 | 0 | 252764.8863 | 234692.4544 | 222552.846 | 210381.7172 | 198311.8657 | 0 | 1118703.7697 |  | 2014PTAC Standard Size - 9,000 Btu/h | PTAC Standard Size - 9,000 Btu/h | PTAC 9000 | 2014 |  | 212735.6135 | 197525.2338 | 187308.1223 | 322822.9344 | 198311.8657 | 0 | 1118703.7697 | 0 |  | 1118703.7697 | OK |  | 2014PTAC Standard Size - 9,000 Btu/h | PTAC Standard Size - 9,000 Btu/h | 2014 | 0 | 212735.6135 | 197525.2338 | 187308.1223 | 322822.9344 | 198311.8657 | 0 | 1118703.7697 | OK | 2014PTAC Standard Size - 9,000 Btu/h | PTAC Standard Size - 9,000 Btu/h | 2014 | 0% | 19.02% | 17.66% | 16.74% | 28.86% | 17.73% | 0% | 100% | OK
2015 | 5740925.9123 | 3501244.3955 | 1394279.3034 | 845402.2133 | 97395.3247 | 399124.9493 | 496520.2739 | 46037.5467 | 28235.76 | 427360.7093 | 97395.3247 | 318848.4403 | 278005.412 | 1.151% | -2.062% |  |  | 2015 | 5740925.9123 | 0.6646% | 524756.0339 | 496520.2739 | 28235.76 | 1.368% | 427360.7093 |  |  |  | 23.15% | 34.08% | 18.1% | 24.68% | 57.05% | 42.95% |  |  | 2015 | 114940.651 | 169201.9735 | 89852.0825 | 122525.567 | 16107.6483 | 12128.1117 | 524756.0339 |  | PTAC 9000 | 2015 | 25970.1999 | 24113.3571 | 22866.0792 | 21615.5627 | 20375.452 | 0 | 114940.651 | PTAC 9000 | 2015 | 0 | 0 | 50083.557 | 22866.0792 | 21615.5627 | 20375.452 | 0 | 114940.651 | PTAC 9000 | 2015 | 0 | 0 | 0 | 72949.6362 | 21615.5627 | 20375.452 | 0 | 114940.651 | PTAC 9000 | 2015 | 0 | 0 | 0 | 0 | 94565.199 | 20375.452 | 0 | 114940.651 | PTAC 9000 | 2015 | 0 | 0 | 0 | 0 | 0 | 114940.651 | 0 | 114940.651 | PTAC 9000 | 2015 | 0 | 0 | 0 | 0 | 0 | 0 | 114940.651 | 114940.651 |  |  | 2015PTAC Standard Size - 9,000 Btu/h | PTAC Standard Size - 9,000 Btu/h | PTAC 9000 | 2015 | 0 | 255678.5939 | 237397.8349 | 225118.289 | 212806.8594 | 200597.8746 | 0 | 1131599.4518 |  | 2015PTAC Standard Size - 9,000 Btu/h | PTAC Standard Size - 9,000 Btu/h | PTAC 9000 | 2015 |  | 195876.354 | 181871.3942 | 172463.9869 | 380789.8421 | 200597.8746 | 0 | 1131599.4518 | 0 |  | 1131599.4518 | OK |  | 2015PTAC Standard Size - 9,000 Btu/h | PTAC Standard Size - 9,000 Btu/h | 2015 | 0 | 195876.354 | 181871.3942 | 172463.9869 | 380789.8421 | 200597.8746 | 0 | 1131599.4518 | OK | 2015PTAC Standard Size - 9,000 Btu/h | PTAC Standard Size - 9,000 Btu/h | 2015 | 0% | 17.31% | 16.07% | 15.24% | 33.65% | 17.73% | 0% | 100% | OK
2016 | 5780061.1354 | 3460401.3672 | 1491674.6281 | 827985.1401 | 98356.7691 | 407067.0279 | 505423.797 | 45088.118 | 27671.0448 | 434738.0727 | 98356.7691 | 315111.9956 | 275225.3579 | 1.155% | -2.06% |  |  | 2016 | 5780061.1354 | 0.6817% | 533094.8418 | 505423.797 | 27671.0448 | 1.589% | 434738.0727 | [6 empty] | 100% |  | 100% |  |  | 2016 | 117001.7485 | 172236.0765 | 91463.2958 | 124722.6761 | 15785.4954 | 11885.5494 | 533094.8418 |  | PTAC 9000 | 2016 | 26435.8935 | 24545.754 | 23276.1101 | 22003.1696 | 20740.8214 | 0 | 117001.7485 | PTAC 9000 | 2016 | 0 | 0 | 50981.6475 | 23276.1101 | 22003.1696 | 20740.8214 | 0 | 117001.7485 | PTAC 9000 | 2016 | 0 | 0 | 0 | 74257.7576 | 22003.1696 | 20740.8214 | 0 | 117001.7485 | PTAC 9000 | 2016 | 0 | 0 | 0 | 0 | 96260.9272 | 20740.8214 | 0 | 117001.7485 | PTAC 9000 | 2016 | 0 | 0 | 0 | 0 | 0 | 117001.7485 | 0 | 117001.7485 | PTAC 9000 | 2016 | 0 | 0 | 0 | 0 | 0 | 0 | 117001.7485 | 117001.7485 |  |  | 2016PTAC Standard Size - 9,000 Btu/h | PTAC Standard Size - 9,000 Btu/h | PTAC 9000 | 2016 | 0 | 258636.5284 | 240144.2801 | 227722.6727 | 215268.8127 | 202918.5826 | 0 | 1144690.8764 |  | 2016PTAC Standard Size - 9,000 Btu/h | PTAC Standard Size - 9,000 Btu/h | PTAC 9000 | 2016 |  | 179199.1745 | 166386.616 | 157780.1682 | 438406.3351 | 202918.5826 | 0 | 1144690.8764 | 0 |  | 1144690.8764 | OK |  | 2016PTAC Standard Size - 9,000 Btu/h | PTAC Standard Size - 9,000 Btu/h | 2016 | 0 | 179199.1745 | 166386.616 | 157780.1682 | 438406.3351 | 202918.5826 | 0 | 1144690.8764 | OK | 2016PTAC Standard Size - 9,000 Btu/h | PTAC Standard Size - 9,000 Btu/h | 2016 | 0% | 15.65% | 14.54% | 13.78% | 38.3% | 17.73% | 0% | 100% | OK
2017 | 5821489.6834 | 3420514.7296 | 1590031.3973 | 810943.5565 | 99548.6396 | 416420.7695 | 515969.4091 | 44159.2075 | 27117.6239 | 443538.3934 | 99548.6396 | 311436.1231 | 272473.1043 | 1.181% | -2.058% |  |  | 2017 | 5821489.6834 | 0.7167% | 543087.033 | 515969.4091 | 27117.6239 | 1.874% | 443538.3934 | [11 empty] | 2017 | 119442.9772 | 175829.7634 | 93371.6675 | 127325.0011 | 15469.7854 | 11647.8385 | 543087.033 |  | PTAC 9000 | 2017 | 26987.4755 | 25057.8985 | 23761.7636 | 22462.2633 | 21173.5763 | 0 | 119442.9772 | PTAC 9000 | 2017 | 0 | 0 | 52045.374 | 23761.7636 | 22462.2633 | 21173.5763 | 0 | 119442.9772 | PTAC 9000 | 2017 | 0 | 0 | 0 | 75807.1376 | 22462.2633 | 21173.5763 | 0 | 119442.9772 | PTAC 9000 | 2017 | 0 | 0 | 0 | 0 | 98269.4009 | 21173.5763 | 0 | 119442.9772 | PTAC 9000 | 2017 | 0 | 0 | 0 | 0 | 0 | 119442.9772 | 0 | 119442.9772 | PTAC 9000 | 2017 | 0 | 0 | 0 | 0 | 0 | 0 | 119442.9772 | 119442.9772 |  |  | 2017PTAC Standard Size - 9,000 Btu/h | PTAC Standard Size - 9,000 Btu/h | PTAC 9000 | 2017 | 0 | 261694.7741 | 242983.8643 | 230415.3778 | 217814.2572 | 205317.9919 | 0 | 1158226.2653 |  | 2017PTAC Standard Size - 9,000 Btu/h | PTAC Standard Size - 9,000 Btu/h | PTAC 9000 | 2017 |  | 162717.4275 | 151083.2971 | 143268.4227 | 495839.126 | 205317.9919 | 0 | 1158226.2653 | 0 |  | 1158226.2653 | OK |  | 2017PTAC Standard Size - 9,000 Btu/h | PTAC Standard Size - 9,000 Btu/h | 2017 | 0 | 162717.4275 | 151083.2971 | 143268.4227 | 495839.126 | 205317.9919 | 0 | 1158226.2653 | OK | 2017PTAC Standard Size - 9,000 Btu/h | PTAC Standard Size - 9,000 Btu/h | 2017 | 0% | 14.05% | 13.04% | 12.37% | 42.81% | 17.73% | 0% | 100% | OK
2018 | 5865400.2527 | 3381551.7109 | 1689580.0369 | 794268.5049 | 101603.4511 | 426218.7563 | 527822.2074 | 43250.323 | 26575.2714 | 452794.0278 | 101603.4511 | 307846.3257 | 269748.3733 | 1.209% | -2.056% |  |  | 2018 | 5865400.2527 | 0.7543% | 554397.4789 | 527822.2074 | 26575.2714 | 2.083% | 452794.0278 |  | From Summary Tab | [9 empty] | 2018 | 122186.8095 | 179868.9073 | 95516.5922 | 130249.8984 | 15160.3897 | 11414.8817 | 554397.4789 |  | PTAC 9000 | 2018 | 27607.4291 | 25633.526 | 24307.6165 | 22978.2642 | 21659.9736 | 0 | 122186.8095 | PTAC 9000 | 2018 | 0 | 0 | 53240.9551 | 24307.6165 | 22978.2642 | 21659.9736 | 0 | 122186.8095 | PTAC 9000 | 2018 | 0 | 0 | 0 | 77548.5716 | 22978.2642 | 21659.9736 | 0 | 122186.8095 | PTAC 9000 | 2018 | 0 | 0 | 0 | 0 | 100526.8358 | 21659.9736 | 0 | 122186.8095 | PTAC 9000 | 2018 | 0 | 0 | 0 | 0 | 0 | 122186.8095 | 0 | 122186.8095 | PTAC 9000 | 2018 | 0 | 0 | 0 | 0 | 0 | 0 | 122186.8095 | 122186.8095 |  |  | 2018PTAC Standard Size - 9,000 Btu/h | PTAC Standard Size - 9,000 Btu/h | PTAC 9000 | 2018 | 0 | 264863.6693 | 245926.1867 | 233205.5067 | 220451.7976 | 207804.2135 | 0 | 1172251.3737 |  | 2018PTAC Standard Size - 9,000 Btu/h | PTAC Standard Size - 9,000 Btu/h | PTAC 9000 | 2018 |  | 146427.9448 | 135958.4959 | 128925.9609 | 553134.7586 | 207804.2135 | 0 | 1172251.3737 | 0 |  | 1172251.3737 | OK |  | 2018PTAC Standard Size - 9,000 Btu/h | PTAC Standard Size - 9,000 Btu/h | 2018 | 0 | 146427.9448 | 135958.4959 | 128925.9609 | 553134.7586 | 207804.2135 | 0 | 1172251.3737 | OK | 2018PTAC Standard Size - 9,000 Btu/h | PTAC Standard Size - 9,000 Btu/h | 2018 | 0% | 12.49% | 11.6% | 11% | 47.19% | 17.73% | 0% | 100% | OK
2019 | 5912588.5305 | 3343453.7585 | 1791183.4879 | 777951.284 | 104107.561 | 436020.9633 | 540128.5243 | 42360.9869 | 26043.766 | 462064.7293 | 104107.561 | 304339.654 | 267050.8896 | 1.252% | -2.054% |  |  | 2019 | 5912588.5305 | 0.8045% | 566172.2903 | 540128.5243 | 26043.766 | 2.124% | 462064.7293 |  | Market Share Assumptions | [9 empty] | 2019 | 125035.6278 | 184062.5994 | 97743.5872 | 133286.7099 | 14857.1819 | 11186.5841 | 566172.2903 |  | PTAC 9000 | 2019 | 28251.1037 | 26231.1786 | 24874.3551 | 23514.0086 | 22164.9817 | 0 | 125035.6278 | PTAC 9000 | 2019 | 0 | 0 | 54482.2824 | 24874.3551 | 23514.0086 | 22164.9817 | 0 | 125035.6278 | PTAC 9000 | 2019 | 0 | 0 | 0 | 79356.6375 | 23514.0086 | 22164.9817 | 0 | 125035.6278 | PTAC 9000 | 2019 | 0 | 0 | 0 | 0 | 102870.6461 | 22164.9817 | 0 | 125035.6278 | PTAC 9000 | 2019 | 0 | 0 | 0 | 0 | 0 | 125035.6278 | 0 | 125035.6278 | PTAC 9000 | 2019 | 0 | 0 | 0 | 0 | 0 | 0 | 125035.6278 | 125035.6278 |  |  | 2019PTAC Standard Size - 9,000 Btu/h | PTAC Standard Size - 9,000 Btu/h | PTAC 9000 | 2019 | 0 | 268185.2869 | 249010.3121 | 236130.1039 | 223216.4522 | 210410.2566 | 0 | 1186952.4116 |  | 2019PTAC Standard Size - 9,000 Btu/h | PTAC Standard Size - 9,000 Btu/h | PTAC 9000 | 2019 |  | 130326.2244 | 121008.0321 | 114748.8188 | 610459.0797 | 210410.2566 | 0 | 1186952.4116 | 0 |  | 1186952.4116 | OK |  | 2019PTAC Standard Size - 9,000 Btu/h | PTAC Standard Size - 9,000 Btu/h | 2019 | 0 | 130326.2244 | 121008.0321 | 114748.8188 | 610459.0797 | 210410.2566 | 0 | 1186952.4116 | OK | 2019PTAC Standard Size - 9,000 Btu/h | PTAC Standard Size - 9,000 Btu/h | 2019 | 0% | 10.98% | 10.19% | 9.668% | 51.43% | 17.73% | 0% | 100% | OK
2020 | 5963439.4825 | 3306164.9941 | 1895291.0489 | 761983.4395 | 106746.0874 | 446465.8445 | 553211.9319 | 41490.7351 | 25522.8907 | 471988.7352 | 106746.0874 | 300910.8383 | 264380.3807 | 1.301% | -2.053% |  |  | 2020 | 5963439.4825 | 0.86% | 578734.8225 | 553211.9319 | 25522.8907 | 2.219% | 471988.7352 | [11 empty] | 2020 | 128064.3368 | 188521.1049 | 100111.2074 | 136515.2828 | 14560.0383 | 10962.8524 | 578734.8225 |  | PTAC 9000 | 2020 | 28935.4237 | 26866.5703 | 25476.8808 | 24083.583 | 22701.8789 | 0 | 128064.3368 | PTAC 9000 | 2020 | 0 | 0 | 55801.994 | 25476.8808 | 24083.583 | 22701.8789 | 0 | 128064.3368 | PTAC 9000 | 2020 | 0 | 0 | 0 | 81278.8748 | 24083.583 | 22701.8789 | 0 | 128064.3368 | PTAC 9000 | 2020 | 0 | 0 | 0 | 0 | 105362.4578 | 22701.8789 | 0 | 128064.3368 | PTAC 9000 | 2020 | 0 | 0 | 0 | 0 | 0 | 128064.3368 | 0 | 128064.3368 | PTAC 9000 | 2020 | 0 | 0 | 0 | 0 | 0 | 0 | 128064.3368 | 128064.3368 |  |  | 2020PTAC Standard Size - 9,000 Btu/h | PTAC Standard Size - 9,000 Btu/h | PTAC 9000 | 2020 | 0 | 271680.2046 | 252255.3467 | 239207.2871 | 226125.3483 | 213152.2658 | 0 | 1202420.4527 |  | 2020PTAC Standard Size - 9,000 Btu/h | PTAC Standard Size - 9,000 Btu/h | PTAC 9000 | 2020 |  | 114407.9184 | 106227.8688 | 100733.1683 | 667899.2314 | 213152.2658 | 0 | 1202420.4527 | 0 |  | 1202420.4527 | OK |  | 2020PTAC Standard Size - 9,000 Btu/h | PTAC Standard Size - 9,000 Btu/h | 2020 | 0 | 114407.9184 | 106227.8688 | 100733.1683 | 667899.2314 | 213152.2658 | 0 | 1202420.4527 | OK | 2020PTAC Standard Size - 9,000 Btu/h | PTAC Standard Size - 9,000 Btu/h | 2020 | 0% | 9.515% | 8.835% | 8.378% | 55.55% | 17.73% | 0% | 100% | OK
2021 | 6018028.4284 | 3269634.5365 | 2002037.1363 | 746356.7556 | 109849.1222 | 457867.4398 | 567716.562 | 40639.1168 | 25012.4329 | 482879.8727 | 109849.1222 | 297554.8495 | 261736.5769 | 1.35% | -2.051% |  |  | 2021 | 6018028.4284 | 0.9154% | 592728.9948 | 567716.562 | 25012.4329 | 2.418% | 482879.8727 |  |  | PTAC 9000 | 19.7% | [7 empty] | 2021 | 131422.0478 | 193463.9283 | 102736.0171 | 140094.5688 | 14268.8375 | 10743.5953 | 592728.9948 |  | PTAC 9000 | 2021 | 29694.0798 | 27570.9833 | 26144.8576 | 24715.029 | 23297.0981 | 0 | 131422.0478 | PTAC 9000 | 2021 | 0 | 0 | 57265.0631 | 26144.8576 | 24715.029 | 23297.0981 | 0 | 131422.0478 | PTAC 9000 | 2021 | 0 | 0 | 0 | 83409.9207 | 24715.029 | 23297.0981 | 0 | 131422.0478 | PTAC 9000 | 2021 | 0 | 0 | 0 | 0 | 108124.9497 | 23297.0981 | 0 | 131422.0478 | PTAC 9000 | 2021 | 0 | 0 | 0 | 0 | 0 | 131422.0478 | 0 | 131422.0478 | PTAC 9000 | 2021 | 0 | 0 | 0 | 0 | 0 | 0 | 131422.0478 | 131422.0478 |  |  | 2021PTAC Standard Size - 9,000 Btu/h | PTAC Standard Size - 9,000 Btu/h | PTAC 9000 | 2021 | 0 | 275352.7917 | 255665.3476 | 242440.9037 | 229182.1225 | 216033.6692 | 0 | 1218674.8347 |  | 2021PTAC Standard Size - 9,000 Btu/h | PTAC Standard Size - 9,000 Btu/h | PTAC 9000 | 2021 |  | 98668.9546 | 91614.2248 | 86875.4239 | 725482.5622 | 216033.6692 | 0 | 1218674.8347 | 0 |  | 1218674.8347 | OK |  | 2021PTAC Standard Size - 9,000 Btu/h | PTAC Standard Size - 9,000 Btu/h | 2021 | 0 | 98668.9546 | 91614.2248 | 86875.4239 | 725482.5622 | 216033.6692 | 0 | 1218674.8347 | OK | 2021PTAC Standard Size - 9,000 Btu/h | PTAC Standard Size - 9,000 Btu/h | 2021 | 0% | 8.096% | 7.518% | 7.129% | 59.53% | 17.73% | 0% | 100% | OK
2022 | 6076765.7686 | 3233816.2639 | 2111886.2585 | 731063.2462 | 113176.4898 | 469433.9619 | 582610.4517 | 39805.6936 | 24512.1842 | 493946.1461 | 113176.4898 | 294267.1083 | 259119.2111 | 1.404% | -2.049% |  |  | 2022 | 6076765.7686 | 0.976% | 607122.6359 | 582610.4517 | 24512.1842 | 2.428% | 493946.1461 |  |  | PTAC 12000 | 29% | [7 empty] | 2022 | 134869.8696 | 198539.4019 | 105431.2686 | 143769.9117 | 13983.4608 | 10528.7234 | 607122.6359 |  | PTAC 9000 | 2022 | 30473.0959 | 28294.3006 | 26830.7609 | 25363.4211 | 23908.2912 | 0 | 134869.8696 | PTAC 9000 | 2022 | 0 | 0 | 58767.3965 | 26830.7609 | 25363.4211 | 23908.2912 | 0 | 134869.8696 | PTAC 9000 | 2022 | 0 | 0 | 0 | 85598.1573 | 25363.4211 | 23908.2912 | 0 | 134869.8696 | PTAC 9000 | 2022 | 0 | 0 | 0 | 0 | 110961.5784 | 23908.2912 | 0 | 134869.8696 | PTAC 9000 | 2022 | 0 | 0 | 0 | 0 | 0 | 134869.8696 | 0 | 134869.8696 | PTAC 9000 | 2022 | 0 | 0 | 0 | 0 | 0 | 0 | 134869.8696 | 134869.8696 |  |  | 2022PTAC Standard Size - 9,000 Btu/h | PTAC Standard Size - 9,000 Btu/h | PTAC 9000 | 2022 | 0 | 279224.9316 | 259260.6334 | 245850.2212 | 232404.9888 | 219071.6358 | 0 | 1235812.4109 |  | 2022PTAC Standard Size - 9,000 Btu/h | PTAC Standard Size - 9,000 Btu/h | PTAC 9000 | 2022 |  | 83105.5237 | 77163.5634 | 73172.2317 | 783299.4562 | 219071.6358 | 0 | 1235812.4109 | 0 |  | 1235812.4109 | OK |  | 2022PTAC Standard Size - 9,000 Btu/h | PTAC Standard Size - 9,000 Btu/h | 2022 | 0 | 83105.5237 | 77163.5634 | 73172.2317 | 783299.4562 | 219071.6358 | 0 | 1235812.4109 | OK | 2022PTAC Standard Size - 9,000 Btu/h | PTAC Standard Size - 9,000 Btu/h | 2022 | 0% | 6.725% | 6.244% | 5.921% | 63.38% | 17.73% | 0% | 100% | OK
2023 | 6139826.2619 | 3198668.3667 | 2225062.7483 | 716095.1469 | 116419.2426 | 480901.6817 | 597320.9244 | 38990.0398 | 24021.9405 | 504923.6223 | 116419.2426 | 291043.4638 | 256528.019 | 1.46% | -2.047% |  |  | 2023 | 6139826.2619 | 1.038% | 621342.8649 | 597320.9244 | 24021.9405 | 2.342% | 504923.6223 |  |  | PTHP 9000 | 15.4% | [7 empty] | 2023 | 138275.2316 | 203552.3714 | 108093.3283 | 147399.9931 | 13703.7916 | 10318.1489 | 621342.8649 |  | PTAC 9000 | 2023 | 31242.5185 | 29008.7102 | 27508.2172 | 26003.8282 | 24511.9574 | 0 | 138275.2316 | PTAC 9000 | 2023 | 0 | 0 | 60251.2287 | 27508.2172 | 26003.8282 | 24511.9574 | 0 | 138275.2316 | PTAC 9000 | 2023 | 0 | 0 | 0 | 87759.446 | 26003.8282 | 24511.9574 | 0 | 138275.2316 | PTAC 9000 | 2023 | 0 | 0 | 0 | 0 | 113763.2742 | 24511.9574 | 0 | 138275.2316 | PTAC 9000 | 2023 | 0 | 0 | 0 | 0 | 0 | 138275.2316 | 0 | 138275.2316 | PTAC 9000 | 2023 | 0 | 0 | 0 | 0 | 0 | 0 | 138275.2316 | 138275.2316 |  |  | 2023PTAC Standard Size - 9,000 Btu/h | PTAC Standard Size - 9,000 Btu/h | PTAC 9000 | 2023 | 0 | 283306.1711 | 263050.0685 | 249443.6454 | 235801.8933 | 222273.6558 | 0 | 1253875.4341 |  | 2023PTAC Standard Size - 9,000 Btu/h | PTAC Standard Size - 9,000 Btu/h | PTAC 9000 | 2023 |  | 67714.0563 | 62872.5702 | 59620.4487 | 841394.7031 | 222273.6558 | 0 | 1253875.4341 | 0 |  | 1253875.4341 | OK |  | 2023PTAC Standard Size - 9,000 Btu/h | PTAC Standard Size - 9,000 Btu/h | 2023 | 0 | 67714.0563 | 62872.5702 | 59620.4487 | 841394.7031 | 222273.6558 | 0 | 1253875.4341 | OK | 2023PTAC Standard Size - 9,000 Btu/h | PTAC Standard Size - 9,000 Btu/h | 2023 | 0% | 5.4% | 5.014% | 4.755% | 67.1% | 17.73% | 0% | 100% | OK
2024 | 6207079.8203 | 3164152.9219 | 2341481.9909 | 701444.9075 | 119612.927 | 492736.5809 | 612349.5079 | 38191.7412 | 23541.5017 | 516278.0826 | 119612.927 | 287880.153 | 253962.7388 | 1.51% | -2.046% |  |  | 2024 | 6207079.8203 | 1.095% | 635891.0096 | 612349.5079 | 23541.5017 | 2.341% | 516278.0826 |  |  | PTHP 12000 | 21% | [7 empty] | 2024 | 141754.2339 | 208673.7453 | 110812.9544 | 151108.5742 | 13429.7157 | 10111.786 | 635891.0096 |  | PTAC 9000 | 2024 | 32028.5797 | 29738.5689 | 28200.3235 | 26658.0841 | 25128.6778 | 0 | 141754.2339 | PTAC 9000 | 2024 | 0 | 0 | 61767.1485 | 28200.3235 | 26658.0841 | 25128.6778 | 0 | 141754.2339 | PTAC 9000 | 2024 | 0 | 0 | 0 | 89967.472 | 26658.0841 | 25128.6778 | 0 | 141754.2339 | PTAC 9000 | 2024 | 0 | 0 | 0 | 0 | 116625.5561 | 25128.6778 | 0 | 141754.2339 | PTAC 9000 | 2024 | 0 | 0 | 0 | 0 | 0 | 141754.2339 | 0 | 141754.2339 | PTAC 9000 | 2024 | 0 | 0 | 0 | 0 | 0 | 0 | 141754.2339 | 141754.2339 |  |  | 2024PTAC Standard Size - 9,000 Btu/h | PTAC Standard Size - 9,000 Btu/h | PTAC 9000 | 2024 | 0 | 287590.1009 | 267027.7017 | 253215.5331 | 239367.5014 | 225634.7006 | 0 | 1272835.5377 |  | 2024PTAC Standard Size - 9,000 Btu/h | PTAC Standard Size - 9,000 Btu/h | PTAC 9000 | 2024 |  | 52491.1996 | 48738.1323 | 46217.1231 | 899754.382 | 225634.7006 | 0 | 1272835.5377 | 0 |  | 1272835.5377 | OK |  | 2024PTAC Standard Size - 9,000 Btu/h | PTAC Standard Size - 9,000 Btu/h | 2024 | 0 | 52491.1996 | 48738.1323 | 46217.1231 | 899754.382 | 225634.7006 | 0 | 1272835.5377 | OK | 2024PTAC Standard Size - 9,000 Btu/h | PTAC Standard Size - 9,000 Btu/h | 2024 | 0% | 4.124% | 3.829% | 3.631% | 70.69% | 17.73% | 0% | 100% | OK
2025 | 6278435.6097 | 3130235.5077 | 2461094.9179 | 687105.1841 | 122498.4654 | 504615.1987 | 627113.664 | 37410.3951 | 23070.6717 | 527685.8704 | 122498.4654 | 284773.763 | 251423.1114 | 1.557% | -2.044% |  |  | 2025 | 6278435.6097 | 1.15% | 650184.3357 | 627113.664 | 23070.6717 | 2.248% | 527685.8704 |  |  | PTAC 11000 | 8.5% | [7 empty] | 2025 | 145172.0233 | 213705.0089 | 113484.7289 | 154751.903 | 13161.1214 | 9909.5503 | 650184.3357 |  | PTAC 9000 | 2025 | 32800.8102 | 30455.5856 | 28880.2521 | 27300.8283 | 25734.547 | 0 | 145172.0233 | PTAC 9000 | 2025 | 0 | 0 | 63256.3958 | 28880.2521 | 27300.8283 | 25734.547 | 0 | 145172.0233 | PTAC 9000 | 2025 | 0 | 0 | 0 | 92136.6479 | 27300.8283 | 25734.547 | 0 | 145172.0233 | PTAC 9000 | 2025 | 0 | 0 | 0 | 0 | 119437.4762 | 25734.547 | 0 | 145172.0233 | PTAC 9000 | 2025 | 0 | 0 | 0 | 0 | 0 | 145172.0233 | 0 | 145172.0233 | PTAC 9000 | 2025 | 0 | 0 | 0 | 0 | 0 | 0 | 145172.0233 | 145172.0233 |  |  | 2025PTAC Standard Size - 9,000 Btu/h | PTAC Standard Size - 9,000 Btu/h | PTAC 9000 | 2025 | 0 | 292072.3542 | 271189.4783 | 257162.0394 | 243098.1783 | 229151.3442 | 0 | 1292673.3944 |  | 2025PTAC Standard Size - 9,000 Btu/h | PTAC Standard Size - 9,000 Btu/h | PTAC 9000 | 2025 |  | 37433.7981 | 34757.3197 | 32959.4764 | 958371.456 | 229151.3442 | 0 | 1292673.3944 | 0 |  | 1292673.3944 | OK |  | 2025PTAC Standard Size - 9,000 Btu/h | PTAC Standard Size - 9,000 Btu/h | 2025 | 0 | 37433.7981 | 34757.3197 | 32959.4764 | 958371.456 | 229151.3442 | 0 | 1292673.3944 | OK | 2025PTAC Standard Size - 9,000 Btu/h | PTAC Standard Size - 9,000 Btu/h | 2025 | 0% | 2.896% | 2.689% | 2.55% | 74.14% | 17.73% | 0% | 100% | OK
2026 | 6353547.072 | 3096884.8562 | 2583593.3833 | 673068.8325 | 124770.0929 | 516483.4743 | 641253.5672 | 36645.6098 | 22609.2582 | 539092.7326 | 124770.0929 | 281721.1957 | 248908.8803 | 1.594% | -2.043% |  |  | 2026 | 6353547.072 | 1.196% | 663862.8255 | 641253.5672 | 22609.2582 | 2.104% | 539092.7326 |  |  | PTHP 11000 | 6.4% | [7 empty] | 2026 | 148445.3029 | 218523.5423 | 116043.5363 | 158241.1858 | 12897.899 | 9711.3592 | 663862.8255 |  | PTAC 9000 | 2026 | 33540.3894 | 31142.2858 | 29531.4323 | 27916.3963 | 26314.7991 | 0 | 148445.3029 | PTAC 9000 | 2026 | 0 | 0 | 64682.6752 | 29531.4323 | 27916.3963 | 26314.7991 | 0 | 148445.3029 | PTAC 9000 | 2026 | 0 | 0 | 0 | 94214.1075 | 27916.3963 | 26314.7991 | 0 | 148445.3029 | PTAC 9000 | 2026 | 0 | 0 | 0 | 0 | 122130.5038 | 26314.7991 | 0 | 148445.3029 | PTAC 9000 | 2026 | 0 | 0 | 0 | 0 | 0 | 148445.3029 | 0 | 148445.3029 | PTAC 9000 | 2026 | 0 | 0 | 0 | 0 | 0 | 0 | 148445.3029 | 148445.3029 |  |  | 2026PTAC Standard Size - 9,000 Btu/h | PTAC Standard Size - 9,000 Btu/h | PTAC 9000 | 2026 | 0 | 296735.178 | 275518.915 | 261267.5333 | 246979.148 | 232809.658 | 0 | 1313310.4323 |  | 2026PTAC Standard Size - 9,000 Btu/h | PTAC Standard Size - 9,000 Btu/h | PTAC 9000 | 2026 |  | 22538.8745 | 20927.3679 | 19844.8872 | 1017189.6447 | 232809.658 | 0 | 1313310.4323 | 0 |  | 1313310.4323 | OK |  | 2026PTAC Standard Size - 9,000 Btu/h | PTAC Standard Size - 9,000 Btu/h | 2026 | 0 | 22538.8745 | 20927.3679 | 19844.8872 | 1017189.6447 | 232809.658 | 0 | 1313310.4323 | OK | 2026PTAC Standard Size - 9,000 Btu/h | PTAC Standard Size - 9,000 Btu/h | 2026 | 0% | 1.716% | 1.593% | 1.511% | 77.45% | 17.73% | 0% | 100% | OK
2027 | 6431764.9181 | 3064072.5408 | 2708363.4762 | 659328.9012 | 126428.3215 | 527823.0096 | 654251.3311 | 35897.0044 | 22157.0731 | 549980.0827 | 126428.3215 | 278719.6371 | 246419.7915 | 1.619% | -2.041% |  |  | 2027 | 6431764.9181 | 1.231% | 676408.4042 | 654251.3311 | 22157.0731 | 1.89% | 549980.0827 |  |  | Total | 100% | (must add up to 100%) | [6 empty] | 2027 | 151454.1859 | 222952.8625 | 118395.658 | 161448.6246 | 12639.941 | 9517.1321 | 676408.4042 |  | PTAC 9000 | 2027 | 34220.2298 | 31773.5182 | 30130.0139 | 28482.2422 | 26848.1818 | 0 | 151454.1859 | PTAC 9000 | 2027 | 0 | 0 | 65993.7481 | 30130.0139 | 28482.2422 | 26848.1818 | 0 | 151454.1859 | PTAC 9000 | 2027 | 0 | 0 | 0 | 96123.762 | 28482.2422 | 26848.1818 | 0 | 151454.1859 | PTAC 9000 | 2027 | 0 | 0 | 0 | 0 | 124606.0041 | 26848.1818 | 0 | 151454.1859 | PTAC 9000 | 2027 | 0 | 0 | 0 | 0 | 0 | 151454.1859 | 0 | 151454.1859 | PTAC 9000 | 2027 | 0 | 0 | 0 | 0 | 0 | 0 | 151454.1859 | 151454.1859 |  |  | 2027PTAC Standard Size - 9,000 Btu/h | PTAC Standard Size - 9,000 Btu/h | PTAC 9000 | 2027 | 0 | 301544.9752 | 279984.8167 | 265502.4336 | 250982.447 | 236583.2829 | 0 | 1334597.9555 |  | 2027PTAC Standard Size - 9,000 Btu/h | PTAC Standard Size - 9,000 Btu/h | PTAC 9000 | 2027 |  | 7803.6136 | 7245.6631 | 6870.8769 | 1076094.5189 | 236583.2829 | 0 | 1334597.9555 | 0 |  | 1334597.9555 | OK |  | 2027PTAC Standard Size - 9,000 Btu/h | PTAC Standard Size - 9,000 Btu/h | 2027 | 0 | 7803.6136 | 7245.6631 | 6870.8769 | 1076094.5189 | 236583.2829 | 0 | 1334597.9555 | OK | 2027PTAC Standard Size - 9,000 Btu/h | PTAC Standard Size - 9,000 Btu/h | 2027 | 0% | 0.5847% | 0.5429% | 0.5148% | 80.63% | 17.73% | 0% | 100% | OK
2028 | 6512443.1177 | 3031772.6952 | 2834791.7977 | 645878.6247 | 127386.1258 | 538809.0031 | 666195.1289 | 35164.2081 | 21713.9316 | 560522.9348 | 127386.1258 | 275766.5287 | 243955.5936 | 1.631% | -2.04% |  |  | 2028 | 6512443.1177 | 1.254% | 687909.0606 | 666195.1289 | 21713.9316 | 1.7% | 560522.9348 | [11 empty] | 2028 | 154219.0839 | 227023.0169 | 120557.0504 | 164395.9778 | 12387.1422 | 9326.7894 | 687909.0606 |  | PTAC 9000 | 2028 | 34844.9431 | 32353.5652 | 30680.0576 | 29002.2047 | 27338.3134 | 0 | 154219.0839 | PTAC 9000 | 2028 | 0 | 0 | 67198.5083 | 30680.0576 | 29002.2047 | 27338.3134 | 0 | 154219.0839 | PTAC 9000 | 2028 | 0 | 0 | 0 | 97878.5658 | 29002.2047 | 27338.3134 | 0 | 154219.0839 | PTAC 9000 | 2028 | 0 | 0 | 0 | 0 | 126880.7705 | 27338.3134 | 0 | 154219.0839 | PTAC 9000 | 2028 | 0 | 0 | 0 | 0 | 0 | 154219.0839 | 0 | 154219.0839 | PTAC 9000 | 2028 | 0 | 0 | 0 | 0 | 0 | 0 | 154219.0839 | 154219.0839 |  |  | 2028PTAC Standard Size - 9,000 Btu/h | PTAC Standard Size - 9,000 Btu/h | PTAC 9000 | 2028 | 0 | 306468.3096 | 284556.1377 | 269837.3002 | 255080.2454 | 240445.9857 | 0 | 1356387.9787 |  | 2028PTAC Standard Size - 9,000 Btu/h | PTAC Standard Size - 9,000 Btu/h | PTAC 9000 | 2028 |  | -6774.6526 | -6290.2718 | -5964.9037 | 1134971.8211 | 240445.9857 | 0 | 1356387.9787 | 0 |  | 1356387.9787 | OK |  | 2028PTAC Standard Size - 9,000 Btu/h | PTAC Standard Size - 9,000 Btu/h | 2028 | 0 | -6774.6526 | -6290.2718 | -5964.9037 | 1134971.8211 | 240445.9857 | 0 | 1356387.9787 | OK | 2028PTAC Standard Size - 9,000 Btu/h | PTAC Standard Size - 9,000 Btu/h | 2028 | 0% | -0.4995% | -0.4638% | -0.4398% | 83.68% | 17.73% | 0% | 100% | OK
2029 | 6594851.1014 | 2999961.7601 | 2962177.9235 | 632711.4177 | 127749.1652 | 549468.8029 | 677217.9681 | 34446.86 | 21279.653 | 570748.4559 | 127749.1652 | 272859.5426 | 241516.0376 | 1.629% | -2.039% |  |  | 2029 | 6594851.1014 | 1.265% | 698497.6211 | 677217.9681 | 21279.653 | 1.539% | 570748.4559 | [11 empty] | 2029 | 156770.787 | 230779.3311 | 122551.7827 | 167116.0673 | 12139.3994 | 9140.2536 | 698497.6211 |  | PTAC 9000 | 2029 | 35421.4862 | 32888.886 | 31187.6886 | 29482.074 | 27790.6521 | 0 | 156770.787 | PTAC 9000 | 2029 | 0 | 0 | 68310.3722 | 31187.6886 | 29482.074 | 27790.6521 | 0 | 156770.787 | PTAC 9000 | 2029 | 0 | 0 | 0 | 99498.0609 | 29482.074 | 27790.6521 | 0 | 156770.787 | PTAC 9000 | 2029 | 0 | 0 | 0 | 0 | 128980.1349 | 27790.6521 | 0 | 156770.787 | PTAC 9000 | 2029 | 0 | 0 | 0 | 0 | 0 | 156770.787 | 0 | 156770.787 | PTAC 9000 | 2029 | 0 | 0 | 0 | 0 | 0 | 0 | 156770.787 | 156770.787 |  |  | 2029PTAC Standard Size - 9,000 Btu/h | PTAC Standard Size - 9,000 Btu/h | PTAC 9000 | 2029 | 0 | 311467.3136 | 289197.7179 | 274238.792 | 259241.0252 | 244368.0566 | 0 | 1378512.9053 |  | 2029PTAC Standard Size - 9,000 Btu/h | PTAC Standard Size - 9,000 Btu/h | PTAC 9000 | 2029 |  | 0 | 0 | 0 | 1193690.7827 | 244368.0566 | 0 | 1438058.8393 | 59545.9339 |  | 1378512.9053 | OK |  | 2029PTAC Standard Size - 9,000 Btu/h | PTAC Standard Size - 9,000 Btu/h | 2029 | 0 | 0 | 0 | 0 | 1144263.4362 | 234249.4691 | 0 | 1378512.9053 | OK | 2029PTAC Standard Size - 9,000 Btu/h | PTAC Standard Size - 9,000 Btu/h | 2029 | 0% | 0% | 0% | 0% | 83.01% | 16.99% | 0% | 100% | OK
2030 | 6678366.2127 | 2968618.2552 | 3089927.0888 | 619820.8687 | 127877.19 | 560198.5177 | 688075.7077 | 33744.6089 | 20854.0599 | 581052.5776 | 127877.19 | 269996.5584 | 239100.8773 | 1.617% | -2.037% |  |  | 2030 | 6678366.2127 | 1.266% | 708929.7676 | 688075.7077 | 20854.0599 | 1.494% | 581052.5776 | [11 empty] | 2030 | 159284.2708 | 234479.3833 | 124516.6381 | 169795.4155 | 11896.6114 | 8957.4486 | 708929.7676 |  | PTAC 9000 | 2030 | 35989.3939 | 33416.1889 | 31687.7164 | 29954.7559 | 28236.2157 | 0 | 159284.2708 | PTAC 9000 | 2030 | 0 | 0 | 69405.5827 | 31687.7164 | 29954.7559 | 28236.2157 | 0 | 159284.2708 | PTAC 9000 | 2030 | 0 | 0 | 0 | 101093.2991 | 29954.7559 | 28236.2157 | 0 | 159284.2708 | PTAC 9000 | 2030 | 0 | 0 | 0 | 0 | 131048.0551 | 28236.2157 | 0 | 159284.2708 | PTAC 9000 | 2030 | 0 | 0 | 0 | 0 | 0 | 159284.2708 | 0 | 159284.2708 | PTAC 9000 | 2030 | 0 | 0 | 0 | 0 | 0 | 0 | 159284.2708 | 159284.2708 |  |  | 2030PTAC Standard Size - 9,000 Btu/h | PTAC Standard Size - 9,000 Btu/h | PTAC 9000 | 2030 | 0 | 316509.7548 | 293879.6297 | 278678.529 | 263437.9588 | 248324.207 | 0 | 1400830.0793 |  | 2030PTAC Standard Size - 9,000 Btu/h | PTAC Standard Size - 9,000 Btu/h | PTAC 9000 | 2030 |  | 0 | 0 | 0 | 1252140.8125 | 248324.207 | 0 | 1500465.0195 | 99634.9402 |  | 1400830.0793 | OK |  | 2030PTAC Standard Size - 9,000 Btu/h | PTAC Standard Size - 9,000 Btu/h | 2030 | 0 | 0 | 0 | 0 | 1168995.272 | 231834.8073 | 0 | 1400830.0793 | OK | 2030PTAC Standard Size - 9,000 Btu/h | PTAC Standard Size - 9,000 Btu/h | 2030 | 0% | 0% | 0% | 0% | 83.45% | 16.55% | 0% | 100% | OK
2031 | 6762727.5872 | 2937722.574 | 3217804.2787 | 607200.7344 | 130207.8585 | 573335.2984 | 703543.1569 | 33057.113 | 20436.9787 | 593772.2772 | 130207.8585 | 267175.643 | 236709.8685 | 1.601% | -2.036% |  |  | 2031 | 6762727.5872 | 1.263% | 723980.1357 | 703543.1569 | 20436.9787 | 2.123% | 593772.2772 | [11 empty] | 2031 | 162864.8671 | 239750.312 | 127315.6829 | 173612.2949 | 11658.6791 | 8778.2996 | 723980.1357 |  | PTAC 9000 | 2031 | 36798.4097 | 34167.3609 | 32400.0336 | 30628.1174 | 28870.9456 | 0 | 162864.8671 | PTAC 9000 | 2031 | 0 | 0 | 70965.7706 | 32400.0336 | 30628.1174 | 28870.9456 | 0 | 162864.8671 | PTAC 9000 | 2031 | 0 | 0 | 0 | 103365.8041 | 30628.1174 | 28870.9456 | 0 | 162864.8671 | PTAC 9000 | 2031 | 0 | 0 | 0 | 0 | 133993.9215 | 28870.9456 | 0 | 162864.8671 | PTAC 9000 | 2031 | 0 | 0 | 0 | 0 | 0 | 162864.8671 | 0 | 162864.8671 | PTAC 9000 | 2031 | 0 | 0 | 0 | 0 | 0 | 0 | 162864.8671 | 162864.8671 |  |  | 2031PTAC Standard Size - 9,000 Btu/h | PTAC Standard Size - 9,000 Btu/h | PTAC 9000 | 2031 | 0 | 321582.3154 | 298589.5074 | 283144.7855 | 267659.9614 | 252303.9883 | 0 | 1423280.5579 |  | 2031PTAC Standard Size - 9,000 Btu/h | PTAC Standard Size - 9,000 Btu/h | PTAC 9000 | 2031 |  | 0 | 0 | 0 | 1310279.8814 | 252303.9883 | 0 | 1562583.8697 | 139303.3118 |  | 1423280.5579 | OK |  | 2031PTAC Standard Size - 9,000 Btu/h | PTAC Standard Size - 9,000 Btu/h | 2031 | 0 | 0 | 0 | 0 | 1193469.3022 | 229811.2557 | 0 | 1423280.5579 | OK | 2031PTAC Standard Size - 9,000 Btu/h | PTAC Standard Size - 9,000 Btu/h | 2031 | 0% | 0% | 0% | 0% | 83.85% | 16.15% | 0% | 100% | OK
2032 | 6850113.8712 | 2907256.7996 | 3348012.1372 | 594844.9344 | 132581.0054 | 586691.4705 | 719272.4759 | 32384.0392 | 20028.2392 | 606719.7096 | 132581.0054 | 264395.0317 | 234342.7698 | 1.62% | -2.035% |  |  | 2032 | 6850113.8712 | 1.292% | 739300.715 | 719272.4759 | 20028.2392 | 2.116% | 606719.7096 | [11 empty] | 2032 | 166506.0843 | 245110.4794 | 130162.1167 | 177493.7955 | 11425.5056 | 8602.7336 | 739300.715 |  | PTAC 9000 | 2032 | 37621.1224 | 34931.2505 | 33124.4105 | 31312.8791 | 29516.4217 | 0 | 166506.0843 | PTAC 9000 | 2032 | 0 | 0 | 72552.3729 | 33124.4105 | 31312.8791 | 29516.4217 | 0 | 166506.0843 | PTAC 9000 | 2032 | 0 | 0 | 0 | 105676.7835 | 31312.8791 | 29516.4217 | 0 | 166506.0843 | PTAC 9000 | 2032 | 0 | 0 | 0 | 0 | 136989.6626 | 29516.4217 | 0 | 166506.0843 | PTAC 9000 | 2032 | 0 | 0 | 0 | 0 | 0 | 166506.0843 | 0 | 166506.0843 | PTAC 9000 | 2032 | 0 | 0 | 0 | 0 | 0 | 0 | 166506.0843 | 166506.0843 |  |  | 2032PTAC Standard Size - 9,000 Btu/h | PTAC Standard Size - 9,000 Btu/h | PTAC 9000 | 2032 | 0 | 326799.2662 | 303433.4516 | 287738.1737 | 272002.1431 | 256397.0539 | 0 | 1446370.0885 |  | 2032PTAC Standard Size - 9,000 Btu/h | PTAC Standard Size - 9,000 Btu/h | PTAC 9000 | 2032 |  | 0 | 0 | 0 | 1368530.2641 | 256397.0539 | 0 | 1624927.318 | 178557.2295 |  | 1446370.0885 | OK |  | 2032PTAC Standard Size - 9,000 Btu/h | PTAC Standard Size - 9,000 Btu/h | 2032 | 0 | 0 | 0 | 0 | 1218147.5548 | 228222.5336 | 0 | 1446370.0885 | OK | 2032PTAC Standard Size - 9,000 Btu/h | PTAC Standard Size - 9,000 Btu/h | 2032 | 0% | 0% | 0% | 0% | 84.22% | 15.78% | 0% | 100% | OK
2033 | 6940545.2259 | 2877204.5377 | 3480593.1426 | 582747.5456 | 134997.4049 | 600254.3772 | 735251.7821 | 31725.0632 | 19627.6744 | 619882.0516 | 134997.4049 | 261653.112 | 231999.3421 | 1.639% | -2.034% |  |  | 2033 | 6940545.2259 | 1.32% | 754879.4565 | 735251.7821 | 19627.6744 | 2.107% | 619882.0516 | [11 empty] | 2033 | 170205.1716 | 250555.8364 | 133053.789 | 181436.985 | 11196.9954 | 8430.6789 | 754879.4565 |  | PTAC 9000 | 2033 | 38456.9106 | 35707.2807 | 33860.3001 | 32008.5238 | 30172.1564 | 0 | 170205.1716 | PTAC 9000 | 2033 | 0 | 0 | 74164.1913 | 33860.3001 | 32008.5238 | 30172.1564 | 0 | 170205.1716 | PTAC 9000 | 2033 | 0 | 0 | 0 | 108024.4914 | 32008.5238 | 30172.1564 | 0 | 170205.1716 | PTAC 9000 | 2033 | 0 | 0 | 0 | 0 | 140033.0152 | 30172.1564 | 0 | 170205.1716 | PTAC 9000 | 2033 | 0 | 0 | 0 | 0 | 0 | 170205.1716 | 0 | 170205.1716 | PTAC 9000 | 2033 | 0 | 0 | 0 | 0 | 0 | 0 | 170205.1716 | 170205.1716 |  |  | 2033PTAC Standard Size - 9,000 Btu/h | PTAC Standard Size - 9,000 Btu/h | PTAC 9000 | 2033 | 0 | 332161.9716 | 308412.729 | 292459.895 | 276465.6396 | 260604.4742 | 0 | 1470104.7095 |  | 2033PTAC Standard Size - 9,000 Btu/h | PTAC Standard Size - 9,000 Btu/h | PTAC 9000 | 2033 |  | 0 | 0 | 0 | 1426902.8502 | 260604.4742 | 0 | 1687507.3243 | 217402.6149 |  | 1470104.7095 | OK |  | 2033PTAC Standard Size - 9,000 Btu/h | PTAC Standard Size - 9,000 Btu/h | 2033 | 0 | 0 | 0 | 0 | 1243074.0713 | 227030.6382 | 0 | 1470104.7095 | OK | 2033PTAC Standard Size - 9,000 Btu/h | PTAC Standard Size - 9,000 Btu/h | 2033 | 0% | 0% | 0% | 0% | 84.56% | 15.44% | 0% | 100% | OK
2034 | 7034044.1128 | 2847550.7679 | 3615590.5475 | 570902.7974 | 137457.8453 | 614083.0154 | 751540.8607 | 31079.8691 | 19235.1209 | 633318.1363 | 137457.8453 | 258948.4084 | 229679.3487 | 1.657% | -2.033% |  |  | 2034 | 7034044.1128 | 1.347% | 770775.9816 | 751540.8607 | 19235.1209 | 2.106% | 633318.1363 | [11 empty] | 2034 | 173975.9689 | 256106.7563 | 136001.5189 | 185456.6166 | 10973.0555 | 8262.0653 | 770775.9816 |  | PTAC 9000 | 2034 | 39308.9013 | 36498.3549 | 34610.4555 | 32717.6542 | 30840.6031 | 0 | 173975.9689 | PTAC 9000 | 2034 | 0 | 0 | 75807.2561 | 34610.4555 | 32717.6542 | 30840.6031 | 0 | 173975.9689 | PTAC 9000 | 2034 | 0 | 0 | 0 | 110417.7116 | 32717.6542 | 30840.6031 | 0 | 173975.9689 | PTAC 9000 | 2034 | 0 | 0 | 0 | 0 | 143135.3658 | 30840.6031 | 0 | 173975.9689 | PTAC 9000 | 2034 | 0 | 0 | 0 | 0 | 0 | 173975.9689 | 0 | 173975.9689 | PTAC 9000 | 2034 | 0 | 0 | 0 | 0 | 0 | 0 | 173975.9689 | 173975.9689 |  |  | 2034PTAC Standard Size - 9,000 Btu/h | PTAC Standard Size - 9,000 Btu/h | PTAC 9000 | 2034 | 0 | 337671.9083 | 313528.7108 | 297311.2496 | 281051.6798 | 264927.4078 | 0 | 1494490.9564 |  | 2034PTAC Standard Size - 9,000 Btu/h | PTAC Standard Size - 9,000 Btu/h | PTAC 9000 | 2034 |  | 0 | 0 | 0 | 1485408.7011 | 264927.4078 | 0 | 1750336.1089 | 255845.1525 |  | 1494490.9564 | OK |  | 2034PTAC Standard Size - 9,000 Btu/h | PTAC Standard Size - 9,000 Btu/h | 2034 | 0 | 0 | 0 | 0 | 1268287.7643 | 226203.1921 | 0 | 1494490.9564 | OK | 2034PTAC Standard Size - 9,000 Btu/h | PTAC Standard Size - 9,000 Btu/h | 2034 | 0% | 0% | 0% | 0% | 84.86% | 15.14% | 0% | 100% | OK
2035 | 7130635.1676 | 2818281.7082 | 3753048.3928 | 559305.0667 | 139963.1292 | 628179.4877 | 768142.6169 | 30448.1492 | 18850.4185 | 647029.9061 | 139963.1292 | 256279.5691 | 227382.5552 | 1.674% | -2.031% |  |  | 2035 | 7130635.1676 | 1.373% | 786993.0354 | 768142.6169 | 18850.4185 | 2.104% | 647029.9061 | [11 empty] | 2035 | 177819.1487 | 261764.229 | 139005.832 | 189553.4072 | 10753.5944 | 8096.824 | 786993.0354 |  | PTAC 9000 | 2035 | 40177.2463 | 37304.6141 | 35375.0105 | 33440.3967 | 31521.881 | 0 | 177819.1487 | PTAC 9000 | 2035 | 0 | 0 | 77481.8604 | 35375.0105 | 33440.3967 | 31521.881 | 0 | 177819.1487 | PTAC 9000 | 2035 | 0 | 0 | 0 | 112856.871 | 33440.3967 | 31521.881 | 0 | 177819.1487 | PTAC 9000 | 2035 | 0 | 0 | 0 | 0 | 146297.2677 | 31521.881 | 0 | 177819.1487 | PTAC 9000 | 2035 | 0 | 0 | 0 | 0 | 0 | 177819.1487 | 0 | 177819.1487 | PTAC 9000 | 2035 | 0 | 0 | 0 | 0 | 0 | 0 | 177819.1487 | 177819.1487 |  |  | 2035PTAC Standard Size - 9,000 Btu/h | PTAC Standard Size - 9,000 Btu/h | PTAC 9000 | 2035 | 0 | 343330.6589 | 318782.8665 | 302293.6309 | 285761.5811 | 269367.0964 | 0 | 1519535.8339 |  | 2035PTAC Standard Size - 9,000 Btu/h | PTAC Standard Size - 9,000 Btu/h | PTAC 9000 | 2035 |  | 0 | 0 | 0 | 1544059.0479 | 269367.0964 | 0 | 1813426.1443 | 293890.3104 |  | 1519535.8339 | OK |  | 2035PTAC Standard Size - 9,000 Btu/h | PTAC Standard Size - 9,000 Btu/h | 2035 | 0 | 0 | 0 | 0 | 1293823.3301 | 225712.5038 | 0 | 1519535.8339 | OK | 2035PTAC Standard Size - 9,000 Btu/h | PTAC Standard Size - 9,000 Btu/h | 2035 | 0% | 0% | 0% | 0% | 85.15% | 14.85% | 0% | 100% | OK
2036 | 7230345.0895 | 2789384.6942 | 3893011.522 | 547948.8732 | 142514.0741 | 642524.2193 | 785038.2934 | 29829.6036 | 18473.4101 | 660997.6294 | 142514.0741 | 253645.3537 | 225108.7296 | 1.69% | -2.03% |  |  | 2036 | 7230345.0895 | 1.398% | 803511.7035 | 785038.2934 | 18473.4101 | 2.099% | 660997.6294 | [11 empty] | 2036 | 181730.3687 | 267521.8626 | 142063.3339 | 193722.7281 | 10538.5225 | 7934.8876 | 803511.7035 |  | PTAC 9000 | 2036 | 41060.9647 | 38125.1476 | 36153.1014 | 34175.9348 | 32215.2204 | 0 | 181730.3687 | PTAC 9000 | 2036 | 0 | 0 | 79186.1123 | 36153.1014 | 34175.9348 | 32215.2204 | 0 | 181730.3687 | PTAC 9000 | 2036 | 0 | 0 | 0 | 115339.2136 | 34175.9348 | 32215.2204 | 0 | 181730.3687 | PTAC 9000 | 2036 | 0 | 0 | 0 | 0 | 149515.1484 | 32215.2204 | 0 | 181730.3687 | PTAC 9000 | 2036 | 0 | 0 | 0 | 0 | 0 | 181730.3687 | 0 | 181730.3687 | PTAC 9000 | 2036 | 0 | 0 | 0 | 0 | 0 | 0 | 181730.3687 | 181730.3687 |  |  | 2036PTAC Standard Size - 9,000 Btu/h | PTAC Standard Size - 9,000 Btu/h | PTAC 9000 | 2036 | 0 | 349139.9065 | 324176.7588 | 307408.5209 | 290596.7444 | 273924.8605 | 0 | 1545246.7912 |  | 2036PTAC Standard Size - 9,000 Btu/h | PTAC Standard Size - 9,000 Btu/h | PTAC 9000 | 2036 |  | 0 | 0 | 0 | 1602865.2884 | 273924.8605 | 0 | 1876790.1489 | 331543.3576 |  | 1545246.7912 | OK |  | 2036PTAC Standard Size - 9,000 Btu/h | PTAC Standard Size - 9,000 Btu/h | 2036 | 0 | 0 | 0 | 0 | 1319711.9801 | 225534.8111 | 0 | 1545246.7912 | OK | 2036PTAC Standard Size - 9,000 Btu/h | PTAC Standard Size - 9,000 Btu/h | 2036 | 0% | 0% | 0% | 0% | 85.4% | 14.6% | 0% | 100% | OK
2037 | 7333202.5415 | 2760848.0702 | 4035525.5961 | 536828.8752 | 145111.5121 | 657161.9347 | 802273.4468 | 29223.9399 | 18103.9419 | 675265.8766 | 145111.5121 | 251044.6225 | 222857.6424 | 1.706% | -2.029% |  |  | 2037 | 7333202.5415 | 1.423% | 820377.3887 | 802273.4468 | 18103.9419 | 2.099% | 675265.8766 | [11 empty] | 2037 | 185720.1751 | 273395.1816 | 145182.2689 | 197975.8212 | 10327.7521 | 7776.1898 | 820377.3887 |  | PTAC 9000 | 2037 | 41962.4392 | 38962.1676 | 36946.826 | 34926.2516 | 32922.4907 | 0 | 185720.1751 | PTAC 9000 | 2037 | 0 | 0 | 80924.6068 | 36946.826 | 34926.2516 | 32922.4907 | 0 | 185720.1751 | PTAC 9000 | 2037 | 0 | 0 | 0 | 117871.4328 | 34926.2516 | 32922.4907 | 0 | 185720.1751 | PTAC 9000 | 2037 | 0 | 0 | 0 | 0 | 152797.6844 | 32922.4907 | 0 | 185720.1751 | PTAC 9000 | 2037 | 0 | 0 | 0 | 0 | 0 | 185720.1751 | 0 | 185720.1751 | PTAC 9000 | 2037 | 0 | 0 | 0 | 0 | 0 | 0 | 185720.1751 | 185720.1751 |  |  | 2037PTAC Standard Size - 9,000 Btu/h | PTAC Standard Size - 9,000 Btu/h | PTAC 9000 | 2037 | 0 | 355101.4298 | 329712.0393 | 312657.4857 | 295558.65 | 278602.0956 | 0 | 1571631.7004 |  | 2037PTAC Standard Size - 9,000 Btu/h | PTAC Standard Size - 9,000 Btu/h | PTAC 9000 | 2037 |  | 0 | 0 | 0 | 1661838.986 | 278602.0956 | 0 | 1940441.0817 | 368809.3813 |  | 1571631.7004 | OK |  | 2037PTAC Standard Size - 9,000 Btu/h | PTAC Standard Size - 9,000 Btu/h | 2037 | 0 | 0 | 0 | 0 | 1345982.0326 | 225649.6677 | 0 | 1571631.7004 | OK | 2037PTAC Standard Size - 9,000 Btu/h | PTAC Standard Size - 9,000 Btu/h | 2037 | 0% | 0% | 0% | 0% | 85.64% | 14.36% | 0% | 100% | OK
2038 | 7439238.0631 | 2732661.09 | 4180637.1081 | 525939.8649 | 147756.2905 | 672102.2915 | 819858.582 | 28630.8733 | 17741.8631 | 689844.1545 | 147756.2905 | 248476.3263 | 220629.0659 | 1.72% | -2.028% |  |  | 2038 | 7439238.0631 | 1.446% | 837600.445 | 819858.582 | 17741.8631 | 2.099% | 689844.1545 | [11 empty] | 2038 | 189790.9996 | 279387.7659 | 148364.5377 | 202315.2787 | 10121.197 | 7620.666 | 837600.445 |  | PTAC 9000 | 2038 | 42882.2194 | 39816.1843 | 37756.6683 | 35691.8046 | 33644.123 | 0 | 189790.9996 | PTAC 9000 | 2038 | 0 | 0 | 82698.4037 | 37756.6683 | 35691.8046 | 33644.123 | 0 | 189790.9996 | PTAC 9000 | 2038 | 0 | 0 | 0 | 120455.072 | 35691.8046 | 33644.123 | 0 | 189790.9996 | PTAC 9000 | 2038 | 0 | 0 | 0 | 0 | 156146.8766 | 33644.123 | 0 | 189790.9996 | PTAC 9000 | 2038 | 0 | 0 | 0 | 0 | 0 | 189790.9996 | 0 | 189790.9996 | PTAC 9000 | 2038 | 0 | 0 | 0 | 0 | 0 | 0 | 189790.9996 | 189790.9996 |  |  | 2038PTAC Standard Size - 9,000 Btu/h | PTAC Standard Size - 9,000 Btu/h | PTAC 9000 | 2038 | 0 | 361217.0984 | 335390.4438 | 318042.1713 | 300648.8541 | 283400.2687 | 0 | 1598698.8364 |  | 2038PTAC Standard Size - 9,000 Btu/h | PTAC Standard Size - 9,000 Btu/h | PTAC 9000 | 2038 |  | 0 | 0 | 0 | 1720991.8687 | 283400.2687 | 0 | 2004392.1374 | 405693.301 |  | 1598698.8364 | OK |  | 2038PTAC Standard Size - 9,000 Btu/h | PTAC Standard Size - 9,000 Btu/h | 2038 | 0 | 0 | 0 | 0 | 1372659.3947 | 226039.4417 | 0 | 1598698.8364 | OK | 2038PTAC Standard Size - 9,000 Btu/h | PTAC Standard Size - 9,000 Btu/h | 2038 | 0% | 0% | 0% | 0% | 85.86% | 14.14% | 0% | 100% | OK
2039 | 7548483.9929 | 2704813.8296 | 4328393.3986 | 515276.7646 | 150449.2722 | 687360.8945 | 837810.1667 | 28050.1261 | 17387.0258 | 704747.9203 | 150449.2722 | 245939.4981 | 218422.7753 | 1.734% | -2.027% |  |  | 2039 | 7548483.9929 | 1.469% | 855197.1925 | 837810.1667 | 17387.0258 | 2.101% | 704747.9203 | [11 empty] | 2039 | 193946.6543 | 285505.2272 | 151613.1206 | 206745.1645 | 9918.7731 | 7468.2527 | 855197.1925 |  | PTAC 9000 | 2039 | 43821.1664 | 40687.9976 | 38583.3865 | 36473.3107 | 34380.7931 | 0 | 193946.6543 | PTAC 9000 | 2039 | 0 | 0 | 84509.164 | 38583.3865 | 36473.3107 | 34380.7931 | 0 | 193946.6543 | PTAC 9000 | 2039 | 0 | 0 | 0 | 123092.5505 | 36473.3107 | 34380.7931 | 0 | 193946.6543 | PTAC 9000 | 2039 | 0 | 0 | 0 | 0 | 159565.8612 | 34380.7931 | 0 | 193946.6543 | PTAC 9000 | 2039 | 0 | 0 | 0 | 0 | 0 | 193946.6543 | 0 | 193946.6543 | PTAC 9000 | 2039 | 0 | 0 | 0 | 0 | 0 | 0 | 193946.6543 | 193946.6543 |  |  | 2039PTAC Standard Size - 9,000 Btu/h | PTAC Standard Size - 9,000 Btu/h | PTAC 9000 | 2039 | 0 | 367488.8695 | 341213.7897 | 323564.3011 | 305868.9857 | 288320.915 | 0 | 1626456.861 |  | 2039PTAC Standard Size - 9,000 Btu/h | PTAC Standard Size - 9,000 Btu/h | PTAC 9000 | 2039 |  | 0 | 0 | 0 | 1780335.828 | 288320.915 | 0 | 2068656.743 | 442199.882 |  | 1626456.861 | OK |  | 2039PTAC Standard Size - 9,000 Btu/h | PTAC Standard Size - 9,000 Btu/h | 2039 | 0 | 0 | 0 | 0 | 1399767.9567 | 226688.9043 | 0 | 1626456.861 | OK | 2039PTAC Standard Size - 9,000 Btu/h | PTAC Standard Size - 9,000 Btu/h | 2039 | 0% | 0% | 0% | 0% | 86.06% | 13.94% | 0% | 100% | OK
2040 | 7660974.4001 | 2677297.1068 | 4478842.6708 | 504834.6224 | 153191.3358 | 702929.954 | 856121.2897 | 27481.4274 | 17039.2853 | 719969.2392 | 153191.3358 | 243433.2447 | 216238.5475 | 1.748% | -2.027% |  |  | 2040 | 7660974.4001 | 1.49% | 873160.575 | 856121.2897 | 17039.2853 | 2.1% | 719969.2392 | [11 empty] | 2040 | 198185.5395 | 291745.2104 | 154926.7669 | 211263.773 | 9720.3976 | 7318.8876 | 873160.575 |  | PTAC 9000 | 2040 | 44778.9189 | 41577.2718 | 39426.6624 | 37270.4689 | 35132.2174 | 0 | 198185.5395 | PTAC 9000 | 2040 | 0 | 0 | 86356.1907 | 39426.6624 | 37270.4689 | 35132.2174 | 0 | 198185.5395 | PTAC 9000 | 2040 | 0 | 0 | 0 | 125782.8531 | 37270.4689 | 35132.2174 | 0 | 198185.5395 | PTAC 9000 | 2040 | 0 | 0 | 0 | 0 | 163053.322 | 35132.2174 | 0 | 198185.5395 | PTAC 9000 | 2040 | 0 | 0 | 0 | 0 | 0 | 198185.5395 | 0 | 198185.5395 | PTAC 9000 | 2040 | 0 | 0 | 0 | 0 | 0 | 0 | 198185.5395 | 198185.5395 |  |  | 2040PTAC Standard Size - 9,000 Btu/h | PTAC Standard Size - 9,000 Btu/h | PTAC 9000 | 2040 | 0 | 373918.784 | 347183.9718 | 329225.672 | 311220.7435 | 293365.6361 | 0 | 1654914.8072 |  | 2040PTAC Standard Size - 9,000 Btu/h | PTAC Standard Size - 9,000 Btu/h | PTAC 9000 | 2040 |  | 0 | 0 | 0 | 1839882.919 | 293365.6361 | 0 | 2133248.555 | 478333.7478 |  | 1654914.8072 | OK |  | 2040PTAC Standard Size - 9,000 Btu/h | PTAC Standard Size - 9,000 Btu/h | 2040 | 0 | 0 | 0 | 0 | 1427329.9185 | 227584.8887 | 0 | 1654914.8072 | OK | 2040PTAC Standard Size - 9,000 Btu/h | PTAC Standard Size - 9,000 Btu/h | 2040 | 0% | 0% | 0% | 0% | 86.25% | 13.75% | 0% | 100% | OK
2041 | 7776745.0251 | 2650102.4097 | 4632034.0066 | 494608.6088 | 155983.3757 | 718852.2698 | 874835.6456 | 26924.5132 | 16698.4996 | 735550.7694 | 155983.3757 | 240956.7396 | 214076.162 | 1.761% | -2.026% |  |  | 2041 | 7776745.0251 | 1.511% | 891534.1451 | 874835.6456 | 16698.4996 | 2.104% | 735550.7694 | [11 empty] | 2041 | 202517.7699 | 298122.6054 | 158313.3836 | 215881.8867 | 9525.9897 | 7172.5099 | 891534.1451 |  | PTAC 9000 | 2041 | 45757.7622 | 42486.1288 | 40288.5083 | 38085.1816 | 35900.189 | 0 | 202517.7699 | PTAC 9000 | 2041 | 0 | 0 | 88243.8911 | 40288.5083 | 38085.1816 | 35900.189 | 0 | 202517.7699 | PTAC 9000 | 2041 | 0 | 0 | 0 | 128532.3993 | 38085.1816 | 35900.189 | 0 | 202517.7699 | PTAC 9000 | 2041 | 0 | 0 | 0 | 0 | 166617.5809 | 35900.189 | 0 | 202517.7699 | PTAC 9000 | 2041 | 0 | 0 | 0 | 0 | 0 | 202517.7699 | 0 | 202517.7699 | PTAC 9000 | 2041 | 0 | 0 | 0 | 0 | 0 | 0 | 202517.7699 | 202517.7699 |  |  | 2041PTAC Standard Size - 9,000 Btu/h | PTAC Standard Size - 9,000 Btu/h | PTAC 9000 | 2041 | 0 | 380508.9638 | 353302.9605 | 335028.1523 | 316705.8936 | 298536.0965 | 0 | 1684082.0667 |  | 2041PTAC Standard Size - 9,000 Btu/h | PTAC Standard Size - 9,000 Btu/h | PTAC 9000 | 2041 |  | 0 | 0 | 0 | 1899645.3605 | 298536.0965 | 0 | 2198181.4571 | 514099.3904 |  | 1684082.0667 | OK |  | 2041PTAC Standard Size - 9,000 Btu/h | PTAC Standard Size - 9,000 Btu/h | 2041 | 0 | 0 | 0 | 0 | 1455366.0593 | 228716.0074 | 0 | 1684082.0667 | OK | 2041PTAC Standard Size - 9,000 Btu/h | PTAC Standard Size - 9,000 Btu/h | 2041 | 0% | 0% | 0% | 0% | 86.42% | 13.58% | 0% | 100% | OK
2042 | 7895833.227 | 2623221.8321 | 4788017.3824 | 484594.0126 | 158826.303 | 735128.8157 | 893955.1187 | 26379.1258 | 16364.5296 | 751493.3453 | 158826.303 | 238509.2169 | 211935.4004 | 1.773% | -2.025% |  |  | 2042 | 7895833.227 | 1.531% | 910319.6482 | 893955.1187 | 16364.5296 | 2.107% | 751493.3453 | [11 empty] | 2042 | 206943.7819 | 304638.0545 | 161773.3117 | 220599.9705 | 9335.4699 | 7029.0597 | 910319.6482 |  | PTAC 9000 | 2042 | 46757.795 | 43414.6603 | 41169.0108 | 38917.5306 | 36684.7852 | 0 | 206943.7819 | PTAC 9000 | 2042 | 0 | 0 | 90172.4552 | 41169.0108 | 38917.5306 | 36684.7852 | 0 | 206943.7819 | PTAC 9000 | 2042 | 0 | 0 | 0 | 131341.4661 | 38917.5306 | 36684.7852 | 0 | 206943.7819 | PTAC 9000 | 2042 | 0 | 0 | 0 | 0 | 170258.9967 | 36684.7852 | 0 | 206943.7819 | PTAC 9000 | 2042 | 0 | 0 | 0 | 0 | 0 | 206943.7819 | 0 | 206943.7819 | PTAC 9000 | 2042 | 0 | 0 | 0 | 0 | 0 | 0 | 206943.7819 | 206943.7819 |  |  | 2042PTAC Standard Size - 9,000 Btu/h | PTAC Standard Size - 9,000 Btu/h | PTAC 9000 | 2042 | 0 | 387261.6095 | 359572.7989 | 340973.6795 | 322326.2676 | 303834.0229 | 0 | 1713968.3784 |  | 2042PTAC Standard Size - 9,000 Btu/h | PTAC Standard Size - 9,000 Btu/h | PTAC 9000 | 2042 |  | 0 | 0 | 0 | 1959635.5359 | 303834.0229 | 0 | 2263469.5588 | 549501.1804 |  | 1713968.3784 | OK |  | 2042PTAC Standard Size - 9,000 Btu/h | PTAC Standard Size - 9,000 Btu/h | 2042 | 0 | 0 | 0 | 0 | 1483895.9634 | 230072.415 | 0 | 1713968.3784 | OK | 2042PTAC Standard Size - 9,000 Btu/h | PTAC Standard Size - 9,000 Btu/h | 2042 | 0% | 0% | 0% | 0% | 86.58% | 13.42% | 0% | 100% | OK
2043 | 7264166.5689 | 2413364.0855 | 4404975.9918 | 445826.4916 | [9 empty] | -8% | -8% |  |  | 2043 | 7264166.5689 | -8% | [16 empty] | 2043 | 0 | 0 | 0 | 0 | 0 | 0 | 0 |  | PTAC 9000 | 2043 | 0 | 0 | 0 | 0 | 0 | 0 | 0 | PTAC 9000 | 2043 | 0 | 0 | 0 | 0 | 0 | 0 | 0 | 0 | PTAC 9000 | 2043 | 0 | 0 | 0 | 0 | 0 | 0 | 0 | 0 | PTAC 9000 | 2043 | 0 | 0 | 0 | 0 | 0 | 0 | 0 | 0 | PTAC 9000 | 2043 | 0 | 0 | 0 | 0 | 0 | 0 | 0 | 0 | PTAC 9000 | 2043 | 0 | 0 | 0 | 0 | 0 | 0 | 0 | 0 |  |  | 2043PTAC Standard Size - 9,000 Btu/h | PTAC Standard Size - 9,000 Btu/h | PTAC 9000 | 2043 | 0 | 356280.6807 | 330806.975 | 313695.7851 | 296540.1662 | 279527.3011 | 0 | 1576850.9081 |  | 2043PTAC Standard Size - 9,000 Btu/h | PTAC Standard Size - 9,000 Btu/h | PTAC 9000 | 2043 |  | 0 | 0 | 0 | 2019865.9935 | 309261.2015 | 0 | 2329127.195 | 752276.2869 |  | 1576850.9081 | OK |  | 2043PTAC Standard Size - 9,000 Btu/h | PTAC Standard Size - 9,000 Btu/h | 2043 | 0 | 0 | 0 | 0 | 1367476.8527 | 209374.0554 | 0 | 1576850.9081 | OK | 2043PTAC Standard Size - 9,000 Btu/h | PTAC Standard Size - 9,000 Btu/h | 2043 | 0% | 0% | 0% | 0% | 86.72% | 13.28% | 0% | 100% | OK
2044 | 6683033.2433 | 2220294.9587 | 4052577.9124 | 410160.3722 | [9 empty] | -8% | -8% |  |  | 2044 | 6683033.2433 | -8% | [16 empty] | 2044 | 0 | 0 | 0 | 0 | 0 | 0 | 0 |  | PTAC 9000 | 2044 | 0 | 0 | 0 | 0 | 0 | 0 | 0 | PTAC 9000 | 2044 | 0 | 0 | 0 | 0 | 0 | 0 | 0 | 0 | PTAC 9000 | 2044 | 0 | 0 | 0 | 0 | 0 | 0 | 0 | 0 | PTAC 9000 | 2044 | 0 | 0 | 0 | 0 | 0 | 0 | 0 | 0 | PTAC 9000 | 2044 | 0 | 0 | 0 | 0 | 0 | 0 | 0 | 0 | PTAC 9000 | 2044 | 0 | 0 | 0 | 0 | 0 | 0 | 0 | 0 |  |  | 2044PTAC Standard Size - 9,000 Btu/h | PTAC Standard Size - 9,000 Btu/h | PTAC 9000 | 2044 | 0 | 327778.2263 | 304342.417 | 288600.1223 | 272816.9529 | 257165.117 | 0 | 1450702.8355 |  | 2044PTAC Standard Size - 9,000 Btu/h | PTAC Standard Size - 9,000 Btu/h | PTAC 9000 | 2044 |  | 0 | 0 | 0 | 0 | 0 | 0 | 0 | 0 |  | 0 | OK |  | 2044PTAC Standard Size - 9,000 Btu/h | PTAC Standard Size - 9,000 Btu/h | 2044 | 0 | 0 | 0 | 0 | 0 | 0 | 0 | 0 | OK | 2044PTAC Standard Size - 9,000 Btu/h | PTAC Standard Size - 9,000 Btu/h | 2044 | 0% | 0% | 0% | 0% | 0% | 0% | 0% | 0% | OK
2045 | 6148390.5839 | 2042671.362 | 3728371.6794 | 377347.5425 | [9 empty] | -8% | -8% |  |  | 2045 | 6148390.5839 | -8% | [16 empty] | 2045 | 0 | 0 | 0 | 0 | 0 | 0 | 0 |  | PTAC 9000 | 2045 | 0 | 0 | 0 | 0 | 0 | 0 | 0 | PTAC 9000 | 2045 | 0 | 0 | 0 | 0 | 0 | 0 | 0 | 0 | PTAC 9000 | 2045 | 0 | 0 | 0 | 0 | 0 | 0 | 0 | 0 | PTAC 9000 | 2045 | 0 | 0 | 0 | 0 | 0 | 0 | 0 | 0 | PTAC 9000 | 2045 | 0 | 0 | 0 | 0 | 0 | 0 | 0 | 0 | PTAC 9000 | 2045 | 0 | 0 | 0 | 0 | 0 | 0 | 0 | 0 |  |  | 2045PTAC Standard Size - 9,000 Btu/h | PTAC Standard Size - 9,000 Btu/h | PTAC 9000 | 2045 | 0 | 301555.9682 | 279995.0236 | 265512.1125 | 250991.5967 | 236591.9077 | 0 | 1334646.6086 |  | 2045PTAC Standard Size - 9,000 Btu/h | PTAC Standard Size - 9,000 Btu/h | PTAC 9000 | 2045 |  | 0 | 0 | 0 | 0 | 0 | 0 | 0 | 0 |  | 0 | OK |  | 2045PTAC Standard Size - 9,000 Btu/h | PTAC Standard Size - 9,000 Btu/h | 2045 | 0 | 0 | 0 | 0 | 0 | 0 | 0 | 0 | OK | 2045PTAC Standard Size - 9,000 Btu/h | PTAC Standard Size - 9,000 Btu/h | 2045 | 0% | 0% | 0% | 0% | 0% | 0% | 0% | 0% | OK
2046 | 5656519.3372 | 1879257.653 | 3430101.9451 | 347159.7391 | [9 empty] | -8% | -8% |  |  | 2046 | 5656519.3372 | -8% | [16 empty] | 2046 | 0 | 0 | 0 | 0 | 0 | 0 | 0 |  | PTAC 9000 | 2046 | 0 | 0 | 0 | 0 | 0 | 0 | 0 | PTAC 9000 | 2046 | 0 | 0 | 0 | 0 | 0 | 0 | 0 | 0 | PTAC 9000 | 2046 | 0 | 0 | 0 | 0 | 0 | 0 | 0 | 0 | PTAC 9000 | 2046 | 0 | 0 | 0 | 0 | 0 | 0 | 0 | 0 | PTAC 9000 | 2046 | 0 | 0 | 0 | 0 | 0 | 0 | 0 | 0 | PTAC 9000 | 2046 | 0 | 0 | 0 | 0 | 0 | 0 | 0 | 0 |  |  | 2046PTAC Standard Size - 9,000 Btu/h | PTAC Standard Size - 9,000 Btu/h | PTAC 9000 | 2046 | 0 | 277431.4907 | 257595.4217 | 244271.1435 | 230912.2689 | 217664.555 | 0 | 1227874.8799 |  | 2046PTAC Standard Size - 9,000 Btu/h | PTAC Standard Size - 9,000 Btu/h | PTAC 9000 | 2046 |  | 0 | 0 | 0 | 0 | 0 | 0 | 0 | 0 |  | 0 | OK |  | 2046PTAC Standard Size - 9,000 Btu/h | PTAC Standard Size - 9,000 Btu/h | 2046 | 0 | 0 | 0 | 0 | 0 | 0 | 0 | 0 | OK | 2046PTAC Standard Size - 9,000 Btu/h | PTAC Standard Size - 9,000 Btu/h | 2046 | 0% | 0% | 0% | 0% | 0% | 0% | 0% | 0% | OK
2047 | 5203997.7902 | 1728917.0408 | 3155693.7895 | 319386.9599 | [9 empty] | -8% | -8% |  |  | 2047 | 5203997.7902 | -8% | [16 empty] | 2047 | 0 | 0 | 0 | 0 | 0 | 0 | 0 |  | PTAC 9000 | 2047 | 0 | 0 | 0 | 0 | 0 | 0 | 0 | PTAC 9000 | 2047 | 0 | 0 | 0 | 0 | 0 | 0 | 0 | 0 | PTAC 9000 | 2047 | 0 | 0 | 0 | 0 | 0 | 0 | 0 | 0 | PTAC 9000 | 2047 | 0 | 0 | 0 | 0 | 0 | 0 | 0 | 0 | PTAC 9000 | 2047 | 0 | 0 | 0 | 0 | 0 | 0 | 0 | 0 | PTAC 9000 | 2047 | 0 | 0 | 0 | 0 | 0 | 0 | 0 | 0 |  |  | 2047PTAC Standard Size - 9,000 Btu/h | PTAC Standard Size - 9,000 Btu/h | PTAC 9000 | 2047 | 0 | 255236.9715 | 236987.788 | 224729.4521 | 212439.2874 | 200251.3906 | 0 | 1129644.8895 |  | 2047PTAC Standard Size - 9,000 Btu/h | PTAC Standard Size - 9,000 Btu/h | PTAC 9000 | 2047 |  | 0 | 0 | 0 | 0 | 0 | 0 | 0 | 0 |  | 0 | OK |  | 2047PTAC Standard Size - 9,000 Btu/h | PTAC Standard Size - 9,000 Btu/h | 2047 | 0 | 0 | 0 | 0 | 0 | 0 | 0 | 0 | OK | 2047PTAC Standard Size - 9,000 Btu/h | PTAC Standard Size - 9,000 Btu/h | 2047 | 0% | 0% | 0% | 0% | 0% | 0% | 0% | 0% | OK
2048 | 4787677.967 | 1590603.6775 | 2903238.2863 | 293836.0031 | [9 empty] | -8% | -8% |  |  | 2048 | 4787677.967 | -8% | [16 empty] | 2048 | 0 | 0 | 0 | 0 | 0 | 0 | 0 |  | PTAC 9000 | 2048 | 0 | 0 | 0 | 0 | 0 | 0 | 0 | PTAC 9000 | 2048 | 0 | 0 | 0 | 0 | 0 | 0 | 0 | 0 | PTAC 9000 | 2048 | 0 | 0 | 0 | 0 | 0 | 0 | 0 | 0 | PTAC 9000 | 2048 | 0 | 0 | 0 | 0 | 0 | 0 | 0 | 0 | PTAC 9000 | 2048 | 0 | 0 | 0 | 0 | 0 | 0 | 0 | 0 | PTAC 9000 | 2048 | 0 | 0 | 0 | 0 | 0 | 0 | 0 | 0 |  |  | 2048PTAC Standard Size - 9,000 Btu/h | PTAC Standard Size - 9,000 Btu/h | PTAC 9000 | 2048 | 0 | 234818.0137 | 218028.7649 | 206751.0959 | 195444.1444 | 184231.2794 | 0 | 1039273.2984 |  | 2048PTAC Standard Size - 9,000 Btu/h | PTAC Standard Size - 9,000 Btu/h | PTAC 9000 | 2048 |  | 0 | 0 | 0 | 0 | 0 | 0 | 0 | 0 |  | 0 | OK |  | 2048PTAC Standard Size - 9,000 Btu/h | PTAC Standard Size - 9,000 Btu/h | 2048 | 0 | 0 | 0 | 0 | 0 | 0 | 0 | 0 | OK | 2048PTAC Standard Size - 9,000 Btu/h | PTAC Standard Size - 9,000 Btu/h | 2048 | 0% | 0% | 0% | 0% | 0% | 0% | 0% | 0% | OK
2049 | 4404663.7296 | 1463355.3833 | 2670979.2234 | 270329.1229 | [9 empty] | -8% | -8% |  |  | 2049 | 4404663.7296 | -8% | [16 empty] | 2049 | 0 | 0 | 0 | 0 | 0 | 0 | 0 |  | PTAC 9000 | 2049 | 0 | 0 | 0 | 0 | 0 | 0 | 0 | PTAC 9000 | 2049 | 0 | 0 | 0 | 0 | 0 | 0 | 0 | 0 | PTAC 9000 | 2049 | 0 | 0 | 0 | 0 | 0 | 0 | 0 | 0 | PTAC 9000 | 2049 | 0 | 0 | 0 | 0 | 0 | 0 | 0 | 0 | PTAC 9000 | 2049 | 0 | 0 | 0 | 0 | 0 | 0 | 0 | 0 | PTAC 9000 | 2049 | 0 | 0 | 0 | 0 | 0 | 0 | 0 | 0 |  |  | 2049PTAC Standard Size - 9,000 Btu/h | PTAC Standard Size - 9,000 Btu/h | PTAC 9000 | 2049 | 0 | 216032.5726 | 200586.4637 | 190211.0082 | 179808.6129 | 169492.777 | 0 | 956131.4345 |  | 2049PTAC Standard Size - 9,000 Btu/h | PTAC Standard Size - 9,000 Btu/h | PTAC 9000 | 2049 |  | 0 | 0 | 0 | 0 | 0 | 0 | 0 | 0 |  | 0 | OK |  | 2049PTAC Standard Size - 9,000 Btu/h | PTAC Standard Size - 9,000 Btu/h | 2049 | 0 | 0 | 0 | 0 | 0 | 0 | 0 | 0 | OK | 2049PTAC Standard Size - 9,000 Btu/h | PTAC Standard Size - 9,000 Btu/h | 2049 | 0% | 0% | 0% | 0% | 0% | 0% | 0% | 0% | OK
2050 | 4052290.6313 | 1346286.9527 | 2457300.8855 | 248702.7931 | [9 empty] | -8% | -8% |  |  | 2050 | 4052290.6313 | -8% | [16 empty] | 2050 | 0 | 0 | 0 | 0 | 0 | 0 | 0 |  | PTAC 9000 | 2050 | #VALUE! | #VALUE! | #VALUE! | #VALUE! | #VALUE! | #VALUE! | #VALUE! | PTAC 9000 | 2050 | #VALUE! | #VALUE! | #VALUE! | #VALUE! | #VALUE! | #VALUE! | #VALUE! | #VALUE! | PTAC 9000 | 2050 | #VALUE! | #VALUE! | #VALUE! | #VALUE! | #VALUE! | #VALUE! | #VALUE! | #VALUE! | PTAC 9000 | 2050 | #VALUE! | #VALUE! | #VALUE! | #VALUE! | #VALUE! | #VALUE! | #VALUE! | #VALUE! | PTAC 9000 | 2050 | #VALUE! | #VALUE! | #VALUE! | #VALUE! | #VALUE! | #VALUE! | #VALUE! | #VALUE! | PTAC 9000 | 2050 | #VALUE! | #VALUE! | #VALUE! | #VALUE! | #VALUE! | #VALUE! | #VALUE! | #VALUE! |  |  | 2050PTAC Standard Size - 9,000 Btu/h | PTAC Standard Size - 9,000 Btu/h | PTAC 9000 | 2050 | 0 | 198749.9668 | 184539.5466 | 174994.1276 | 165423.9238 | 155933.3549 | 0 | 879640.9197 |  | 2050PTAC Standard Size - 9,000 Btu/h | PTAC Standard Size - 9,000 Btu/h | PTAC 9000 | 2050 |  | 0 | 0 | 0 | 0 | 0 | 0 | 0 | 0 |  | 0 | OK |  | 2050PTAC Standard Size - 9,000 Btu/h | PTAC Standard Size - 9,000 Btu/h | 2050 | 0 | 0 | 0 | 0 | 0 | 0 | 0 | 0 | OK | 2050PTAC Standard Size - 9,000 Btu/h | PTAC Standard Size - 9,000 Btu/h | 2050 | 0% | 0% | 0% | 0% | 0% | 0% | 0% | 0% | OK
2051 | 3728107.3808 | 1238583.9964 | 2260716.8147 | 228806.5696 | [9 empty] | -8% | -8% |  |  | 2051 | 3728107.3808 | -8% | [16 empty] | 2051 | 0 | 0 | 0 | 0 | 0 | 0 | 0 |  | PTAC 9000 | 2051 | 0 | 0 | 0 | 0 | 0 | 0 | 0 | PTAC 9000 | 2051 | 0 | 0 | 0 | 0 | 0 | 0 | 0 | 0 | PTAC 9000 | 2051 | 0 | 0 | 0 | 0 | 0 | 0 | 0 | 0 | PTAC 9000 | 2051 | 0 | 0 | 0 | 0 | 0 | 0 | 0 | 0 | PTAC 9000 | 2051 | 0 | 0 | 0 | 0 | 0 | 0 | 0 | 0 | PTAC 9000 | 2051 | 0 | 0 | 0 | 0 | 0 | 0 | 0 | 0 |  |  | 2051PTAC Standard Size - 9,000 Btu/h | PTAC Standard Size - 9,000 Btu/h | PTAC 9000 | 2051 | 0 | 182849.9695 | 169776.3829 | 160994.5974 | 152190.0099 | 143458.6865 | 0 | 809269.6462 |  | 2051PTAC Standard Size - 9,000 Btu/h | PTAC Standard Size - 9,000 Btu/h | PTAC 9000 | 2051 |  | 0 | 0 | 0 | 0 | 0 | 0 | 0 | 0 |  | 0 | OK |  | 2051PTAC Standard Size - 9,000 Btu/h | PTAC Standard Size - 9,000 Btu/h | 2051 | 0 | 0 | 0 | 0 | 0 | 0 | 0 | 0 | OK | 2051PTAC Standard Size - 9,000 Btu/h | PTAC Standard Size - 9,000 Btu/h | 2051 | 0% | 0% | 0% | 0% | 0% | 0% | 0% | 0% | OK
2052 | 3429858.7903 | 1139497.2767 | 2079859.4695 | 210502.044 | [9 empty] | -8% | -8% |  |  | 2052 | 3429858.7903 | -8% | [16 empty] | 2052 | 0 | 0 | 0 | 0 | 0 | 0 | 0 |  | PTAC 9000 | 2052 | 0 | 0 | 0 | 0 | 0 | 0 | 0 | PTAC 9000 | 2052 | 0 | 0 | 0 | 0 | 0 | 0 | 0 | 0 | PTAC 9000 | 2052 | 0 | 0 | 0 | 0 | 0 | 0 | 0 | 0 | PTAC 9000 | 2052 | 0 | 0 | 0 | 0 | 0 | 0 | 0 | 0 | PTAC 9000 | 2052 | 0 | 0 | 0 | 0 | 0 | 0 | 0 | 0 | PTAC 9000 | 2052 | 0 | 0 | 0 | 0 | 0 | 0 | 0 | 0 |  |  | 2052PTAC Standard Size - 9,000 Btu/h | PTAC Standard Size - 9,000 Btu/h | PTAC 9000 | 2052 | 0 | 168221.9719 | 156194.2723 | 148115.0296 | 140014.8091 | 131981.9916 | 0 | 744528.0745 |  | 2052PTAC Standard Size - 9,000 Btu/h | PTAC Standard Size - 9,000 Btu/h | PTAC 9000 | 2052 |  | 0 | 0 | 0 | 0 | 0 | 0 | 0 | 0 |  | 0 | OK |  | 2052PTAC Standard Size - 9,000 Btu/h | PTAC Standard Size - 9,000 Btu/h | 2052 | 0 | 0 | 0 | 0 | 0 | 0 | 0 | 0 | OK | 2052PTAC Standard Size - 9,000 Btu/h | PTAC Standard Size - 9,000 Btu/h | 2052 | 0% | 0% | 0% | 0% | 0% | 0% | 0% | 0% | OK
2053 | 3155470.0871 | 1048337.4946 | 1913470.712 | 193661.8805 | [9 empty] | -8% | -8% |  |  | 2053 | 3155470.0871 | -8% | [16 empty] | 2053 | 0 | 0 | 0 | 0 | 0 | 0 | 0 |  | PTAC 9000 | 2053 | 0 | 0 | 0 | 0 | 0 | 0 | 0 | PTAC 9000 | 2053 | 0 | 0 | 0 | 0 | 0 | 0 | 0 | 0 | PTAC 9000 | 2053 | 0 | 0 | 0 | 0 | 0 | 0 | 0 | 0 | PTAC 9000 | 2053 | 0 | 0 | 0 | 0 | 0 | 0 | 0 | 0 | PTAC 9000 | 2053 | 0 | 0 | 0 | 0 | 0 | 0 | 0 | 0 | PTAC 9000 | 2053 | 0 | 0 | 0 | 0 | 0 | 0 | 0 | 0 |  |  | 2053PTAC Standard Size - 9,000 Btu/h | PTAC Standard Size - 9,000 Btu/h | PTAC 9000 | 2053 | 0 | 154764.2142 | 143698.7305 | 136265.8272 | 128813.6244 | 121423.4322 | 0 | 684965.8285 |  | 2053PTAC Standard Size - 9,000 Btu/h | PTAC Standard Size - 9,000 Btu/h | PTAC 9000 | 2053 |  | 0 | 0 | 0 | 0 | 0 | 0 | 0 | 0 |  | 0 | OK |  | 2053PTAC Standard Size - 9,000 Btu/h | PTAC Standard Size - 9,000 Btu/h | 2053 | 0 | 0 | 0 | 0 | 0 | 0 | 0 | 0 | OK | 2053PTAC Standard Size - 9,000 Btu/h | PTAC Standard Size - 9,000 Btu/h | 2053 | 0% | 0% | 0% | 0% | 0% | 0% | 0% | 0% | OK
2054 | 2903032.4801 | 964470.495 | 1760393.055 | 178168.9301 | [9 empty] | -8% | -8% |  |  | 2054 | 2903032.4801 | -8% | [16 empty] | 2054 | 0 | 0 | 0 | 0 | 0 | 0 | 0 |  | PTAC 9000 | 2054 | 0 | 0 | 0 | 0 | 0 | 0 | 0 | PTAC 9000 | 2054 | 0 | 0 | 0 | 0 | 0 | 0 | 0 | 0 | PTAC 9000 | 2054 | 0 | 0 | 0 | 0 | 0 | 0 | 0 | 0 | PTAC 9000 | 2054 | 0 | 0 | 0 | 0 | 0 | 0 | 0 | 0 | PTAC 9000 | 2054 | 0 | 0 | 0 | 0 | 0 | 0 | 0 | 0 | PTAC 9000 | 2054 | 0 | 0 | 0 | 0 | 0 | 0 | 0 | 0 |  |  | 2054PTAC Standard Size - 9,000 Btu/h | PTAC Standard Size - 9,000 Btu/h | PTAC 9000 | 2054 | 0 | 142383.077 | 132202.8321 | 125364.561 | 118508.5345 | 111709.5577 | 0 | 630168.5622 |  | 2054PTAC Standard Size - 9,000 Btu/h | PTAC Standard Size - 9,000 Btu/h | PTAC 9000 | 2054 |  | 0 | 0 | 0 | 0 | 0 | 0 | 0 | 0 |  | 0 | OK |  | 2054PTAC Standard Size - 9,000 Btu/h | PTAC Standard Size - 9,000 Btu/h | 2054 | 0 | 0 | 0 | 0 | 0 | 0 | 0 | 0 | OK | 2054PTAC Standard Size - 9,000 Btu/h | PTAC Standard Size - 9,000 Btu/h | 2054 | 0% | 0% | 0% | 0% | 0% | 0% | 0% | 0% | OK
2055 | 2670789.8817 | 887312.8554 | 1619561.6106 | 163915.4157 | [9 empty] | -8% | -8% |  |  | 2055 | 2670789.8817 | -8% | [16 empty] | 2055 | 0 | 0 | 0 | 0 | 0 | 0 | 0 |  | PTAC 9000 | 2055 | 0 | 0 | 0 | 0 | 0 | 0 | 0 | PTAC 9000 | 2055 | 0 | 0 | 0 | 0 | 0 | 0 | 0 | 0 | PTAC 9000 | 2055 | 0 | 0 | 0 | 0 | 0 | 0 | 0 | 0 | PTAC 9000 | 2055 | 0 | 0 | 0 | 0 | 0 | 0 | 0 | 0 | PTAC 9000 | 2055 | 0 | 0 | 0 | 0 | 0 | 0 | 0 | 0 | PTAC 9000 | 2055 | 0 | 0 | 0 | 0 | 0 | 0 | 0 | 0 |  |  | 2055PTAC Standard Size - 9,000 Btu/h | PTAC Standard Size - 9,000 Btu/h | PTAC 9000 | 2055 | 0 | 130992.4309 | 121626.6055 | 115335.3961 | 109027.8517 | 102772.793 | 0 | 579755.0773 |  | 2055PTAC Standard Size - 9,000 Btu/h | PTAC Standard Size - 9,000 Btu/h | PTAC 9000 | 2055 |  | 0 | 0 | 0 | 0 | 0 | 0 | 0 | 0 |  | 0 | OK |  | 2055PTAC Standard Size - 9,000 Btu/h | PTAC Standard Size - 9,000 Btu/h | 2055 | 0 | 0 | 0 | 0 | 0 | 0 | 0 | 0 | OK | 2055PTAC Standard Size - 9,000 Btu/h | PTAC Standard Size - 9,000 Btu/h | 2055 | 0% | 0% | 0% | 0% | 0% | 0% | 0% | 0% | OK
2056 | 2457126.6912 | 816327.827 | 1489996.6818 | 150802.1824 | [9 empty] | -8% | -8% |  |  | 2056 | 2457126.6912 | -8% | [16 empty] | 2056 | 0 | 0 | 0 | 0 | 0 | 0 | 0 |  | PTAC 9000 | 2056 | 0 | 0 | 0 | 0 | 0 | 0 | 0 | PTAC 9000 | 2056 | 0 | 0 | 0 | 0 | 0 | 0 | 0 | 0 | PTAC 9000 | 2056 | 0 | 0 | 0 | 0 | 0 | 0 | 0 | 0 | PTAC 9000 | 2056 | 0 | 0 | 0 | 0 | 0 | 0 | 0 | 0 | PTAC 9000 | 2056 | 0 | 0 | 0 | 0 | 0 | 0 | 0 | 0 | PTAC 9000 | 2056 | 0 | 0 | 0 | 0 | 0 | 0 | 0 | 0 |  |  | 2056PTAC Standard Size - 9,000 Btu/h | PTAC Standard Size - 9,000 Btu/h | PTAC 9000 | 2056 | 0 | 120513.0364 | 111896.4771 | 106108.5645 | 100305.6236 | 94550.9696 | 0 | 533374.6711 |  | 2056PTAC Standard Size - 9,000 Btu/h | PTAC Standard Size - 9,000 Btu/h | PTAC 9000 | 2056 |  | 0 | 0 | 0 | 0 | 0 | 0 | 0 | 0 |  | 0 | OK |  | 2056PTAC Standard Size - 9,000 Btu/h | PTAC Standard Size - 9,000 Btu/h | 2056 | 0 | 0 | 0 | 0 | 0 | 0 | 0 | 0 | OK | 2056PTAC Standard Size - 9,000 Btu/h | PTAC Standard Size - 9,000 Btu/h | 2056 | 0% | 0% | 0% | 0% | 0% | 0% | 0% | 0% | OK
2057 | 2260556.5559 | 751021.6008 | 1370796.9472 | 138738.0078 | [9 empty] | -8% | -8% |  |  | 2057 | 2260556.5559 | -8% | [16 empty] | 2057 | 0 | 0 | 0 | 0 | 0 | 0 | 0 |  | PTAC 9000 | 2057 | 0 | 0 | 0 | 0 | 0 | 0 | 0 | PTAC 9000 | 2057 | 0 | 0 | 0 | 0 | 0 | 0 | 0 | 0 | PTAC 9000 | 2057 | 0 | 0 | 0 | 0 | 0 | 0 | 0 | 0 | PTAC 9000 | 2057 | 0 | 0 | 0 | 0 | 0 | 0 | 0 | 0 | PTAC 9000 | 2057 | 0 | 0 | 0 | 0 | 0 | 0 | 0 | 0 | PTAC 9000 | 2057 | 0 | 0 | 0 | 0 | 0 | 0 | 0 | 0 |  |  | 2057PTAC Standard Size - 9,000 Btu/h | PTAC Standard Size - 9,000 Btu/h | PTAC 9000 | 2057 | 0 | 110871.9935 | 102944.7589 | 97619.8793 | 92281.1737 | 86986.892 | 0 | 490704.6974 |  | 2057PTAC Standard Size - 9,000 Btu/h | PTAC Standard Size - 9,000 Btu/h | PTAC 9000 | 2057 |  | 0 | 0 | 0 | 0 | 0 | 0 | 0 | 0 |  | 0 | OK |  | 2057PTAC Standard Size - 9,000 Btu/h | PTAC Standard Size - 9,000 Btu/h | 2057 | 0 | 0 | 0 | 0 | 0 | 0 | 0 | 0 | OK | 2057PTAC Standard Size - 9,000 Btu/h | PTAC Standard Size - 9,000 Btu/h | 2057 | 0% | 0% | 0% | 0% | 0% | 0% | 0% | 0% | OK
2058 | 2079712.0314 | 690939.8728 | 1261133.1914 | 127638.9672 | [9 empty] | -8% | -8% |  |  | 2058 | 2079712.0314 | -8% | [16 empty] | 2058 | 0 | 0 | 0 | 0 | 0 | 0 | 0 |  | PTAC 9000 | 2058 | 0 | 0 | 0 | 0 | 0 | 0 | 0 | PTAC 9000 | 2058 | 0 | 0 | 0 | 0 | 0 | 0 | 0 | 0 | PTAC 9000 | 2058 | 0 | 0 | 0 | 0 | 0 | 0 | 0 | 0 | PTAC 9000 | 2058 | 0 | 0 | 0 | 0 | 0 | 0 | 0 | 0 | PTAC 9000 | 2058 | 0 | 0 | 0 | 0 | 0 | 0 | 0 | 0 | PTAC 9000 | 2058 | 0 | 0 | 0 | 0 | 0 | 0 | 0 | 0 |  |  | 2058PTAC Standard Size - 9,000 Btu/h | PTAC Standard Size - 9,000 Btu/h | PTAC 9000 | 2058 | 0 | 102002.234 | 94709.1782 | 89810.289 | 84898.6798 | 80027.9407 | 0 | 451448.3216 |  | 2058PTAC Standard Size - 9,000 Btu/h | PTAC Standard Size - 9,000 Btu/h | PTAC 9000 | 2058 |  | 0 | 0 | 0 | 0 | 0 | 0 | 0 | 0 |  | 0 | OK |  | 2058PTAC Standard Size - 9,000 Btu/h | PTAC Standard Size - 9,000 Btu/h | 2058 | 0 | 0 | 0 | 0 | 0 | 0 | 0 | 0 | OK | 2058PTAC Standard Size - 9,000 Btu/h | PTAC Standard Size - 9,000 Btu/h | 2058 | 0% | 0% | 0% | 0% | 0% | 0% | 0% | 0% | OK
2059 | 1913335.0689 | 635664.6829 | 1160242.5361 | 117427.8498 | [9 empty] | -8% | -8% |  |  | 2059 | 1913335.0689 | -8% | [16 empty] | 2059 | 0 | 0 | 0 | 0 | 0 | 0 | 0 |  | PTAC 9000 | 2059 | 0 | 0 | 0 | 0 | 0 | 0 | 0 | PTAC 9000 | 2059 | 0 | 0 | 0 | 0 | 0 | 0 | 0 | 0 | PTAC 9000 | 2059 | 0 | 0 | 0 | 0 | 0 | 0 | 0 | 0 | PTAC 9000 | 2059 | 0 | 0 | 0 | 0 | 0 | 0 | 0 | 0 | PTAC 9000 | 2059 | 0 | 0 | 0 | 0 | 0 | 0 | 0 | 0 | PTAC 9000 | 2059 | 0 | 0 | 0 | 0 | 0 | 0 | 0 | 0 |  |  | 2059PTAC Standard Size - 9,000 Btu/h | PTAC Standard Size - 9,000 Btu/h | PTAC 9000 | 2059 | 0 | 93842.0553 | 87132.4439 | 82625.4658 | 78106.7854 | 73625.7054 | 0 | 415332.4559 |  | 2059PTAC Standard Size - 9,000 Btu/h | PTAC Standard Size - 9,000 Btu/h | PTAC 9000 | 2059 |  | 0 | 0 | 0 | 0 | 0 | 0 | 0 | 0 |  | 0 | OK |  | 2059PTAC Standard Size - 9,000 Btu/h | PTAC Standard Size - 9,000 Btu/h | 2059 | 0 | 0 | 0 | 0 | 0 | 0 | 0 | 0 | OK | 2059PTAC Standard Size - 9,000 Btu/h | PTAC Standard Size - 9,000 Btu/h | 2059 | 0% | 0% | 0% | 0% | 0% | 0% | 0% | 0% | OK
2060 | 1760268.2634 | 584811.5083 | 1067423.1332 | 108033.6218 | [9 empty] | -8% | -8% |  |  | 2060 | 1760268.2634 | -8% | [16 empty] | 2060 | 0 | 0 | 0 | 0 | 0 | 0 | 0 |  | PTAC 9000 | 2060 | 0 | 0 | 0 | 0 | 0 | 0 | 0 | PTAC 9000 | 2060 | 0 | 0 | 0 | 0 | 0 | 0 | 0 | 0 | PTAC 9000 | 2060 | 0 | 0 | 0 | 0 | 0 | 0 | 0 | 0 | PTAC 9000 | 2060 | 0 | 0 | 0 | 0 | 0 | 0 | 0 | 0 | PTAC 9000 | 2060 | 0 | 0 | 0 | 0 | 0 | 0 | 0 | 0 | PTAC 9000 | 2060 | 0 | 0 | 0 | 0 | 0 | 0 | 0 | 0 |  |  | 2060PTAC Standard Size - 9,000 Btu/h | PTAC Standard Size - 9,000 Btu/h | PTAC 9000 | 2060 | 0 | 86334.6909 | 80161.8484 | 76015.4286 | 71858.2426 | 67735.649 | 0 | 382105.8594 |  | 2060PTAC Standard Size - 9,000 Btu/h | PTAC Standard Size - 9,000 Btu/h | PTAC 9000 | 2060 |  | 0 | 0 | 0 | 0 | 0 | 0 | 0 | 0 |  | 0 | OK |  | 2060PTAC Standard Size - 9,000 Btu/h | PTAC Standard Size - 9,000 Btu/h | 2060 | 0 | 0 | 0 | 0 | 0 | 0 | 0 | 0 | OK | 2060PTAC Standard Size - 9,000 Btu/h | PTAC Standard Size - 9,000 Btu/h | 2060 | 0% | 0% | 0% | 0% | 0% | 0% | 0% | 0% | OK
2061 | 1619446.8023 | 538026.5876 | 982029.2826 | 99390.9321 | [9 empty] | -8% | -8% |  |  | 2061 | 1619446.8023 | -8% | [16 empty] | 2061 | 0 | 0 | 0 | 0 | 0 | 0 | 0 |  | PTAC 9000 | 2061 | 0 | 0 | 0 | 0 | 0 | 0 | 0 | PTAC 9000 | 2061 | 0 | 0 | 0 | 0 | 0 | 0 | 0 | 0 | PTAC 9000 | 2061 | 0 | 0 | 0 | 0 | 0 | 0 | 0 | 0 | PTAC 9000 | 2061 | 0 | 0 | 0 | 0 | 0 | 0 | 0 | 0 | PTAC 9000 | 2061 | 0 | 0 | 0 | 0 | 0 | 0 | 0 | 0 | PTAC 9000 | 2061 | 0 | 0 | 0 | 0 | 0 | 0 | 0 | 0 |  |  | 2061PTAC Standard Size - 9,000 Btu/h | PTAC Standard Size - 9,000 Btu/h | PTAC 9000 | 2061 | 0 | 79427.9156 | 73748.9005 | 69934.1943 | 66109.5832 | 62316.7971 | 0 | 351537.3906 |  | 2061PTAC Standard Size - 9,000 Btu/h | PTAC Standard Size - 9,000 Btu/h | PTAC 9000 | 2061 |  | 0 | 0 | 0 | 0 | 0 | 0 | 0 | 0 |  | 0 | OK |  | 2061PTAC Standard Size - 9,000 Btu/h | PTAC Standard Size - 9,000 Btu/h | 2061 | 0 | 0 | 0 | 0 | 0 | 0 | 0 | 0 | OK | 2061PTAC Standard Size - 9,000 Btu/h | PTAC Standard Size - 9,000 Btu/h | 2061 | 0% | 0% | 0% | 0% | 0% | 0% | 0% | 0% | OK
2062 | 1489891.0581 | 494984.4606 | 903466.94 | 91439.6575 | [9 empty] | -8% | -8% |  |  | 2062 | 1489891.0581 | -8% | [16 empty] | 2062 | 0 | 0 | 0 | 0 | 0 | 0 | 0 |  | PTAC 9000 | 2062 | 0 | 0 | 0 | 0 | 0 | 0 | 0 | PTAC 9000 | 2062 | 0 | 0 | 0 | 0 | 0 | 0 | 0 | 0 | PTAC 9000 | 2062 | 0 | 0 | 0 | 0 | 0 | 0 | 0 | 0 | PTAC 9000 | 2062 | 0 | 0 | 0 | 0 | 0 | 0 | 0 | 0 | PTAC 9000 | 2062 | 0 | 0 | 0 | 0 | 0 | 0 | 0 | 0 | PTAC 9000 | 2062 | 0 | 0 | 0 | 0 | 0 | 0 | 0 | 0 |  |  | 2062PTAC Standard Size - 9,000 Btu/h | PTAC Standard Size - 9,000 Btu/h | PTAC 9000 | 2062 | 0 | 73073.6823 | 67848.9885 | 64339.4587 | 60820.8165 | 57331.4533 | 0 | 323414.3994 |  | 2062PTAC Standard Size - 9,000 Btu/h | PTAC Standard Size - 9,000 Btu/h | PTAC 9000 | 2062 |  | 0 | 0 | 0 | 0 | 0 | 0 | 0 | 0 |  | 0 | OK |  | 2062PTAC Standard Size - 9,000 Btu/h | PTAC Standard Size - 9,000 Btu/h | 2062 | 0 | 0 | 0 | 0 | 0 | 0 | 0 | 0 | OK | 2062PTAC Standard Size - 9,000 Btu/h | PTAC Standard Size - 9,000 Btu/h | 2062 | 0% | 0% | 0% | 0% | 0% | 0% | 0% | 0% | OK
[46 empty] | PTAC 12000 | 2005 | 30077.809 | 27799.6734 | 26239.403 | 24661.081 | 23076.9947 | 0 | 131854.9611 | PTAC 12000 | 2005 | 0 | 0 | 57877.4823 | 26239.403 | 24661.081 | 23076.9947 | 0 | 131854.9611 | PTAC 12000 | 2005 | 0 | 0 | 0 | 84116.8854 | 24661.081 | 23076.9947 | 0 | 131854.9611 | PTAC 12000 | 2005 | 0 | 0 | 0 | 0 | 108777.9664 | 23076.9947 | 0 | 131854.9611 | PTAC 12000 | 2005 | 0 | 0 | 0 | 0 | 0 | 131854.9611 | 0 | 131854.9611 | PTAC 12000 | 2005 | 0 | 0 | 0 | 0 | 0 | 0 | 131854.9611 | 131854.9611 |  |  | 2005PTAC Standard Size - 12,000 Btu/h | PTAC Standard Size - 12,000 Btu/h | PTAC 12000 | 2005 | 0 | 312771.0138 | 289081.2969 | 272856.467 | 256443.9228 | 239971.4367 | 0 | 1371124.1372 |  | 2005PTAC Standard Size - 12,000 Btu/h | PTAC Standard Size - 12,000 Btu/h | PTAC 12000 | 2005 | 0 | 312771.0138 | 289081.2969 | 272856.467 | 256443.9228 | 239971.4367 | 0 | 1371124.1372 | 1.1176e-08 |  | 1371124.1372 | OK |  | 2005PTAC Standard Size - 12,000 Btu/h | PTAC Standard Size - 12,000 Btu/h | 2005 | 0 | 312771.0138 | 289081.2969 | 272856.467 | 256443.9228 | 239971.4367 | 0 | 1371124.1372 | OK | 2005PTAC Standard Size - 12,000 Btu/h | PTAC Standard Size - 12,000 Btu/h | 2005 | 0% | 22.81% | 21.08% | 19.9% | 18.7% | 17.5% | 0% | 100% | OK
[46 empty] | PTAC 12000 | 2006 | 31077.2015 | 28723.3705 | 27111.2572 | 25480.4925 | 23843.7719 | 0 | 136236.0936 | PTAC 12000 | 2006 | 0 | 0 | 59800.572 | 27111.2572 | 25480.4925 | 23843.7719 | 0 | 136236.0936 | PTAC 12000 | 2006 | 0 | 0 | 0 | 86911.8293 | 25480.4925 | 23843.7719 | 0 | 136236.0936 | PTAC 12000 | 2006 | 0 | 0 | 0 | 0 | 112392.3218 | 23843.7719 | 0 | 136236.0936 | PTAC 12000 | 2006 | 0 | 0 | 0 | 0 | 0 | 136236.0936 | 0 | 136236.0936 | PTAC 12000 | 2006 | 0 | 0 | 0 | 0 | 0 | 0 | 136236.0936 | 136236.0936 |  |  | 2006PTAC Standard Size - 12,000 Btu/h | PTAC Standard Size - 12,000 Btu/h | PTAC 12000 | 2006 | 0 | 320133.74 | 295886.3598 | 279279.5925 | 262480.6919 | 245620.4383 | 0 | 1403400.8224 |  | 2006PTAC Standard Size - 12,000 Btu/h | PTAC Standard Size - 12,000 Btu/h | PTAC 12000 | 2006 | 0 | 320133.74 | 295886.3598 | 279279.5925 | 262480.6919 | 245620.4383 | 0 | 1403400.8224 | 0 |  | 1403400.8224 | OK |  | 2006PTAC Standard Size - 12,000 Btu/h | PTAC Standard Size - 12,000 Btu/h | 2006 | 0 | 320133.74 | 295886.3598 | 279279.5925 | 262480.6919 | 245620.4383 | 0 | 1403400.8224 | OK | 2006PTAC Standard Size - 12,000 Btu/h | PTAC Standard Size - 12,000 Btu/h | 2006 | 0% | 22.81% | 21.08% | 19.9% | 18.7% | 17.5% | 0% | 100% | OK
[46 empty] | PTAC 12000 | 2007 | 32248.0475 | 29805.535 | 28132.6847 | 26440.4802 | 24742.0955 | 0 | 141368.8428 | PTAC 12000 | 2007 | 0 | 0 | 62053.5824 | 28132.6847 | 26440.4802 | 24742.0955 | 0 | 141368.8428 | PTAC 12000 | 2007 | 0 | 0 | 0 | 90186.2671 | 26440.4802 | 24742.0955 | 0 | 141368.8428 | PTAC 12000 | 2007 | 0 | 0 | 0 | 0 | 116626.7473 | 24742.0955 | 0 | 141368.8428 | PTAC 12000 | 2007 | 0 | 0 | 0 | 0 | 0 | 141368.8428 | 0 | 141368.8428 | PTAC 12000 | 2007 | 0 | 0 | 0 | 0 | 0 | 0 | 141368.8428 | 141368.8428 |  |  | 2007PTAC Standard Size - 12,000 Btu/h | PTAC Standard Size - 12,000 Btu/h | PTAC 12000 | 2007 | 0 | 326614.946 | 301876.6701 | 284933.6937 | 267794.6942 | 250593.0996 | 0 | 1431813.1036 |  | 2007PTAC Standard Size - 12,000 Btu/h | PTAC Standard Size - 12,000 Btu/h | PTAC 12000 | 2007 | 0 | 326614.946 | 301876.6701 | 284933.6937 | 267794.6942 | 250593.0996 | 0 | 1431813.1036 | 0 |  | 1431813.1036 | OK |  | 2007PTAC Standard Size - 12,000 Btu/h | PTAC Standard Size - 12,000 Btu/h | 2007 | 0 | 326614.946 | 301876.6701 | 284933.6937 | 267794.6942 | 250593.0996 | 0 | 1431813.1036 | OK | 2007PTAC Standard Size - 12,000 Btu/h | PTAC Standard Size - 12,000 Btu/h | 2007 | 0% | 22.81% | 21.08% | 19.9% | 18.7% | 17.5% | 0% | 100% | OK
[46 empty] | PTAC 12000 | 2008 | 33262.4106 | 30743.0688 | 29017.599 | 27272.1662 | 25520.3587 | 0 | 145815.6032 | PTAC 12000 | 2008 | 0 | 0 | 64005.4794 | 29017.599 | 27272.1662 | 25520.3587 | 0 | 145815.6032 | PTAC 12000 | 2008 | 0 | 0 | 0 | 93023.0784 | 27272.1662 | 25520.3587 | 0 | 145815.6032 | PTAC 12000 | 2008 | 0 | 0 | 0 | 0 | 120295.2445 | 25520.3587 | 0 | 145815.6032 | PTAC 12000 | 2008 | 0 | 0 | 0 | 0 | 0 | 145815.6032 | 0 | 145815.6032 | PTAC 12000 | 2008 | 0 | 0 | 0 | 0 | 0 | 0 | 145815.6032 | 145815.6032 |  |  | 2008PTAC Standard Size - 12,000 Btu/h | PTAC Standard Size - 12,000 Btu/h | PTAC 12000 | 2008 | 0 | 333445.8102 | 308190.155 | 290892.8312 | 273395.3846 | 255834.0338 | 0 | 1461758.2147 |  | 2008PTAC Standard Size - 12,000 Btu/h | PTAC Standard Size - 12,000 Btu/h | PTAC 12000 | 2008 | 0 | 333445.8102 | 308190.155 | 290892.8312 | 273395.3846 | 255834.0338 | 0 | 1461758.2147 | 0 |  | 1461758.2147 | OK |  | 2008PTAC Standard Size - 12,000 Btu/h | PTAC Standard Size - 12,000 Btu/h | 2008 | 0 | 333445.8102 | 308190.155 | 290892.8312 | 273395.3846 | 255834.0338 | 0 | 1461758.2147 | OK | 2008PTAC Standard Size - 12,000 Btu/h | PTAC Standard Size - 12,000 Btu/h | 2008 | 0% | 22.81% | 21.08% | 19.9% | 18.7% | 17.5% | 0% | 100% | OK
[46 empty] | PTAC 12000 | 2009 | 34368.9886 | 31765.833 | 29982.9601 | 28179.46 | 26369.3732 | 0 | 150666.6149 | PTAC 12000 | 2009 | 0 | 0 | 66134.8217 | 29982.9601 | 28179.46 | 26369.3732 | 0 | 150666.6149 | PTAC 12000 | 2009 | 0 | 0 | 0 | 96117.7817 | 28179.46 | 26369.3732 | 0 | 150666.6149 | PTAC 12000 | 2009 | 0 | 0 | 0 | 0 | 124297.2417 | 26369.3732 | 0 | 150666.6149 | PTAC 12000 | 2009 | 0 | 0 | 0 | 0 | 0 | 150666.6149 | 0 | 150666.6149 | PTAC 12000 | 2009 | 0 | 0 | 0 | 0 | 0 | 0 | 150666.6149 | 150666.6149 |  |  | 2009PTAC Standard Size - 12,000 Btu/h | PTAC Standard Size - 12,000 Btu/h | PTAC 12000 | 2009 | 0 | 340687.9064 | 314883.7247 | 297210.7209 | 279333.248 | 261390.483 | 0 | 1493506.0829 |  | 2009PTAC Standard Size - 12,000 Btu/h | PTAC Standard Size - 12,000 Btu/h | PTAC 12000 | 2009 | 0 | 340687.9064 | 314883.7247 | 297210.7209 | 279333.248 | 261390.483 | 0 | 1493506.0829 | 0 |  | 1493506.0829 | OK |  | 2009PTAC Standard Size - 12,000 Btu/h | PTAC Standard Size - 12,000 Btu/h | 2009 | 0 | 340687.9064 | 314883.7247 | 297210.7209 | 279333.248 | 261390.483 | 0 | 1493506.0829 | OK | 2009PTAC Standard Size - 12,000 Btu/h | PTAC Standard Size - 12,000 Btu/h | 2009 | 0% | 22.81% | 21.08% | 19.9% | 18.7% | 17.5% | 0% | 100% | OK
[46 empty] | PTAC 12000 | 2010 | 35308.8981 | 32634.5524 | 30802.9222 | 28950.1007 | 27090.5123 | 0 | 154786.9857 | PTAC 12000 | 2010 | 0 | 0 | 67943.4505 | 30802.9222 | 28950.1007 | 27090.5123 | 0 | 154786.9857 | PTAC 12000 | 2010 | 0 | 0 | 0 | 98746.3727 | 28950.1007 | 27090.5123 | 0 | 154786.9857 | PTAC 12000 | 2010 | 0 | 0 | 0 | 0 | 127696.4734 | 27090.5123 | 0 | 154786.9857 | PTAC 12000 | 2010 | 0 | 0 | 0 | 0 | 0 | 154786.9857 | 0 | 154786.9857 | PTAC 12000 | 2010 | 0 | 0 | 0 | 0 | 0 | 0 | 154786.9857 | 154786.9857 |  |  | 2010PTAC Standard Size - 12,000 Btu/h | PTAC Standard Size - 12,000 Btu/h | PTAC 12000 | 2010 | 0 | 348159.5563 | 321789.4614 | 303728.8697 | 285459.3247 | 267123.0557 | 0 | 1526260.2679 |  | 2010PTAC Standard Size - 12,000 Btu/h | PTAC Standard Size - 12,000 Btu/h | PTAC 12000 | 2010 | 0 | 348159.5563 | 321789.4614 | 303728.8697 | 285459.3247 | 267123.0557 | 0 | 1526260.2679 | 0 |  | 1526260.2679 | OK |  | 2010PTAC Standard Size - 12,000 Btu/h | PTAC Standard Size - 12,000 Btu/h | 2010 | 0 | 348159.5563 | 321789.4614 | 303728.8697 | 285459.3247 | 267123.0557 | 0 | 1526260.2679 | OK | 2010PTAC Standard Size - 12,000 Btu/h | PTAC Standard Size - 12,000 Btu/h | 2010 | 0% | 22.81% | 21.08% | 19.9% | 18.7% | 17.5% | 0% | 100% | OK
[46 empty] | PTAC 12000 | 2011 | 36136.2574 | 33399.2464 | 31524.6973 | 29628.4604 | 27725.2981 | 0 | 158413.9596 | PTAC 12000 | 2011 | 0 | 0 | 69535.5038 | 31524.6973 | 29628.4604 | 27725.2981 | 0 | 158413.9596 | PTAC 12000 | 2011 | 0 | 0 | 0 | 101060.201 | 29628.4604 | 27725.2981 | 0 | 158413.9596 | PTAC 12000 | 2011 | 0 | 0 | 0 | 0 | 130688.6614 | 27725.2981 | 0 | 158413.9596 | PTAC 12000 | 2011 | 0 | 0 | 0 | 0 | 0 | 158413.9596 | 0 | 158413.9596 | PTAC 12000 | 2011 | 0 | 0 | 0 | 0 | 0 | 0 | 158413.9596 | 158413.9596 |  |  | 2011PTAC Standard Size - 12,000 Btu/h | PTAC Standard Size - 12,000 Btu/h | PTAC 12000 | 2011 | 0 | 355866.9233 | 328913.0615 | 310452.6543 | 291778.6681 | 273036.4807 | 0 | 1560047.7879 |  | 2011PTAC Standard Size - 12,000 Btu/h | PTAC Standard Size - 12,000 Btu/h | PTAC 12000 | 2011 | 0 | 355866.9233 | 328913.0615 | 310452.6543 | 291778.6681 | 273036.4807 | 0 | 1560047.7879 | 0 |  | 1560047.7879 | OK | THROUGH 2012 we are in-line with non-standards shipments (POINT OF STANDARDS IMPACT) | 2011PTAC Standard Size - 12,000 Btu/h | PTAC Standard Size - 12,000 Btu/h | 2011 | 0 | 355866.9233 | 328913.0615 | 310452.6543 | 291778.6681 | 273036.4807 | 0 | 1560047.7879 | OK | 2011PTAC Standard Size - 12,000 Btu/h | PTAC Standard Size - 12,000 Btu/h | 2011 | 0% | 22.81% | 21.08% | 19.9% | 18.7% | 17.5% | 0% | 100% | OK
[46 empty] | PTAC 12000 | 2012 | 36796.69 | 34009.6569 | 32100.8482 | 30169.9554 | 28232.0105 | 0 | 161309.1609 | PTAC 12000 | 2012 | 0 | 0 | 70806.3469 | 32100.8482 | 30169.9554 | 28232.0105 | 0 | 161309.1609 | PTAC 12000 | 2012 | 0 | 0 | 0 | 102907.195 | 30169.9554 | 28232.0105 | 0 | 161309.1609 | PTAC 12000 | 2012 | 0 | 0 | 0 | 0 | 133077.1504 | 28232.0105 | 0 | 161309.1609 | PTAC 12000 | 2012 | 0 | 0 | 0 | 0 | 0 | 161309.1609 | 0 | 161309.1609 | PTAC 12000 | 2012 | 0 | 0 | 0 | 0 | 0 | 0 | 161309.1609 | 161309.1609 |  |  | 2012PTAC Standard Size - 12,000 Btu/h | PTAC Standard Size - 12,000 Btu/h | PTAC 12000 | 2012 | 0 | 363498.2785 | 335966.4071 | 317110.1274 | 298035.6886 | 278891.5861 | 0 | 1593502.0878 |  | 2012PTAC Standard Size - 12,000 Btu/h | PTAC Standard Size - 12,000 Btu/h | PTAC 12000 | 2012 | 0 | 363498.2785 | 335966.4071 | 317110.1274 | 298035.6886 | 278891.5861 | 0 | 1593502.0878 | 0 |  | 1593502.0878 | OK |  | 2012PTAC Standard Size - 12,000 Btu/h | PTAC Standard Size - 12,000 Btu/h | 2012 | 0 | 363498.2785 | 335966.4071 | 317110.1274 | 298035.6886 | 278891.5861 | 0 | 1593502.0878 | OK | 2012PTAC Standard Size - 12,000 Btu/h | PTAC Standard Size - 12,000 Btu/h | 2012 | 0% | 22.81% | 21.08% | 19.9% | 18.7% | 17.5% | 0% | 100% | OK
[46 empty] | PTAC 12000 | 2013 | 37481.6683 | 34642.7539 | 32698.4123 | 30731.5756 | 28757.5555 | 0 | 164311.9656 | PTAC 12000 | 2013 | 0 | 0 | 72124.4222 | 32698.4123 | 30731.5756 | 28757.5555 | 0 | 164311.9656 | PTAC 12000 | 2013 | 0 | 0 | 0 | 104822.8345 | 30731.5756 | 28757.5555 | 0 | 164311.9656 | PTAC 12000 | 2013 | 0 | 0 | 0 | 0 | 135554.4101 | 28757.5555 | 0 | 164311.9656 | PTAC 12000 | 2013 | 0 | 0 | 0 | 0 | 0 | 164311.9656 | 0 | 164311.9656 | PTAC 12000 | 2013 | 0 | 0 | 0 | 0 | 0 | 0 | 164311.9656 | 164311.9656 |  |  | 2013PTAC Standard Size - 12,000 Btu/h | PTAC Standard Size - 12,000 Btu/h | PTAC 12000 | 2013 | 0 | 371091.3979 | 342984.4129 | 323734.2442 | 304261.3592 | 284717.3554 | 0 | 1626788.7697 |  | 2013PTAC Standard Size - 12,000 Btu/h | PTAC Standard Size - 12,000 Btu/h | PTAC 12000 | 2013 |  | 341225.9396 | 372849.8712 | 323734.2442 | 304261.3592 | 284717.3554 | 0 | 1626788.7697 | 0 |  | 1626788.7697 | OK |  | 2013PTAC Standard Size - 12,000 Btu/h | PTAC Standard Size - 12,000 Btu/h | 2013 | 0 | 341225.9396 | 372849.8712 | 323734.2442 | 304261.3592 | 284717.3554 | 0 | 1626788.7697 | OK | 2013PTAC Standard Size - 12,000 Btu/h | PTAC Standard Size - 12,000 Btu/h | 2013 | 0% | 20.98% | 22.92% | 19.9% | 18.7% | 17.5% | 0% | 100% | OK
[46 empty] | PTAC 12000 | 2014 | 38001.7249 | 35123.4208 | 33152.1015 | 31157.9749 | 29156.5654 | 0 | 166591.7875 | PTAC 12000 | 2014 | 0 | 0 | 73125.1457 | 33152.1015 | 31157.9749 | 29156.5654 | 0 | 166591.7875 | PTAC 12000 | 2014 | 0 | 0 | 0 | 106277.2472 | 31157.9749 | 29156.5654 | 0 | 166591.7875 | PTAC 12000 | 2014 | 0 | 0 | 0 | 0 | 137435.2221 | 29156.5654 | 0 | 166591.7875 | PTAC 12000 | 2014 | 0 | 0 | 0 | 0 | 0 | 166591.7875 | 0 | 166591.7875 | PTAC 12000 | 2014 | 0 | 0 | 0 | 0 | 0 | 0 | 166591.7875 | 166591.7875 |  |  | 2014PTAC Standard Size - 12,000 Btu/h | PTAC Standard Size - 12,000 Btu/h | PTAC 12000 | 2014 | 0 | 375661.4192 | 347208.2944 | 327721.0583 | 308008.3631 | 288223.6732 | 0 | 1646822.8081 |  | 2014PTAC Standard Size - 12,000 Btu/h | PTAC Standard Size - 12,000 Btu/h | PTAC 12000 | 2014 |  | 316169.5583 | 406700.1552 | 327721.0583 | 308008.3631 | 288223.6732 | 0 | 1646822.8081 | 0 |  | 1646822.8081 | OK |  | 2014PTAC Standard Size - 12,000 Btu/h | PTAC Standard Size - 12,000 Btu/h | 2014 | 0 | 316169.5583 | 406700.1552 | 327721.0583 | 308008.3631 | 288223.6732 | 0 | 1646822.8081 | OK | 2014PTAC Standard Size - 12,000 Btu/h | PTAC Standard Size - 12,000 Btu/h | 2014 | 0% | 19.2% | 24.7% | 19.9% | 18.7% | 17.5% | 0% | 100% | OK
[46 empty] | PTAC 12000 | 2015 | 38597.1418 | 35673.74 | 33671.5338 | 31646.1629 | 29613.395 | 0 | 169201.9735 | PTAC 12000 | 2015 | 0 | 0 | 74270.8818 | 33671.5338 | 31646.1629 | 29613.395 | 0 | 169201.9735 | PTAC 12000 | 2015 | 0 | 0 | 0 | 107942.4156 | 31646.1629 | 29613.395 | 0 | 169201.9735 | PTAC 12000 | 2015 | 0 | 0 | 0 | 0 | 139588.5785 | 29613.395 | 0 | 169201.9735 | PTAC 12000 | 2015 | 0 | 0 | 0 | 0 | 0 | 169201.9735 | 0 | 169201.9735 | PTAC 12000 | 2015 | 0 | 0 | 0 | 0 | 0 | 0 | 169201.9735 | 169201.9735 |  |  | 2015PTAC Standard Size - 12,000 Btu/h | PTAC Standard Size - 12,000 Btu/h | PTAC 12000 | 2015 | 0 | 379991.7972 | 351210.6835 | 331498.8113 | 311558.8811 | 291546.1263 | 0 | 1665806.2995 |  | 2015PTAC Standard Size - 12,000 Btu/h | PTAC Standard Size - 12,000 Btu/h | PTAC 12000 | 2015 |  | 291113.1771 | 440089.3036 | 331498.8113 | 311558.8811 | 291546.1263 | 0 | 1665806.2995 | 0 |  | 1665806.2995 | OK |  | 2015PTAC Standard Size - 12,000 Btu/h | PTAC Standard Size - 12,000 Btu/h | 2015 | 0 | 291113.1771 | 440089.3036 | 331498.8113 | 311558.8811 | 291546.1263 | 0 | 1665806.2995 | OK | 2015PTAC Standard Size - 12,000 Btu/h | PTAC Standard Size - 12,000 Btu/h | 2015 | 0% | 17.48% | 26.42% | 19.9% | 18.7% | 17.5% | 0% | 100% | OK
[46 empty] | PTAC 12000 | 2016 | 39289.2597 | 36313.4358 | 34275.3264 | 32213.6369 | 30144.4177 | 0 | 172236.0765 | PTAC 12000 | 2016 | 0 | 0 | 75602.6955 | 34275.3264 | 32213.6369 | 30144.4177 | 0 | 172236.0765 | PTAC 12000 | 2016 | 0 | 0 | 0 | 109878.0219 | 32213.6369 | 30144.4177 | 0 | 172236.0765 | PTAC 12000 | 2016 | 0 | 0 | 0 | 0 | 142091.6588 | 30144.4177 | 0 | 172236.0765 | PTAC 12000 | 2016 | 0 | 0 | 0 | 0 | 0 | 172236.0765 | 0 | 172236.0765 | PTAC 12000 | 2016 | 0 | 0 | 0 | 0 | 0 | 0 | 172236.0765 | 172236.0765 |  |  | 2016PTAC Standard Size - 12,000 Btu/h | PTAC Standard Size - 12,000 Btu/h | PTAC 12000 | 2016 | 0 | 384387.9057 | 355273.8246 | 335333.9066 | 315163.2922 | 294919.0108 | 0 | 1685077.9399 |  | 2016PTAC Standard Size - 12,000 Btu/h | PTAC Standard Size - 12,000 Btu/h | PTAC 12000 | 2016 |  | 266327.4047 | 473334.3256 | 335333.9066 | 315163.2922 | 294919.0108 | 0 | 1685077.9399 | 0 |  | 1685077.9399 | OK |  | 2016PTAC Standard Size - 12,000 Btu/h | PTAC Standard Size - 12,000 Btu/h | 2016 | 0 | 266327.4047 | 473334.3256 | 335333.9066 | 315163.2922 | 294919.0108 | 0 | 1685077.9399 | OK | 2016PTAC Standard Size - 12,000 Btu/h | PTAC Standard Size - 12,000 Btu/h | 2016 | 0% | 15.81% | 28.09% | 19.9% | 18.7% | 17.5% | 0% | 100% | OK
[46 empty] | PTAC 12000 | 2017 | 40109.0258 | 37071.1117 | 34990.4773 | 32885.7709 | 30773.3777 | 0 | 175829.7634 | PTAC 12000 | 2017 | 0 | 0 | 77180.1375 | 34990.4773 | 32885.7709 | 30773.3777 | 0 | 175829.7634 | PTAC 12000 | 2017 | 0 | 0 | 0 | 112170.6148 | 32885.7709 | 30773.3777 | 0 | 175829.7634 | PTAC 12000 | 2017 | 0 | 0 | 0 | 0 | 145056.3857 | 30773.3777 | 0 | 175829.7634 | PTAC 12000 | 2017 | 0 | 0 | 0 | 0 | 0 | 175829.7634 | 0 | 175829.7634 | PTAC 12000 | 2017 | 0 | 0 | 0 | 0 | 0 | 0 | 175829.7634 | 175829.7634 |  |  | 2017PTAC Standard Size - 12,000 Btu/h | PTAC Standard Size - 12,000 Btu/h | PTAC 12000 | 2017 | 0 | 388933.0977 | 359474.7573 | 339299.0599 | 318889.9383 | 298406.2784 | 0 | 1705003.1316 |  | 2017PTAC Standard Size - 12,000 Btu/h | PTAC Standard Size - 12,000 Btu/h | PTAC 12000 | 2017 |  | 241832.086 | 506575.769 | 339299.0599 | 318889.9383 | 298406.2784 | 0 | 1705003.1316 | 0 |  | 1705003.1316 | OK |  | 2017PTAC Standard Size - 12,000 Btu/h | PTAC Standard Size - 12,000 Btu/h | 2017 | 0 | 241832.086 | 506575.769 | 339299.0599 | 318889.9383 | 298406.2784 | 0 | 1705003.1316 | OK | 2017PTAC Standard Size - 12,000 Btu/h | PTAC Standard Size - 12,000 Btu/h | 2017 | 0% | 14.18% | 29.71% | 19.9% | 18.7% | 17.5% | 0% | 100% | OK
[46 empty] | PTAC 12000 | 2018 | 41030.4063 | 37922.7056 | 35794.2751 | 33641.2196 | 31480.3007 | 0 | 179868.9073 | PTAC 12000 | 2018 | 0 | 0 | 78953.112 | 35794.2751 | 33641.2196 | 31480.3007 | 0 | 179868.9073 | PTAC 12000 | 2018 | 0 | 0 | 0 | 114747.3871 | 33641.2196 | 31480.3007 | 0 | 179868.9073 | PTAC 12000 | 2018 | 0 | 0 | 0 | 0 | 148388.6067 | 31480.3007 | 0 | 179868.9073 | PTAC 12000 | 2018 | 0 | 0 | 0 | 0 | 0 | 179868.9073 | 0 | 179868.9073 | PTAC 12000 | 2018 | 0 | 0 | 0 | 0 | 0 | 0 | 179868.9073 | 179868.9073 |  |  | 2018PTAC Standard Size - 12,000 Btu/h | PTAC Standard Size - 12,000 Btu/h | PTAC 12000 | 2018 | 0 | 393642.7378 | 363827.6826 | 343407.6752 | 322751.4169 | 302019.7178 | 0 | 1725649.2304 |  | 2018PTAC Standard Size - 12,000 Btu/h | PTAC Standard Size - 12,000 Btu/h | PTAC 12000 | 2018 |  | 217622.5122 | 539847.9083 | 343407.6752 | 322751.4169 | 302019.7178 | 0 | 1725649.2304 | 0 |  | 1725649.2304 | OK |  | 2018PTAC Standard Size - 12,000 Btu/h | PTAC Standard Size - 12,000 Btu/h | 2018 | 0 | 217622.5122 | 539847.9083 | 343407.6752 | 322751.4169 | 302019.7178 | 0 | 1725649.2304 | OK | 2018PTAC Standard Size - 12,000 Btu/h | PTAC Standard Size - 12,000 Btu/h | 2018 | 0% | 12.61% | 31.28% | 19.9% | 18.7% | 17.5% | 0% | 100% | OK
[46 empty] | PTAC 12000 | 2019 | 41987.0413 | 38806.8837 | 36628.8283 | 34425.5737 | 32214.2724 | 0 | 184062.5994 | PTAC 12000 | 2019 | 0 | 0 | 80793.925 | 36628.8283 | 34425.5737 | 32214.2724 | 0 | 184062.5994 | PTAC 12000 | 2019 | 0 | 0 | 0 | 117422.7533 | 34425.5737 | 32214.2724 | 0 | 184062.5994 | PTAC 12000 | 2019 | 0 | 0 | 0 | 0 | 151848.327 | 32214.2724 | 0 | 184062.5994 | PTAC 12000 | 2019 | 0 | 0 | 0 | 0 | 0 | 184062.5994 | 0 | 184062.5994 | PTAC 12000 | 2019 | 0 | 0 | 0 | 0 | 0 | 0 | 184062.5994 | 184062.5994 |  |  | 2019PTAC Standard Size - 12,000 Btu/h | PTAC Standard Size - 12,000 Btu/h | PTAC 12000 | 2019 | 0 | 398579.3555 | 368390.3939 | 347714.302 | 326798.9966 | 305807.3042 | 0 | 1747290.3522 |  | 2019PTAC Standard Size - 12,000 Btu/h | PTAC Standard Size - 12,000 Btu/h | PTAC 12000 | 2019 |  | 193691.9923 | 573277.7571 | 347714.302 | 326798.9966 | 305807.3042 | 0 | 1747290.3522 | 0 |  | 1747290.3522 | OK | Note: First inequality in stock formula set to "strictly less than" for 2013 only so that stock builds from zero, if necessary, when first sales are in 2012. 5/30/2008 MJS | 2019PTAC Standard Size - 12,000 Btu/h | PTAC Standard Size - 12,000 Btu/h | 2019 | 0 | 193691.9923 | 573277.7571 | 347714.302 | 326798.9966 | 305807.3042 | 0 | 1747290.3522 | OK | 2019PTAC Standard Size - 12,000 Btu/h | PTAC Standard Size - 12,000 Btu/h | 2019 | 0% | 11.09% | 32.81% | 19.9% | 18.7% | 17.5% | 0% | 100% | OK
[46 empty] | PTAC 12000 | 2020 | 43004.0837 | 39746.8938 | 37516.0799 | 35259.4563 | 32994.5912 | 0 | 188521.1049 | PTAC 12000 | 2020 | 0 | 0 | 82750.9775 | 37516.0799 | 35259.4563 | 32994.5912 | 0 | 188521.1049 | PTAC 12000 | 2020 | 0 | 0 | 0 | 120267.0573 | 35259.4563 | 32994.5912 | 0 | 188521.1049 | PTAC 12000 | 2020 | 0 | 0 | 0 | 0 | 155526.5137 | 32994.5912 | 0 | 188521.1049 | PTAC 12000 | 2020 | 0 | 0 | 0 | 0 | 0 | 188521.1049 | 0 | 188521.1049 | PTAC 12000 | 2020 | 0 | 0 | 0 | 0 | 0 | 0 | 188521.1049 | 188521.1049 |  |  | 2020PTAC Standard Size - 12,000 Btu/h | PTAC Standard Size - 12,000 Btu/h | PTAC 12000 | 2020 | 0 | 403773.5332 | 373191.1573 | 352245.6203 | 331057.7522 | 309792.5018 | 0 | 1770060.5649 |  | 2020PTAC Standard Size - 12,000 Btu/h | PTAC Standard Size - 12,000 Btu/h | PTAC 12000 | 2020 |  | 170034.0645 | 606930.6261 | 352245.6203 | 331057.7522 | 309792.5018 | 0 | 1770060.5649 | 0 |  | 1770060.5649 | OK |  | 2020PTAC Standard Size - 12,000 Btu/h | PTAC Standard Size - 12,000 Btu/h | 2020 | 0 | 170034.0645 | 606930.6261 | 352245.6203 | 331057.7522 | 309792.5018 | 0 | 1770060.5649 | OK | 2020PTAC Standard Size - 12,000 Btu/h | PTAC Standard Size - 12,000 Btu/h | 2020 | 0% | 9.606% | 34.29% | 19.9% | 18.7% | 17.5% | 0% | 100% | OK
[46 empty] | PTAC 12000 | 2021 | 44131.6051 | 40789.0152 | 38499.7117 | 36183.9219 | 33859.6744 | 0 | 193463.9283 | PTAC 12000 | 2021 | 0 | 0 | 84920.6203 | 38499.7117 | 36183.9219 | 33859.6744 | 0 | 193463.9283 | PTAC 12000 | 2021 | 0 | 0 | 0 | 123420.332 | 36183.9219 | 33859.6744 | 0 | 193463.9283 | PTAC 12000 | 2021 | 0 | 0 | 0 | 0 | 159604.2539 | 33859.6744 | 0 | 193463.9283 | PTAC 12000 | 2021 | 0 | 0 | 0 | 0 | 0 | 193463.9283 | 0 | 193463.9283 | PTAC 12000 | 2021 | 0 | 0 | 0 | 0 | 0 | 0 | 193463.9283 | 193463.9283 |  |  | 2021PTAC Standard Size - 12,000 Btu/h | PTAC Standard Size - 12,000 Btu/h | PTAC 12000 | 2021 | 0 | 409231.7648 | 378235.9747 | 357007.2948 | 335533.008 | 313980.2929 | 0 | 1793988.3353 |  | 2021PTAC Standard Size - 12,000 Btu/h | PTAC Standard Size - 12,000 Btu/h | PTAC 12000 | 2021 |  | 146642.6767 | 640825.0629 | 357007.2948 | 335533.008 | 313980.2929 | 0 | 1793988.3353 | 0 |  | 1793988.3353 | OK |  | 2021PTAC Standard Size - 12,000 Btu/h | PTAC Standard Size - 12,000 Btu/h | 2021 | 0 | 146642.6767 | 640825.0629 | 357007.2948 | 335533.008 | 313980.2929 | 0 | 1793988.3353 | OK | 2021PTAC Standard Size - 12,000 Btu/h | PTAC Standard Size - 12,000 Btu/h | 2021 | 0% | 8.174% | 35.72% | 19.9% | 18.7% | 17.5% | 0% | 100% | OK
[46 empty] | PTAC 12000 | 2022 | 45289.3858 | 41859.1039 | 39509.7412 | 37133.1973 | 34747.9737 | 0 | 198539.4019 | PTAC 12000 | 2022 | 0 | 0 | 87148.4897 | 39509.7412 | 37133.1973 | 34747.9737 | 0 | 198539.4019 | PTAC 12000 | 2022 | 0 | 0 | 0 | 126658.2309 | 37133.1973 | 34747.9737 | 0 | 198539.4019 | PTAC 12000 | 2022 | 0 | 0 | 0 | 0 | 163791.4281 | 34747.9737 | 0 | 198539.4019 | PTAC 12000 | 2022 | 0 | 0 | 0 | 0 | 0 | 198539.4019 | 0 | 198539.4019 | PTAC 12000 | 2022 | 0 | 0 | 0 | 0 | 0 | 0 | 198539.4019 | 198539.4019 |  |  | 2022PTAC Standard Size - 12,000 Btu/h | PTAC Standard Size - 12,000 Btu/h | PTAC 12000 | 2022 | 0 | 414986.5735 | 383554.9061 | 362027.6986 | 340251.4303 | 318395.6308 | 0 | 1819216.2394 |  | 2022PTAC Standard Size - 12,000 Btu/h | PTAC Standard Size - 12,000 Btu/h | PTAC 12000 | 2022 |  | 123512.1675 | 675029.3121 | 362027.6986 | 340251.4303 | 318395.6308 | 0 | 1819216.2394 | 0 |  | 1819216.2394 | OK |  | 2022PTAC Standard Size - 12,000 Btu/h | PTAC Standard Size - 12,000 Btu/h | 2022 | 0 | 123512.1675 | 675029.3121 | 362027.6986 | 340251.4303 | 318395.6308 | 0 | 1819216.2394 | OK | 2022PTAC Standard Size - 12,000 Btu/h | PTAC Standard Size - 12,000 Btu/h | 2022 | 0% | 6.789% | 37.11% | 19.9% | 18.7% | 17.5% | 0% | 100% | OK
[46 empty] | PTAC 12000 | 2023 | 46432.9085 | 42916.0146 | 40507.3322 | 38070.7824 | 35625.3338 | 0 | 203552.3714 | PTAC 12000 | 2023 | 0 | 0 | 89348.9231 | 40507.3322 | 38070.7824 | 35625.3338 | 0 | 203552.3714 | PTAC 12000 | 2023 | 0 | 0 | 0 | 129856.2553 | 38070.7824 | 35625.3338 | 0 | 203552.3714 | PTAC 12000 | 2023 | 0 | 0 | 0 | 0 | 167927.0377 | 35625.3338 | 0 | 203552.3714 | PTAC 12000 | 2023 | 0 | 0 | 0 | 0 | 0 | 203552.3714 | 0 | 203552.3714 | PTAC 12000 | 2023 | 0 | 0 | 0 | 0 | 0 | 0 | 203552.3714 | 203552.3714 |  |  | 2023PTAC Standard Size - 12,000 Btu/h | PTAC Standard Size - 12,000 Btu/h | PTAC 12000 | 2023 | 0 | 421052.1479 | 389161.0654 | 367319.2094 | 345224.6523 | 323049.4016 | 0 | 1845806.4766 |  | 2023PTAC Standard Size - 12,000 Btu/h | PTAC Standard Size - 12,000 Btu/h | PTAC 12000 | 2023 |  | 100637.2319 | 709575.9814 | 367319.2094 | 345224.6523 | 323049.4016 | 0 | 1845806.4766 | 0 |  | 1845806.4766 | OK |  | 2023PTAC Standard Size - 12,000 Btu/h | PTAC Standard Size - 12,000 Btu/h | 2023 | 0 | 100637.2319 | 709575.9814 | 367319.2094 | 345224.6523 | 323049.4016 | 0 | 1845806.4766 | OK | 2023PTAC Standard Size - 12,000 Btu/h | PTAC Standard Size - 12,000 Btu/h | 2023 | 0% | 5.452% | 38.44% | 19.9% | 18.7% | 17.5% | 0% | 100% | OK
[46 empty] | PTAC 12000 | 2024 | 47601.1596 | 43995.7808 | 41526.4959 | 39028.6425 | 36521.6665 | 0 | 208673.7453 | PTAC 12000 | 2024 | 0 | 0 | 91596.9403 | 41526.4959 | 39028.6425 | 36521.6665 | 0 | 208673.7453 | PTAC 12000 | 2024 | 0 | 0 | 0 | 133123.4363 | 39028.6425 | 36521.6665 | 0 | 208673.7453 | PTAC 12000 | 2024 | 0 | 0 | 0 | 0 | 172152.0788 | 36521.6665 | 0 | 208673.7453 | PTAC 12000 | 2024 | 0 | 0 | 0 | 0 | 0 | 208673.7453 | 0 | 208673.7453 | PTAC 12000 | 2024 | 0 | 0 | 0 | 0 | 0 | 0 | 208673.7453 | 208673.7453 |  |  | 2024PTAC Standard Size - 12,000 Btu/h | PTAC Standard Size - 12,000 Btu/h | PTAC 12000 | 2024 | 0 | 427418.9624 | 395045.6484 | 372873.5173 | 350444.864 | 327934.2968 | 0 | 1873717.289 |  | 2024PTAC Standard Size - 12,000 Btu/h | PTAC Standard Size - 12,000 Btu/h | PTAC 12000 | 2024 |  | 78012.8871 | 744451.7237 | 372873.5173 | 350444.864 | 327934.2968 | 0 | 1873717.289 | 0 |  | 1873717.289 | OK |  | 2024PTAC Standard Size - 12,000 Btu/h | PTAC Standard Size - 12,000 Btu/h | 2024 | 0 | 78012.8871 | 744451.7237 | 372873.5173 | 350444.864 | 327934.2968 | 0 | 1873717.289 | OK | 2024PTAC Standard Size - 12,000 Btu/h | PTAC Standard Size - 12,000 Btu/h | 2024 | 0% | 4.164% | 39.73% | 19.9% | 18.7% | 17.5% | 0% | 100% | OK
[46 empty] | PTAC 12000 | 2025 | 48748.8554 | 45056.5485 | 42527.7275 | 39969.6492 | 37402.2283 | 0 | 213705.0089 | PTAC 12000 | 2025 | 0 | 0 | 93805.4038 | 42527.7275 | 39969.6492 | 37402.2283 | 0 | 213705.0089 | PTAC 12000 | 2025 | 0 | 0 | 0 | 136333.1314 | 39969.6492 | 37402.2283 | 0 | 213705.0089 | PTAC 12000 | 2025 | 0 | 0 | 0 | 0 | 176302.7806 | 37402.2283 | 0 | 213705.0089 | PTAC 12000 | 2025 | 0 | 0 | 0 | 0 | 0 | 213705.0089 | 0 | 213705.0089 | PTAC 12000 | 2025 | 0 | 0 | 0 | 0 | 0 | 0 | 213705.0089 | 213705.0089 |  |  | 2025PTAC Standard Size - 12,000 Btu/h | PTAC Standard Size - 12,000 Btu/h | PTAC 12000 | 2025 | 0 | 434080.527 | 401202.6567 | 378684.9605 | 355906.744 | 333045.337 | 0 | 1902920.2252 |  | 2025PTAC Standard Size - 12,000 Btu/h | PTAC Standard Size - 12,000 Btu/h | PTAC 12000 | 2025 |  | 55634.4432 | 779648.7405 | 378684.9605 | 355906.744 | 333045.337 | 0 | 1902920.2252 | 0 |  | 1902920.2252 | OK |  | 2025PTAC Standard Size - 12,000 Btu/h | PTAC Standard Size - 12,000 Btu/h | 2025 | 0 | 55634.4432 | 779648.7405 | 378684.9605 | 355906.744 | 333045.337 | 0 | 1902920.2252 | OK | 2025PTAC Standard Size - 12,000 Btu/h | PTAC Standard Size - 12,000 Btu/h | 2025 | 0% | 2.924% | 40.97% | 19.9% | 18.7% | 17.5% | 0% | 100% | OK
[46 empty] | PTAC 12000 | 2026 | 49848.0247 | 46072.4651 | 43486.6254 | 40870.8686 | 38245.5585 | 0 | 218523.5423 | PTAC 12000 | 2026 | 0 | 0 | 95920.4898 | 43486.6254 | 40870.8686 | 38245.5585 | 0 | 218523.5423 | PTAC 12000 | 2026 | 0 | 0 | 0 | 139407.1152 | 40870.8686 | 38245.5585 | 0 | 218523.5423 | PTAC 12000 | 2026 | 0 | 0 | 0 | 0 | 180277.9838 | 38245.5585 | 0 | 218523.5423 | PTAC 12000 | 2026 | 0 | 0 | 0 | 0 | 0 | 218523.5423 | 0 | 218523.5423 | PTAC 12000 | 2026 | 0 | 0 | 0 | 0 | 0 | 0 | 218523.5423 | 218523.5423 |  |  | 2026PTAC Standard Size - 12,000 Btu/h | PTAC Standard Size - 12,000 Btu/h | PTAC 12000 | 2026 | 0 | 441010.4571 | 407607.7042 | 384730.5215 | 361588.6595 | 338362.2788 | 0 | 1933299.6212 |  | 2026PTAC Standard Size - 12,000 Btu/h | PTAC Standard Size - 12,000 Btu/h | PTAC 12000 | 2026 |  | 33497.4754 | 815120.6859 | 384730.5215 | 361588.6595 | 338362.2788 | 0 | 1933299.6212 | 0 |  | 1933299.6212 | OK |  | 2026PTAC Standard Size - 12,000 Btu/h | PTAC Standard Size - 12,000 Btu/h | 2026 | 0 | 33497.4754 | 815120.6859 | 384730.5215 | 361588.6595 | 338362.2788 | 0 | 1933299.6212 | OK | 2026PTAC Standard Size - 12,000 Btu/h | PTAC Standard Size - 12,000 Btu/h | 2026 | 0% | 1.733% | 42.16% | 19.9% | 18.7% | 17.5% | 0% | 100% | OK
[46 empty] | PTAC 12000 | 2027 | 50858.4095 | 47006.322 | 44368.069 | 41699.2927 | 39020.7694 | 0 | 222952.8625 | PTAC 12000 | 2027 | 0 | 0 | 97864.7315 | 44368.069 | 41699.2927 | 39020.7694 | 0 | 222952.8625 | PTAC 12000 | 2027 | 0 | 0 | 0 | 142232.8005 | 41699.2927 | 39020.7694 | 0 | 222952.8625 | PTAC 12000 | 2027 | 0 | 0 | 0 | 0 | 183932.0932 | 39020.7694 | 0 | 222952.8625 | PTAC 12000 | 2027 | 0 | 0 | 0 | 0 | 0 | 222952.8625 | 0 | 222952.8625 | PTAC 12000 | 2027 | 0 | 0 | 0 | 0 | 0 | 0 | 222952.8625 | 222952.8625 |  |  | 2027PTAC Standard Size - 12,000 Btu/h | PTAC Standard Size - 12,000 Btu/h | PTAC 12000 | 2027 | 0 | 448158.8206 | 414214.6405 | 390966.6403 | 367449.6706 | 343846.8122 | 0 | 1964636.5842 |  | 2027PTAC Standard Size - 12,000 Btu/h | PTAC Standard Size - 12,000 Btu/h | PTAC 12000 | 2027 |  | 11597.7998 | 850775.6613 | 390966.6403 | 367449.6706 | 343846.8122 | 0 | 1964636.5842 | 0 |  | 1964636.5842 | OK |  | 2027PTAC Standard Size - 12,000 Btu/h | PTAC Standard Size - 12,000 Btu/h | 2027 | 0 | 11597.7998 | 850775.6613 | 390966.6403 | 367449.6706 | 343846.8122 | 0 | 1964636.5842 | OK | 2027PTAC Standard Size - 12,000 Btu/h | PTAC Standard Size - 12,000 Btu/h | 2027 | 0% | 0.5903% | 43.3% | 19.9% | 18.7% | 17.5% | 0% | 100% | OK
[46 empty] | PTAC 12000 | 2028 | 51786.864 | 47864.454 | 45178.038 | 42460.5413 | 39733.1197 | 0 | 227023.0169 | PTAC 12000 | 2028 | 0 | 0 | 99651.3179 | 45178.038 | 42460.5413 | 39733.1197 | 0 | 227023.0169 | PTAC 12000 | 2028 | 0 | 0 | 0 | 144829.3559 | 42460.5413 | 39733.1197 | 0 | 227023.0169 | PTAC 12000 | 2028 | 0 | 0 | 0 | 0 | 187289.8972 | 39733.1197 | 0 | 227023.0169 | PTAC 12000 | 2028 | 0 | 0 | 0 | 0 | 0 | 227023.0169 | 0 | 227023.0169 | PTAC 12000 | 2028 | 0 | 0 | 0 | 0 | 0 | 0 | 227023.0169 | 227023.0169 |  |  | 2028PTAC Standard Size - 12,000 Btu/h | PTAC Standard Size - 12,000 Btu/h | PTAC 12000 | 2028 | 0 | 455475.9239 | 420977.5361 | 397349.9651 | 373449.033 | 349460.81 | 0 | 1996713.2681 |  | 2028PTAC Standard Size - 12,000 Btu/h | PTAC Standard Size - 12,000 Btu/h | PTAC 12000 | 2028 |  | -10068.5488 | 886522.0089 | 397349.9651 | 373449.033 | 349460.81 | 0 | 1996713.2681 | 0 |  | 1996713.2681 | OK |  | 2028PTAC Standard Size - 12,000 Btu/h | PTAC Standard Size - 12,000 Btu/h | 2028 | 0 | -10068.5488 | 886522.0089 | 397349.9651 | 373449.033 | 349460.81 | 0 | 1996713.2681 | OK | 2028PTAC Standard Size - 12,000 Btu/h | PTAC Standard Size - 12,000 Btu/h | 2028 | 0% | -0.5043% | 44.4% | 19.9% | 18.7% | 17.5% | 0% | 100% | OK
[46 empty] | PTAC 12000 | 2029 | 52643.7274 | 48656.4174 | 45925.5521 | 43163.0918 | 40390.5424 | 0 | 230779.3311 | PTAC 12000 | 2029 | 0 | 0 | 101300.1448 | 45925.5521 | 43163.0918 | 40390.5424 | 0 | 230779.3311 | PTAC 12000 | 2029 | 0 | 0 | 0 | 147225.6969 | 43163.0918 | 40390.5424 | 0 | 230779.3311 | PTAC 12000 | 2029 | 0 | 0 | 0 | 0 | 190388.7887 | 40390.5424 | 0 | 230779.3311 | PTAC 12000 | 2029 | 0 | 0 | 0 | 0 | 0 | 230779.3311 | 0 | 230779.3311 | PTAC 12000 | 2029 | 0 | 0 | 0 | 0 | 0 | 0 | 230779.3311 | 230779.3311 |  |  | 2029PTAC Standard Size - 12,000 Btu/h | PTAC Standard Size - 12,000 Btu/h | PTAC 12000 | 2029 | 0 | 462905.488 | 427844.3746 | 403831.3988 | 379540.6031 | 355161.0926 | 0 | 2029282.9571 |  | 2029PTAC Standard Size - 12,000 Btu/h | PTAC Standard Size - 12,000 Btu/h | PTAC 12000 | 2029 |  | 0 | 922255.1993 | 403831.3988 | 379540.6031 | 355161.0926 | 0 | 2060788.2939 | 31505.3368 |  | 2029282.9571 | OK |  | 2029PTAC Standard Size - 12,000 Btu/h | PTAC Standard Size - 12,000 Btu/h | 2029 | 0 | 0 | 908155.7594 | 397657.6234 | 373738.1854 | 349731.3889 | 0 | 2029282.9571 | OK | 2029PTAC Standard Size - 12,000 Btu/h | PTAC Standard Size - 12,000 Btu/h | 2029 | 0% | 0% | 44.75% | 19.6% | 18.42% | 17.23% | 0% | 100% | OK
[46 empty] | PTAC 12000 | 2030 | 53487.7568 | 49436.5188 | 46661.8699 | 43855.1195 | 41038.1183 | 0 | 234479.3833 | PTAC 12000 | 2030 | 0 | 0 | 102924.2757 | 46661.8699 | 43855.1195 | 41038.1183 | 0 | 234479.3833 | PTAC 12000 | 2030 | 0 | 0 | 0 | 149586.1456 | 43855.1195 | 41038.1183 | 0 | 234479.3833 | PTAC 12000 | 2030 | 0 | 0 | 0 | 0 | 193441.2651 | 41038.1183 | 0 | 234479.3833 | PTAC 12000 | 2030 | 0 | 0 | 0 | 0 | 0 | 234479.3833 | 0 | 234479.3833 | PTAC 12000 | 2030 | 0 | 0 | 0 | 0 | 0 | 0 | 234479.3833 | 234479.3833 |  |  | 2030PTAC Standard Size - 12,000 Btu/h | PTAC Standard Size - 12,000 Btu/h | PTAC 12000 | 2030 | 0 | 470399.6088 | 434770.8802 | 410369.1509 | 385685.1039 | 360910.9059 | 0 | 2062135.6498 |  | 2030PTAC Standard Size - 12,000 Btu/h | PTAC Standard Size - 12,000 Btu/h | PTAC 12000 | 2030 |  | 0 | 957886.6383 | 410369.1509 | 385685.1039 | 360910.9059 | 0 | 2114851.7991 | 52716.1493 |  | 2062135.6498 | OK |  | 2030PTAC Standard Size - 12,000 Btu/h | PTAC Standard Size - 12,000 Btu/h | 2030 | 0 | 0 | 934009.743 | 400140.0268 | 376071.2702 | 351914.6097 | 0 | 2062135.6498 | OK | 2030PTAC Standard Size - 12,000 Btu/h | PTAC Standard Size - 12,000 Btu/h | 2030 | 0% | 0% | 45.29% | 19.4% | 18.24% | 17.07% | 0% | 100% | OK
[46 empty] | PTAC 12000 | 2031 | 54690.1233 | 50547.8164 | 47710.7953 | 44840.9512 | 41960.6258 | 0 | 239750.312 | PTAC 12000 | 2031 | 0 | 0 | 105237.9397 | 47710.7953 | 44840.9512 | 41960.6258 | 0 | 239750.312 | PTAC 12000 | 2031 | 0 | 0 | 0 | 152948.735 | 44840.9512 | 41960.6258 | 0 | 239750.312 | PTAC 12000 | 2031 | 0 | 0 | 0 | 0 | 197789.6862 | 41960.6258 | 0 | 239750.312 | PTAC 12000 | 2031 | 0 | 0 | 0 | 0 | 0 | 239750.312 | 0 | 239750.312 | PTAC 12000 | 2031 | 0 | 0 | 0 | 0 | 0 | 0 | 239750.312 | 239750.312 |  |  | 2031PTAC Standard Size - 12,000 Btu/h | PTAC Standard Size - 12,000 Btu/h | PTAC 12000 | 2031 | 0 | 477938.4934 | 441738.759 | 416945.9541 | 391866.307 | 366695.064 | 0 | 2095184.5776 |  | 2031PTAC Standard Size - 12,000 Btu/h | PTAC Standard Size - 12,000 Btu/h | PTAC 12000 | 2031 |  | 0 | 993381.6595 | 416945.9541 | 391866.307 | 366695.064 | 0 | 2168888.9846 | 73704.407 |  | 2095184.5776 | OK |  | 2031PTAC Standard Size - 12,000 Btu/h | PTAC Standard Size - 12,000 Btu/h | 2031 | 0 | 0 | 959624.0045 | 402777.0619 | 378549.6854 | 354233.8258 | 0 | 2095184.5776 | OK | 2031PTAC Standard Size - 12,000 Btu/h | PTAC Standard Size - 12,000 Btu/h | 2031 | 0% | 0% | 45.8% | 19.22% | 18.07% | 16.91% | 0% | 100% | OK
[46 empty] | PTAC 12000 | 2032 | 55912.8463 | 51677.9286 | 48777.4795 | 45843.4734 | 42898.7517 | 0 | 245110.4794 | PTAC 12000 | 2032 | 0 | 0 | 107590.7749 | 48777.4795 | 45843.4734 | 42898.7517 | 0 | 245110.4794 | PTAC 12000 | 2032 | 0 | 0 | 0 | 156368.2544 | 45843.4734 | 42898.7517 | 0 | 245110.4794 | PTAC 12000 | 2032 | 0 | 0 | 0 | 0 | 202211.7277 | 42898.7517 | 0 | 245110.4794 | PTAC 12000 | 2032 | 0 | 0 | 0 | 0 | 0 | 245110.4794 | 0 | 245110.4794 | PTAC 12000 | 2032 | 0 | 0 | 0 | 0 | 0 | 0 | 245110.4794 | 245110.4794 |  |  | 2032PTAC Standard Size - 12,000 Btu/h | PTAC Standard Size - 12,000 Btu/h | PTAC 12000 | 2032 | 0 | 485691.9721 | 448904.9783 | 423709.9659 | 398223.4578 | 372643.8678 | 0 | 2129174.2419 |  | 2032PTAC Standard Size - 12,000 Btu/h | PTAC Standard Size - 12,000 Btu/h | PTAC 12000 | 2032 |  | 0 | 1029070.3305 | 423709.9659 | 398223.4578 | 372643.8678 | 0 | 2223647.622 | 94473.3801 |  | 2129174.2419 | OK |  | 2032PTAC Standard Size - 12,000 Btu/h | PTAC Standard Size - 12,000 Btu/h | 2032 | 0 | 0 | 985349.4858 | 405708.322 | 381304.6278 | 356811.8064 | 0 | 2129174.2419 | OK | 2032PTAC Standard Size - 12,000 Btu/h | PTAC Standard Size - 12,000 Btu/h | 2032 | 0% | 0% | 46.28% | 19.05% | 17.91% | 16.76% | 0% | 100% | OK
[46 empty] | PTAC 12000 | 2033 | 57155.0021 | 52826.0018 | 49861.1165 | 46861.9287 | 43851.7873 | 0 | 250555.8364 | PTAC 12000 | 2033 | 0 | 0 | 109981.0039 | 49861.1165 | 46861.9287 | 43851.7873 | 0 | 250555.8364 | PTAC 12000 | 2033 | 0 | 0 | 0 | 159842.1204 | 46861.9287 | 43851.7873 | 0 | 250555.8364 | PTAC 12000 | 2033 | 0 | 0 | 0 | 0 | 206704.0491 | 43851.7873 | 0 | 250555.8364 | PTAC 12000 | 2033 | 0 | 0 | 0 | 0 | 0 | 250555.8364 | 0 | 250555.8364 | PTAC 12000 | 2033 | 0 | 0 | 0 | 0 | 0 | 0 | 250555.8364 | 250555.8364 |  |  | 2033PTAC Standard Size - 12,000 Btu/h | PTAC Standard Size - 12,000 Btu/h | PTAC 12000 | 2033 | 0 | 493662.0726 | 456271.4122 | 430662.955 | 404758.2188 | 378758.8733 | 0 | 2164113.5317 |  | 2033PTAC Standard Size - 12,000 Btu/h | PTAC Standard Size - 12,000 Btu/h | PTAC 12000 | 2033 |  | 0 | 1064959.6862 | 430662.955 | 404758.2188 | 378758.8733 | 0 | 2279139.7332 | 115026.2015 |  | 2164113.5317 | OK |  | 2033PTAC Standard Size - 12,000 Btu/h | PTAC Standard Size - 12,000 Btu/h | 2033 | 0 | 0 | 1011212.0964 | 408927.7699 | 384330.4232 | 359643.2421 | 0 | 2164113.5317 | OK | 2033PTAC Standard Size - 12,000 Btu/h | PTAC Standard Size - 12,000 Btu/h | 2033 | 0% | 0% | 46.73% | 18.9% | 17.76% | 16.62% | 0% | 100% | OK
[46 empty] | PTAC 12000 | 2034 | 58421.2382 | 53996.3314 | 50965.7607 | 47900.1277 | 44823.2983 | 0 | 256106.7563 | PTAC 12000 | 2034 | 0 | 0 | 112417.5695 | 50965.7607 | 47900.1277 | 44823.2983 | 0 | 256106.7563 | PTAC 12000 | 2034 | 0 | 0 | 0 | 163383.3303 | 47900.1277 | 44823.2983 | 0 | 256106.7563 | PTAC 12000 | 2034 | 0 | 0 | 0 | 0 | 211283.458 | 44823.2983 | 0 | 256106.7563 | PTAC 12000 | 2034 | 0 | 0 | 0 | 0 | 0 | 256106.7563 | 0 | 256106.7563 | PTAC 12000 | 2034 | 0 | 0 | 0 | 0 | 0 | 0 | 256106.7563 | 256106.7563 |  |  | 2034PTAC Standard Size - 12,000 Btu/h | PTAC Standard Size - 12,000 Btu/h | PTAC 12000 | 2034 | 0 | 501850.9894 | 463840.0889 | 437806.836 | 411472.3894 | 385041.7641 | 0 | 2200012.0678 |  | 2034PTAC Standard Size - 12,000 Btu/h | PTAC Standard Size - 12,000 Btu/h | PTAC 12000 | 2034 |  | 0 | 1101056.9573 | 437806.836 | 411472.3894 | 385041.7641 | 0 | 2335377.9468 | 135365.8791 |  | 2200012.0678 | OK |  | 2034PTAC Standard Size - 12,000 Btu/h | PTAC Standard Size - 12,000 Btu/h | 2034 | 0 | 0 | 1037236.2198 | 412430.1695 | 387622.1506 | 362723.5278 | 0 | 2200012.0678 | OK | 2034PTAC Standard Size - 12,000 Btu/h | PTAC Standard Size - 12,000 Btu/h | 2034 | 0% | 0% | 47.15% | 18.75% | 17.62% | 16.49% | 0% | 100% | OK
[46 empty] | PTAC 12000 | 2035 | 59711.7803 | 55189.126 | 52091.6092 | 48958.2554 | 45813.458 | 0 | 261764.229 | PTAC 12000 | 2035 | 0 | 0 | 114900.9064 | 52091.6092 | 48958.2554 | 45813.458 | 0 | 261764.229 | PTAC 12000 | 2035 | 0 | 0 | 0 | 166992.5156 | 48958.2554 | 45813.458 | 0 | 261764.229 | PTAC 12000 | 2035 | 0 | 0 | 0 | 0 | 215950.771 | 45813.458 | 0 | 261764.229 | PTAC 12000 | 2035 | 0 | 0 | 0 | 0 | 0 | 261764.229 | 0 | 261764.229 | PTAC 12000 | 2035 | 0 | 0 | 0 | 0 | 0 | 0 | 261764.229 | 261764.229 |  |  | 2035PTAC Standard Size - 12,000 Btu/h | PTAC Standard Size - 12,000 Btu/h | PTAC 12000 | 2035 | 0 | 510261.0748 | 471613.1826 | 445143.661 | 418367.8982 | 391494.345 | 0 | 2236880.1615 |  | 2035PTAC Standard Size - 12,000 Btu/h | PTAC Standard Size - 12,000 Btu/h | PTAC 12000 | 2035 |  | 0 | 1137369.5631 | 445143.661 | 418367.8982 | 391494.345 | 0 | 2392375.4673 | 155495.3057 |  | 2236880.1615 | OK |  | 2035PTAC Standard Size - 12,000 Btu/h | PTAC Standard Size - 12,000 Btu/h | 2035 | 0 | 0 | 1063444.8676 | 416211.0162 | 391175.5761 | 366048.7017 | 0 | 2236880.1615 | OK | 2035PTAC Standard Size - 12,000 Btu/h | PTAC Standard Size - 12,000 Btu/h | 2035 | 0% | 0% | 47.54% | 18.61% | 17.49% | 16.36% | 0% | 100% | OK
[46 empty] | PTAC 12000 | 2036 | 61025.1705 | 56403.0381 | 53237.3899 | 50035.1165 | 46821.1477 | 0 | 267521.8626 | PTAC 12000 | 2036 | 0 | 0 | 117428.2086 | 53237.3899 | 50035.1165 | 46821.1477 | 0 | 267521.8626 | PTAC 12000 | 2036 | 0 | 0 | 0 | 170665.5985 | 50035.1165 | 46821.1477 | 0 | 267521.8626 | PTAC 12000 | 2036 | 0 | 0 | 0 | 0 | 220700.7149 | 46821.1477 | 0 | 267521.8626 | PTAC 12000 | 2036 | 0 | 0 | 0 | 0 | 0 | 267521.8626 | 0 | 267521.8626 | PTAC 12000 | 2036 | 0 | 0 | 0 | 0 | 0 | 0 | 267521.8626 | 267521.8626 |  |  | 2036PTAC Standard Size - 12,000 Btu/h | PTAC Standard Size - 12,000 Btu/h | PTAC 12000 | 2036 | 0 | 518894.8302 | 479593.0052 | 452675.6121 | 425446.7962 | 398118.5353 | 0 | 2274728.779 |  | 2036PTAC Standard Size - 12,000 Btu/h | PTAC Standard Size - 12,000 Btu/h | PTAC 12000 | 2036 |  | 0 | 1173905.1048 | 452675.6121 | 425446.7962 | 398118.5353 | 0 | 2450146.0484 | 175417.2694 |  | 2274728.779 | OK |  | 2036PTAC Standard Size - 12,000 Btu/h | PTAC Standard Size - 12,000 Btu/h | 2036 | 0 | 0 | 1089859.8177 | 420266.4748 | 394987.0955 | 369615.391 | 0 | 2274728.779 | OK | 2036PTAC Standard Size - 12,000 Btu/h | PTAC Standard Size - 12,000 Btu/h | 2036 | 0% | 0% | 47.91% | 18.48% | 17.36% | 16.25% | 0% | 100% | OK
[46 empty] | PTAC 12000 | 2037 | 62364.9499 | 57641.3408 | 54406.1922 | 51133.6143 | 47849.0844 | 0 | 273395.1816 | PTAC 12000 | 2037 | 0 | 0 | 120006.2907 | 54406.1922 | 51133.6143 | 47849.0844 | 0 | 273395.1816 | PTAC 12000 | 2037 | 0 | 0 | 0 | 174412.4829 | 51133.6143 | 47849.0844 | 0 | 273395.1816 | PTAC 12000 | 2037 | 0 | 0 | 0 | 0 | 225546.0973 | 47849.0844 | 0 | 273395.1816 | PTAC 12000 | 2037 | 0 | 0 | 0 | 0 | 0 | 273395.1816 | 0 | 273395.1816 | PTAC 12000 | 2037 | 0 | 0 | 0 | 0 | 0 | 0 | 273395.1816 | 273395.1816 |  |  | 2037PTAC Standard Size - 12,000 Btu/h | PTAC Standard Size - 12,000 Btu/h | PTAC 12000 | 2037 | 0 | 527754.899 | 487781.9999 | 460404.9955 | 432711.2508 | 404916.3629 | 0 | 2313569.5081 |  | 2037PTAC Standard Size - 12,000 Btu/h | PTAC Standard Size - 12,000 Btu/h | PTAC 12000 | 2037 |  | 0 | 1210671.3606 | 460404.9955 | 432711.2508 | 404916.3629 | 0 | 2508703.9698 | 195134.4617 |  | 2313569.5081 | OK |  | 2037PTAC Standard Size - 12,000 Btu/h | PTAC Standard Size - 12,000 Btu/h | 2037 | 0 | 0 | 1116501.7388 | 424593.3246 | 399053.6817 | 373420.763 | 0 | 2313569.5081 | OK | 2037PTAC Standard Size - 12,000 Btu/h | PTAC Standard Size - 12,000 Btu/h | 2037 | 0% | 0% | 48.26% | 18.35% | 17.25% | 16.14% | 0% | 100% | OK
[46 empty] | PTAC 12000 | 2038 | 63731.9353 | 58904.7888 | 55598.7286 | 52254.4186 | 48897.8946 | 0 | 279387.7659 | PTAC 12000 | 2038 | 0 | 0 | 122636.7241 | 55598.7286 | 52254.4186 | 48897.8946 | 0 | 279387.7659 | PTAC 12000 | 2038 | 0 | 0 | 0 | 178235.4526 | 52254.4186 | 48897.8946 | 0 | 279387.7659 | PTAC 12000 | 2038 | 0 | 0 | 0 | 0 | 230489.8713 | 48897.8946 | 0 | 279387.7659 | PTAC 12000 | 2038 | 0 | 0 | 0 | 0 | 0 | 279387.7659 | 0 | 279387.7659 | PTAC 12000 | 2038 | 0 | 0 | 0 | 0 | 0 | 0 | 279387.7659 | 279387.7659 |  |  | 2038PTAC Standard Size - 12,000 Btu/h | PTAC Standard Size - 12,000 Btu/h | PTAC 12000 | 2038 | 0 | 536844.0601 | 496182.7352 | 468334.2353 | 440163.5402 | 411889.96 | 0 | 2353414.5308 |  | 2038PTAC Standard Size - 12,000 Btu/h | PTAC Standard Size - 12,000 Btu/h | PTAC 12000 | 2038 |  | 0 | 1247676.2806 | 468334.2353 | 440163.5402 | 411889.96 | 0 | 2568064.0161 | 214649.4854 |  | 2353414.5308 | OK |  | 2038PTAC Standard Size - 12,000 Btu/h | PTAC Standard Size - 12,000 Btu/h | 2038 | 0 | 0 | 1143390.301 | 429188.9095 | 403372.8384 | 377462.4818 | 0 | 2353414.5308 | OK | 2038PTAC Standard Size - 12,000 Btu/h | PTAC Standard Size - 12,000 Btu/h | 2038 | 0% | 0% | 48.58% | 18.24% | 17.14% | 16.04% | 0% | 100% | OK
[46 empty] | PTAC 12000 | 2039 | 65127.4067 | 60194.5652 | 56816.1157 | 53398.5789 | 49968.5606 | 0 | 285505.2272 | PTAC 12000 | 2039 | 0 | 0 | 125321.972 | 56816.1157 | 53398.5789 | 49968.5606 | 0 | 285505.2272 | PTAC 12000 | 2039 | 0 | 0 | 0 | 182138.0877 | 53398.5789 | 49968.5606 | 0 | 285505.2272 | PTAC 12000 | 2039 | 0 | 0 | 0 | 0 | 235536.6666 | 49968.5606 | 0 | 285505.2272 | PTAC 12000 | 2039 | 0 | 0 | 0 | 0 | 0 | 285505.2272 | 0 | 285505.2272 | PTAC 12000 | 2039 | 0 | 0 | 0 | 0 | 0 | 0 | 285505.2272 | 285505.2272 |  |  | 2039PTAC Standard Size - 12,000 Btu/h | PTAC Standard Size - 12,000 Btu/h | PTAC 12000 | 2039 | 0 | 546165.2219 | 504797.8991 | 476465.869 | 447806.0493 | 419041.5582 | 0 | 2394276.5974 |  | 2039PTAC Standard Size - 12,000 Btu/h | PTAC Standard Size - 12,000 Btu/h | PTAC 12000 | 2039 |  | 0 | 1284927.9828 | 476465.869 | 447806.0493 | 419041.5582 | 0 | 2628241.4592 | 233964.8618 |  | 2394276.5974 | OK |  | 2039PTAC Standard Size - 12,000 Btu/h | PTAC Standard Size - 12,000 Btu/h | 2039 | 0 | 0 | 1170544.277 | 434051.0936 | 407942.558 | 381738.6689 | 0 | 2394276.5974 | OK | 2039PTAC Standard Size - 12,000 Btu/h | PTAC Standard Size - 12,000 Btu/h | 2039 | 0% | 0% | 48.89% | 18.13% | 17.04% | 15.94% | 0% | 100% | OK
[46 empty] | PTAC 12000 | 2040 | 66550.827 | 61510.1736 | 58057.8849 | 54565.6547 | 51060.6701 | 0 | 291745.2104 | PTAC 12000 | 2040 | 0 | 0 | 128061.0006 | 58057.8849 | 54565.6547 | 51060.6701 | 0 | 291745.2104 | PTAC 12000 | 2040 | 0 | 0 | 0 | 186118.8855 | 54565.6547 | 51060.6701 | 0 | 291745.2104 | PTAC 12000 | 2040 | 0 | 0 | 0 | 0 | 240684.5402 | 51060.6701 | 0 | 291745.2104 | PTAC 12000 | 2040 | 0 | 0 | 0 | 0 | 0 | 291745.2104 | 0 | 291745.2104 | PTAC 12000 | 2040 | 0 | 0 | 0 | 0 | 0 | 0 | 291745.2104 | 291745.2104 |  |  | 2040PTAC Standard Size - 12,000 Btu/h | PTAC Standard Size - 12,000 Btu/h | PTAC 12000 | 2040 | 0 | 555721.4179 | 513630.2953 | 484802.5426 | 455641.265 | 426373.4846 | 0 | 2436169.0056 |  | 2040PTAC Standard Size - 12,000 Btu/h | PTAC Standard Size - 12,000 Btu/h | PTAC 12000 | 2040 |  | 0 | 1322434.7505 | 484802.5426 | 455641.265 | 426373.4846 | 0 | 2689252.0428 | 253083.0372 |  | 2436169.0056 | OK |  | 2040PTAC Standard Size - 12,000 Btu/h | PTAC Standard Size - 12,000 Btu/h | 2040 | 0 | 0 | 1197981.632 | 439178.2211 | 412761.2845 | 386247.868 | 0 | 2436169.0056 | OK | 2040PTAC Standard Size - 12,000 Btu/h | PTAC Standard Size - 12,000 Btu/h | 2040 | 0% | 0% | 49.17% | 18.03% | 16.94% | 15.85% | 0% | 100% | OK
[46 empty] | PTAC 12000 | 2041 | 68005.5926 | 62854.7533 | 59326.9994 | 55758.4309 | 52176.8292 | 0 | 298122.6054 | PTAC 12000 | 2041 | 0 | 0 | 130860.346 | 59326.9994 | 55758.4309 | 52176.8292 | 0 | 298122.6054 | PTAC 12000 | 2041 | 0 | 0 | 0 | 190187.3454 | 55758.4309 | 52176.8292 | 0 | 298122.6054 | PTAC 12000 | 2041 | 0 | 0 | 0 | 0 | 245945.7762 | 52176.8292 | 0 | 298122.6054 | PTAC 12000 | 2041 | 0 | 0 | 0 | 0 | 0 | 298122.6054 | 0 | 298122.6054 | PTAC 12000 | 2041 | 0 | 0 | 0 | 0 | 0 | 0 | 298122.6054 | 298122.6054 |  |  | 2041PTAC Standard Size - 12,000 Btu/h | PTAC Standard Size - 12,000 Btu/h | PTAC 12000 | 2041 | 0 | 565515.8017 | 522682.8387 | 493347.0076 | 463671.7733 | 433888.1591 | 0 | 2479105.5804 |  | 2041PTAC Standard Size - 12,000 Btu/h | PTAC Standard Size - 12,000 Btu/h | PTAC 12000 | 2041 |  | 0 | 1360205.0288 | 493347.0076 | 463671.7733 | 433888.1591 | 0 | 2751111.9687 | 272006.3883 |  | 2479105.5804 | OK |  | 2041PTAC Standard Size - 12,000 Btu/h | PTAC Standard Size - 12,000 Btu/h | 2041 | 0 | 0 | 1225719.6056 | 444569.081 | 417827.8797 | 390989.0142 | 0 | 2479105.5804 | OK | 2041PTAC Standard Size - 12,000 Btu/h | PTAC Standard Size - 12,000 Btu/h | 2041 | 0% | 0% | 49.44% | 17.93% | 16.85% | 15.77% | 0% | 100% | OK
[46 empty] | PTAC 12000 | 2042 | 69491.8502 | 64228.4396 | 60623.5869 | 56977.0276 | 53317.1502 | 0 | 304638.0545 | PTAC 12000 | 2042 | 0 | 0 | 133720.2898 | 60623.5869 | 56977.0276 | 53317.1502 | 0 | 304638.0545 | PTAC 12000 | 2042 | 0 | 0 | 0 | 194343.8767 | 56977.0276 | 53317.1502 | 0 | 304638.0545 | PTAC 12000 | 2042 | 0 | 0 | 0 | 0 | 251320.9043 | 53317.1502 | 0 | 304638.0545 | PTAC 12000 | 2042 | 0 | 0 | 0 | 0 | 0 | 304638.0545 | 0 | 304638.0545 | PTAC 12000 | 2042 | 0 | 0 | 0 | 0 | 0 | 0 | 304638.0545 | 304638.0545 |  |  | 2042PTAC Standard Size - 12,000 Btu/h | PTAC Standard Size - 12,000 Btu/h | PTAC 12000 | 2042 | 0 | 575551.6437 | 531958.5519 | 502102.1168 | 471900.2554 | 441588.0907 | 0 | 2523100.6585 |  | 2042PTAC Standard Size - 12,000 Btu/h | PTAC Standard Size - 12,000 Btu/h | PTAC 12000 | 2042 |  | 0 | 1398247.4232 | 502102.1168 | 471900.2554 | 441588.0907 | 0 | 2813837.8861 | 290737.2276 |  | 2523100.6585 | OK |  | 2042PTAC Standard Size - 12,000 Btu/h | PTAC Standard Size - 12,000 Btu/h | 2042 | 0 | 0 | 1253774.7863 | 450222.8745 | 423141.5928 | 395961.4049 | 0 | 2523100.6585 | OK | 2042PTAC Standard Size - 12,000 Btu/h | PTAC Standard Size - 12,000 Btu/h | 2042 | 0% | 0% | 49.69% | 17.84% | 16.77% | 15.69% | 0% | 100% | OK
[46 empty] | PTAC 12000 | 2043 | 0 | 0 | 0 | 0 | 0 | 0 | 0 | PTAC 12000 | 2043 | 0 | 0 | 0 | 0 | 0 | 0 | 0 | 0 | PTAC 12000 | 2043 | 0 | 0 | 0 | 0 | 0 | 0 | 0 | 0 | PTAC 12000 | 2043 | 0 | 0 | 0 | 0 | 0 | 0 | 0 | 0 | PTAC 12000 | 2043 | 0 | 0 | 0 | 0 | 0 | 0 | 0 | 0 | PTAC 12000 | 2043 | 0 | 0 | 0 | 0 | 0 | 0 | 0 | 0 |  |  | 2043PTAC Standard Size - 12,000 Btu/h | PTAC Standard Size - 12,000 Btu/h | PTAC 12000 | 2043 | 0 | 529507.5122 | 489401.8677 | 461933.9475 | 434148.2349 | 406261.0435 | 0 | 2321252.6058 |  | 2043PTAC Standard Size - 12,000 Btu/h | PTAC Standard Size - 12,000 Btu/h | PTAC 12000 | 2043 |  | 0 | 1436570.6979 | 511070.8222 | 480329.4857 | 449475.8757 | 0 | 2877446.8815 | 556194.2756 |  | 2321252.6058 | OK |  | 2043PTAC Standard Size - 12,000 Btu/h | PTAC Standard Size - 12,000 Btu/h | 2043 | 0 | 0 | 1158889.6732 | 412283.7108 | 387484.5014 | 362594.7205 | 0 | 2321252.6058 | OK | 2043PTAC Standard Size - 12,000 Btu/h | PTAC Standard Size - 12,000 Btu/h | 2043 | 0% | 0% | 49.93% | 17.76% | 16.69% | 15.62% | 0% | 100% | OK
[46 empty] | PTAC 12000 | 2044 | 0 | 0 | 0 | 0 | 0 | 0 | 0 | PTAC 12000 | 2044 | #VALUE! | 0 | 0 | 0 | 0 | 0 | 0 | 0 | PTAC 12000 | 2044 | 0 | 0 | 0 | 0 | 0 | 0 | 0 | 0 | PTAC 12000 | 2044 | 0 | 0 | 0 | 0 | 0 | 0 | 0 | 0 | PTAC 12000 | 2044 | 0 | 0 | 0 | 0 | 0 | 0 | 0 | 0 | PTAC 12000 | 2044 | 0 | 0 | 0 | 0 | 0 | 0 | 0 | 0 |  |  | 2044PTAC Standard Size - 12,000 Btu/h | PTAC Standard Size - 12,000 Btu/h | PTAC 12000 | 2044 | 0 | 487146.9112 | 450249.7183 | 424979.2317 | 399416.3762 | 373760.16 | 0 | 2135552.3974 |  | 2044PTAC Standard Size - 12,000 Btu/h | PTAC Standard Size - 12,000 Btu/h | PTAC 12000 | 2044 |  | 0 | 0 | 0 | 0 | 0 | 0 | 0 | 0 |  | 0 | OK |  | 2044PTAC Standard Size - 12,000 Btu/h | PTAC Standard Size - 12,000 Btu/h | 2044 | 0 | 0 | 0 | 0 | 0 | 0 | 0 | 0 | OK | 2044PTAC Standard Size - 12,000 Btu/h | PTAC Standard Size - 12,000 Btu/h | 2044 | 0% | 0% | 0% | 0% | 0% | 0% | 0% | 0% | OK
[46 empty] | PTAC 12000 | 2045 | 0 | 0 | 0 | 0 | 0 | 0 | 0 | PTAC 12000 | 2045 | 0 | 0 | 0 | 0 | 0 | 0 | 0 | 0 | PTAC 12000 | 2045 | 0 | 0 | 0 | 0 | 0 | 0 | 0 | 0 | PTAC 12000 | 2045 | 0 | 0 | 0 | 0 | 0 | 0 | 0 | 0 | PTAC 12000 | 2045 | 0 | 0 | 0 | 0 | 0 | 0 | 0 | 0 | PTAC 12000 | 2045 | 0 | 0 | 0 | 0 | 0 | 0 | 0 | 0 |  |  | 2045PTAC Standard Size - 12,000 Btu/h | PTAC Standard Size - 12,000 Btu/h | PTAC 12000 | 2045 | 0 | 448175.1583 | 414229.7409 | 390980.8931 | 367463.0661 | 343859.3472 | 0 | 1964708.2056 |  | 2045PTAC Standard Size - 12,000 Btu/h | PTAC Standard Size - 12,000 Btu/h | PTAC 12000 | 2045 |  | 0 | 0 | 0 | 0 | 0 | 0 | 0 | 0 |  | 0 | OK |  | 2045PTAC Standard Size - 12,000 Btu/h | PTAC Standard Size - 12,000 Btu/h | 2045 | 0 | 0 | 0 | 0 | 0 | 0 | 0 | 0 | OK | 2045PTAC Standard Size - 12,000 Btu/h | PTAC Standard Size - 12,000 Btu/h | 2045 | 0% | 0% | 0% | 0% | 0% | 0% | 0% | 0% | OK
[46 empty] | PTAC 12000 | 2046 | 0 | 0 | 0 | 0 | 0 | 0 | 0 | PTAC 12000 | 2046 | 0 | 0 | 0 | 0 | 0 | 0 | 0 | 0 | PTAC 12000 | 2046 | 0 | 0 | 0 | 0 | 0 | 0 | 0 | 0 | PTAC 12000 | 2046 | 0 | 0 | 0 | 0 | 0 | 0 | 0 | 0 | PTAC 12000 | 2046 | 0 | 0 | 0 | 0 | 0 | 0 | 0 | 0 | PTAC 12000 | 2046 | 0 | 0 | 0 | 0 | 0 | 0 | 0 | 0 |  |  | 2046PTAC Standard Size - 12,000 Btu/h | PTAC Standard Size - 12,000 Btu/h | PTAC 12000 | 2046 | 0 | 412321.1457 | 381091.3616 | 359702.4217 | 338066.0208 | 316350.5994 | 0 | 1807531.5491 |  | 2046PTAC Standard Size - 12,000 Btu/h | PTAC Standard Size - 12,000 Btu/h | PTAC 12000 | 2046 |  | 0 | 0 | 0 | 0 | 0 | 0 | 0 | 0 |  | 0 | OK |  | 2046PTAC Standard Size - 12,000 Btu/h | PTAC Standard Size - 12,000 Btu/h | 2046 | 0 | 0 | 0 | 0 | 0 | 0 | 0 | 0 | OK | 2046PTAC Standard Size - 12,000 Btu/h | PTAC Standard Size - 12,000 Btu/h | 2046 | 0% | 0% | 0% | 0% | 0% | 0% | 0% | 0% | OK
[46 empty] | PTAC 12000 | 2047 | 0 | 0 | 0 | 0 | 0 | 0 | 0 | PTAC 12000 | 2047 | 0 | 0 | 0 | 0 | 0 | 0 | 0 | 0 | PTAC 12000 | 2047 | 0 | 0 | 0 | 0 | 0 | 0 | 0 | 0 | PTAC 12000 | 2047 | 0 | 0 | 0 | 0 | 0 | 0 | 0 | 0 | PTAC 12000 | 2047 | 0 | 0 | 0 | 0 | 0 | 0 | 0 | 0 | PTAC 12000 | 2047 | 0 | 0 | 0 | 0 | 0 | 0 | 0 | 0 |  |  | 2047PTAC Standard Size - 12,000 Btu/h | PTAC Standard Size - 12,000 Btu/h | PTAC 12000 | 2047 | 0 | 379335.454 | 350604.0527 | 330926.2279 | 311020.7391 | 291042.5515 | 0 | 1662929.0252 |  | 2047PTAC Standard Size - 12,000 Btu/h | PTAC Standard Size - 12,000 Btu/h | PTAC 12000 | 2047 |  | 0 | 0 | 0 | 0 | 0 | 0 | 0 | 0 |  | 0 | OK |  | 2047PTAC Standard Size - 12,000 Btu/h | PTAC Standard Size - 12,000 Btu/h | 2047 | 0 | 0 | 0 | 0 | 0 | 0 | 0 | 0 | OK | 2047PTAC Standard Size - 12,000 Btu/h | PTAC Standard Size - 12,000 Btu/h | 2047 | 0% | 0% | 0% | 0% | 0% | 0% | 0% | 0% | OK
[46 empty] | PTAC 12000 | 2048 | 0 | 0 | 0 | 0 | 0 | 0 | 0 | PTAC 12000 | 2048 | 0 | 0 | 0 | 0 | 0 | 0 | 0 | 0 | PTAC 12000 | 2048 | 0 | 0 | 0 | 0 | 0 | 0 | 0 | 0 | PTAC 12000 | 2048 | 0 | 0 | 0 | 0 | 0 | 0 | 0 | 0 | PTAC 12000 | 2048 | 0 | 0 | 0 | 0 | 0 | 0 | 0 | 0 | PTAC 12000 | 2048 | 0 | 0 | 0 | 0 | 0 | 0 | 0 | 0 |  |  | 2048PTAC Standard Size - 12,000 Btu/h | PTAC Standard Size - 12,000 Btu/h | PTAC 12000 | 2048 | 0 | 348988.6177 | 322555.7285 | 304452.1297 | 286139.08 | 267759.1474 | 0 | 1529894.7032 |  | 2048PTAC Standard Size - 12,000 Btu/h | PTAC Standard Size - 12,000 Btu/h | PTAC 12000 | 2048 |  | 0 | 0 | 0 | 0 | 0 | 0 | 0 | 0 |  | 0 | OK |  | 2048PTAC Standard Size - 12,000 Btu/h | PTAC Standard Size - 12,000 Btu/h | 2048 | 0 | 0 | 0 | 0 | 0 | 0 | 0 | 0 | OK | 2048PTAC Standard Size - 12,000 Btu/h | PTAC Standard Size - 12,000 Btu/h | 2048 | 0% | 0% | 0% | 0% | 0% | 0% | 0% | 0% | OK
[46 empty] | PTAC 12000 | 2049 | 0 | 0 | 0 | 0 | 0 | 0 | 0 | PTAC 12000 | 2049 | 0 | 0 | 0 | 0 | 0 | 0 | 0 | 0 | PTAC 12000 | 2049 | 0 | 0 | 0 | 0 | 0 | 0 | 0 | 0 | PTAC 12000 | 2049 | 0 | 0 | 0 | 0 | 0 | 0 | 0 | 0 | PTAC 12000 | 2049 | 0 | 0 | 0 | 0 | 0 | 0 | 0 | 0 | PTAC 12000 | 2049 | 0 | 0 | 0 | 0 | 0 | 0 | 0 | 0 |  |  | 2049PTAC Standard Size - 12,000 Btu/h | PTAC Standard Size - 12,000 Btu/h | PTAC 12000 | 2049 | 0 | 321069.5283 | 296751.2702 | 280095.9593 | 263247.9536 | 246338.4156 | 0 | 1407503.1269 |  | 2049PTAC Standard Size - 12,000 Btu/h | PTAC Standard Size - 12,000 Btu/h | PTAC 12000 | 2049 |  | 0 | 0 | 0 | 0 | 0 | 0 | 0 | 0 |  | 0 | OK |  | 2049PTAC Standard Size - 12,000 Btu/h | PTAC Standard Size - 12,000 Btu/h | 2049 | 0 | 0 | 0 | 0 | 0 | 0 | 0 | 0 | OK | 2049PTAC Standard Size - 12,000 Btu/h | PTAC Standard Size - 12,000 Btu/h | 2049 | 0% | 0% | 0% | 0% | 0% | 0% | 0% | 0% | OK
[46 empty] | PTAC 12000 | 2050 | 0 | 0 | 0 | 0 | 0 | 0 | 0 | PTAC 12000 | 2050 | 0 | 0 | 0 | 0 | 0 | 0 | 0 | 0 | PTAC 12000 | 2050 | 0 | 0 | 0 | 0 | 0 | 0 | 0 | 0 | PTAC 12000 | 2050 | 0 | 0 | 0 | 0 | 0 | 0 | 0 | 0 | PTAC 12000 | 2050 | 0 | 0 | 0 | 0 | 0 | 0 | 0 | 0 | PTAC 12000 | 2050 | 0 | 0 | 0 | 0 | 0 | 0 | 0 | 0 |  |  | 2050PTAC Standard Size - 12,000 Btu/h | PTAC Standard Size - 12,000 Btu/h | PTAC 12000 | 2050 | 0 | 295383.966 | 273011.1686 | 257688.2826 | 242188.1173 | 226631.3423 | 0 | 1294902.8768 |  | 2050PTAC Standard Size - 12,000 Btu/h | PTAC Standard Size - 12,000 Btu/h | PTAC 12000 | 2050 |  | 0 | 0 | 0 | 0 | 0 | 0 | 0 | 0 |  | 0 | OK |  | 2050PTAC Standard Size - 12,000 Btu/h | PTAC Standard Size - 12,000 Btu/h | 2050 | 0 | 0 | 0 | 0 | 0 | 0 | 0 | 0 | OK | 2050PTAC Standard Size - 12,000 Btu/h | PTAC Standard Size - 12,000 Btu/h | 2050 | 0% | 0% | 0% | 0% | 0% | 0% | 0% | 0% | OK
[46 empty] | PTAC 12000 | 2051 | 0 | 0 | 0 | 0 | 0 | 0 | 0 | PTAC 12000 | 2051 | 0 | 0 | 0 | 0 | 0 | 0 | 0 | 0 | PTAC 12000 | 2051 | 0 | 0 | 0 | 0 | 0 | 0 | 0 | 0 | PTAC 12000 | 2051 | 0 | 0 | 0 | 0 | 0 | 0 | 0 | 0 | PTAC 12000 | 2051 | 0 | 0 | 0 | 0 | 0 | 0 | 0 | 0 | PTAC 12000 | 2051 | 0 | 0 | 0 | 0 | 0 | 0 | 0 | 0 |  |  | 2051PTAC Standard Size - 12,000 Btu/h | PTAC Standard Size - 12,000 Btu/h | PTAC 12000 | 2051 | 0 | 271753.2487 | 251170.2751 | 237073.22 | 222813.0679 | 208500.8349 | 0 | 1191310.6466 |  | 2051PTAC Standard Size - 12,000 Btu/h | PTAC Standard Size - 12,000 Btu/h | PTAC 12000 | 2051 |  | 0 | 0 | 0 | 0 | 0 | 0 | 0 | 0 |  | 0 | OK |  | 2051PTAC Standard Size - 12,000 Btu/h | PTAC Standard Size - 12,000 Btu/h | 2051 | 0 | 0 | 0 | 0 | 0 | 0 | 0 | 0 | OK | 2051PTAC Standard Size - 12,000 Btu/h | PTAC Standard Size - 12,000 Btu/h | 2051 | 0% | 0% | 0% | 0% | 0% | 0% | 0% | 0% | OK
[46 empty] | PTAC 12000 | 2052 | 0 | 0 | 0 | 0 | 0 | 0 | 0 | PTAC 12000 | 2052 | 0 | 0 | 0 | 0 | 0 | 0 | 0 | 0 | PTAC 12000 | 2052 | 0 | 0 | 0 | 0 | 0 | 0 | 0 | 0 | PTAC 12000 | 2052 | 0 | 0 | 0 | 0 | 0 | 0 | 0 | 0 | PTAC 12000 | 2052 | 0 | 0 | 0 | 0 | 0 | 0 | 0 | 0 | PTAC 12000 | 2052 | 0 | 0 | 0 | 0 | 0 | 0 | 0 | 0 |  |  | 2052PTAC Standard Size - 12,000 Btu/h | PTAC Standard Size - 12,000 Btu/h | PTAC 12000 | 2052 | 0 | 250012.9888 | 231076.6531 | 218107.3624 | 204988.0225 | 191820.7681 | 0 | 1096005.7949 |  | 2052PTAC Standard Size - 12,000 Btu/h | PTAC Standard Size - 12,000 Btu/h | PTAC 12000 | 2052 |  | 0 | 0 | 0 | 0 | 0 | 0 | 0 | 0 |  | 0 | OK |  | 2052PTAC Standard Size - 12,000 Btu/h | PTAC Standard Size - 12,000 Btu/h | 2052 | 0 | 0 | 0 | 0 | 0 | 0 | 0 | 0 | OK | 2052PTAC Standard Size - 12,000 Btu/h | PTAC Standard Size - 12,000 Btu/h | 2052 | 0% | 0% | 0% | 0% | 0% | 0% | 0% | 0% | OK
[46 empty] | PTAC 12000 | 2053 | 0 | 0 | 0 | 0 | 0 | 0 | 0 | PTAC 12000 | 2053 | 0 | 0 | 0 | 0 | 0 | 0 | 0 | 0 | PTAC 12000 | 2053 | 0 | 0 | 0 | 0 | 0 | 0 | 0 | 0 | PTAC 12000 | 2053 | 0 | 0 | 0 | 0 | 0 | 0 | 0 | 0 | PTAC 12000 | 2053 | 0 | 0 | 0 | 0 | 0 | 0 | 0 | 0 | PTAC 12000 | 2053 | 0 | 0 | 0 | 0 | 0 | 0 | 0 | 0 |  |  | 2053PTAC Standard Size - 12,000 Btu/h | PTAC Standard Size - 12,000 Btu/h | PTAC 12000 | 2053 | 0 | 230011.9497 | 212590.5208 | 200658.7734 | 188588.9807 | 176475.1067 | 0 | 1008325.3313 |  | 2053PTAC Standard Size - 12,000 Btu/h | PTAC Standard Size - 12,000 Btu/h | PTAC 12000 | 2053 |  | 0 | 0 | 0 | 0 | 0 | 0 | 0 | 0 |  | 0 | OK |  | 2053PTAC Standard Size - 12,000 Btu/h | PTAC Standard Size - 12,000 Btu/h | 2053 | 0 | 0 | 0 | 0 | 0 | 0 | 0 | 0 | OK | 2053PTAC Standard Size - 12,000 Btu/h | PTAC Standard Size - 12,000 Btu/h | 2053 | 0% | 0% | 0% | 0% | 0% | 0% | 0% | 0% | OK
[46 empty] | PTAC 12000 | 2054 | 0 | 0 | 0 | 0 | 0 | 0 | 0 | PTAC 12000 | 2054 | 0 | 0 | 0 | 0 | 0 | 0 | 0 | 0 | PTAC 12000 | 2054 | 0 | 0 | 0 | 0 | 0 | 0 | 0 | 0 | PTAC 12000 | 2054 | 0 | 0 | 0 | 0 | 0 | 0 | 0 | 0 | PTAC 12000 | 2054 | 0 | 0 | 0 | 0 | 0 | 0 | 0 | 0 | PTAC 12000 | 2054 | 0 | 0 | 0 | 0 | 0 | 0 | 0 | 0 |  |  | 2054PTAC Standard Size - 12,000 Btu/h | PTAC Standard Size - 12,000 Btu/h | PTAC 12000 | 2054 | 0 | 211610.9938 | 195583.2792 | 184606.0715 | 173501.8622 | 162357.0982 | 0 | 927659.3048 |  | 2054PTAC Standard Size - 12,000 Btu/h | PTAC Standard Size - 12,000 Btu/h | PTAC 12000 | 2054 |  | 0 | 0 | 0 | 0 | 0 | 0 | 0 | 0 |  | 0 | OK |  | 2054PTAC Standard Size - 12,000 Btu/h | PTAC Standard Size - 12,000 Btu/h | 2054 | 0 | 0 | 0 | 0 | 0 | 0 | 0 | 0 | OK | 2054PTAC Standard Size - 12,000 Btu/h | PTAC Standard Size - 12,000 Btu/h | 2054 | 0% | 0% | 0% | 0% | 0% | 0% | 0% | 0% | OK
[46 empty] | PTAC 12000 | 2055 | 0 | 0 | 0 | 0 | 0 | 0 | 0 | PTAC 12000 | 2055 | 0 | 0 | 0 | 0 | 0 | 0 | 0 | 0 | PTAC 12000 | 2055 | 0 | 0 | 0 | 0 | 0 | 0 | 0 | 0 | PTAC 12000 | 2055 | 0 | 0 | 0 | 0 | 0 | 0 | 0 | 0 | PTAC 12000 | 2055 | 0 | 0 | 0 | 0 | 0 | 0 | 0 | 0 | PTAC 12000 | 2055 | 0 | 0 | 0 | 0 | 0 | 0 | 0 | 0 |  |  | 2055PTAC Standard Size - 12,000 Btu/h | PTAC Standard Size - 12,000 Btu/h | PTAC 12000 | 2055 | 0 | 194682.1143 | 179936.6168 | 169837.5858 | 159621.7132 | 149368.5303 | 0 | 853446.5604 |  | 2055PTAC Standard Size - 12,000 Btu/h | PTAC Standard Size - 12,000 Btu/h | PTAC 12000 | 2055 |  | 0 | 0 | 0 | 0 | 0 | 0 | 0 | 0 |  | 0 | OK |  | 2055PTAC Standard Size - 12,000 Btu/h | PTAC Standard Size - 12,000 Btu/h | 2055 | 0 | 0 | 0 | 0 | 0 | 0 | 0 | 0 | OK | 2055PTAC Standard Size - 12,000 Btu/h | PTAC Standard Size - 12,000 Btu/h | 2055 | 0% | 0% | 0% | 0% | 0% | 0% | 0% | 0% | OK
[46 empty] | PTAC 12000 | 2056 | 0 | 0 | 0 | 0 | 0 | 0 | 0 | PTAC 12000 | 2056 | 0 | 0 | 0 | 0 | 0 | 0 | 0 | 0 | PTAC 12000 | 2056 | 0 | 0 | 0 | 0 | 0 | 0 | 0 | 0 | PTAC 12000 | 2056 | 0 | 0 | 0 | 0 | 0 | 0 | 0 | 0 | PTAC 12000 | 2056 | 0 | 0 | 0 | 0 | 0 | 0 | 0 | 0 | PTAC 12000 | 2056 | 0 | 0 | 0 | 0 | 0 | 0 | 0 | 0 |  |  | 2056PTAC Standard Size - 12,000 Btu/h | PTAC Standard Size - 12,000 Btu/h | PTAC 12000 | 2056 | 0 | 179107.5451 | 165541.6875 | 156250.5789 | 146851.9762 | 137419.0479 | 0 | 785170.8356 |  | 2056PTAC Standard Size - 12,000 Btu/h | PTAC Standard Size - 12,000 Btu/h | PTAC 12000 | 2056 |  | 0 | 0 | 0 | 0 | 0 | 0 | 0 | 0 |  | 0 | OK |  | 2056PTAC Standard Size - 12,000 Btu/h | PTAC Standard Size - 12,000 Btu/h | 2056 | 0 | 0 | 0 | 0 | 0 | 0 | 0 | 0 | OK | 2056PTAC Standard Size - 12,000 Btu/h | PTAC Standard Size - 12,000 Btu/h | 2056 | 0% | 0% | 0% | 0% | 0% | 0% | 0% | 0% | OK
[46 empty] | PTAC 12000 | 2057 | 0 | 0 | 0 | 0 | 0 | 0 | 0 | PTAC 12000 | 2057 | 0 | 0 | 0 | 0 | 0 | 0 | 0 | 0 | PTAC 12000 | 2057 | 0 | 0 | 0 | 0 | 0 | 0 | 0 | 0 | PTAC 12000 | 2057 | 0 | 0 | 0 | 0 | 0 | 0 | 0 | 0 | PTAC 12000 | 2057 | 0 | 0 | 0 | 0 | 0 | 0 | 0 | 0 | PTAC 12000 | 2057 | 0 | 0 | 0 | 0 | 0 | 0 | 0 | 0 |  |  | 2057PTAC Standard Size - 12,000 Btu/h | PTAC Standard Size - 12,000 Btu/h | PTAC 12000 | 2057 | 0 | 164778.9415 | 152298.3525 | 143750.5326 | 135103.8181 | 126425.524 | 0 | 722357.1687 |  | 2057PTAC Standard Size - 12,000 Btu/h | PTAC Standard Size - 12,000 Btu/h | PTAC 12000 | 2057 |  | 0 | 0 | 0 | 0 | 0 | 0 | 0 | 0 |  | 0 | OK |  | 2057PTAC Standard Size - 12,000 Btu/h | PTAC Standard Size - 12,000 Btu/h | 2057 | 0 | 0 | 0 | 0 | 0 | 0 | 0 | 0 | OK | 2057PTAC Standard Size - 12,000 Btu/h | PTAC Standard Size - 12,000 Btu/h | 2057 | 0% | 0% | 0% | 0% | 0% | 0% | 0% | 0% | OK
[46 empty] | PTAC 12000 | 2058 | 0 | 0 | 0 | 0 | 0 | 0 | 0 | PTAC 12000 | 2058 | 0 | 0 | 0 | 0 | 0 | 0 | 0 | 0 | PTAC 12000 | 2058 | 0 | 0 | 0 | 0 | 0 | 0 | 0 | 0 | PTAC 12000 | 2058 | 0 | 0 | 0 | 0 | 0 | 0 | 0 | 0 | PTAC 12000 | 2058 | 0 | 0 | 0 | 0 | 0 | 0 | 0 | 0 | PTAC 12000 | 2058 | 0 | 0 | 0 | 0 | 0 | 0 | 0 | 0 |  |  | 2058PTAC Standard Size - 12,000 Btu/h | PTAC Standard Size - 12,000 Btu/h | PTAC 12000 | 2058 | 0 | 151596.6262 | 140114.4843 | 132250.49 | 124295.5126 | 116311.4821 | 0 | 664568.5952 |  | 2058PTAC Standard Size - 12,000 Btu/h | PTAC Standard Size - 12,000 Btu/h | PTAC 12000 | 2058 |  | 0 | 0 | 0 | 0 | 0 | 0 | 0 | 0 |  | 0 | OK |  | 2058PTAC Standard Size - 12,000 Btu/h | PTAC Standard Size - 12,000 Btu/h | 2058 | 0 | 0 | 0 | 0 | 0 | 0 | 0 | 0 | OK | 2058PTAC Standard Size - 12,000 Btu/h | PTAC Standard Size - 12,000 Btu/h | 2058 | 0% | 0% | 0% | 0% | 0% | 0% | 0% | 0% | OK
[46 empty] | PTAC 12000 | 2059 | 0 | 0 | 0 | 0 | 0 | 0 | 0 | PTAC 12000 | 2059 | 0 | 0 | 0 | 0 | 0 | 0 | 0 | 0 | PTAC 12000 | 2059 | 0 | 0 | 0 | 0 | 0 | 0 | 0 | 0 | PTAC 12000 | 2059 | 0 | 0 | 0 | 0 | 0 | 0 | 0 | 0 | PTAC 12000 | 2059 | 0 | 0 | 0 | 0 | 0 | 0 | 0 | 0 | PTAC 12000 | 2059 | 0 | 0 | 0 | 0 | 0 | 0 | 0 | 0 |  |  | 2059PTAC Standard Size - 12,000 Btu/h | PTAC Standard Size - 12,000 Btu/h | PTAC 12000 | 2059 | 0 | 139468.8961 | 128905.3255 | 121670.4508 | 114351.8716 | 107006.5636 | 0 | 611403.1076 |  | 2059PTAC Standard Size - 12,000 Btu/h | PTAC Standard Size - 12,000 Btu/h | PTAC 12000 | 2059 |  | 0 | 0 | 0 | 0 | 0 | 0 | 0 | 0 |  | 0 | OK |  | 2059PTAC Standard Size - 12,000 Btu/h | PTAC Standard Size - 12,000 Btu/h | 2059 | 0 | 0 | 0 | 0 | 0 | 0 | 0 | 0 | OK | 2059PTAC Standard Size - 12,000 Btu/h | PTAC Standard Size - 12,000 Btu/h | 2059 | 0% | 0% | 0% | 0% | 0% | 0% | 0% | 0% | OK
[46 empty] | PTAC 12000 | 2060 | 0 | 0 | 0 | 0 | 0 | 0 | 0 | PTAC 12000 | 2060 | 0 | 0 | 0 | 0 | 0 | 0 | 0 | 0 | PTAC 12000 | 2060 | 0 | 0 | 0 | 0 | 0 | 0 | 0 | 0 | PTAC 12000 | 2060 | 0 | 0 | 0 | 0 | 0 | 0 | 0 | 0 | PTAC 12000 | 2060 | 0 | 0 | 0 | 0 | 0 | 0 | 0 | 0 | PTAC 12000 | 2060 | 0 | 0 | 0 | 0 | 0 | 0 | 0 | 0 |  |  | 2060PTAC Standard Size - 12,000 Btu/h | PTAC Standard Size - 12,000 Btu/h | PTAC 12000 | 2060 | 0 | 128311.3844 | 118592.8995 | 111936.8147 | 105203.7219 | 98446.0385 | 0 | 562490.859 |  | 2060PTAC Standard Size - 12,000 Btu/h | PTAC Standard Size - 12,000 Btu/h | PTAC 12000 | 2060 |  | 0 | 0 | 0 | 0 | 0 | 0 | 0 | 0 |  | 0 | OK |  | 2060PTAC Standard Size - 12,000 Btu/h | PTAC Standard Size - 12,000 Btu/h | 2060 | 0 | 0 | 0 | 0 | 0 | 0 | 0 | 0 | OK | 2060PTAC Standard Size - 12,000 Btu/h | PTAC Standard Size - 12,000 Btu/h | 2060 | 0% | 0% | 0% | 0% | 0% | 0% | 0% | 0% | OK
[46 empty] | PTAC 12000 | 2061 | 0 | 0 | 0 | 0 | 0 | 0 | 0 | PTAC 12000 | 2061 | 0 | 0 | 0 | 0 | 0 | 0 | 0 | 0 | PTAC 12000 | 2061 | 0 | 0 | 0 | 0 | 0 | 0 | 0 | 0 | PTAC 12000 | 2061 | 0 | 0 | 0 | 0 | 0 | 0 | 0 | 0 | PTAC 12000 | 2061 | 0 | 0 | 0 | 0 | 0 | 0 | 0 | 0 | PTAC 12000 | 2061 | 0 | 0 | 0 | 0 | 0 | 0 | 0 | 0 |  |  | 2061PTAC Standard Size - 12,000 Btu/h | PTAC Standard Size - 12,000 Btu/h | PTAC 12000 | 2061 | 0 | 118046.4736 | 109105.4675 | 102981.8696 | 96787.4242 | 90570.3554 | 0 | 517491.5903 |  | 2061PTAC Standard Size - 12,000 Btu/h | PTAC Standard Size - 12,000 Btu/h | PTAC 12000 | 2061 |  | 0 | 0 | 0 | 0 | 0 | 0 | 0 | 0 |  | 0 | OK |  | 2061PTAC Standard Size - 12,000 Btu/h | PTAC Standard Size - 12,000 Btu/h | 2061 | 0 | 0 | 0 | 0 | 0 | 0 | 0 | 0 | OK | 2061PTAC Standard Size - 12,000 Btu/h | PTAC Standard Size - 12,000 Btu/h | 2061 | 0% | 0% | 0% | 0% | 0% | 0% | 0% | 0% | OK
[46 empty] | PTAC 12000 | 2062 | 0 | 0 | 0 | 0 | 0 | 0 | 0 | PTAC 12000 | 2062 | 0 | 0 | 0 | 0 | 0 | 0 | 0 | 0 | PTAC 12000 | 2062 | 0 | 0 | 0 | 0 | 0 | 0 | 0 | 0 | PTAC 12000 | 2062 | 0 | 0 | 0 | 0 | 0 | 0 | 0 | 0 | PTAC 12000 | 2062 | 0 | 0 | 0 | 0 | 0 | 0 | 0 | 0 | PTAC 12000 | 2062 | 0 | 0 | 0 | 0 | 0 | 0 | 0 | 0 |  |  | 2062PTAC Standard Size - 12,000 Btu/h | PTAC Standard Size - 12,000 Btu/h | PTAC 12000 | 2062 | 0 | 108602.7558 | 100377.0301 | 94743.32 | 89044.4302 | 83324.727 | 0 | 476092.2631 |  | 2062PTAC Standard Size - 12,000 Btu/h | PTAC Standard Size - 12,000 Btu/h | PTAC 12000 | 2062 |  | 0 | 0 | 0 | 0 | 0 | 0 | 0 | 0 |  | 0 | OK |  | 2062PTAC Standard Size - 12,000 Btu/h | PTAC Standard Size - 12,000 Btu/h | 2062 | 0 | 0 | 0 | 0 | 0 | 0 | 0 | 0 | OK | 2062PTAC Standard Size - 12,000 Btu/h | PTAC Standard Size - 12,000 Btu/h | 2062 | 0% | 0% | 0% | 0% | 0% | 0% | 0% | 0% | OK
[46 empty] | PTHP 9000 | 2005 | 15744.4572 | 14356.106 | 13870.0235 | 13357.8359 | 12691.1085 | 0 | 70019.5311 | PTHP 9000 | 2005 | 0 | 0 | 30100.5631 | 13870.0235 | 13357.8359 | 12691.1085 | 0 | 70019.5311 | PTHP 9000 | 2005 | 0 | 0 | 0 | 43970.5867 | 13357.8359 | 12691.1085 | 0 | 70019.5311 | PTHP 9000 | 2005 | 0 | 0 | 0 | 0 | 57328.4226 | 12691.1085 | 0 | 70019.5311 | PTHP 9000 | 2005 | 0 | 0 | 0 | 0 | 0 | 70019.5311 | 0 | 70019.5311 | PTHP 9000 | 2005 | 0 | 0 | 0 | 0 | 0 | 0 | 70019.5311 | 70019.5311 |  |  | 2005PTHP Standard Size - 9,000 Btu/h | PTHP Standard Size - 9,000 Btu/h | PTHP 9000 | 2005 | 0 | 163722.3587 | 149285.2694 | 144230.6296 | 138904.5288 | 131971.4105 | 0 | 728114.197 |  | 2005PTHP Standard Size - 9,000 Btu/h | PTHP Standard Size - 9,000 Btu/h | PTHP 9000 | 2005 | 0 | 163722.3587 | 149285.2694 | 144230.6296 | 138904.5288 | 131971.4105 | 0 | 728114.197 | 0 |  | 728114.197 | OK |  | 2005PTHP Standard Size - 9,000 Btu/h | PTHP Standard Size - 9,000 Btu/h | 2005 | 0 | 163722.3587 | 149285.2694 | 144230.6296 | 138904.5288 | 131971.4105 | 0 | 728114.197 | OK | 2005PTHP Standard Size - 9,000 Btu/h | PTHP Standard Size - 9,000 Btu/h | 2005 | 0% | 22.49% | 20.5% | 19.81% | 19.08% | 18.13% | 0% | 100% | OK
[46 empty] | PTHP 9000 | 2006 | 16267.5968 | 14833.1149 | 14330.8815 | 13801.6755 | 13112.7948 | 0 | 72346.0635 | PTHP 9000 | 2006 | 0 | 0 | 31100.7117 | 14330.8815 | 13801.6755 | 13112.7948 | 0 | 72346.0635 | PTHP 9000 | 2006 | 0 | 0 | 0 | 45431.5932 | 13801.6755 | 13112.7948 | 0 | 72346.0635 | PTHP 9000 | 2006 | 0 | 0 | 0 | 0 | 59233.2687 | 13112.7948 | 0 | 72346.0635 | PTHP 9000 | 2006 | 0 | 0 | 0 | 0 | 0 | 72346.0635 | 0 | 72346.0635 | PTHP 9000 | 2006 | 0 | 0 | 0 | 0 | 0 | 0 | 72346.0635 | 72346.0635 |  |  | 2006PTHP Standard Size - 9,000 Btu/h | PTHP Standard Size - 9,000 Btu/h | PTHP 9000 | 2006 | 0 | 167576.4335 | 152799.4906 | 147625.8631 | 142174.3843 | 135078.0583 | 0 | 745254.2298 |  | 2006PTHP Standard Size - 9,000 Btu/h | PTHP Standard Size - 9,000 Btu/h | PTHP 9000 | 2006 | 0 | 167576.4335 | 152799.4906 | 147625.8631 | 142174.3843 | 135078.0583 | 0 | 745254.2298 | 0 |  | 745254.2298 | OK |  | 2006PTHP Standard Size - 9,000 Btu/h | PTHP Standard Size - 9,000 Btu/h | 2006 | 0 | 167576.4335 | 152799.4906 | 147625.8631 | 142174.3843 | 135078.0583 | 0 | 745254.2298 | OK | 2006PTHP Standard Size - 9,000 Btu/h | PTHP Standard Size - 9,000 Btu/h | 2006 | 0% | 22.49% | 20.5% | 19.81% | 19.08% | 18.13% | 0% | 100% | OK
[46 empty] | PTHP 9000 | 2007 | 16880.485 | 15391.9585 | 14870.8032 | 14321.6591 | 13606.8246 | 0 | 75071.7303 | PTHP 9000 | 2007 | 0 | 0 | 32272.4434 | 14870.8032 | 14321.6591 | 13606.8246 | 0 | 75071.7303 | PTHP 9000 | 2007 | 0 | 0 | 0 | 47143.2466 | 14321.6591 | 13606.8246 | 0 | 75071.7303 | PTHP 9000 | 2007 | 0 | 0 | 0 | 0 | 61464.9057 | 13606.8246 | 0 | 75071.7303 | PTHP 9000 | 2007 | 0 | 0 | 0 | 0 | 0 | 75071.7303 | 0 | 75071.7303 | PTHP 9000 | 2007 | 0 | 0 | 0 | 0 | 0 | 0 | 75071.7303 | 75071.7303 |  |  | 2007PTHP Standard Size - 9,000 Btu/h | PTHP Standard Size - 9,000 Btu/h | PTHP 9000 | 2007 | 0 | 170969.07 | 155892.9633 | 150614.5941 | 145052.7484 | 137812.7551 | 0 | 760342.1309 |  | 2007PTHP Standard Size - 9,000 Btu/h | PTHP Standard Size - 9,000 Btu/h | PTHP 9000 | 2007 | 0 | 170969.07 | 155892.9633 | 150614.5941 | 145052.7484 | 137812.7551 | 0 | 760342.1309 | 0 |  | 760342.1309 | OK |  | 2007PTHP Standard Size - 9,000 Btu/h | PTHP Standard Size - 9,000 Btu/h | 2007 | 0 | 170969.07 | 155892.9633 | 150614.5941 | 145052.7484 | 137812.7551 | 0 | 760342.1309 | OK | 2007PTHP Standard Size - 9,000 Btu/h | PTHP Standard Size - 9,000 Btu/h | 2007 | 0% | 22.49% | 20.5% | 19.81% | 19.08% | 18.13% | 0% | 100% | OK
[46 empty] | PTHP 9000 | 2008 | 17411.461 | 15876.1129 | 15338.5647 | 14772.1473 | 14034.8276 | 0 | 77433.1134 | PTHP 9000 | 2008 | 0 | 0 | 33287.5739 | 15338.5647 | 14772.1473 | 14034.8276 | 0 | 77433.1134 | PTHP 9000 | 2008 | 0 | 0 | 0 | 48626.1386 | 14772.1473 | 14034.8276 | 0 | 77433.1134 | PTHP 9000 | 2008 | 0 | 0 | 0 | 0 | 63398.2859 | 14034.8276 | 0 | 77433.1134 | PTHP 9000 | 2008 | 0 | 0 | 0 | 0 | 0 | 77433.1134 | 0 | 77433.1134 | PTHP 9000 | 2008 | 0 | 0 | 0 | 0 | 0 | 0 | 77433.1134 | 77433.1134 |  |  | 2008PTHP Standard Size - 9,000 Btu/h | PTHP Standard Size - 9,000 Btu/h | PTHP 9000 | 2008 | 0 | 174544.7376 | 159153.3275 | 153764.5658 | 148086.399 | 140694.9876 | 0 | 776244.0175 |  | 2008PTHP Standard Size - 9,000 Btu/h | PTHP Standard Size - 9,000 Btu/h | PTHP 9000 | 2008 | 0 | 174544.7376 | 159153.3275 | 153764.5658 | 148086.399 | 140694.9876 | 0 | 776244.0175 | 0 |  | 776244.0175 | OK |  | 2008PTHP Standard Size - 9,000 Btu/h | PTHP Standard Size - 9,000 Btu/h | 2008 | 0 | 174544.7376 | 159153.3275 | 153764.5658 | 148086.399 | 140694.9876 | 0 | 776244.0175 | OK | 2008PTHP Standard Size - 9,000 Btu/h | PTHP Standard Size - 9,000 Btu/h | 2008 | 0% | 22.49% | 20.5% | 19.81% | 19.08% | 18.13% | 0% | 100% | OK
[46 empty] | PTHP 9000 | 2009 | 17990.7077 | 16404.2814 | 15848.85 | 15263.5889 | 14501.74 | 0 | 80009.1679 | PTHP 9000 | 2009 | 0 | 0 | 34394.9891 | 15848.85 | 15263.5889 | 14501.74 | 0 | 80009.1679 | PTHP 9000 | 2009 | 0 | 0 | 0 | 50243.839 | 15263.5889 | 14501.74 | 0 | 80009.1679 | PTHP 9000 | 2009 | 0 | 0 | 0 | 0 | 65507.4279 | 14501.74 | 0 | 80009.1679 | PTHP 9000 | 2009 | 0 | 0 | 0 | 0 | 0 | 80009.1679 | 0 | 80009.1679 | PTHP 9000 | 2009 | 0 | 0 | 0 | 0 | 0 | 0 | 80009.1679 | 80009.1679 |  |  | 2009PTHP Standard Size - 9,000 Btu/h | PTHP Standard Size - 9,000 Btu/h | PTHP 9000 | 2009 | 0 | 178335.6678 | 162609.9722 | 157104.1723 | 151302.6816 | 143750.7364 | 0 | 793103.2302 |  | 2009PTHP Standard Size - 9,000 Btu/h | PTHP Standard Size - 9,000 Btu/h | PTHP 9000 | 2009 | 0 | 178335.6678 | 162609.9722 | 157104.1723 | 151302.6816 | 143750.7364 | 0 | 793103.2302 | 0 |  | 793103.2302 | OK |  | 2009PTHP Standard Size - 9,000 Btu/h | PTHP Standard Size - 9,000 Btu/h | 2009 | 0 | 178335.6678 | 162609.9722 | 157104.1723 | 151302.6816 | 143750.7364 | 0 | 793103.2302 | OK | 2009PTHP Standard Size - 9,000 Btu/h | PTHP Standard Size - 9,000 Btu/h | 2009 | 0% | 22.49% | 20.5% | 19.81% | 19.08% | 18.13% | 0% | 100% | OK
[46 empty] | PTHP 9000 | 2010 | 18482.7104 | 16852.8992 | 16282.278 | 15681.0115 | 14898.3278 | 0 | 82197.2269 | PTHP 9000 | 2010 | 0 | 0 | 35335.6096 | 16282.278 | 15681.0115 | 14898.3278 | 0 | 82197.2269 | PTHP 9000 | 2010 | 0 | 0 | 0 | 51617.8876 | 15681.0115 | 14898.3278 | 0 | 82197.2269 | PTHP 9000 | 2010 | 0 | 0 | 0 | 0 | 67298.8991 | 14898.3278 | 0 | 82197.2269 | PTHP 9000 | 2010 | 0 | 0 | 0 | 0 | 0 | 82197.2269 | 0 | 82197.2269 | PTHP 9000 | 2010 | 0 | 0 | 0 | 0 | 0 | 0 | 82197.2269 | 82197.2269 |  |  | 2010PTHP Standard Size - 9,000 Btu/h | PTHP Standard Size - 9,000 Btu/h | PTHP 9000 | 2010 | 0 | 182246.7596 | 166176.1827 | 160549.6347 | 154620.9111 | 146903.3437 | 0 | 810496.8319 |  | 2010PTHP Standard Size - 9,000 Btu/h | PTHP Standard Size - 9,000 Btu/h | PTHP 9000 | 2010 | 0 | 182246.7596 | 166176.1827 | 160549.6347 | 154620.9111 | 146903.3437 | 0 | 810496.8319 | 0 |  | 810496.8319 | OK |  | 2010PTHP Standard Size - 9,000 Btu/h | PTHP Standard Size - 9,000 Btu/h | 2010 | 0 | 182246.7596 | 166176.1827 | 160549.6347 | 154620.9111 | 146903.3437 | 0 | 810496.8319 | OK | 2010PTHP Standard Size - 9,000 Btu/h | PTHP Standard Size - 9,000 Btu/h | 2010 | 0% | 22.49% | 20.5% | 19.81% | 19.08% | 18.13% | 0% | 100% | OK
[46 empty] | PTHP 9000 | 2011 | 18915.7979 | 17247.7969 | 16663.8049 | 16048.4495 | 15247.4259 | 0 | 84123.2751 | PTHP 9000 | 2011 | 0 | 0 | 36163.5948 | 16663.8049 | 16048.4495 | 15247.4259 | 0 | 84123.2751 | PTHP 9000 | 2011 | 0 | 0 | 0 | 52827.3997 | 16048.4495 | 15247.4259 | 0 | 84123.2751 | PTHP 9000 | 2011 | 0 | 0 | 0 | 0 | 68875.8492 | 15247.4259 | 0 | 84123.2751 | PTHP 9000 | 2011 | 0 | 0 | 0 | 0 | 0 | 84123.2751 | 0 | 84123.2751 | PTHP 9000 | 2011 | 0 | 0 | 0 | 0 | 0 | 0 | 84123.2751 | 84123.2751 |  |  | 2011PTHP Standard Size - 9,000 Btu/h | PTHP Standard Size - 9,000 Btu/h | PTHP 9000 | 2011 | 0 | 186281.2393 | 169854.9007 | 164103.7952 | 158043.8248 | 150155.4101 | 0 | 828439.1701 |  | 2011PTHP Standard Size - 9,000 Btu/h | PTHP Standard Size - 9,000 Btu/h | PTHP 9000 | 2011 | 0 | 186281.2393 | 169854.9007 | 164103.7952 | 158043.8248 | 150155.4101 | 0 | 828439.1701 | 0 |  | 828439.1701 | OK |  | 2011PTHP Standard Size - 9,000 Btu/h | PTHP Standard Size - 9,000 Btu/h | 2011 | 0 | 186281.2393 | 169854.9007 | 164103.7952 | 158043.8248 | 150155.4101 | 0 | 828439.1701 | OK | 2011PTHP Standard Size - 9,000 Btu/h | PTHP Standard Size - 9,000 Btu/h | 2011 | 0% | 22.49% | 20.5% | 19.81% | 19.08% | 18.13% | 0% | 100% | OK
[46 empty] | PTHP 9000 | 2012 | 19261.5064 | 17563.0207 | 16968.3555 | 16341.7537 | 15526.0905 | 0 | 85660.7268 | PTHP 9000 | 2012 | 0 | 0 | 36824.527 | 16968.3555 | 16341.7537 | 15526.0905 | 0 | 85660.7268 | PTHP 9000 | 2012 | 0 | 0 | 0 | 53792.8826 | 16341.7537 | 15526.0905 | 0 | 85660.7268 | PTHP 9000 | 2012 | 0 | 0 | 0 | 0 | 70134.6363 | 15526.0905 | 0 | 85660.7268 | PTHP 9000 | 2012 | 0 | 0 | 0 | 0 | 0 | 85660.7268 | 0 | 85660.7268 | PTHP 9000 | 2012 | 0 | 0 | 0 | 0 | 0 | 0 | 85660.7268 | 85660.7268 |  |  | 2012PTHP Standard Size - 9,000 Btu/h | PTHP Standard Size - 9,000 Btu/h | PTHP 9000 | 2012 | 0 | 190275.93 | 173497.3384 | 167622.9038 | 161432.9809 | 153375.4038 | 0 | 846204.5569 |  | 2012PTHP Standard Size - 9,000 Btu/h | PTHP Standard Size - 9,000 Btu/h | PTHP 9000 | 2012 | 0 | 190275.93 | 173497.3384 | 167622.9038 | 161432.9809 | 153375.4038 | 0 | 846204.5569 | 0 |  | 846204.5569 | OK |  | 2012PTHP Standard Size - 9,000 Btu/h | PTHP Standard Size - 9,000 Btu/h | 2012 | 0 | 190275.93 | 173497.3384 | 167622.9038 | 161432.9809 | 153375.4038 | 0 | 846204.5569 | OK | 2012PTHP Standard Size - 9,000 Btu/h | PTHP Standard Size - 9,000 Btu/h | 2012 | 0% | 22.49% | 20.5% | 19.81% | 19.08% | 18.13% | 0% | 100% | OK
[46 empty] | PTHP 9000 | 2013 | 19620.0634 | 17889.96 | 17284.2251 | 16645.959 | 15815.1121 | 0 | 87255.3196 | PTHP 9000 | 2013 | 0 | 0 | 37510.0235 | 17284.2251 | 16645.959 | 15815.1121 | 0 | 87255.3196 | PTHP 9000 | 2013 | 0 | 0 | 0 | 54794.2486 | 16645.959 | 15815.1121 | 0 | 87255.3196 | PTHP 9000 | 2013 | 0 | 0 | 0 | 0 | 71440.2076 | 15815.1121 | 0 | 87255.3196 | PTHP 9000 | 2013 | 0 | 0 | 0 | 0 | 0 | 87255.3196 | 0 | 87255.3196 | PTHP 9000 | 2013 | 0 | 0 | 0 | 0 | 0 | 0 | 87255.3196 | 87255.3196 |  |  | 2013PTHP Standard Size - 9,000 Btu/h | PTHP Standard Size - 9,000 Btu/h | PTHP 9000 | 2013 | 0 | 194250.606 | 177121.5261 | 171124.3804 | 164805.1561 | 156579.2642 | 0 | 863880.9328 |  | 2013PTHP Standard Size - 9,000 Btu/h | PTHP Standard Size - 9,000 Btu/h | PTHP 9000 | 2013 |  | 178617.3054 | 162866.7749 | 157352.2799 | 208465.3084 | 156579.2642 | 0 | 863880.9328 | 0 |  | 863880.9328 | OK |  | 2013PTHP Standard Size - 9,000 Btu/h | PTHP Standard Size - 9,000 Btu/h | 2013 | 0 | 178617.3054 | 162866.7749 | 157352.2799 | 208465.3084 | 156579.2642 | 0 | 863880.9328 | OK | 2013PTHP Standard Size - 9,000 Btu/h | PTHP Standard Size - 9,000 Btu/h | 2013 | 0% | 20.68% | 18.85% | 18.21% | 24.13% | 18.13% | 0% | 100% | OK
[46 empty] | PTHP 9000 | 2014 | 19892.291 | 18138.1825 | 17524.043 | 16876.921 | 16034.5461 | 0 | 88465.9837 | PTHP 9000 | 2014 | 0 | 0 | 38030.4736 | 17524.043 | 16876.921 | 16034.5461 | 0 | 88465.9837 | PTHP 9000 | 2014 | 0 | 0 | 0 | 55554.5166 | 16876.921 | 16034.5461 | 0 | 88465.9837 | PTHP 9000 | 2014 | 0 | 0 | 0 | 0 | 72431.4376 | 16034.5461 | 0 | 88465.9837 | PTHP 9000 | 2014 | 0 | 0 | 0 | 0 | 0 | 88465.9837 | 0 | 88465.9837 | PTHP 9000 | 2014 | 0 | 0 | 0 | 0 | 0 | 0 | 88465.9837 | 88465.9837 |  |  | 2014PTHP Standard Size - 9,000 Btu/h | PTHP Standard Size - 9,000 Btu/h | PTHP 9000 | 2014 | 0 | 196642.8183 | 179302.7924 | 173231.7913 | 166834.7453 | 158507.5509 | 0 | 874519.6981 |  | 2014PTHP Standard Size - 9,000 Btu/h | PTHP Standard Size - 9,000 Btu/h | PTHP 9000 | 2014 |  | 165501.3526 | 150907.391 | 145797.8279 | 253805.5757 | 158507.5509 | 0 | 874519.6981 | 0 |  | 874519.6981 | OK |  | 2014PTHP Standard Size - 9,000 Btu/h | PTHP Standard Size - 9,000 Btu/h | 2014 | 0 | 165501.3526 | 150907.391 | 145797.8279 | 253805.5757 | 158507.5509 | 0 | 874519.6981 | OK | 2014PTHP Standard Size - 9,000 Btu/h | PTHP Standard Size - 9,000 Btu/h | 2014 | 0% | 18.92% | 17.26% | 16.67% | 29.02% | 18.13% | 0% | 100% | OK
[46 empty] | PTHP 9000 | 2015 | 20203.9665 | 18422.3744 | 17798.6125 | 17141.3512 | 16285.7779 | 0 | 89852.0825 | PTHP 9000 | 2015 | 0 | 0 | 38626.3409 | 17798.6125 | 17141.3512 | 16285.7779 | 0 | 89852.0825 | PTHP 9000 | 2015 | 0 | 0 | 0 | 56424.9534 | 17141.3512 | 16285.7779 | 0 | 89852.0825 | PTHP 9000 | 2015 | 0 | 0 | 0 | 0 | 73566.3046 | 16285.7779 | 0 | 89852.0825 | PTHP 9000 | 2015 | 0 | 0 | 0 | 0 | 0 | 89852.0825 | 0 | 89852.0825 | PTHP 9000 | 2015 | 0 | 0 | 0 | 0 | 0 | 0 | 89852.0825 | 89852.0825 |  |  | 2015PTHP Standard Size - 9,000 Btu/h | PTHP Standard Size - 9,000 Btu/h | PTHP 9000 | 2015 | 0 | 198909.5875 | 181369.6772 | 175228.6936 | 168757.9066 | 160334.7218 | 0 | 884600.5867 |  | 2015PTHP Standard Size - 9,000 Btu/h | PTHP Standard Size - 9,000 Btu/h | PTHP 9000 | 2015 |  | 152385.3999 | 138948.0071 | 134243.376 | 298689.0819 | 160334.7218 | 0 | 884600.5867 | 0 |  | 884600.5867 | OK |  | 2015PTHP Standard Size - 9,000 Btu/h | PTHP Standard Size - 9,000 Btu/h | 2015 | 0 | 152385.3999 | 138948.0071 | 134243.376 | 298689.0819 | 160334.7218 | 0 | 884600.5867 | OK | 2015PTHP Standard Size - 9,000 Btu/h | PTHP Standard Size - 9,000 Btu/h | 2015 | 0% | 17.23% | 15.71% | 15.18% | 33.77% | 18.13% | 0% | 100% | OK
[46 empty] | PTHP 9000 | 2016 | 20566.2609 | 18752.7215 | 18117.7744 | 17448.7272 | 16577.8118 | 0 | 91463.2958 | PTHP 9000 | 2016 | 0 | 0 | 39318.9824 | 18117.7744 | 17448.7272 | 16577.8118 | 0 | 91463.2958 | PTHP 9000 | 2016 | 0 | 0 | 0 | 57436.7568 | 17448.7272 | 16577.8118 | 0 | 91463.2958 | PTHP 9000 | 2016 | 0 | 0 | 0 | 0 | 74885.484 | 16577.8118 | 0 | 91463.2958 | PTHP 9000 | 2016 | 0 | 0 | 0 | 0 | 0 | 91463.2958 | 0 | 91463.2958 | PTHP 9000 | 2016 | 0 | 0 | 0 | 0 | 0 | 0 | 91463.2958 | 91463.2958 |  |  | 2016PTHP Standard Size - 9,000 Btu/h | PTHP Standard Size - 9,000 Btu/h | PTHP 9000 | 2016 | 0 | 201210.7638 | 183467.935 | 177255.9067 | 170710.2595 | 162189.6272 | 0 | 894834.4922 |  | 2016PTHP Standard Size - 9,000 Btu/h | PTHP Standard Size - 9,000 Btu/h | PTHP 9000 | 2016 |  | 139411.0994 | 127117.7846 | 122813.7122 | 343302.2689 | 162189.6272 | 0 | 894834.4922 | 0 |  | 894834.4922 | OK |  | 2016PTHP Standard Size - 9,000 Btu/h | PTHP Standard Size - 9,000 Btu/h | 2016 | 0 | 139411.0994 | 127117.7846 | 122813.7122 | 343302.2689 | 162189.6272 | 0 | 894834.4922 | OK | 2016PTHP Standard Size - 9,000 Btu/h | PTHP Standard Size - 9,000 Btu/h | 2016 | 0% | 15.58% | 14.21% | 13.72% | 38.36% | 18.13% | 0% | 100% | OK
[46 empty] | PTHP 9000 | 2017 | 20995.3737 | 19143.995 | 18495.7997 | 17812.793 | 16923.7061 | 0 | 93371.6675 | PTHP 9000 | 2017 | 0 | 0 | 40139.3686 | 18495.7997 | 17812.793 | 16923.7061 | 0 | 93371.6675 | PTHP 9000 | 2017 | 0 | 0 | 0 | 58635.1684 | 17812.793 | 16923.7061 | 0 | 93371.6675 | PTHP 9000 | 2017 | 0 | 0 | 0 | 0 | 76447.9614 | 16923.7061 | 0 | 93371.6675 | PTHP 9000 | 2017 | 0 | 0 | 0 | 0 | 0 | 93371.6675 | 0 | 93371.6675 | PTHP 9000 | 2017 | 0 | 0 | 0 | 0 | 0 | 0 | 93371.6675 | 93371.6675 |  |  | 2017PTHP Standard Size - 9,000 Btu/h | PTHP Standard Size - 9,000 Btu/h | PTHP 9000 | 2017 | 0 | 203589.979 | 185637.3503 | 179351.8679 | 172728.8217 | 164107.4372 | 0 | 905415.4561 |  | 2017PTHP Standard Size - 9,000 Btu/h | PTHP Standard Size - 9,000 Btu/h | PTHP 9000 | 2017 |  | 126588.8391 | 115426.1952 | 111517.9875 | 387774.9971 | 164107.4372 | 0 | 905415.4561 | 0 |  | 905415.4561 | OK | THROUGH 2012 we are in-line with non-standards shipments (POINT OF STANDARDS IMPACT) | 2017PTHP Standard Size - 9,000 Btu/h | PTHP Standard Size - 9,000 Btu/h | 2017 | 0 | 126588.8391 | 115426.1952 | 111517.9875 | 387774.9971 | 164107.4372 | 0 | 905415.4561 | OK | 2017PTHP Standard Size - 9,000 Btu/h | PTHP Standard Size - 9,000 Btu/h | 2017 | 0% | 13.98% | 12.75% | 12.32% | 42.83% | 18.13% | 0% | 100% | OK
[46 empty] | PTHP 9000 | 2018 | 21477.6773 | 19583.7689 | 18920.6834 | 18221.9867 | 17312.4758 | 0 | 95516.5922 | PTHP 9000 | 2018 | 0 | 0 | 41061.4462 | 18920.6834 | 18221.9867 | 17312.4758 | 0 | 95516.5922 | PTHP 9000 | 2018 | 0 | 0 | 0 | 59982.1297 | 18221.9867 | 17312.4758 | 0 | 95516.5922 | PTHP 9000 | 2018 | 0 | 0 | 0 | 0 | 78204.1164 | 17312.4758 | 0 | 95516.5922 | PTHP 9000 | 2018 | 0 | 0 | 0 | 0 | 0 | 95516.5922 | 0 | 95516.5922 | PTHP 9000 | 2018 | 0 | 0 | 0 | 0 | 0 | 0 | 95516.5922 | 95516.5922 |  |  | 2018PTHP Standard Size - 9,000 Btu/h | PTHP Standard Size - 9,000 Btu/h | PTHP 9000 | 2018 | 0 | 206055.2758 | 187885.2565 | 181523.6624 | 174820.4169 | 166094.6349 | 0 | 916379.2465 |  | 2018PTHP Standard Size - 9,000 Btu/h | PTHP Standard Size - 9,000 Btu/h | PTHP 9000 | 2018 |  | 113916.1541 | 103870.9916 | 100354.0308 | 432143.4351 | 166094.6349 | 0 | 916379.2465 | 0 |  | 916379.2465 | OK |  | 2018PTHP Standard Size - 9,000 Btu/h | PTHP Standard Size - 9,000 Btu/h | 2018 | 0 | 113916.1541 | 103870.9916 | 100354.0308 | 432143.4351 | 166094.6349 | 0 | 916379.2465 | OK | 2018PTHP Standard Size - 9,000 Btu/h | PTHP Standard Size - 9,000 Btu/h | 2018 | 0% | 12.43% | 11.33% | 10.95% | 47.16% | 18.13% | 0% | 100% | OK
[46 empty] | PTHP 9000 | 2019 | 21978.4351 | 20040.3698 | 19361.8243 | 18646.8372 | 17716.1208 | 0 | 97743.5872 | PTHP 9000 | 2019 | 0 | 0 | 42018.8049 | 19361.8243 | 18646.8372 | 17716.1208 | 0 | 97743.5872 | PTHP 9000 | 2019 | 0 | 0 | 0 | 61380.6292 | 18646.8372 | 17716.1208 | 0 | 97743.5872 | PTHP 9000 | 2019 | 0 | 0 | 0 | 0 | 80027.4664 | 17716.1208 | 0 | 97743.5872 | PTHP 9000 | 2019 | 0 | 0 | 0 | 0 | 0 | 97743.5872 | 0 | 97743.5872 | PTHP 9000 | 2019 | 0 | 0 | 0 | 0 | 0 | 0 | 97743.5872 | 97743.5872 |  |  | 2019PTHP Standard Size - 9,000 Btu/h | PTHP Standard Size - 9,000 Btu/h | PTHP 9000 | 2019 | 0 | 208639.3858 | 190241.4988 | 183800.1248 | 177012.8149 | 168177.6042 | 0 | 927871.4284 |  | 2019PTHP Standard Size - 9,000 Btu/h | PTHP Standard Size - 9,000 Btu/h | PTHP 9000 | 2019 |  | 101389.542 | 92448.9801 | 89318.7564 | 476536.5457 | 168177.6042 | 0 | 927871.4284 | 0 |  | 927871.4284 | OK |  | 2019PTHP Standard Size - 9,000 Btu/h | PTHP Standard Size - 9,000 Btu/h | 2019 | 0 | 101389.542 | 92448.9801 | 89318.7564 | 476536.5457 | 168177.6042 | 0 | 927871.4284 | OK | 2019PTHP Standard Size - 9,000 Btu/h | PTHP Standard Size - 9,000 Btu/h | 2019 | 0% | 10.93% | 9.964% | 9.626% | 51.36% | 18.13% | 0% | 100% | OK
[46 empty] | PTHP 9000 | 2020 | 22510.8137 | 20525.803 | 19830.8212 | 19098.5152 | 18145.2543 | 0 | 100111.2074 | PTHP 9000 | 2020 | 0 | 0 | 43036.6167 | 19830.8212 | 19098.5152 | 18145.2543 | 0 | 100111.2074 | PTHP 9000 | 2020 | 0 | 0 | 0 | 62867.4379 | 19098.5152 | 18145.2543 | 0 | 100111.2074 | PTHP 9000 | 2020 | 0 | 0 | 0 | 0 | 81965.9531 | 18145.2543 | 0 | 100111.2074 | PTHP 9000 | 2020 | 0 | 0 | 0 | 0 | 0 | 100111.2074 | 0 | 100111.2074 | PTHP 9000 | 2020 | 0 | 0 | 0 | 0 | 0 | 0 | 100111.2074 | 100111.2074 |  |  | 2020PTHP Standard Size - 9,000 Btu/h | PTHP Standard Size - 9,000 Btu/h | PTHP 9000 | 2020 | 0 | 211358.3175 | 192720.6742 | 186195.3581 | 179319.5977 | 170369.249 | 0 | 939963.1965 |  | 2020PTHP Standard Size - 9,000 Btu/h | PTHP Standard Size - 9,000 Btu/h | PTHP 9000 | 2020 |  | 89005.6203 | 81157.0766 | 78409.1846 | 521022.066 | 170369.249 | 0 | 939963.1965 | 0 |  | 939963.1965 | OK |  | 2020PTHP Standard Size - 9,000 Btu/h | PTHP Standard Size - 9,000 Btu/h | 2020 | 0 | 89005.6203 | 81157.0766 | 78409.1846 | 521022.066 | 170369.249 | 0 | 939963.1965 | OK | 2020PTHP Standard Size - 9,000 Btu/h | PTHP Standard Size - 9,000 Btu/h | 2020 | 0% | 9.469% | 8.634% | 8.342% | 55.43% | 18.13% | 0% | 100% | OK
[46 empty] | PTHP 9000 | 2021 | 23101.0233 | 21063.9678 | 20350.7643 | 19599.2581 | 18621.0036 | 0 | 102736.0171 | PTHP 9000 | 2021 | 0 | 0 | 44164.9911 | 20350.7643 | 19599.2581 | 18621.0036 | 0 | 102736.0171 | PTHP 9000 | 2021 | 0 | 0 | 0 | 64515.7554 | 19599.2581 | 18621.0036 | 0 | 102736.0171 | PTHP 9000 | 2021 | 0 | 0 | 0 | 0 | 84115.0135 | 18621.0036 | 0 | 102736.0171 | PTHP 9000 | 2021 | 0 | 0 | 0 | 0 | 0 | 102736.0171 | 0 | 102736.0171 | PTHP 9000 | 2021 | 0 | 0 | 0 | 0 | 0 | 0 | 102736.0171 | 102736.0171 |  |  | 2021PTHP Standard Size - 9,000 Btu/h | PTHP Standard Size - 9,000 Btu/h | PTHP 9000 | 2021 | 0 | 214215.4702 | 195325.8823 | 188712.3566 | 181743.6493 | 172672.3093 | 0 | 952669.6677 |  | 2021PTHP Standard Size - 9,000 Btu/h | PTHP Standard Size - 9,000 Btu/h | PTHP 9000 | 2021 |  | 76761.221 | 69992.3922 | 67622.5246 | 565621.2206 | 172672.3093 | 0 | 952669.6677 | 0 |  | 952669.6677 | OK |  | 2021PTHP Standard Size - 9,000 Btu/h | PTHP Standard Size - 9,000 Btu/h | 2021 | 0 | 76761.221 | 69992.3922 | 67622.5246 | 565621.2206 | 172672.3093 | 0 | 952669.6677 | OK | 2021PTHP Standard Size - 9,000 Btu/h | PTHP Standard Size - 9,000 Btu/h | 2021 | 0% | 8.057% | 7.347% | 7.098% | 59.37% | 18.13% | 0% | 100% | OK
[46 empty] | PTHP 9000 | 2022 | 23707.0724 | 21616.5752 | 20884.6611 | 20113.4393 | 19109.5206 | 0 | 105431.2686 | PTHP 9000 | 2022 | 0 | 0 | 45323.6476 | 20884.6611 | 20113.4393 | 19109.5206 | 0 | 105431.2686 | PTHP 9000 | 2022 | 0 | 0 | 0 | 66208.3087 | 20113.4393 | 19109.5206 | 0 | 105431.2686 | PTHP 9000 | 2022 | 0 | 0 | 0 | 0 | 86321.748 | 19109.5206 | 0 | 105431.2686 | PTHP 9000 | 2022 | 0 | 0 | 0 | 0 | 0 | 105431.2686 | 0 | 105431.2686 | PTHP 9000 | 2022 | 0 | 0 | 0 | 0 | 0 | 0 | 105431.2686 | 105431.2686 |  |  | 2022PTHP Standard Size - 9,000 Btu/h | PTHP Standard Size - 9,000 Btu/h | PTHP 9000 | 2022 | 0 | 217227.8685 | 198072.6463 | 191366.1181 | 184299.4136 | 175100.5082 | 0 | 966066.5547 |  | 2022PTHP Standard Size - 9,000 Btu/h | PTHP Standard Size - 9,000 Btu/h | PTHP 9000 | 2022 |  | 64653.3806 | 58952.2251 | 56956.1657 | 610404.2752 | 175100.5082 | 0 | 966066.5547 | 0 |  | 966066.5547 | OK |  | 2022PTHP Standard Size - 9,000 Btu/h | PTHP Standard Size - 9,000 Btu/h | 2022 | 0 | 64653.3806 | 58952.2251 | 56956.1657 | 610404.2752 | 175100.5082 | 0 | 966066.5547 | OK | 2022PTHP Standard Size - 9,000 Btu/h | PTHP Standard Size - 9,000 Btu/h | 2022 | 0% | 6.692% | 6.102% | 5.896% | 63.18% | 18.13% | 0% | 100% | OK
[46 empty] | PTHP 9000 | 2023 | 24305.658 | 22162.3774 | 21411.983 | 20621.2884 | 19592.0215 | 0 | 108093.3283 | PTHP 9000 | 2023 | 0 | 0 | 46468.0354 | 21411.983 | 20621.2884 | 19592.0215 | 0 | 108093.3283 | PTHP 9000 | 2023 | 0 | 0 | 0 | 67880.0184 | 20621.2884 | 19592.0215 | 0 | 108093.3283 | PTHP 9000 | 2023 | 0 | 0 | 0 | 0 | 88501.3068 | 19592.0215 | 0 | 108093.3283 | PTHP 9000 | 2023 | 0 | 0 | 0 | 0 | 0 | 108093.3283 | 0 | 108093.3283 | PTHP 9000 | 2023 | 0 | 0 | 0 | 0 | 0 | 0 | 108093.3283 | 108093.3283 |  |  | 2023PTHP Standard Size - 9,000 Btu/h | PTHP Standard Size - 9,000 Btu/h | PTHP 9000 | 2023 | 0 | 220402.9394 | 200967.7385 | 194163.1855 | 186993.1919 | 177659.8323 | 0 | 980186.8876 |  | 2023PTHP Standard Size - 9,000 Btu/h | PTHP Standard Size - 9,000 Btu/h | PTHP 9000 | 2023 |  | 52679.3221 | 48034.0428 | 46407.6614 | 655406.0289 | 177659.8323 | 0 | 980186.8876 | 0 |  | 980186.8876 | OK |  | 2023PTHP Standard Size - 9,000 Btu/h | PTHP Standard Size - 9,000 Btu/h | 2023 | 0 | 52679.3221 | 48034.0428 | 46407.6614 | 655406.0289 | 177659.8323 | 0 | 980186.8876 | OK | 2023PTHP Standard Size - 9,000 Btu/h | PTHP Standard Size - 9,000 Btu/h | 2023 | 0% | 5.374% | 4.9% | 4.735% | 66.87% | 18.13% | 0% | 100% | OK
[46 empty] | PTHP 9000 | 2024 | 24917.1879 | 22719.9824 | 21950.7081 | 21140.1196 | 20084.9564 | 0 | 110812.9544 | PTHP 9000 | 2024 | 0 | 0 | 47637.1703 | 21950.7081 | 21140.1196 | 20084.9564 | 0 | 110812.9544 | PTHP 9000 | 2024 | 0 | 0 | 0 | 69587.8784 | 21140.1196 | 20084.9564 | 0 | 110812.9544 | PTHP 9000 | 2024 | 0 | 0 | 0 | 0 | 90727.998 | 20084.9564 | 0 | 110812.9544 | PTHP 9000 | 2024 | 0 | 0 | 0 | 0 | 0 | 110812.9544 | 0 | 110812.9544 | PTHP 9000 | 2024 | 0 | 0 | 0 | 0 | 0 | 0 | 110812.9544 | 110812.9544 |  |  | 2024PTHP Standard Size - 9,000 Btu/h | PTHP Standard Size - 9,000 Btu/h | PTHP 9000 | 2024 | 0 | 223735.6967 | 204006.6122 | 197099.1662 | 189820.7537 | 180346.2625 | 0 | 995008.4914 |  | 2024PTHP Standard Size - 9,000 Btu/h | PTHP Standard Size - 9,000 Btu/h | PTHP 9000 | 2024 |  | 40836.4373 | 37235.4673 | 35974.7142 | 700615.6101 | 180346.2625 | 0 | 995008.4914 | 0 |  | 995008.4914 | OK |  | 2024PTHP Standard Size - 9,000 Btu/h | PTHP Standard Size - 9,000 Btu/h | 2024 | 0 | 40836.4373 | 37235.4673 | 35974.7142 | 700615.6101 | 180346.2625 | 0 | 995008.4914 | OK | 2024PTHP Standard Size - 9,000 Btu/h | PTHP Standard Size - 9,000 Btu/h | 2024 | 0% | 4.104% | 3.742% | 3.616% | 70.41% | 18.13% | 0% | 100% | OK
[46 empty] | PTHP 9000 | 2025 | 25517.958 | 23267.7764 | 22479.9543 | 21649.822 | 20569.2181 | 0 | 113484.7289 | PTHP 9000 | 2025 | 0 | 0 | 48785.7344 | 22479.9543 | 21649.822 | 20569.2181 | 0 | 113484.7289 | PTHP 9000 | 2025 | 0 | 0 | 0 | 71265.6887 | 21649.822 | 20569.2181 | 0 | 113484.7289 | PTHP 9000 | 2025 | 0 | 0 | 0 | 0 | 92915.5107 | 20569.2181 | 0 | 113484.7289 | PTHP 9000 | 2025 | 0 | 0 | 0 | 0 | 0 | 113484.7289 | 0 | 113484.7289 | PTHP 9000 | 2025 | 0 | 0 | 0 | 0 | 0 | 0 | 113484.7289 | 113484.7289 |  |  | 2025PTHP Standard Size - 9,000 Btu/h | PTHP Standard Size - 9,000 Btu/h | PTHP 9000 | 2025 | 0 | 227222.7432 | 207186.1698 | 200171.0674 | 192779.2167 | 183157.0603 | 0 | 1010516.2575 |  | 2025PTHP Standard Size - 9,000 Btu/h | PTHP Standard Size - 9,000 Btu/h | PTHP 9000 | 2025 |  | 29122.2712 | 26554.2601 | 25655.1612 | 746027.5048 | 183157.0603 | 0 | 1010516.2575 | 0 |  | 1010516.2575 | OK | Note: First inequality in stock formula set to "strictly less than" for 2013 only so that stock builds from zero, if necessary, when first sales are in 2012. 5/30/2008 MJS | 2025PTHP Standard Size - 9,000 Btu/h | PTHP Standard Size - 9,000 Btu/h | 2025 | 0 | 29122.2712 | 26554.2601 | 25655.1612 | 746027.5048 | 183157.0603 | 0 | 1010516.2575 | OK | 2025PTHP Standard Size - 9,000 Btu/h | PTHP Standard Size - 9,000 Btu/h | 2025 | 0% | 2.882% | 2.628% | 2.539% | 73.83% | 18.13% | 0% | 100% | OK
[46 empty] | PTHP 9000 | 2026 | 26093.3265 | 23792.4087 | 22986.8232 | 22137.9734 | 21033.0045 | 0 | 116043.5363 | PTHP 9000 | 2026 | 0 | 0 | 49885.7352 | 22986.8232 | 22137.9734 | 21033.0045 | 0 | 116043.5363 | PTHP 9000 | 2026 | 0 | 0 | 0 | 72872.5584 | 22137.9734 | 21033.0045 | 0 | 116043.5363 | PTHP 9000 | 2026 | 0 | 0 | 0 | 0 | 95010.5318 | 21033.0045 | 0 | 116043.5363 | PTHP 9000 | 2026 | 0 | 0 | 0 | 0 | 0 | 116043.5363 | 0 | 116043.5363 | PTHP 9000 | 2026 | 0 | 0 | 0 | 0 | 0 | 0 | 116043.5363 | 116043.5363 |  |  | 2026PTHP Standard Size - 9,000 Btu/h | PTHP Standard Size - 9,000 Btu/h | PTHP 9000 | 2026 | 0 | 230850.2677 | 210493.8181 | 203366.7222 | 195856.8635 | 186081.0929 | 0 | 1026648.7644 |  | 2026PTHP Standard Size - 9,000 Btu/h | PTHP Standard Size - 9,000 Btu/h | PTHP 9000 | 2026 |  | 17534.5075 | 15988.3091 | 15446.962 | 791597.8928 | 186081.0929 | 0 | 1026648.7644 | 0 |  | 1026648.7644 | OK |  | 2026PTHP Standard Size - 9,000 Btu/h | PTHP Standard Size - 9,000 Btu/h | 2026 | 0 | 17534.5075 | 15988.3091 | 15446.962 | 791597.8928 | 186081.0929 | 0 | 1026648.7644 | OK | 2026PTHP Standard Size - 9,000 Btu/h | PTHP Standard Size - 9,000 Btu/h | 2026 | 0% | 1.708% | 1.557% | 1.505% | 77.11% | 18.13% | 0% | 100% | OK
[46 empty] | PTHP 9000 | 2027 | 26622.2201 | 24274.6643 | 23452.7501 | 22586.6947 | 21459.3289 | 0 | 118395.658 | PTHP 9000 | 2027 | 0 | 0 | 50896.8844 | 23452.7501 | 22586.6947 | 21459.3289 | 0 | 118395.658 | PTHP 9000 | 2027 | 0 | 0 | 0 | 74349.6345 | 22586.6947 | 21459.3289 | 0 | 118395.658 | PTHP 9000 | 2027 | 0 | 0 | 0 | 0 | 96936.3292 | 21459.3289 | 0 | 118395.658 | PTHP 9000 | 2027 | 0 | 0 | 0 | 0 | 0 | 118395.658 | 0 | 118395.658 | PTHP 9000 | 2027 | 0 | 0 | 0 | 0 | 0 | 0 | 118395.658 | 118395.658 |  |  | 2027PTHP Standard Size - 9,000 Btu/h | PTHP Standard Size - 9,000 Btu/h | PTHP 9000 | 2027 | 0 | 234592.1327 | 213905.7243 | 206663.1049 | 199031.5184 | 189097.2919 | 0 | 1043289.7723 |  | 2027PTHP Standard Size - 9,000 Btu/h | PTHP Standard Size - 9,000 Btu/h | PTHP 9000 | 2027 |  | 6070.9562 | 5535.6174 | 5348.1873 | 837237.7194 | 189097.2919 | 0 | 1043289.7723 | 0 |  | 1043289.7723 | OK |  | 2027PTHP Standard Size - 9,000 Btu/h | PTHP Standard Size - 9,000 Btu/h | 2027 | 0 | 6070.9562 | 5535.6174 | 5348.1873 | 837237.7194 | 189097.2919 | 0 | 1043289.7723 | OK | 2027PTHP Standard Size - 9,000 Btu/h | PTHP Standard Size - 9,000 Btu/h | 2027 | 0% | 0.5819% | 0.5306% | 0.5126% | 80.25% | 18.13% | 0% | 100% | OK
[46 empty] | PTHP 9000 | 2028 | 27108.2266 | 24717.8146 | 23880.8958 | 22999.03 | 21851.0833 | 0 | 120557.0504 | PTHP 9000 | 2028 | 0 | 0 | 51826.0412 | 23880.8958 | 22999.03 | 21851.0833 | 0 | 120557.0504 | PTHP 9000 | 2028 | 0 | 0 | 0 | 75706.937 | 22999.03 | 21851.0833 | 0 | 120557.0504 | PTHP 9000 | 2028 | 0 | 0 | 0 | 0 | 98705.967 | 21851.0833 | 0 | 120557.0504 | PTHP 9000 | 2028 | 0 | 0 | 0 | 0 | 0 | 120557.0504 | 0 | 120557.0504 | PTHP 9000 | 2028 | 0 | 0 | 0 | 0 | 0 | 0 | 120557.0504 | 120557.0504 |  |  | 2028PTHP Standard Size - 9,000 Btu/h | PTHP Standard Size - 9,000 Btu/h | PTHP 9000 | 2028 | 0 | 238422.3259 | 217398.1698 | 210037.3 | 202281.1124 | 192184.6894 | 0 | 1060323.5975 |  | 2028PTHP Standard Size - 9,000 Btu/h | PTHP Standard Size - 9,000 Btu/h | PTHP 9000 | 2028 |  | -5270.4582 | -4805.7076 | -4642.9914 | 882858.0654 | 192184.6894 | 0 | 1060323.5975 | 0 |  | 1060323.5975 | OK |  | 2028PTHP Standard Size - 9,000 Btu/h | PTHP Standard Size - 9,000 Btu/h | 2028 | 0 | -5270.4582 | -4805.7076 | -4642.9914 | 882858.0654 | 192184.6894 | 0 | 1060323.5975 | OK | 2028PTHP Standard Size - 9,000 Btu/h | PTHP Standard Size - 9,000 Btu/h | 2028 | 0% | -0.4971% | -0.4532% | -0.4379% | 83.26% | 18.13% | 0% | 100% | OK
[46 empty] | PTHP 9000 | 2029 | 27556.7583 | 25126.7946 | 24276.0282 | 23379.5711 | 22212.6305 | 0 | 122551.7827 | PTHP 9000 | 2029 | 0 | 0 | 52683.5529 | 24276.0282 | 23379.5711 | 22212.6305 | 0 | 122551.7827 | PTHP 9000 | 2029 | 0 | 0 | 0 | 76959.5811 | 23379.5711 | 22212.6305 | 0 | 122551.7827 | PTHP 9000 | 2029 | 0 | 0 | 0 | 0 | 100339.1522 | 22212.6305 | 0 | 122551.7827 | PTHP 9000 | 2029 | 0 | 0 | 0 | 0 | 0 | 122551.7827 | 0 | 122551.7827 | PTHP 9000 | 2029 | 0 | 0 | 0 | 0 | 0 | 0 | 122551.7827 | 122551.7827 |  |  | 2029PTHP Standard Size - 9,000 Btu/h | PTHP Standard Size - 9,000 Btu/h | PTHP 9000 | 2029 | 0 | 242311.3876 | 220944.2928 | 213463.355 | 205580.6512 | 195319.5389 | 0 | 1077619.2255 |  | 2029PTHP Standard Size - 9,000 Btu/h | PTHP Standard Size - 9,000 Btu/h | PTHP 9000 | 2029 |  | 0 | 0 | 0 | 928357.1685 | 195319.5389 | 0 | 1123676.7073 | 46057.4819 |  | 1077619.2255 | OK |  | 2029PTHP Standard Size - 9,000 Btu/h | PTHP Standard Size - 9,000 Btu/h | 2029 | 0 | 0 | 0 | 0 | 890305.4823 | 187313.7432 | 0 | 1077619.2255 | OK | 2029PTHP Standard Size - 9,000 Btu/h | PTHP Standard Size - 9,000 Btu/h | 2029 | 0% | 0% | 0% | 0% | 82.62% | 17.38% | 0% | 100% | OK
[46 empty] | PTHP 9000 | 2030 | 27998.5719 | 25529.649 | 24665.2423 | 23754.4124 | 22568.7625 | 0 | 124516.6381 | PTHP 9000 | 2030 | 0 | 0 | 53528.2208 | 24665.2423 | 23754.4124 | 22568.7625 | 0 | 124516.6381 | PTHP 9000 | 2030 | 0 | 0 | 0 | 78193.4631 | 23754.4124 | 22568.7625 | 0 | 124516.6381 | PTHP 9000 | 2030 | 0 | 0 | 0 | 0 | 101947.8756 | 22568.7625 | 0 | 124516.6381 | PTHP 9000 | 2030 | 0 | 0 | 0 | 0 | 0 | 124516.6381 | 0 | 124516.6381 | PTHP 9000 | 2030 | 0 | 0 | 0 | 0 | 0 | 0 | 124516.6381 | 124516.6381 |  |  | 2030PTHP Standard Size - 9,000 Btu/h | PTHP Standard Size - 9,000 Btu/h | PTHP 9000 | 2030 | 0 | 246234.242 | 224521.2286 | 216919.1797 | 208908.8602 | 198481.6276 | 0 | 1095065.1382 |  | 2030PTHP Standard Size - 9,000 Btu/h | PTHP Standard Size - 9,000 Btu/h | PTHP 9000 | 2030 |  | 0 | 0 | 0 | 973648.9648 | 198481.6276 | 0 | 1172130.5925 | 77065.4543 |  | 1095065.1382 | OK |  | 2030PTHP Standard Size - 9,000 Btu/h | PTHP Standard Size - 9,000 Btu/h | 2030 | 0 | 0 | 0 | 0 | 909633.3165 | 185431.8217 | 0 | 1095065.1382 | OK | 2030PTHP Standard Size - 9,000 Btu/h | PTHP Standard Size - 9,000 Btu/h | 2030 | 0% | 0% | 0% | 0% | 83.07% | 16.93% | 0% | 100% | OK
[46 empty] | PTHP 9000 | 2031 | 28627.9597 | 26103.5372 | 25219.6993 | 24288.3946 | 23076.0921 | 0 | 127315.6829 | PTHP 9000 | 2031 | 0 | 0 | 54731.4969 | 25219.6993 | 24288.3946 | 23076.0921 | 0 | 127315.6829 | PTHP 9000 | 2031 | 0 | 0 | 0 | 79951.1962 | 24288.3946 | 23076.0921 | 0 | 127315.6829 | PTHP 9000 | 2031 | 0 | 0 | 0 | 0 | 104239.5908 | 23076.0921 | 0 | 127315.6829 | PTHP 9000 | 2031 | 0 | 0 | 0 | 0 | 0 | 127315.6829 | 0 | 127315.6829 | PTHP 9000 | 2031 | 0 | 0 | 0 | 0 | 0 | 0 | 127315.6829 | 127315.6829 |  |  | 2031PTHP Standard Size - 9,000 Btu/h | PTHP Standard Size - 9,000 Btu/h | PTHP 9000 | 2031 | 0 | 250180.5283 | 228119.5302 | 220395.6466 | 212256.9493 | 201662.6041 | 0 | 1112615.2584 |  | 2031PTHP Standard Size - 9,000 Btu/h | PTHP Standard Size - 9,000 Btu/h | PTHP 9000 | 2031 |  | 0 | 0 | 0 | 1018700.7293 | 201662.6041 | 0 | 1220363.3334 | 107748.075 |  | 1112615.2584 | OK |  | 2031PTHP Standard Size - 9,000 Btu/h | PTHP Standard Size - 9,000 Btu/h | 2031 | 0 | 0 | 0 | 0 | 928757.8086 | 183857.4499 | 0 | 1112615.2584 | OK | 2031PTHP Standard Size - 9,000 Btu/h | PTHP Standard Size - 9,000 Btu/h | 2031 | 0% | 0% | 0% | 0% | 83.48% | 16.52% | 0% | 100% | OK
[46 empty] | PTHP 9000 | 2032 | 29268.0033 | 26687.1416 | 25783.5435 | 24831.4173 | 23592.011 | 0 | 130162.1167 | PTHP 9000 | 2032 | 0 | 0 | 55955.1449 | 25783.5435 | 24831.4173 | 23592.011 | 0 | 130162.1167 | PTHP 9000 | 2032 | 0 | 0 | 0 | 81738.6884 | 24831.4173 | 23592.011 | 0 | 130162.1167 | PTHP 9000 | 2032 | 0 | 0 | 0 | 0 | 106570.1057 | 23592.011 | 0 | 130162.1167 | PTHP 9000 | 2032 | 0 | 0 | 0 | 0 | 0 | 130162.1167 | 0 | 130162.1167 | PTHP 9000 | 2032 | 0 | 0 | 0 | 0 | 0 | 0 | 130162.1167 | 130162.1167 |  |  | 2032PTHP Standard Size - 9,000 Btu/h | PTHP Standard Size - 9,000 Btu/h | PTHP 9000 | 2032 | 0 | 254239.1455 | 231820.2572 | 223971.071 | 215700.3416 | 204934.127 | 0 | 1130664.9423 |  | 2032PTHP Standard Size - 9,000 Btu/h | PTHP Standard Size - 9,000 Btu/h | PTHP 9000 | 2032 |  | 0 | 0 | 0 | 1063840.9399 | 204934.127 | 0 | 1268775.0669 | 138110.1246 |  | 1130664.9423 | OK |  | 2032PTHP Standard Size - 9,000 Btu/h | PTHP Standard Size - 9,000 Btu/h | 2032 | 0 | 0 | 0 | 0 | 948038.5344 | 182626.4078 | 0 | 1130664.9423 | OK | 2032PTHP Standard Size - 9,000 Btu/h | PTHP Standard Size - 9,000 Btu/h | 2032 | 0% | 0% | 0% | 0% | 83.85% | 16.15% | 0% | 100% | OK
[46 empty] | PTHP 9000 | 2033 | 29918.2192 | 27280.0212 | 26356.3488 | 25383.0703 | 24116.1294 | 0 | 133053.789 | PTHP 9000 | 2033 | 0 | 0 | 57198.2404 | 26356.3488 | 25383.0703 | 24116.1294 | 0 | 133053.789 | PTHP 9000 | 2033 | 0 | 0 | 0 | 83554.5893 | 25383.0703 | 24116.1294 | 0 | 133053.789 | PTHP 9000 | 2033 | 0 | 0 | 0 | 0 | 108937.6596 | 24116.1294 | 0 | 133053.789 | PTHP 9000 | 2033 | 0 | 0 | 0 | 0 | 0 | 133053.789 | 0 | 133053.789 | PTHP 9000 | 2033 | 0 | 0 | 0 | 0 | 0 | 0 | 133053.789 | 133053.789 |  |  | 2033PTHP Standard Size - 9,000 Btu/h | PTHP Standard Size - 9,000 Btu/h | PTHP 9000 | 2033 | 0 | 258411.155 | 235624.3776 | 227646.3879 | 219239.9377 | 208297.0517 | 0 | 1149218.91 |  | 2033PTHP Standard Size - 9,000 Btu/h | PTHP Standard Size - 9,000 Btu/h | PTHP 9000 | 2033 |  | 0 | 0 | 0 | 1109078.0416 | 208297.0517 | 0 | 1317375.0934 | 168156.1834 |  | 1149218.91 | OK |  | 2033PTHP Standard Size - 9,000 Btu/h | PTHP Standard Size - 9,000 Btu/h | 2033 | 0 | 0 | 0 | 0 | 967509.91 | 181708.9999 | 0 | 1149218.91 | OK | 2033PTHP Standard Size - 9,000 Btu/h | PTHP Standard Size - 9,000 Btu/h | 2033 | 0% | 0% | 0% | 0% | 84.19% | 15.81% | 0% | 100% | OK
[46 empty] | PTHP 9000 | 2034 | 30581.0401 | 27884.3943 | 26940.2585 | 25945.4176 | 24650.4083 | 0 | 136001.5189 | PTHP 9000 | 2034 | 0 | 0 | 58465.4344 | 26940.2585 | 25945.4176 | 24650.4083 | 0 | 136001.5189 | PTHP 9000 | 2034 | 0 | 0 | 0 | 85405.6929 | 25945.4176 | 24650.4083 | 0 | 136001.5189 | PTHP 9000 | 2034 | 0 | 0 | 0 | 0 | 111351.1105 | 24650.4083 | 0 | 136001.5189 | PTHP 9000 | 2034 | 0 | 0 | 0 | 0 | 0 | 136001.5189 | 0 | 136001.5189 | PTHP 9000 | 2034 | 0 | 0 | 0 | 0 | 0 | 0 | 136001.5189 | 136001.5189 |  |  | 2034PTHP Standard Size - 9,000 Btu/h | PTHP Standard Size - 9,000 Btu/h | PTHP 9000 | 2034 | 0 | 262697.7056 | 239532.9389 | 231422.6094 | 222876.7121 | 211752.3045 | 0 | 1168282.2705 |  | 2034PTHP Standard Size - 9,000 Btu/h | PTHP Standard Size - 9,000 Btu/h | PTHP 9000 | 2034 |  | 0 | 0 | 0 | 1154420.6143 | 211752.3045 | 0 | 1366172.9188 | 197890.6483 |  | 1168282.2705 | OK |  | 2034PTHP Standard Size - 9,000 Btu/h | PTHP Standard Size - 9,000 Btu/h | 2034 | 0 | 0 | 0 | 0 | 987202.3649 | 181079.9055 | 0 | 1168282.2705 | OK | 2034PTHP Standard Size - 9,000 Btu/h | PTHP Standard Size - 9,000 Btu/h | 2034 | 0% | 0% | 0% | 0% | 84.5% | 15.5% | 0% | 100% | OK
[46 empty] | PTHP 9000 | 2035 | 31256.5842 | 28500.3687 | 27535.3767 | 26518.5594 | 25194.943 | 0 | 139005.832 | PTHP 9000 | 2035 | 0 | 0 | 59756.9529 | 27535.3767 | 26518.5594 | 25194.943 | 0 | 139005.832 | PTHP 9000 | 2035 | 0 | 0 | 0 | 87292.3295 | 26518.5594 | 25194.943 | 0 | 139005.832 | PTHP 9000 | 2035 | 0 | 0 | 0 | 0 | 113810.8889 | 25194.943 | 0 | 139005.832 | PTHP 9000 | 2035 | 0 | 0 | 0 | 0 | 0 | 139005.832 | 0 | 139005.832 | PTHP 9000 | 2035 | 0 | 0 | 0 | 0 | 0 | 0 | 139005.832 | 139005.832 |  |  | 2035PTHP Standard Size - 9,000 Btu/h | PTHP Standard Size - 9,000 Btu/h | PTHP 9000 | 2035 | 0 | 267100.0286 | 243547.0636 | 235300.8202 | 226611.7096 | 215300.8777 | 0 | 1187860.4996 |  | 2035PTHP Standard Size - 9,000 Btu/h | PTHP Standard Size - 9,000 Btu/h | PTHP 9000 | 2035 |  | 0 | 0 | 0 | 1199877.3705 | 215300.8777 | 0 | 1415178.2481 | 227317.7486 |  | 1187860.4996 | OK |  | 2035PTHP Standard Size - 9,000 Btu/h | PTHP Standard Size - 9,000 Btu/h | 2035 | 0 | 0 | 0 | 0 | 1007143.0469 | 180717.4527 | 0 | 1187860.4996 | OK | 2035PTHP Standard Size - 9,000 Btu/h | PTHP Standard Size - 9,000 Btu/h | 2035 | 0% | 0% | 0% | 0% | 84.79% | 15.21% | 0% | 100% | OK
[46 empty] | PTHP 9000 | 2036 | 31944.0882 | 29127.2484 | 28141.0309 | 27101.8482 | 25749.1183 | 0 | 142063.3339 | PTHP 9000 | 2036 | 0 | 0 | 61071.3366 | 28141.0309 | 27101.8482 | 25749.1183 | 0 | 142063.3339 | PTHP 9000 | 2036 | 0 | 0 | 0 | 89212.3675 | 27101.8482 | 25749.1183 | 0 | 142063.3339 | PTHP 9000 | 2036 | 0 | 0 | 0 | 0 | 116314.2157 | 25749.1183 | 0 | 142063.3339 | PTHP 9000 | 2036 | 0 | 0 | 0 | 0 | 0 | 142063.3339 | 0 | 142063.3339 | PTHP 9000 | 2036 | 0 | 0 | 0 | 0 | 0 | 0 | 142063.3339 | 142063.3339 |  |  | 2036PTHP Standard Size - 9,000 Btu/h | PTHP Standard Size - 9,000 Btu/h | PTHP 9000 | 2036 | 0 | 271619.4333 | 247667.9458 | 239282.1737 | 230446.041 | 218943.8268 | 0 | 1207959.4206 |  | 2036PTHP Standard Size - 9,000 Btu/h | PTHP Standard Size - 9,000 Btu/h | PTHP 9000 | 2036 |  | 0 | 0 | 0 | 1245457.1536 | 218943.8268 | 0 | 1464400.9804 | 256441.5598 |  | 1207959.4206 | OK |  | 2036PTHP Standard Size - 9,000 Btu/h | PTHP Standard Size - 9,000 Btu/h | 2036 | 0 | 0 | 0 | 0 | 1027356.3879 | 180603.0327 | 0 | 1207959.4206 | OK | 2036PTHP Standard Size - 9,000 Btu/h | PTHP Standard Size - 9,000 Btu/h | 2036 | 0% | 0% | 0% | 0% | 85.05% | 14.95% | 0% | 100% | OK
[46 empty] | PTHP 9000 | 2037 | 32645.4059 | 29766.7237 | 28758.8542 | 27696.8568 | 26314.4283 | 0 | 145182.2689 | PTHP 9000 | 2037 | 0 | 0 | 62412.1296 | 28758.8542 | 27696.8568 | 26314.4283 | 0 | 145182.2689 | PTHP 9000 | 2037 | 0 | 0 | 0 | 91170.9838 | 27696.8568 | 26314.4283 | 0 | 145182.2689 | PTHP 9000 | 2037 | 0 | 0 | 0 | 0 | 118867.8406 | 26314.4283 | 0 | 145182.2689 | PTHP 9000 | 2037 | 0 | 0 | 0 | 0 | 0 | 145182.2689 | 0 | 145182.2689 | PTHP 9000 | 2037 | 0 | 0 | 0 | 0 | 0 | 0 | 145182.2689 | 145182.2689 |  |  | 2037PTHP Standard Size - 9,000 Btu/h | PTHP Standard Size - 9,000 Btu/h | PTHP 9000 | 2037 | 0 | 276257.3035 | 251896.8471 | 243367.8889 | 234380.8804 | 222682.2671 | 0 | 1228585.1871 |  | 2037PTHP Standard Size - 9,000 Btu/h | PTHP Standard Size - 9,000 Btu/h | PTHP 9000 | 2037 |  | 0 | 0 | 0 | 1291168.9367 | 222682.2671 | 0 | 1513851.2039 | 285266.0168 |  | 1228585.1871 | OK |  | 2037PTHP Standard Size - 9,000 Btu/h | PTHP Standard Size - 9,000 Btu/h | 2037 | 0 | 0 | 0 | 0 | 1047864.5627 | 180720.6244 | 0 | 1228585.1871 | OK | 2037PTHP Standard Size - 9,000 Btu/h | PTHP Standard Size - 9,000 Btu/h | 2037 | 0% | 0% | 0% | 0% | 85.29% | 14.71% | 0% | 100% | OK
[46 empty] | PTHP 9000 | 2038 | 33360.9648 | 30419.1843 | 29389.2233 | 28303.9478 | 26891.2176 | 0 | 148364.5377 | PTHP 9000 | 2038 | 0 | 0 | 63780.1491 | 29389.2233 | 28303.9478 | 26891.2176 | 0 | 148364.5377 | PTHP 9000 | 2038 | 0 | 0 | 0 | 93169.3724 | 28303.9478 | 26891.2176 | 0 | 148364.5377 | PTHP 9000 | 2038 | 0 | 0 | 0 | 0 | 121473.3201 | 26891.2176 | 0 | 148364.5377 | PTHP 9000 | 2038 | 0 | 0 | 0 | 0 | 0 | 148364.5377 | 0 | 148364.5377 | PTHP 9000 | 2038 | 0 | 0 | 0 | 0 | 0 | 0 | 148364.5377 | 148364.5377 |  |  | 2038PTHP Standard Size - 9,000 Btu/h | PTHP Standard Size - 9,000 Btu/h | PTHP 9000 | 2038 | 0 | 281015.0938 | 256235.094 | 247559.2474 | 238417.4617 | 226517.3713 | 0 | 1249744.2681 |  | 2038PTHP Standard Size - 9,000 Btu/h | PTHP Standard Size - 9,000 Btu/h | PTHP 9000 | 2038 |  | 0 | 0 | 0 | 1337021.8214 | 226517.3713 | 0 | 1563539.1927 | 313794.9246 |  | 1249744.2681 | OK |  | 2038PTHP Standard Size - 9,000 Btu/h | PTHP Standard Size - 9,000 Btu/h | 2038 | 0 | 0 | 0 | 0 | 1068687.8624 | 181056.4057 | 0 | 1249744.2681 | OK | 2038PTHP Standard Size - 9,000 Btu/h | PTHP Standard Size - 9,000 Btu/h | 2038 | 0% | 0% | 0% | 0% | 85.51% | 14.49% | 0% | 100% | OK
[46 empty] | PTHP 9000 | 2039 | 34091.4349 | 31085.2414 | 30032.7283 | 28923.6897 | 27480.0264 | 0 | 151613.1206 | PTHP 9000 | 2039 | 0 | 0 | 65176.6762 | 30032.7283 | 28923.6897 | 27480.0264 | 0 | 151613.1206 | PTHP 9000 | 2039 | 0 | 0 | 0 | 95209.4045 | 28923.6897 | 27480.0264 | 0 | 151613.1206 | PTHP 9000 | 2039 | 0 | 0 | 0 | 0 | 124133.0942 | 27480.0264 | 0 | 151613.1206 | PTHP 9000 | 2039 | 0 | 0 | 0 | 0 | 0 | 151613.1206 | 0 | 151613.1206 | PTHP 9000 | 2039 | 0 | 0 | 0 | 0 | 0 | 0 | 151613.1206 | 151613.1206 |  |  | 2039PTHP Standard Size - 9,000 Btu/h | PTHP Standard Size - 9,000 Btu/h | PTHP 9000 | 2039 | 0 | 285894.3266 | 260684.0745 | 251857.5902 | 242557.0768 | 230450.3664 | 0 | 1271443.4345 |  | 2039PTHP Standard Size - 9,000 Btu/h | PTHP Standard Size - 9,000 Btu/h | PTHP 9000 | 2039 |  | 0 | 0 | 0 | 1383025.0373 | 230450.3664 | 0 | 1613475.4037 | 342031.9692 |  | 1271443.4345 | OK |  | 2039PTHP Standard Size - 9,000 Btu/h | PTHP Standard Size - 9,000 Btu/h | 2039 | 0 | 0 | 0 | 0 | 1089845.0013 | 181598.4332 | 0 | 1271443.4345 | OK | 2039PTHP Standard Size - 9,000 Btu/h | PTHP Standard Size - 9,000 Btu/h | 2039 | 0% | 0% | 0% | 0% | 85.72% | 14.28% | 0% | 100% | OK
[46 empty] | PTHP 9000 | 2040 | 34836.535 | 31764.6383 | 30689.1216 | 29555.8439 | 28080.6281 | 0 | 154926.7669 | PTHP 9000 | 2040 | 0 | 0 | 66601.1733 | 30689.1216 | 29555.8439 | 28080.6281 | 0 | 154926.7669 | PTHP 9000 | 2040 | 0 | 0 | 0 | 97290.2949 | 29555.8439 | 28080.6281 | 0 | 154926.7669 | PTHP 9000 | 2040 | 0 | 0 | 0 | 0 | 126846.1388 | 28080.6281 | 0 | 154926.7669 | PTHP 9000 | 2040 | 0 | 0 | 0 | 0 | 0 | 154926.7669 | 0 | 154926.7669 | PTHP 9000 | 2040 | 0 | 0 | 0 | 0 | 0 | 0 | 154926.7669 | 154926.7669 |  |  | 2040PTHP Standard Size - 9,000 Btu/h | PTHP Standard Size - 9,000 Btu/h | PTHP 9000 | 2040 | 0 | 290896.5899 | 265245.2366 | 256264.3162 | 246801.0727 | 234482.5324 | 0 | 1293689.7478 |  | 2040PTHP Standard Size - 9,000 Btu/h | PTHP Standard Size - 9,000 Btu/h | PTHP 9000 | 2040 |  | 0 | 0 | 0 | 1429187.942 | 234482.5324 | 0 | 1663670.4745 | 369980.7267 |  | 1293689.7478 | OK |  | 2040PTHP Standard Size - 9,000 Btu/h | PTHP Standard Size - 9,000 Btu/h | 2040 | 0 | 0 | 0 | 0 | 1111353.3699 | 182336.3779 | 0 | 1293689.7478 | OK | 2040PTHP Standard Size - 9,000 Btu/h | PTHP Standard Size - 9,000 Btu/h | 2040 | 0% | 0% | 0% | 0% | 85.91% | 14.09% | 0% | 100% | OK
[46 empty] | PTHP 9000 | 2041 | 35598.0431 | 32458.9964 | 31359.9695 | 30201.9189 | 28694.4557 | 0 | 158313.3836 | PTHP 9000 | 2041 | 0 | 0 | 68057.0395 | 31359.9695 | 30201.9189 | 28694.4557 | 0 | 158313.3836 | PTHP 9000 | 2041 | 0 | 0 | 0 | 99417.009 | 30201.9189 | 28694.4557 | 0 | 158313.3836 | PTHP 9000 | 2041 | 0 | 0 | 0 | 0 | 129618.9279 | 28694.4557 | 0 | 158313.3836 | PTHP 9000 | 2041 | 0 | 0 | 0 | 0 | 0 | 158313.3836 | 0 | 158313.3836 | PTHP 9000 | 2041 | 0 | 0 | 0 | 0 | 0 | 0 | 158313.3836 | 158313.3836 |  |  | 2041PTHP Standard Size - 9,000 Btu/h | PTHP Standard Size - 9,000 Btu/h | PTHP 9000 | 2041 | 0 | 296023.5343 | 269920.0855 | 260780.8797 | 251150.85 | 238615.2001 | 0 | 1316490.5496 |  | 2041PTHP Standard Size - 9,000 Btu/h | PTHP Standard Size - 9,000 Btu/h | PTHP 9000 | 2041 |  | 0 | 0 | 0 | 1475520.0211 | 238615.2001 | 0 | 1714135.2212 | 397644.6716 |  | 1316490.5496 | OK |  | 2041PTHP Standard Size - 9,000 Btu/h | PTHP Standard Size - 9,000 Btu/h | 2041 | 0 | 0 | 0 | 0 | 1133229.2456 | 183261.304 | 0 | 1316490.5496 | OK | 2041PTHP Standard Size - 9,000 Btu/h | PTHP Standard Size - 9,000 Btu/h | 2041 | 0% | 0% | 0% | 0% | 86.08% | 13.92% | 0% | 100% | OK
[46 empty] | PTHP 9000 | 2042 | 36376.0359 | 33168.3856 | 32045.3394 | 30861.9798 | 29321.571 | 0 | 161773.3117 | PTHP 9000 | 2042 | 0 | 0 | 69544.4215 | 32045.3394 | 30861.9798 | 29321.571 | 0 | 161773.3117 | PTHP 9000 | 2042 | 0 | 0 | 0 | 101589.7609 | 30861.9798 | 29321.571 | 0 | 161773.3117 | PTHP 9000 | 2042 | 0 | 0 | 0 | 0 | 132451.7407 | 29321.571 | 0 | 161773.3117 | PTHP 9000 | 2042 | 0 | 0 | 0 | 0 | 0 | 161773.3117 | 0 | 161773.3117 | PTHP 9000 | 2042 | 0 | 0 | 0 | 0 | 0 | 0 | 161773.3117 | 161773.3117 |  |  | 2042PTHP Standard Size - 9,000 Btu/h | PTHP Standard Size - 9,000 Btu/h | PTHP 9000 | 2042 | 0 | 301276.8719 | 274710.1821 | 265408.7888 | 255607.8612 | 242849.7492 | 0 | 1339853.4531 |  | 2042PTHP Standard Size - 9,000 Btu/h | PTHP Standard Size - 9,000 Btu/h | PTHP 9000 | 2042 |  | 0 | 0 | 0 | 1522030.8884 | 242849.7492 | 0 | 1764880.6376 | 425027.1845 |  | 1339853.4531 | OK |  | 2042PTHP Standard Size - 9,000 Btu/h | PTHP Standard Size - 9,000 Btu/h | 2042 | 0 | 0 | 0 | 0 | 1155487.968 | 184365.4852 | 0 | 1339853.4531 | OK | 2042PTHP Standard Size - 9,000 Btu/h | PTHP Standard Size - 9,000 Btu/h | 2042 | 0% | 0% | 0% | 0% | 86.24% | 13.76% | 0% | 100% | OK
[46 empty] | PTHP 9000 | 2043 | 0 | 0 | 0 | 0 | 0 | 0 | 0 | PTHP 9000 | 2043 | 0 | 0 | 0 | 0 | 0 | 0 | 0 | 0 | PTHP 9000 | 2043 | 0 | 0 | 0 | 0 | 0 | 0 | 0 | 0 | PTHP 9000 | 2043 | 0 | 0 | 0 | 0 | 0 | 0 | 0 | 0 | PTHP 9000 | 2043 | 0 | 0 | 0 | 0 | 0 | 0 | 0 | 0 | PTHP 9000 | 2043 | 0 | 0 | 0 | 0 | 0 | 0 | 0 | 0 |  |  | 2043PTHP Standard Size - 9,000 Btu/h | PTHP Standard Size - 9,000 Btu/h | PTHP 9000 | 2043 | 0 | 277174.7222 | 252733.3675 | 244176.0857 | 235159.2323 | 223421.7693 | 0 | 1232665.1769 |  | 2043PTHP Standard Size - 9,000 Btu/h | PTHP Standard Size - 9,000 Btu/h | PTHP 9000 | 2043 |  | 0 | 0 | 0 | 1568730.287 | 247187.6076 | 0 | 1815917.8945 | 583252.7176 |  | 1232665.1769 | OK |  | 2043PTHP Standard Size - 9,000 Btu/h | PTHP Standard Size - 9,000 Btu/h | 2043 | 0 | 0 | 0 | 0 | 1064871.4914 | 167793.6854 | 0 | 1232665.1769 | OK | 2043PTHP Standard Size - 9,000 Btu/h | PTHP Standard Size - 9,000 Btu/h | 2043 | 0% | 0% | 0% | 0% | 86.39% | 13.61% | 0% | 100% | OK
[46 empty] | PTHP 9000 | 2044 | 0 | 0 | 0 | 0 | 0 | 0 | 0 | PTHP 9000 | 2044 | 0 | 0 | 0 | 0 | 0 | 0 | 0 | 0 | PTHP 9000 | 2044 | 0 | 0 | 0 | 0 | 0 | 0 | 0 | 0 | PTHP 9000 | 2044 | 0 | 0 | 0 | 0 | 0 | 0 | 0 | 0 | PTHP 9000 | 2044 | 0 | 0 | 0 | 0 | 0 | 0 | 0 | 0 | PTHP 9000 | 2044 | 0 | 0 | 0 | 0 | 0 | 0 | 0 | 0 |  |  | 2044PTHP Standard Size - 9,000 Btu/h | PTHP Standard Size - 9,000 Btu/h | PTHP 9000 | 2044 | 0 | 255000.7444 | 232514.6981 | 224641.9988 | 216346.4937 | 205548.0277 | 0 | 1134051.9627 |  | 2044PTHP Standard Size - 9,000 Btu/h | PTHP Standard Size - 9,000 Btu/h | PTHP 9000 | 2044 |  | 0 | 0 | 0 | 0 | 0 | 0 | 0 | 0 |  | 0 | OK |  | 2044PTHP Standard Size - 9,000 Btu/h | PTHP Standard Size - 9,000 Btu/h | 2044 | 0 | 0 | 0 | 0 | 0 | 0 | 0 | 0 | OK | 2044PTHP Standard Size - 9,000 Btu/h | PTHP Standard Size - 9,000 Btu/h | 2044 | 0% | 0% | 0% | 0% | 0% | 0% | 0% | 0% | OK
[46 empty] | PTHP 9000 | 2045 | 0 | 0 | 0 | 0 | 0 | 0 | 0 | PTHP 9000 | 2045 | 0 | 0 | 0 | 0 | 0 | 0 | 0 | 0 | PTHP 9000 | 2045 | 0 | 0 | 0 | 0 | 0 | 0 | 0 | 0 | PTHP 9000 | 2045 | 0 | 0 | 0 | 0 | 0 | 0 | 0 | 0 | PTHP 9000 | 2045 | 0 | 0 | 0 | 0 | 0 | 0 | 0 | 0 | PTHP 9000 | 2045 | 0 | 0 | 0 | 0 | 0 | 0 | 0 | 0 |  |  | 2045PTHP Standard Size - 9,000 Btu/h | PTHP Standard Size - 9,000 Btu/h | PTHP 9000 | 2045 | 0 | 234600.6848 | 213913.5223 | 206670.6389 | 199038.7742 | 189104.1855 | 0 | 1043327.8057 |  | 2045PTHP Standard Size - 9,000 Btu/h | PTHP Standard Size - 9,000 Btu/h | PTHP 9000 | 2045 |  | 0 | 0 | 0 | 0 | 0 | 0 | 0 | 0 |  | 0 | OK |  | 2045PTHP Standard Size - 9,000 Btu/h | PTHP Standard Size - 9,000 Btu/h | 2045 | 0 | 0 | 0 | 0 | 0 | 0 | 0 | 0 | OK | 2045PTHP Standard Size - 9,000 Btu/h | PTHP Standard Size - 9,000 Btu/h | 2045 | 0% | 0% | 0% | 0% | 0% | 0% | 0% | 0% | OK
[46 empty] | PTHP 9000 | 2046 | 0 | 0 | 0 | 0 | 0 | 0 | 0 | PTHP 9000 | 2046 | 0 | 0 | 0 | 0 | 0 | 0 | 0 | 0 | PTHP 9000 | 2046 | 0 | 0 | 0 | 0 | 0 | 0 | 0 | 0 | PTHP 9000 | 2046 | 0 | 0 | 0 | 0 | 0 | 0 | 0 | 0 | PTHP 9000 | 2046 | 0 | 0 | 0 | 0 | 0 | 0 | 0 | 0 | PTHP 9000 | 2046 | 0 | 0 | 0 | 0 | 0 | 0 | 0 | 0 |  |  | 2046PTHP Standard Size - 9,000 Btu/h | PTHP Standard Size - 9,000 Btu/h | PTHP 9000 | 2046 | 0 | 215832.6301 | 196800.4405 | 190136.9878 | 183115.6723 | 173975.8507 | 0 | 959861.5813 |  | 2046PTHP Standard Size - 9,000 Btu/h | PTHP Standard Size - 9,000 Btu/h | PTHP 9000 | 2046 |  | 0 | 0 | 0 | 0 | 0 | 0 | 0 | 0 |  | 0 | OK |  | 2046PTHP Standard Size - 9,000 Btu/h | PTHP Standard Size - 9,000 Btu/h | 2046 | 0 | 0 | 0 | 0 | 0 | 0 | 0 | 0 | OK | 2046PTHP Standard Size - 9,000 Btu/h | PTHP Standard Size - 9,000 Btu/h | 2046 | 0% | 0% | 0% | 0% | 0% | 0% | 0% | 0% | OK
[46 empty] | PTHP 9000 | 2047 | 0 | 0 | 0 | 0 | 0 | 0 | 0 | PTHP 9000 | 2047 | 0 | 0 | 0 | 0 | 0 | 0 | 0 | 0 | PTHP 9000 | 2047 | 0 | 0 | 0 | 0 | 0 | 0 | 0 | 0 | PTHP 9000 | 2047 | 0 | 0 | 0 | 0 | 0 | 0 | 0 | 0 | PTHP 9000 | 2047 | 0 | 0 | 0 | 0 | 0 | 0 | 0 | 0 | PTHP 9000 | 2047 | 0 | 0 | 0 | 0 | 0 | 0 | 0 | 0 |  |  | 2047PTHP Standard Size - 9,000 Btu/h | PTHP Standard Size - 9,000 Btu/h | PTHP 9000 | 2047 | 0 | 198566.0197 | 181056.4053 | 174926.0288 | 168466.4185 | 160057.7826 | 0 | 883072.6548 |  | 2047PTHP Standard Size - 9,000 Btu/h | PTHP Standard Size - 9,000 Btu/h | PTHP 9000 | 2047 |  | 0 | 0 | 0 | 0 | 0 | 0 | 0 | 0 |  | 0 | OK |  | 2047PTHP Standard Size - 9,000 Btu/h | PTHP Standard Size - 9,000 Btu/h | 2047 | 0 | 0 | 0 | 0 | 0 | 0 | 0 | 0 | OK | 2047PTHP Standard Size - 9,000 Btu/h | PTHP Standard Size - 9,000 Btu/h | 2047 | 0% | 0% | 0% | 0% | 0% | 0% | 0% | 0% | OK
[46 empty] | PTHP 9000 | 2048 | 0 | 0 | 0 | 0 | 0 | 0 | 0 | PTHP 9000 | 2048 | 0 | 0 | 0 | 0 | 0 | 0 | 0 | 0 | PTHP 9000 | 2048 | 0 | 0 | 0 | 0 | 0 | 0 | 0 | 0 | PTHP 9000 | 2048 | 0 | 0 | 0 | 0 | 0 | 0 | 0 | 0 | PTHP 9000 | 2048 | 0 | 0 | 0 | 0 | 0 | 0 | 0 | 0 | PTHP 9000 | 2048 | 0 | 0 | 0 | 0 | 0 | 0 | 0 | 0 |  |  | 2048PTHP Standard Size - 9,000 Btu/h | PTHP Standard Size - 9,000 Btu/h | PTHP 9000 | 2048 | 0 | 182680.7381 | 166571.8928 | 160931.9465 | 154989.105 | 147253.16 | 0 | 812426.8424 |  | 2048PTHP Standard Size - 9,000 Btu/h | PTHP Standard Size - 9,000 Btu/h | PTHP 9000 | 2048 |  | 0 | 0 | 0 | 0 | 0 | 0 | 0 | 0 |  | 0 | OK |  | 2048PTHP Standard Size - 9,000 Btu/h | PTHP Standard Size - 9,000 Btu/h | 2048 | 0 | 0 | 0 | 0 | 0 | 0 | 0 | 0 | OK | 2048PTHP Standard Size - 9,000 Btu/h | PTHP Standard Size - 9,000 Btu/h | 2048 | 0% | 0% | 0% | 0% | 0% | 0% | 0% | 0% | OK
[46 empty] | PTHP 9000 | 2049 | 0 | 0 | 0 | 0 | 0 | 0 | 0 | PTHP 9000 | 2049 | 0 | 0 | 0 | 0 | 0 | 0 | 0 | 0 | PTHP 9000 | 2049 | 0 | 0 | 0 | 0 | 0 | 0 | 0 | 0 | PTHP 9000 | 2049 | 0 | 0 | 0 | 0 | 0 | 0 | 0 | 0 | PTHP 9000 | 2049 | 0 | 0 | 0 | 0 | 0 | 0 | 0 | 0 | PTHP 9000 | 2049 | 0 | 0 | 0 | 0 | 0 | 0 | 0 | 0 |  |  | 2049PTHP Standard Size - 9,000 Btu/h | PTHP Standard Size - 9,000 Btu/h | PTHP 9000 | 2049 | 0 | 168066.279 | 153246.1414 | 148057.3907 | 142589.9766 | 135472.9072 | 0 | 747432.695 |  | 2049PTHP Standard Size - 9,000 Btu/h | PTHP Standard Size - 9,000 Btu/h | PTHP 9000 | 2049 |  | 0 | 0 | 0 | 0 | 0 | 0 | 0 | 0 |  | 0 | OK |  | 2049PTHP Standard Size - 9,000 Btu/h | PTHP Standard Size - 9,000 Btu/h | 2049 | 0 | 0 | 0 | 0 | 0 | 0 | 0 | 0 | OK | 2049PTHP Standard Size - 9,000 Btu/h | PTHP Standard Size - 9,000 Btu/h | 2049 | 0% | 0% | 0% | 0% | 0% | 0% | 0% | 0% | OK
[46 empty] | PTHP 9000 | 2050 | 0 | 0 | 0 | 0 | 0 | 0 | 0 | PTHP 9000 | 2050 | 0 | 0 | 0 | 0 | 0 | 0 | 0 | 0 | PTHP 9000 | 2050 | 0 | 0 | 0 | 0 | 0 | 0 | 0 | 0 | PTHP 9000 | 2050 | 0 | 0 | 0 | 0 | 0 | 0 | 0 | 0 | PTHP 9000 | 2050 | 0 | 0 | 0 | 0 | 0 | 0 | 0 | 0 | PTHP 9000 | 2050 | 0 | 0 | 0 | 0 | 0 | 0 | 0 | 0 |  |  | 2050PTHP Standard Size - 9,000 Btu/h | PTHP Standard Size - 9,000 Btu/h | PTHP 9000 | 2050 | 0 | 154620.9767 | 140986.4501 | 136212.7995 | 131182.7785 | 124635.0746 | 0 | 687638.0794 |  | 2050PTHP Standard Size - 9,000 Btu/h | PTHP Standard Size - 9,000 Btu/h | PTHP 9000 | 2050 |  | 0 | 0 | 0 | 0 | 0 | 0 | 0 | 0 |  | 0 | OK |  | 2050PTHP Standard Size - 9,000 Btu/h | PTHP Standard Size - 9,000 Btu/h | 2050 | 0 | 0 | 0 | 0 | 0 | 0 | 0 | 0 | OK | 2050PTHP Standard Size - 9,000 Btu/h | PTHP Standard Size - 9,000 Btu/h | 2050 | 0% | 0% | 0% | 0% | 0% | 0% | 0% | 0% | OK
[46 empty] | PTHP 9000 | 2051 | 0 | 0 | 0 | 0 | 0 | 0 | 0 | PTHP 9000 | 2051 | 0 | 0 | 0 | 0 | 0 | 0 | 0 | 0 | PTHP 9000 | 2051 | 0 | 0 | 0 | 0 | 0 | 0 | 0 | 0 | PTHP 9000 | 2051 | 0 | 0 | 0 | 0 | 0 | 0 | 0 | 0 | PTHP 9000 | 2051 | 0 | 0 | 0 | 0 | 0 | 0 | 0 | 0 | PTHP 9000 | 2051 | 0 | 0 | 0 | 0 | 0 | 0 | 0 | 0 |  |  | 2051PTHP Standard Size - 9,000 Btu/h | PTHP Standard Size - 9,000 Btu/h | PTHP 9000 | 2051 | 0 | 142251.2986 | 129707.5341 | 125315.7755 | 120688.1562 | 114664.2687 | 0 | 632627.033 |  | 2051PTHP Standard Size - 9,000 Btu/h | PTHP Standard Size - 9,000 Btu/h | PTHP 9000 | 2051 |  | 0 | 0 | 0 | 0 | 0 | 0 | 0 | 0 |  | 0 | OK |  | 2051PTHP Standard Size - 9,000 Btu/h | PTHP Standard Size - 9,000 Btu/h | 2051 | 0 | 0 | 0 | 0 | 0 | 0 | 0 | 0 | OK | 2051PTHP Standard Size - 9,000 Btu/h | PTHP Standard Size - 9,000 Btu/h | 2051 | 0% | 0% | 0% | 0% | 0% | 0% | 0% | 0% | OK
[46 empty] | PTHP 9000 | 2052 | 0 | 0 | 0 | 0 | 0 | 0 | 0 | PTHP 9000 | 2052 | 0 | 0 | 0 | 0 | 0 | 0 | 0 | 0 | PTHP 9000 | 2052 | 0 | 0 | 0 | 0 | 0 | 0 | 0 | 0 | PTHP 9000 | 2052 | 0 | 0 | 0 | 0 | 0 | 0 | 0 | 0 | PTHP 9000 | 2052 | 0 | 0 | 0 | 0 | 0 | 0 | 0 | 0 | PTHP 9000 | 2052 | 0 | 0 | 0 | 0 | 0 | 0 | 0 | 0 |  |  | 2052PTHP Standard Size - 9,000 Btu/h | PTHP Standard Size - 9,000 Btu/h | PTHP 9000 | 2052 | 0 | 130871.1947 | 119330.9314 | 115290.5135 | 111033.1037 | 105491.1272 | 0 | 582016.8704 |  | 2052PTHP Standard Size - 9,000 Btu/h | PTHP Standard Size - 9,000 Btu/h | PTHP 9000 | 2052 |  | 0 | 0 | 0 | 0 | 0 | 0 | 0 | 0 |  | 0 | OK |  | 2052PTHP Standard Size - 9,000 Btu/h | PTHP Standard Size - 9,000 Btu/h | 2052 | 0 | 0 | 0 | 0 | 0 | 0 | 0 | 0 | OK | 2052PTHP Standard Size - 9,000 Btu/h | PTHP Standard Size - 9,000 Btu/h | 2052 | 0% | 0% | 0% | 0% | 0% | 0% | 0% | 0% | OK
[46 empty] | PTHP 9000 | 2053 | 0 | 0 | 0 | 0 | 0 | 0 | 0 | PTHP 9000 | 2053 | 0 | 0 | 0 | 0 | 0 | 0 | 0 | 0 | PTHP 9000 | 2053 | 0 | 0 | 0 | 0 | 0 | 0 | 0 | 0 | PTHP 9000 | 2053 | 0 | 0 | 0 | 0 | 0 | 0 | 0 | 0 | PTHP 9000 | 2053 | 0 | 0 | 0 | 0 | 0 | 0 | 0 | 0 | PTHP 9000 | 2053 | 0 | 0 | 0 | 0 | 0 | 0 | 0 | 0 |  |  | 2053PTHP Standard Size - 9,000 Btu/h | PTHP Standard Size - 9,000 Btu/h | PTHP 9000 | 2053 | 0 | 120401.4991 | 109784.4569 | 106067.2724 | 102150.4554 | 97051.837 | 0 | 535455.5208 |  | 2053PTHP Standard Size - 9,000 Btu/h | PTHP Standard Size - 9,000 Btu/h | PTHP 9000 | 2053 |  | 0 | 0 | 0 | 0 | 0 | 0 | 0 | 0 |  | 0 | OK |  | 2053PTHP Standard Size - 9,000 Btu/h | PTHP Standard Size - 9,000 Btu/h | 2053 | 0 | 0 | 0 | 0 | 0 | 0 | 0 | 0 | OK | 2053PTHP Standard Size - 9,000 Btu/h | PTHP Standard Size - 9,000 Btu/h | 2053 | 0% | 0% | 0% | 0% | 0% | 0% | 0% | 0% | OK
[46 empty] | PTHP 9000 | 2054 | 0 | 0 | 0 | 0 | 0 | 0 | 0 | PTHP 9000 | 2054 | 0 | 0 | 0 | 0 | 0 | 0 | 0 | 0 | PTHP 9000 | 2054 | 0 | 0 | 0 | 0 | 0 | 0 | 0 | 0 | PTHP 9000 | 2054 | 0 | 0 | 0 | 0 | 0 | 0 | 0 | 0 | PTHP 9000 | 2054 | 0 | 0 | 0 | 0 | 0 | 0 | 0 | 0 | PTHP 9000 | 2054 | 0 | 0 | 0 | 0 | 0 | 0 | 0 | 0 |  |  | 2054PTHP Standard Size - 9,000 Btu/h | PTHP Standard Size - 9,000 Btu/h | PTHP 9000 | 2054 | 0 | 110769.3792 | 101001.7003 | 97581.8906 | 93978.419 | 89287.69 | 0 | 492619.0791 |  | 2054PTHP Standard Size - 9,000 Btu/h | PTHP Standard Size - 9,000 Btu/h | PTHP 9000 | 2054 |  | 0 | 0 | 0 | 0 | 0 | 0 | 0 | 0 |  | 0 | OK |  | 2054PTHP Standard Size - 9,000 Btu/h | PTHP Standard Size - 9,000 Btu/h | 2054 | 0 | 0 | 0 | 0 | 0 | 0 | 0 | 0 | OK | 2054PTHP Standard Size - 9,000 Btu/h | PTHP Standard Size - 9,000 Btu/h | 2054 | 0% | 0% | 0% | 0% | 0% | 0% | 0% | 0% | OK
[46 empty] | PTHP 9000 | 2055 | 0 | 0 | 0 | 0 | 0 | 0 | 0 | PTHP 9000 | 2055 | 0 | 0 | 0 | 0 | 0 | 0 | 0 | 0 | PTHP 9000 | 2055 | 0 | 0 | 0 | 0 | 0 | 0 | 0 | 0 | PTHP 9000 | 2055 | 0 | 0 | 0 | 0 | 0 | 0 | 0 | 0 | PTHP 9000 | 2055 | 0 | 0 | 0 | 0 | 0 | 0 | 0 | 0 | PTHP 9000 | 2055 | 0 | 0 | 0 | 0 | 0 | 0 | 0 | 0 |  |  | 2055PTHP Standard Size - 9,000 Btu/h | PTHP Standard Size - 9,000 Btu/h | PTHP 9000 | 2055 | 0 | 101907.8288 | 92921.5643 | 89775.3394 | 86460.1455 | 82144.6748 | 0 | 453209.5528 |  | 2055PTHP Standard Size - 9,000 Btu/h | PTHP Standard Size - 9,000 Btu/h | PTHP 9000 | 2055 |  | 0 | 0 | 0 | 0 | 0 | 0 | 0 | 0 |  | 0 | OK |  | 2055PTHP Standard Size - 9,000 Btu/h | PTHP Standard Size - 9,000 Btu/h | 2055 | 0 | 0 | 0 | 0 | 0 | 0 | 0 | 0 | OK | 2055PTHP Standard Size - 9,000 Btu/h | PTHP Standard Size - 9,000 Btu/h | 2055 | 0% | 0% | 0% | 0% | 0% | 0% | 0% | 0% | OK
[46 empty] | PTHP 9000 | 2056 | 0 | 0 | 0 | 0 | 0 | 0 | 0 | PTHP 9000 | 2056 | 0 | 0 | 0 | 0 | 0 | 0 | 0 | 0 | PTHP 9000 | 2056 | 0 | 0 | 0 | 0 | 0 | 0 | 0 | 0 | PTHP 9000 | 2056 | 0 | 0 | 0 | 0 | 0 | 0 | 0 | 0 | PTHP 9000 | 2056 | 0 | 0 | 0 | 0 | 0 | 0 | 0 | 0 | PTHP 9000 | 2056 | 0 | 0 | 0 | 0 | 0 | 0 | 0 | 0 |  |  | 2056PTHP Standard Size - 9,000 Btu/h | PTHP Standard Size - 9,000 Btu/h | PTHP 9000 | 2056 | 0 | 93755.2025 | 85487.8391 | 82593.3122 | 79543.3338 | 75573.1008 | 0 | 416952.7886 |  | 2056PTHP Standard Size - 9,000 Btu/h | PTHP Standard Size - 9,000 Btu/h | PTHP 9000 | 2056 |  | 0 | 0 | 0 | 0 | 0 | 0 | 0 | 0 |  | 0 | OK |  | 2056PTHP Standard Size - 9,000 Btu/h | PTHP Standard Size - 9,000 Btu/h | 2056 | 0 | 0 | 0 | 0 | 0 | 0 | 0 | 0 | OK | 2056PTHP Standard Size - 9,000 Btu/h | PTHP Standard Size - 9,000 Btu/h | 2056 | 0% | 0% | 0% | 0% | 0% | 0% | 0% | 0% | OK
[46 empty] | PTHP 9000 | 2057 | 0 | 0 | 0 | 0 | 0 | 0 | 0 | PTHP 9000 | 2057 | 0 | 0 | 0 | 0 | 0 | 0 | 0 | 0 | PTHP 9000 | 2057 | 0 | 0 | 0 | 0 | 0 | 0 | 0 | 0 | PTHP 9000 | 2057 | 0 | 0 | 0 | 0 | 0 | 0 | 0 | 0 | PTHP 9000 | 2057 | 0 | 0 | 0 | 0 | 0 | 0 | 0 | 0 | PTHP 9000 | 2057 | 0 | 0 | 0 | 0 | 0 | 0 | 0 | 0 |  |  | 2057PTHP Standard Size - 9,000 Btu/h | PTHP Standard Size - 9,000 Btu/h | PTHP 9000 | 2057 | 0 | 86254.7863 | 78648.812 | 75985.8472 | 73179.8671 | 69527.2528 | 0 | 383596.5655 |  | 2057PTHP Standard Size - 9,000 Btu/h | PTHP Standard Size - 9,000 Btu/h | PTHP 9000 | 2057 |  | 0 | 0 | 0 | 0 | 0 | 0 | 0 | 0 |  | 0 | OK |  | 2057PTHP Standard Size - 9,000 Btu/h | PTHP Standard Size - 9,000 Btu/h | 2057 | 0 | 0 | 0 | 0 | 0 | 0 | 0 | 0 | OK | 2057PTHP Standard Size - 9,000 Btu/h | PTHP Standard Size - 9,000 Btu/h | 2057 | 0% | 0% | 0% | 0% | 0% | 0% | 0% | 0% | OK
[46 empty] | PTHP 9000 | 2058 | 0 | 0 | 0 | 0 | 0 | 0 | 0 | PTHP 9000 | 2058 | 0 | 0 | 0 | 0 | 0 | 0 | 0 | 0 | PTHP 9000 | 2058 | 0 | 0 | 0 | 0 | 0 | 0 | 0 | 0 | PTHP 9000 | 2058 | 0 | 0 | 0 | 0 | 0 | 0 | 0 | 0 | PTHP 9000 | 2058 | 0 | 0 | 0 | 0 | 0 | 0 | 0 | 0 | PTHP 9000 | 2058 | 0 | 0 | 0 | 0 | 0 | 0 | 0 | 0 |  |  | 2058PTHP Standard Size - 9,000 Btu/h | PTHP Standard Size - 9,000 Btu/h | PTHP 9000 | 2058 | 0 | 79354.4034 | 72356.907 | 69906.9795 | 67325.4777 | 63965.0726 | 0 | 352908.8402 |  | 2058PTHP Standard Size - 9,000 Btu/h | PTHP Standard Size - 9,000 Btu/h | PTHP 9000 | 2058 |  | 0 | 0 | 0 | 0 | 0 | 0 | 0 | 0 |  | 0 | OK |  | 2058PTHP Standard Size - 9,000 Btu/h | PTHP Standard Size - 9,000 Btu/h | 2058 | 0 | 0 | 0 | 0 | 0 | 0 | 0 | 0 | OK | 2058PTHP Standard Size - 9,000 Btu/h | PTHP Standard Size - 9,000 Btu/h | 2058 | 0% | 0% | 0% | 0% | 0% | 0% | 0% | 0% | OK
[46 empty] | PTHP 9000 | 2059 | 0 | 0 | 0 | 0 | 0 | 0 | 0 | PTHP 9000 | 2059 | 0 | 0 | 0 | 0 | 0 | 0 | 0 | 0 | PTHP 9000 | 2059 | 0 | 0 | 0 | 0 | 0 | 0 | 0 | 0 | PTHP 9000 | 2059 | 0 | 0 | 0 | 0 | 0 | 0 | 0 | 0 | PTHP 9000 | 2059 | 0 | 0 | 0 | 0 | 0 | 0 | 0 | 0 | PTHP 9000 | 2059 | 0 | 0 | 0 | 0 | 0 | 0 | 0 | 0 |  |  | 2059PTHP Standard Size - 9,000 Btu/h | PTHP Standard Size - 9,000 Btu/h | PTHP 9000 | 2059 | 0 | 73006.0512 | 66568.3545 | 64314.4211 | 61939.4395 | 58847.8667 | 0 | 324676.133 |  | 2059PTHP Standard Size - 9,000 Btu/h | PTHP Standard Size - 9,000 Btu/h | PTHP 9000 | 2059 |  | 0 | 0 | 0 | 0 | 0 | 0 | 0 | 0 |  | 0 | OK |  | 2059PTHP Standard Size - 9,000 Btu/h | PTHP Standard Size - 9,000 Btu/h | 2059 | 0 | 0 | 0 | 0 | 0 | 0 | 0 | 0 | OK | 2059PTHP Standard Size - 9,000 Btu/h | PTHP Standard Size - 9,000 Btu/h | 2059 | 0% | 0% | 0% | 0% | 0% | 0% | 0% | 0% | OK
[46 empty] | PTHP 9000 | 2060 | 0 | 0 | 0 | 0 | 0 | 0 | 0 | PTHP 9000 | 2060 | 0 | 0 | 0 | 0 | 0 | 0 | 0 | 0 | PTHP 9000 | 2060 | 0 | 0 | 0 | 0 | 0 | 0 | 0 | 0 | PTHP 9000 | 2060 | 0 | 0 | 0 | 0 | 0 | 0 | 0 | 0 | PTHP 9000 | 2060 | 0 | 0 | 0 | 0 | 0 | 0 | 0 | 0 | PTHP 9000 | 2060 | 0 | 0 | 0 | 0 | 0 | 0 | 0 | 0 |  |  | 2060PTHP Standard Size - 9,000 Btu/h | PTHP Standard Size - 9,000 Btu/h | PTHP 9000 | 2060 | 0 | 67165.5671 | 61242.8861 | 59169.2674 | 56984.2844 | 54140.0374 | 0 | 298702.0424 |  | 2060PTHP Standard Size - 9,000 Btu/h | PTHP Standard Size - 9,000 Btu/h | PTHP 9000 | 2060 |  | 0 | 0 | 0 | 0 | 0 | 0 | 0 | 0 |  | 0 | OK |  | 2060PTHP Standard Size - 9,000 Btu/h | PTHP Standard Size - 9,000 Btu/h | 2060 | 0 | 0 | 0 | 0 | 0 | 0 | 0 | 0 | OK | 2060PTHP Standard Size - 9,000 Btu/h | PTHP Standard Size - 9,000 Btu/h | 2060 | 0% | 0% | 0% | 0% | 0% | 0% | 0% | 0% | OK
[46 empty] | PTHP 9000 | 2061 | 0 | 0 | 0 | 0 | 0 | 0 | 0 | PTHP 9000 | 2061 | 0 | 0 | 0 | 0 | 0 | 0 | 0 | 0 | PTHP 9000 | 2061 | 0 | 0 | 0 | 0 | 0 | 0 | 0 | 0 | PTHP 9000 | 2061 | 0 | 0 | 0 | 0 | 0 | 0 | 0 | 0 | PTHP 9000 | 2061 | 0 | 0 | 0 | 0 | 0 | 0 | 0 | 0 | PTHP 9000 | 2061 | 0 | 0 | 0 | 0 | 0 | 0 | 0 | 0 |  |  | 2061PTHP Standard Size - 9,000 Btu/h | PTHP Standard Size - 9,000 Btu/h | PTHP 9000 | 2061 | 0 | 61792.3217 | 56343.4552 | 54435.726 | 52425.5416 | 49808.8344 | 0 | 274805.879 |  | 2061PTHP Standard Size - 9,000 Btu/h | PTHP Standard Size - 9,000 Btu/h | PTHP 9000 | 2061 |  | 0 | 0 | 0 | 0 | 0 | 0 | 0 | 0 |  | 0 | OK |  | 2061PTHP Standard Size - 9,000 Btu/h | PTHP Standard Size - 9,000 Btu/h | 2061 | 0 | 0 | 0 | 0 | 0 | 0 | 0 | 0 | OK | 2061PTHP Standard Size - 9,000 Btu/h | PTHP Standard Size - 9,000 Btu/h | 2061 | 0% | 0% | 0% | 0% | 0% | 0% | 0% | 0% | OK
[46 empty] | PTHP 9000 | 2062 | 0 | 0 | 0 | 0 | 0 | 0 | 0 | PTHP 9000 | 2062 | 0 | 0 | 0 | 0 | 0 | 0 | 0 | 0 | PTHP 9000 | 2062 | 0 | 0 | 0 | 0 | 0 | 0 | 0 | 0 | PTHP 9000 | 2062 | 0 | 0 | 0 | 0 | 0 | 0 | 0 | 0 | PTHP 9000 | 2062 | 0 | 0 | 0 | 0 | 0 | 0 | 0 | 0 | PTHP 9000 | 2062 | 0 | 0 | 0 | 0 | 0 | 0 | 0 | 0 |  |  | 2062PTHP Standard Size - 9,000 Btu/h | PTHP Standard Size - 9,000 Btu/h | PTHP 9000 | 2062 | 0 | 56848.936 | 51835.9788 | 50080.8679 | 48231.4983 | 45824.1277 | 0 | 252821.4087 |  | 2062PTHP Standard Size - 9,000 Btu/h | PTHP Standard Size - 9,000 Btu/h | PTHP 9000 | 2062 |  | 0 | 0 | 0 | 0 | 0 | 0 | 0 | 0 |  | 0 | OK |  | 2062PTHP Standard Size - 9,000 Btu/h | PTHP Standard Size - 9,000 Btu/h | 2062 | 0 | 0 | 0 | 0 | 0 | 0 | 0 | 0 | OK | 2062PTHP Standard Size - 9,000 Btu/h | PTHP Standard Size - 9,000 Btu/h | 2062 | 0% | 0% | 0% | 0% | 0% | 0% | 0% | 0% | OK
[46 empty] | PTHP 12000 | 2005 | 21780.6137 | 19742.9216 | 19000.0226 | 17989.0238 | 16968.5971 | 0 | 95481.1788 | PTHP 12000 | 2005 | 0 | 0 | 41523.5353 | 19000.0226 | 17989.0238 | 16968.5971 | 0 | 95481.1788 | PTHP 12000 | 2005 | 0 | 0 | 0 | 60523.5578 | 17989.0238 | 16968.5971 | 0 | 95481.1788 | PTHP 12000 | 2005 | 0 | 0 | 0 | 0 | 78512.5816 | 16968.5971 | 0 | 95481.1788 | PTHP 12000 | 2005 | 0 | 0 | 0 | 0 | 0 | 95481.1788 | 0 | 95481.1788 | PTHP 12000 | 2005 | 0 | 0 | 0 | 0 | 0 | 0 | 95481.1788 | 95481.1788 |  |  | 2005PTHP Standard Size - 12,000 Btu/h | PTHP Standard Size - 12,000 Btu/h | PTHP 12000 | 2005 | 0 | 226490.7205 | 205301.3105 | 197576.1043 | 187063.0012 | 176451.8594 | 0 | 992882.9959 |  | 2005PTHP Standard Size - 12,000 Btu/h | PTHP Standard Size - 12,000 Btu/h | PTHP 12000 | 2005 | 0 | 226490.7205 | 205301.3105 | 197576.1043 | 187063.0012 | 176451.8594 | 0 | 992882.9959 | 0 |  | 992882.9959 | OK |  | 2005PTHP Standard Size - 12,000 Btu/h | PTHP Standard Size - 12,000 Btu/h | 2005 | 0 | 226490.7205 | 205301.3105 | 197576.1043 | 187063.0012 | 176451.8594 | 0 | 992882.9959 | OK | 2005PTHP Standard Size - 12,000 Btu/h | PTHP Standard Size - 12,000 Btu/h | 2005 | 0% | 22.81% | 20.68% | 19.9% | 18.84% | 17.77% | 0% | 100% | OK
[46 empty] | PTHP 12000 | 2006 | 22504.3161 | 20398.9178 | 19631.3345 | 18586.7434 | 17532.4111 | 0 | 98653.723 | PTHP 12000 | 2006 | 0 | 0 | 42903.2339 | 19631.3345 | 18586.7434 | 17532.4111 | 0 | 98653.723 | PTHP 12000 | 2006 | 0 | 0 | 0 | 62534.5684 | 18586.7434 | 17532.4111 | 0 | 98653.723 | PTHP 12000 | 2006 | 0 | 0 | 0 | 0 | 81121.3119 | 17532.4111 | 0 | 98653.723 | PTHP 12000 | 2006 | 0 | 0 | 0 | 0 | 0 | 98653.723 | 0 | 98653.723 | PTHP 12000 | 2006 | 0 | 0 | 0 | 0 | 0 | 0 | 98653.723 | 98653.723 |  |  | 2006PTHP Standard Size - 12,000 Btu/h | PTHP Standard Size - 12,000 Btu/h | PTHP 12000 | 2006 | 0 | 231822.3819 | 210134.1667 | 202227.1067 | 191466.5219 | 180605.5906 | 0 | 1016255.768 |  | 2006PTHP Standard Size - 12,000 Btu/h | PTHP Standard Size - 12,000 Btu/h | PTHP 12000 | 2006 | 0 | 231822.3819 | 210134.1667 | 202227.1067 | 191466.5219 | 180605.5906 | 0 | 1016255.768 | 0 |  | 1016255.768 | OK |  | 2006PTHP Standard Size - 12,000 Btu/h | PTHP Standard Size - 12,000 Btu/h | 2006 | 0 | 231822.3819 | 210134.1667 | 202227.1067 | 191466.5219 | 180605.5906 | 0 | 1016255.768 | OK | 2006PTHP Standard Size - 12,000 Btu/h | PTHP Standard Size - 12,000 Btu/h | 2006 | 0% | 22.81% | 20.68% | 19.9% | 18.84% | 17.77% | 0% | 100% | OK
[46 empty] | PTHP 12000 | 2007 | 23352.1752 | 21167.4552 | 20370.9529 | 19287.0064 | 18192.9517 | 0 | 102370.5413 | PTHP 12000 | 2007 | 0 | 0 | 44519.6303 | 20370.9529 | 19287.0064 | 18192.9517 | 0 | 102370.5413 | PTHP 12000 | 2007 | 0 | 0 | 0 | 64890.5832 | 19287.0064 | 18192.9517 | 0 | 102370.5413 | PTHP 12000 | 2007 | 0 | 0 | 0 | 0 | 84177.5896 | 18192.9517 | 0 | 102370.5413 | PTHP 12000 | 2007 | 0 | 0 | 0 | 0 | 0 | 102370.5413 | 0 | 102370.5413 | PTHP 12000 | 2007 | 0 | 0 | 0 | 0 | 0 | 0 | 102370.5413 | 102370.5413 |  |  | 2007PTHP Standard Size - 12,000 Btu/h | PTHP Standard Size - 12,000 Btu/h | PTHP 12000 | 2007 | 0 | 236515.6973 | 214388.3975 | 206321.2567 | 195342.8206 | 184262.0064 | 0 | 1036830.1785 |  | 2007PTHP Standard Size - 12,000 Btu/h | PTHP Standard Size - 12,000 Btu/h | PTHP 12000 | 2007 | 0 | 236515.6973 | 214388.3975 | 206321.2567 | 195342.8206 | 184262.0064 | 0 | 1036830.1785 | 0 |  | 1036830.1785 | OK |  | 2007PTHP Standard Size - 12,000 Btu/h | PTHP Standard Size - 12,000 Btu/h | 2007 | 0 | 236515.6973 | 214388.3975 | 206321.2567 | 195342.8206 | 184262.0064 | 0 | 1036830.1785 | OK | 2007PTHP Standard Size - 12,000 Btu/h | PTHP Standard Size - 12,000 Btu/h | 2007 | 0% | 22.81% | 20.68% | 19.9% | 18.84% | 17.77% | 0% | 100% | OK
[46 empty] | PTHP 12000 | 2008 | 24086.7184 | 21833.278 | 21011.7217 | 19893.6797 | 18765.2114 | 0 | 105590.6092 | PTHP 12000 | 2008 | 0 | 0 | 45919.9964 | 21011.7217 | 19893.6797 | 18765.2114 | 0 | 105590.6092 | PTHP 12000 | 2008 | 0 | 0 | 0 | 66931.7181 | 19893.6797 | 18765.2114 | 0 | 105590.6092 | PTHP 12000 | 2008 | 0 | 0 | 0 | 0 | 86825.3978 | 18765.2114 | 0 | 105590.6092 | PTHP 12000 | 2008 | 0 | 0 | 0 | 0 | 0 | 105590.6092 | 0 | 105590.6092 | PTHP 12000 | 2008 | 0 | 0 | 0 | 0 | 0 | 0 | 105590.6092 | 105590.6092 |  |  | 2008PTHP Standard Size - 12,000 Btu/h | PTHP Standard Size - 12,000 Btu/h | PTHP 12000 | 2008 | 0 | 241462.215 | 218872.1422 | 210636.2842 | 199428.2438 | 188115.6841 | 0 | 1058514.5693 |  | 2008PTHP Standard Size - 12,000 Btu/h | PTHP Standard Size - 12,000 Btu/h | PTHP 12000 | 2008 | 0 | 241462.215 | 218872.1422 | 210636.2842 | 199428.2438 | 188115.6841 | 0 | 1058514.5693 | 0 |  | 1058514.5693 | OK |  | 2008PTHP Standard Size - 12,000 Btu/h | PTHP Standard Size - 12,000 Btu/h | 2008 | 0 | 241462.215 | 218872.1422 | 210636.2842 | 199428.2438 | 188115.6841 | 0 | 1058514.5693 | OK | 2008PTHP Standard Size - 12,000 Btu/h | PTHP Standard Size - 12,000 Btu/h | 2008 | 0% | 22.81% | 20.68% | 19.9% | 18.84% | 17.77% | 0% | 100% | OK
[46 empty] | PTHP 12000 | 2009 | 24888.0384 | 22559.6302 | 21710.7423 | 20555.5051 | 19389.4948 | 0 | 109103.4108 | PTHP 12000 | 2009 | 0 | 0 | 47447.6686 | 21710.7423 | 20555.5051 | 19389.4948 | 0 | 109103.4108 | PTHP 12000 | 2009 | 0 | 0 | 0 | 69158.4109 | 20555.5051 | 19389.4948 | 0 | 109103.4108 | PTHP 12000 | 2009 | 0 | 0 | 0 | 0 | 89713.9159 | 19389.4948 | 0 | 109103.4108 | PTHP 12000 | 2009 | 0 | 0 | 0 | 0 | 0 | 109103.4108 | 0 | 109103.4108 | PTHP 12000 | 2009 | 0 | 0 | 0 | 0 | 0 | 0 | 109103.4108 | 109103.4108 |  |  | 2009PTHP Standard Size - 12,000 Btu/h | PTHP Standard Size - 12,000 Btu/h | PTHP 12000 | 2009 | 0 | 246706.5232 | 223625.8175 | 215211.0852 | 203759.6178 | 192201.3611 | 0 | 1081504.4049 |  | 2009PTHP Standard Size - 12,000 Btu/h | PTHP Standard Size - 12,000 Btu/h | PTHP 12000 | 2009 | 0 | 246706.5232 | 223625.8175 | 215211.0852 | 203759.6178 | 192201.3611 | 0 | 1081504.4049 | 0 |  | 1081504.4049 | OK |  | 2009PTHP Standard Size - 12,000 Btu/h | PTHP Standard Size - 12,000 Btu/h | 2009 | 0 | 246706.5232 | 223625.8175 | 215211.0852 | 203759.6178 | 192201.3611 | 0 | 1081504.4049 | OK | 2009PTHP Standard Size - 12,000 Btu/h | PTHP Standard Size - 12,000 Btu/h | 2009 | 0% | 22.81% | 20.68% | 19.9% | 18.84% | 17.77% | 0% | 100% | OK
[46 empty] | PTHP 12000 | 2010 | 25568.6666 | 23176.582 | 22304.4791 | 21117.6489 | 19919.751 | 0 | 112087.1276 | PTHP 12000 | 2010 | 0 | 0 | 48745.2486 | 22304.4791 | 21117.6489 | 19919.751 | 0 | 112087.1276 | PTHP 12000 | 2010 | 0 | 0 | 0 | 71049.7277 | 21117.6489 | 19919.751 | 0 | 112087.1276 | PTHP 12000 | 2010 | 0 | 0 | 0 | 0 | 92167.3765 | 19919.751 | 0 | 112087.1276 | PTHP 12000 | 2010 | 0 | 0 | 0 | 0 | 0 | 112087.1276 | 0 | 112087.1276 | PTHP 12000 | 2010 | 0 | 0 | 0 | 0 | 0 | 0 | 112087.1276 | 112087.1276 |  |  | 2010PTHP Standard Size - 12,000 Btu/h | PTHP Standard Size - 12,000 Btu/h | PTHP 12000 | 2010 | 0 | 252117.061 | 228530.1708 | 219930.8944 | 208228.284 | 196416.5424 | 0 | 1105222.9526 |  | 2010PTHP Standard Size - 12,000 Btu/h | PTHP Standard Size - 12,000 Btu/h | PTHP 12000 | 2010 | 0 | 252117.061 | 228530.1708 | 219930.8944 | 208228.284 | 196416.5424 | 0 | 1105222.9526 | 0 |  | 1105222.9526 | OK |  | 2010PTHP Standard Size - 12,000 Btu/h | PTHP Standard Size - 12,000 Btu/h | 2010 | 0 | 252117.061 | 228530.1708 | 219930.8944 | 208228.284 | 196416.5424 | 0 | 1105222.9526 | OK | 2010PTHP Standard Size - 12,000 Btu/h | PTHP Standard Size - 12,000 Btu/h | 2010 | 0% | 22.81% | 20.68% | 19.9% | 18.84% | 17.77% | 0% | 100% | OK
[46 empty] | PTHP 12000 | 2011 | 26167.7924 | 23719.6565 | 22827.1184 | 21612.4783 | 20386.5113 | 0 | 114713.5569 | PTHP 12000 | 2011 | 0 | 0 | 49887.4489 | 22827.1184 | 21612.4783 | 20386.5113 | 0 | 114713.5569 | PTHP 12000 | 2011 | 0 | 0 | 0 | 72714.5673 | 21612.4783 | 20386.5113 | 0 | 114713.5569 | PTHP 12000 | 2011 | 0 | 0 | 0 | 0 | 94327.0456 | 20386.5113 | 0 | 114713.5569 | PTHP 12000 | 2011 | 0 | 0 | 0 | 0 | 0 | 114713.5569 | 0 | 114713.5569 | PTHP 12000 | 2011 | 0 | 0 | 0 | 0 | 0 | 0 | 114713.5569 | 114713.5569 |  |  | 2011PTHP Standard Size - 12,000 Btu/h | PTHP Standard Size - 12,000 Btu/h | PTHP 12000 | 2011 | 0 | 257698.2914 | 233589.2474 | 224799.605 | 212837.9286 | 200764.705 | 0 | 1129689.7775 |  | 2011PTHP Standard Size - 12,000 Btu/h | PTHP Standard Size - 12,000 Btu/h | PTHP 12000 | 2011 | 0 | 257698.2914 | 233589.2474 | 224799.605 | 212837.9286 | 200764.705 | 0 | 1129689.7775 | 0 |  | 1129689.7775 | OK |  | 2011PTHP Standard Size - 12,000 Btu/h | PTHP Standard Size - 12,000 Btu/h | 2011 | 0 | 257698.2914 | 233589.2474 | 224799.605 | 212837.9286 | 200764.705 | 0 | 1129689.7775 | OK | 2011PTHP Standard Size - 12,000 Btu/h | PTHP Standard Size - 12,000 Btu/h | 2011 | 0% | 22.81% | 20.68% | 19.9% | 18.84% | 17.77% | 0% | 100% | OK
[46 empty] | PTHP 12000 | 2012 | 26646.0396 | 24153.1611 | 23244.3108 | 22007.4718 | 20759.0988 | 0 | 116810.0821 | PTHP 12000 | 2012 | 0 | 0 | 50799.2007 | 23244.3108 | 22007.4718 | 20759.0988 | 0 | 116810.0821 | PTHP 12000 | 2012 | 0 | 0 | 0 | 74043.5115 | 22007.4718 | 20759.0988 | 0 | 116810.0821 | PTHP 12000 | 2012 | 0 | 0 | 0 | 0 | 96050.9833 | 20759.0988 | 0 | 116810.0821 | PTHP 12000 | 2012 | 0 | 0 | 0 | 0 | 0 | 116810.0821 | 0 | 116810.0821 | PTHP 12000 | 2012 | 0 | 0 | 0 | 0 | 0 | 0 | 116810.0821 | 116810.0821 |  |  | 2012PTHP Standard Size - 12,000 Btu/h | PTHP Standard Size - 12,000 Btu/h | PTHP 12000 | 2012 | 0 | 263224.4785 | 238598.4304 | 229620.2992 | 217402.1118 | 205069.9851 | 0 | 1153915.3049 |  | 2012PTHP Standard Size - 12,000 Btu/h | PTHP Standard Size - 12,000 Btu/h | PTHP 12000 | 2012 | 0 | 263224.4785 | 238598.4304 | 229620.2992 | 217402.1118 | 205069.9851 | 0 | 1153915.3049 | 0 |  | 1153915.3049 | OK |  | 2012PTHP Standard Size - 12,000 Btu/h | PTHP Standard Size - 12,000 Btu/h | 2012 | 0 | 263224.4785 | 238598.4304 | 229620.2992 | 217402.1118 | 205069.9851 | 0 | 1153915.3049 | OK | 2012PTHP Standard Size - 12,000 Btu/h | PTHP Standard Size - 12,000 Btu/h | 2012 | 0% | 22.81% | 20.68% | 19.9% | 18.84% | 17.77% | 0% | 100% | OK
[46 empty] | PTHP 12000 | 2013 | 27142.0614 | 24602.7774 | 23677.0086 | 22417.1456 | 21145.5338 | 0 | 118984.5268 | PTHP 12000 | 2013 | 0 | 0 | 51744.8387 | 23677.0086 | 22417.1456 | 21145.5338 | 0 | 118984.5268 | PTHP 12000 | 2013 | 0 | 0 | 0 | 75421.8474 | 22417.1456 | 21145.5338 | 0 | 118984.5268 | PTHP 12000 | 2013 | 0 | 0 | 0 | 0 | 97838.9929 | 21145.5338 | 0 | 118984.5268 | PTHP 12000 | 2013 | 0 | 0 | 0 | 0 | 0 | 118984.5268 | 0 | 118984.5268 | PTHP 12000 | 2013 | 0 | 0 | 0 | 0 | 0 | 0 | 118984.5268 | 118984.5268 |  |  | 2013PTHP Standard Size - 12,000 Btu/h | PTHP Standard Size - 12,000 Btu/h | PTHP 12000 | 2013 | 0 | 268722.9774 | 243582.5155 | 234416.8401 | 221943.4268 | 209353.6942 | 0 | 1178019.4539 |  | 2013PTHP Standard Size - 12,000 Btu/h | PTHP Standard Size - 12,000 Btu/h | PTHP 12000 | 2013 |  | 247096.1358 | 223978.9798 | 275647.2173 | 221943.4268 | 209353.6942 | 0 | 1178019.4539 | 0 |  | 1178019.4539 | OK |  | 2013PTHP Standard Size - 12,000 Btu/h | PTHP Standard Size - 12,000 Btu/h | 2013 | 0 | 247096.1358 | 223978.9798 | 275647.2173 | 221943.4268 | 209353.6942 | 0 | 1178019.4539 | OK | 2013PTHP Standard Size - 12,000 Btu/h | PTHP Standard Size - 12,000 Btu/h | 2013 | 0% | 20.98% | 19.01% | 23.4% | 18.84% | 17.77% | 0% | 100% | OK
[46 empty] | PTHP 12000 | 2014 | 27518.6564 | 24944.1399 | 24005.5262 | 22728.1826 | 21438.9273 | 0 | 120635.4323 | PTHP 12000 | 2014 | 0 | 0 | 52462.7963 | 24005.5262 | 22728.1826 | 21438.9273 | 0 | 120635.4323 | PTHP 12000 | 2014 | 0 | 0 | 0 | 76468.3225 | 22728.1826 | 21438.9273 | 0 | 120635.4323 | PTHP 12000 | 2014 | 0 | 0 | 0 | 0 | 99196.5051 | 21438.9273 | 0 | 120635.4323 | PTHP 12000 | 2014 | 0 | 0 | 0 | 0 | 0 | 120635.4323 | 0 | 120635.4323 | PTHP 12000 | 2014 | 0 | 0 | 0 | 0 | 0 | 0 | 120635.4323 | 120635.4323 |  |  | 2014PTHP Standard Size - 12,000 Btu/h | PTHP Standard Size - 12,000 Btu/h | PTHP 12000 | 2014 | 0 | 272032.3231 | 246582.2543 | 237303.7029 | 224676.6785 | 211931.9023 | 0 | 1192526.8611 |  | 2014PTHP Standard Size - 12,000 Btu/h | PTHP Standard Size - 12,000 Btu/h | PTHP 12000 | 2014 |  | 228951.7503 | 207532.098 | 319434.432 | 224676.6785 | 211931.9023 | 0 | 1192526.8611 | 0 |  | 1192526.8611 | OK |  | 2014PTHP Standard Size - 12,000 Btu/h | PTHP Standard Size - 12,000 Btu/h | 2014 | 0 | 228951.7503 | 207532.098 | 319434.432 | 224676.6785 | 211931.9023 | 0 | 1192526.8611 | OK | 2014PTHP Standard Size - 12,000 Btu/h | PTHP Standard Size - 12,000 Btu/h | 2014 | 0% | 19.2% | 17.4% | 26.79% | 18.84% | 17.77% | 0% | 100% | OK
[46 empty] | PTHP 12000 | 2015 | 27949.823 | 25334.9686 | 24381.6485 | 23084.2913 | 21774.8357 | 0 | 122525.567 | PTHP 12000 | 2015 | 0 | 0 | 53284.7915 | 24381.6485 | 23084.2913 | 21774.8357 | 0 | 122525.567 | PTHP 12000 | 2015 | 0 | 0 | 0 | 77666.44 | 23084.2913 | 21774.8357 | 0 | 122525.567 | PTHP 12000 | 2015 | 0 | 0 | 0 | 0 | 100750.7313 | 21774.8357 | 0 | 122525.567 | PTHP 12000 | 2015 | 0 | 0 | 0 | 0 | 0 | 122525.567 | 0 | 122525.567 | PTHP 12000 | 2015 | 0 | 0 | 0 | 0 | 0 | 0 | 122525.567 | 122525.567 |  |  | 2015PTHP Standard Size - 12,000 Btu/h | PTHP Standard Size - 12,000 Btu/h | PTHP 12000 | 2015 | 0 | 275168.133 | 249424.6926 | 240039.184 | 227266.6036 | 214374.914 | 0 | 1206273.5273 |  | 2015PTHP Standard Size - 12,000 Btu/h | PTHP Standard Size - 12,000 Btu/h | PTHP 12000 | 2015 |  | 210807.3648 | 191085.2161 | 362739.4287 | 227266.6036 | 214374.914 | 0 | 1206273.5273 | 0 |  | 1206273.5273 | OK |  | 2015PTHP Standard Size - 12,000 Btu/h | PTHP Standard Size - 12,000 Btu/h | 2015 | 0 | 210807.3648 | 191085.2161 | 362739.4287 | 227266.6036 | 214374.914 | 0 | 1206273.5273 | OK | 2015PTHP Standard Size - 12,000 Btu/h | PTHP Standard Size - 12,000 Btu/h | 2015 | 0% | 17.48% | 15.84% | 30.07% | 18.84% | 17.77% | 0% | 100% | OK
[46 empty] | PTHP 12000 | 2016 | 28451.0148 | 25789.2712 | 24818.8564 | 23498.2351 | 22165.2986 | 0 | 124722.6761 | PTHP 12000 | 2016 | 0 | 0 | 54240.286 | 24818.8564 | 23498.2351 | 22165.2986 | 0 | 124722.6761 | PTHP 12000 | 2016 | 0 | 0 | 0 | 79059.1423 | 23498.2351 | 22165.2986 | 0 | 124722.6761 | PTHP 12000 | 2016 | 0 | 0 | 0 | 0 | 102557.3775 | 22165.2986 | 0 | 124722.6761 | PTHP 12000 | 2016 | 0 | 0 | 0 | 0 | 0 | 124722.6761 | 0 | 124722.6761 | PTHP 12000 | 2016 | 0 | 0 | 0 | 0 | 0 | 0 | 124722.6761 | 124722.6761 |  |  | 2016PTHP Standard Size - 12,000 Btu/h | PTHP Standard Size - 12,000 Btu/h | PTHP 12000 | 2016 | 0 | 278351.5411 | 252310.276 | 242816.1869 | 229895.841 | 216855.008 | 0 | 1220228.853 |  | 2016PTHP Standard Size - 12,000 Btu/h | PTHP Standard Size - 12,000 Btu/h | PTHP 12000 | 2016 |  | 192858.9387 | 174815.9606 | 405803.1047 | 229895.841 | 216855.008 | 0 | 1220228.853 | 0 |  | 1220228.853 | OK |  | 2016PTHP Standard Size - 12,000 Btu/h | PTHP Standard Size - 12,000 Btu/h | 2016 | 0 | 192858.9387 | 174815.9606 | 405803.1047 | 229895.841 | 216855.008 | 0 | 1220228.853 | OK | 2016PTHP Standard Size - 12,000 Btu/h | PTHP Standard Size - 12,000 Btu/h | 2016 | 0% | 15.81% | 14.33% | 33.26% | 18.84% | 17.77% | 0% | 100% | OK
[46 empty] | PTHP 12000 | 2017 | 29044.6421 | 26327.3615 | 25336.6991 | 23988.5232 | 22627.7752 | 0 | 127325.0011 | PTHP 12000 | 2017 | 0 | 0 | 55372.0036 | 25336.6991 | 23988.5232 | 22627.7752 | 0 | 127325.0011 | PTHP 12000 | 2017 | 0 | 0 | 0 | 80708.7027 | 23988.5232 | 22627.7752 | 0 | 127325.0011 | PTHP 12000 | 2017 | 0 | 0 | 0 | 0 | 104697.2259 | 22627.7752 | 0 | 127325.0011 | PTHP 12000 | 2017 | 0 | 0 | 0 | 0 | 0 | 127325.0011 | 0 | 127325.0011 | PTHP 12000 | 2017 | 0 | 0 | 0 | 0 | 0 | 0 | 127325.0011 | 127325.0011 |  |  | 2017PTHP Standard Size - 12,000 Btu/h | PTHP Standard Size - 12,000 Btu/h | PTHP 12000 | 2017 | 0 | 281642.9069 | 255293.717 | 245687.3651 | 232614.2427 | 219419.2085 | 0 | 1234657.4401 |  | 2017PTHP Standard Size - 12,000 Btu/h | PTHP Standard Size - 12,000 Btu/h | PTHP 12000 | 2017 |  | 175120.8423 | 158737.3573 | 448765.7893 | 232614.2427 | 219419.2085 | 0 | 1234657.4401 | 0 |  | 1234657.4401 | OK |  | 2017PTHP Standard Size - 12,000 Btu/h | PTHP Standard Size - 12,000 Btu/h | 2017 | 0 | 175120.8423 | 158737.3573 | 448765.7893 | 232614.2427 | 219419.2085 | 0 | 1234657.4401 | OK | 2017PTHP Standard Size - 12,000 Btu/h | PTHP Standard Size - 12,000 Btu/h | 2017 | 0% | 14.18% | 12.86% | 36.35% | 18.84% | 17.77% | 0% | 100% | OK
[46 empty] | PTHP 12000 | 2018 | 29711.8527 | 26932.1511 | 25918.7312 | 24539.5852 | 23147.5782 | 0 | 130249.8984 | PTHP 12000 | 2018 | 0 | 0 | 56644.0038 | 25918.7312 | 24539.5852 | 23147.5782 | 0 | 130249.8984 | PTHP 12000 | 2018 | 0 | 0 | 0 | 82562.735 | 24539.5852 | 23147.5782 | 0 | 130249.8984 | PTHP 12000 | 2018 | 0 | 0 | 0 | 0 | 107102.3202 | 23147.5782 | 0 | 130249.8984 | PTHP 12000 | 2018 | 0 | 0 | 0 | 0 | 0 | 130249.8984 | 0 | 130249.8984 | PTHP 12000 | 2018 | 0 | 0 | 0 | 0 | 0 | 0 | 130249.8984 | 130249.8984 |  |  | 2018PTHP Standard Size - 12,000 Btu/h | PTHP Standard Size - 12,000 Btu/h | PTHP 12000 | 2018 | 0 | 285053.3565 | 258385.1009 | 248662.4245 | 235430.998 | 222076.1835 | 0 | 1249608.0634 |  | 2018PTHP Standard Size - 12,000 Btu/h | PTHP Standard Size - 12,000 Btu/h | PTHP 12000 | 2018 |  | 157589.6659 | 142846.3156 | 491664.9004 | 235430.998 | 222076.1835 | 0 | 1249608.0634 | 0 |  | 1249608.0634 | OK |  | 2018PTHP Standard Size - 12,000 Btu/h | PTHP Standard Size - 12,000 Btu/h | 2018 | 0 | 157589.6659 | 142846.3156 | 491664.9004 | 235430.998 | 222076.1835 | 0 | 1249608.0634 | OK | 2018PTHP Standard Size - 12,000 Btu/h | PTHP Standard Size - 12,000 Btu/h | 2018 | 0% | 12.61% | 11.43% | 39.35% | 18.84% | 17.77% | 0% | 100% | OK
[46 empty] | PTHP 12000 | 2019 | 30404.5926 | 27560.0814 | 26523.0334 | 25111.7323 | 23687.2702 | 0 | 133286.7099 | PTHP 12000 | 2019 | 0 | 0 | 57964.674 | 26523.0334 | 25111.7323 | 23687.2702 | 0 | 133286.7099 | PTHP 12000 | 2019 | 0 | 0 | 0 | 84487.7074 | 25111.7323 | 23687.2702 | 0 | 133286.7099 | PTHP 12000 | 2019 | 0 | 0 | 0 | 0 | 109599.4397 | 23687.2702 | 0 | 133286.7099 | PTHP 12000 | 2019 | 0 | 0 | 0 | 0 | 0 | 133286.7099 | 0 | 133286.7099 | PTHP 12000 | 2019 | 0 | 0 | 0 | 0 | 0 | 0 | 133286.7099 | 133286.7099 |  |  | 2019PTHP Standard Size - 12,000 Btu/h | PTHP Standard Size - 12,000 Btu/h | PTHP 12000 | 2019 | 0 | 288628.1701 | 261625.4717 | 251780.8646 | 238383.5047 | 224861.2093 | 0 | 1265279.2205 |  | 2019PTHP Standard Size - 12,000 Btu/h | PTHP Standard Size - 12,000 Btu/h | PTHP 12000 | 2019 |  | 140260.5643 | 127138.4435 | 534635.4988 | 238383.5047 | 224861.2093 | 0 | 1265279.2205 | 0 |  | 1265279.2205 | OK |  | 2019PTHP Standard Size - 12,000 Btu/h | PTHP Standard Size - 12,000 Btu/h | 2019 | 0 | 140260.5643 | 127138.4435 | 534635.4988 | 238383.5047 | 224861.2093 | 0 | 1265279.2205 | OK | 2019PTHP Standard Size - 12,000 Btu/h | PTHP Standard Size - 12,000 Btu/h | 2019 | 0% | 11.09% | 10.05% | 42.25% | 18.84% | 17.77% | 0% | 100% | OK
[46 empty] | PTHP 12000 | 2020 | 31141.0759 | 28227.6629 | 27165.4947 | 25720.0079 | 24261.0414 | 0 | 136515.2828 | PTHP 12000 | 2020 | 0 | 0 | 59368.7388 | 27165.4947 | 25720.0079 | 24261.0414 | 0 | 136515.2828 | PTHP 12000 | 2020 | 0 | 0 | 0 | 86534.2335 | 25720.0079 | 24261.0414 | 0 | 136515.2828 | PTHP 12000 | 2020 | 0 | 0 | 0 | 0 | 112254.2414 | 24261.0414 | 0 | 136515.2828 | PTHP 12000 | 2020 | 0 | 0 | 0 | 0 | 0 | 136515.2828 | 0 | 136515.2828 | PTHP 12000 | 2020 | 0 | 0 | 0 | 0 | 0 | 0 | 136515.2828 | 136515.2828 |  |  | 2020PTHP Standard Size - 12,000 Btu/h | PTHP Standard Size - 12,000 Btu/h | PTHP 12000 | 2020 | 0 | 292389.494 | 265034.9037 | 255062.0044 | 241490.0537 | 227791.5394 | 0 | 1281767.9952 |  | 2020PTHP Standard Size - 12,000 Btu/h | PTHP Standard Size - 12,000 Btu/h | PTHP 12000 | 2020 |  | 123128.8581 | 111609.4994 | 577748.0446 | 241490.0537 | 227791.5394 | 0 | 1281767.9952 | 0 |  | 1281767.9952 | OK |  | 2020PTHP Standard Size - 12,000 Btu/h | PTHP Standard Size - 12,000 Btu/h | 2020 | 0 | 123128.8581 | 111609.4994 | 577748.0446 | 241490.0537 | 227791.5394 | 0 | 1281767.9952 | OK | 2020PTHP Standard Size - 12,000 Btu/h | PTHP Standard Size - 12,000 Btu/h | 2020 | 0% | 9.606% | 8.707% | 45.07% | 18.84% | 17.77% | 0% | 100% | OK
[46 empty] | PTHP 12000 | 2021 | 31957.5619 | 28967.7622 | 27877.7452 | 26394.3592 | 24897.1402 | 0 | 140094.5688 | PTHP 12000 | 2021 | 0 | 0 | 60925.3242 | 27877.7452 | 26394.3592 | 24897.1402 | 0 | 140094.5688 | PTHP 12000 | 2021 | 0 | 0 | 0 | 88803.0693 | 26394.3592 | 24897.1402 | 0 | 140094.5688 | PTHP 12000 | 2021 | 0 | 0 | 0 | 0 | 115197.4286 | 24897.1402 | 0 | 140094.5688 | PTHP 12000 | 2021 | 0 | 0 | 0 | 0 | 0 | 140094.5688 | 0 | 140094.5688 | PTHP 12000 | 2021 | 0 | 0 | 0 | 0 | 0 | 0 | 140094.5688 | 140094.5688 |  |  | 2021PTHP Standard Size - 12,000 Btu/h | PTHP Standard Size - 12,000 Btu/h | PTHP 12000 | 2021 | 0 | 296342.0303 | 268617.6593 | 258509.9458 | 244754.5288 | 230870.8373 | 0 | 1299095.0014 |  | 2021PTHP Standard Size - 12,000 Btu/h | PTHP Standard Size - 12,000 Btu/h | PTHP 12000 | 2021 |  | 106190.1648 | 96255.5108 | 621023.9598 | 244754.5288 | 230870.8373 | 0 | 1299095.0014 | 0 |  | 1299095.0014 | OK |  | 2021PTHP Standard Size - 12,000 Btu/h | PTHP Standard Size - 12,000 Btu/h | 2021 | 0 | 106190.1648 | 96255.5108 | 621023.9598 | 244754.5288 | 230870.8373 | 0 | 1299095.0014 | OK | 2021PTHP Standard Size - 12,000 Btu/h | PTHP Standard Size - 12,000 Btu/h | 2021 | 0% | 8.174% | 7.409% | 47.8% | 18.84% | 17.77% | 0% | 100% | OK
[46 empty] | PTHP 12000 | 2022 | 32795.9599 | 29727.7236 | 28609.1102 | 27086.8081 | 25550.3099 | 0 | 143769.9117 | PTHP 12000 | 2022 | 0 | 0 | 62523.6835 | 28609.1102 | 27086.8081 | 25550.3099 | 0 | 143769.9117 | PTHP 12000 | 2022 | 0 | 0 | 0 | 91132.7937 | 27086.8081 | 25550.3099 | 0 | 143769.9117 | PTHP 12000 | 2022 | 0 | 0 | 0 | 0 | 118219.6018 | 25550.3099 | 0 | 143769.9117 | PTHP 12000 | 2022 | 0 | 0 | 0 | 0 | 0 | 143769.9117 | 0 | 143769.9117 | PTHP 12000 | 2022 | 0 | 0 | 0 | 0 | 0 | 0 | 143769.9117 | 143769.9117 |  |  | 2022PTHP Standard Size - 12,000 Btu/h | PTHP Standard Size - 12,000 Btu/h | PTHP 12000 | 2022 | 0 | 300509.3307 | 272395.0866 | 262145.2337 | 248196.3816 | 234117.4511 | 0 | 1317363.4837 |  | 2022PTHP Standard Size - 12,000 Btu/h | PTHP Standard Size - 12,000 Btu/h | PTHP 12000 | 2022 |  | 89440.3847 | 81072.7617 | 664536.5046 | 248196.3816 | 234117.4511 | 0 | 1317363.4837 | 0 |  | 1317363.4837 | OK |  | 2022PTHP Standard Size - 12,000 Btu/h | PTHP Standard Size - 12,000 Btu/h | 2022 | 0 | 89440.3847 | 81072.7617 | 664536.5046 | 248196.3816 | 234117.4511 | 0 | 1317363.4837 | OK | 2022PTHP Standard Size - 12,000 Btu/h | PTHP Standard Size - 12,000 Btu/h | 2022 | 0% | 6.789% | 6.154% | 50.44% | 18.84% | 17.77% | 0% | 100% | OK
[46 empty] | PTHP 12000 | 2023 | 33624.033 | 30478.3261 | 29331.4686 | 27770.7295 | 26195.4359 | 0 | 147399.9931 | PTHP 12000 | 2023 | 0 | 0 | 64102.3591 | 29331.4686 | 27770.7295 | 26195.4359 | 0 | 147399.9931 | PTHP 12000 | 2023 | 0 | 0 | 0 | 93433.8277 | 27770.7295 | 26195.4359 | 0 | 147399.9931 | PTHP 12000 | 2023 | 0 | 0 | 0 | 0 | 121204.5572 | 26195.4359 | 0 | 147399.9931 | PTHP 12000 | 2023 | 0 | 0 | 0 | 0 | 0 | 147399.9931 | 0 | 147399.9931 | PTHP 12000 | 2023 | 0 | 0 | 0 | 0 | 0 | 0 | 147399.9931 | 147399.9931 |  |  | 2023PTHP Standard Size - 12,000 Btu/h | PTHP Standard Size - 12,000 Btu/h | PTHP 12000 | 2023 | 0 | 304901.6697 | 276376.4989 | 265976.831 | 251824.098 | 237539.3855 | 0 | 1336618.483 |  | 2023PTHP Standard Size - 12,000 Btu/h | PTHP Standard Size - 12,000 Btu/h | PTHP 12000 | 2023 |  | 72875.6763 | 66057.7697 | 708321.5536 | 251824.098 | 237539.3855 | 0 | 1336618.483 | 0 |  | 1336618.483 | OK | THROUGH 2012 we are in-line with non-standards shipments (POINT OF STANDARDS IMPACT) | 2023PTHP Standard Size - 12,000 Btu/h | PTHP Standard Size - 12,000 Btu/h | 2023 | 0 | 72875.6763 | 66057.7697 | 708321.5536 | 251824.098 | 237539.3855 | 0 | 1336618.483 | OK | 2023PTHP Standard Size - 12,000 Btu/h | PTHP Standard Size - 12,000 Btu/h | 2023 | 0% | 5.452% | 4.942% | 52.99% | 18.84% | 17.77% | 0% | 100% | OK
[46 empty] | PTHP 12000 | 2024 | 34470.0131 | 31245.1603 | 30069.4478 | 28469.4405 | 26854.5126 | 0 | 151108.5742 | PTHP 12000 | 2024 | 0 | 0 | 65715.1733 | 30069.4478 | 28469.4405 | 26854.5126 | 0 | 151108.5742 | PTHP 12000 | 2024 | 0 | 0 | 0 | 95784.6211 | 28469.4405 | 26854.5126 | 0 | 151108.5742 | PTHP 12000 | 2024 | 0 | 0 | 0 | 0 | 124254.0616 | 26854.5126 | 0 | 151108.5742 | PTHP 12000 | 2024 | 0 | 0 | 0 | 0 | 0 | 151108.5742 | 0 | 151108.5742 | PTHP 12000 | 2024 | 0 | 0 | 0 | 0 | 0 | 0 | 151108.5742 | 151108.5742 |  |  | 2024PTHP Standard Size - 12,000 Btu/h | PTHP Standard Size - 12,000 Btu/h | PTHP 12000 | 2024 | 0 | 309512.1494 | 280555.6438 | 269998.7203 | 255631.981 | 241131.2665 | 0 | 1356829.761 |  | 2024PTHP Standard Size - 12,000 Btu/h | PTHP Standard Size - 12,000 Btu/h | PTHP 12000 | 2024 |  | 56492.4313 | 51207.2643 | 752366.8179 | 255631.981 | 241131.2665 | 0 | 1356829.761 | 0 |  | 1356829.761 | OK |  | 2024PTHP Standard Size - 12,000 Btu/h | PTHP Standard Size - 12,000 Btu/h | 2024 | 0 | 56492.4313 | 51207.2643 | 752366.8179 | 255631.981 | 241131.2665 | 0 | 1356829.761 | OK | 2024PTHP Standard Size - 12,000 Btu/h | PTHP Standard Size - 12,000 Btu/h | 2024 | 0% | 4.164% | 3.774% | 55.45% | 18.84% | 17.77% | 0% | 100% | OK
[46 empty] | PTHP 12000 | 2025 | 35301.1081 | 31998.502 | 30794.4423 | 29155.8578 | 27501.9928 | 0 | 154751.903 | PTHP 12000 | 2025 | 0 | 0 | 67299.6101 | 30794.4423 | 29155.8578 | 27501.9928 | 0 | 154751.903 | PTHP 12000 | 2025 | 0 | 0 | 0 | 98094.0524 | 29155.8578 | 27501.9928 | 0 | 154751.903 | PTHP 12000 | 2025 | 0 | 0 | 0 | 0 | 127249.9102 | 27501.9928 | 0 | 154751.903 | PTHP 12000 | 2025 | 0 | 0 | 0 | 0 | 0 | 154751.903 | 0 | 154751.903 | PTHP 12000 | 2025 | 0 | 0 | 0 | 0 | 0 | 0 | 154751.903 | 154751.903 |  |  | 2025PTHP Standard Size - 12,000 Btu/h | PTHP Standard Size - 12,000 Btu/h | PTHP 12000 | 2025 | 0 | 314336.07 | 284928.261 | 274206.802 | 259616.149 | 244889.4327 | 0 | 1377976.7148 |  | 2025PTHP Standard Size - 12,000 Btu/h | PTHP Standard Size - 12,000 Btu/h | PTHP 12000 | 2025 |  | 40287.2535 | 36518.167 | 796665.7126 | 259616.149 | 244889.4327 | 0 | 1377976.7148 | 0 |  | 1377976.7148 | OK |  | 2025PTHP Standard Size - 12,000 Btu/h | PTHP Standard Size - 12,000 Btu/h | 2025 | 0 | 40287.2535 | 36518.167 | 796665.7126 | 259616.149 | 244889.4327 | 0 | 1377976.7148 | OK | 2025PTHP Standard Size - 12,000 Btu/h | PTHP Standard Size - 12,000 Btu/h | 2025 | 0% | 2.924% | 2.65% | 57.81% | 18.84% | 17.77% | 0% | 100% | OK
[46 empty] | PTHP 12000 | 2026 | 36097.0631 | 32719.9911 | 31488.7828 | 29813.2522 | 28122.0965 | 0 | 158241.1858 | PTHP 12000 | 2026 | 0 | 0 | 68817.0543 | 31488.7828 | 29813.2522 | 28122.0965 | 0 | 158241.1858 | PTHP 12000 | 2026 | 0 | 0 | 0 | 100305.8371 | 29813.2522 | 28122.0965 | 0 | 158241.1858 | PTHP 12000 | 2026 | 0 | 0 | 0 | 0 | 130119.0893 | 28122.0965 | 0 | 158241.1858 | PTHP 12000 | 2026 | 0 | 0 | 0 | 0 | 0 | 158241.1858 | 0 | 158241.1858 | PTHP 12000 | 2026 | 0 | 0 | 0 | 0 | 0 | 0 | 158241.1858 | 158241.1858 |  |  | 2026PTHP Standard Size - 12,000 Btu/h | PTHP Standard Size - 12,000 Btu/h | PTHP 12000 | 2026 | 0 | 319354.3256 | 289477.0321 | 278584.4091 | 263760.8219 | 248798.9991 | 0 | 1399975.5878 |  | 2026PTHP Standard Size - 12,000 Btu/h | PTHP Standard Size - 12,000 Btu/h | PTHP 12000 | 2026 |  | 24256.9388 | 21987.5733 | 841171.2546 | 263760.8219 | 248798.9991 | 0 | 1399975.5878 | 0 |  | 1399975.5878 | OK |  | 2026PTHP Standard Size - 12,000 Btu/h | PTHP Standard Size - 12,000 Btu/h | 2026 | 0 | 24256.9388 | 21987.5733 | 841171.2546 | 263760.8219 | 248798.9991 | 0 | 1399975.5878 | OK | 2026PTHP Standard Size - 12,000 Btu/h | PTHP Standard Size - 12,000 Btu/h | 2026 | 0% | 1.733% | 1.571% | 60.08% | 18.84% | 17.77% | 0% | 100% | OK
[46 empty] | PTHP 12000 | 2027 | 36828.7255 | 33383.2026 | 32127.0386 | 30417.5461 | 28692.1119 | 0 | 161448.6246 | PTHP 12000 | 2027 | 0 | 0 | 70211.9281 | 32127.0386 | 30417.5461 | 28692.1119 | 0 | 161448.6246 | PTHP 12000 | 2027 | 0 | 0 | 0 | 102338.9667 | 30417.5461 | 28692.1119 | 0 | 161448.6246 | PTHP 12000 | 2027 | 0 | 0 | 0 | 0 | 132756.5127 | 28692.1119 | 0 | 161448.6246 | PTHP 12000 | 2027 | 0 | 0 | 0 | 0 | 0 | 161448.6246 | 0 | 161448.6246 | PTHP 12000 | 2027 | 0 | 0 | 0 | 0 | 0 | 0 | 161448.6246 | 161448.6246 |  |  | 2027PTHP Standard Size - 12,000 Btu/h | PTHP Standard Size - 12,000 Btu/h | PTHP 12000 | 2027 | 0 | 324530.7579 | 294169.1817 | 283099.9995 | 268036.136 | 252831.7962 | 0 | 1422667.8713 |  | 2027PTHP Standard Size - 12,000 Btu/h | PTHP Standard Size - 12,000 Btu/h | PTHP 12000 | 2027 |  | 8398.4574 | 7612.7371 | 885788.7447 | 268036.136 | 252831.7962 | 0 | 1422667.8713 | 0 |  | 1422667.8713 | OK |  | 2027PTHP Standard Size - 12,000 Btu/h | PTHP Standard Size - 12,000 Btu/h | 2027 | 0 | 8398.4574 | 7612.7371 | 885788.7447 | 268036.136 | 252831.7962 | 0 | 1422667.8713 | OK | 2027PTHP Standard Size - 12,000 Btu/h | PTHP Standard Size - 12,000 Btu/h | 2027 | 0% | 0.5903% | 0.5351% | 62.26% | 18.84% | 17.77% | 0% | 100% | OK
[46 empty] | PTHP 12000 | 2028 | 37501.0586 | 33992.6354 | 32713.5392 | 30972.8388 | 29215.9057 | 0 | 164395.9778 | PTHP 12000 | 2028 | 0 | 0 | 71493.694 | 32713.5392 | 30972.8388 | 29215.9057 | 0 | 164395.9778 | PTHP 12000 | 2028 | 0 | 0 | 0 | 104207.2333 | 30972.8388 | 29215.9057 | 0 | 164395.9778 | PTHP 12000 | 2028 | 0 | 0 | 0 | 0 | 135180.0721 | 29215.9057 | 0 | 164395.9778 | PTHP 12000 | 2028 | 0 | 0 | 0 | 0 | 0 | 164395.9778 | 0 | 164395.9778 | PTHP 12000 | 2028 | 0 | 0 | 0 | 0 | 0 | 0 | 164395.9778 | 164395.9778 |  |  | 2028PTHP Standard Size - 12,000 Btu/h | PTHP Standard Size - 12,000 Btu/h | PTHP 12000 | 2028 | 0 | 329829.3819 | 298972.0913 | 287722.1822 | 272412.3705 | 256959.7889 | 0 | 1445895.8148 |  | 2028PTHP Standard Size - 12,000 Btu/h | PTHP Standard Size - 12,000 Btu/h | PTHP 12000 | 2028 |  | -7291.0621 | -6608.9445 | 930423.662 | 272412.3705 | 256959.7889 | 0 | 1445895.8148 | 0 |  | 1445895.8148 | OK |  | 2028PTHP Standard Size - 12,000 Btu/h | PTHP Standard Size - 12,000 Btu/h | 2028 | 0 | -7291.0621 | -6608.9445 | 930423.662 | 272412.3705 | 256959.7889 | 0 | 1445895.8148 | OK | 2028PTHP Standard Size - 12,000 Btu/h | PTHP Standard Size - 12,000 Btu/h | 2028 | 0% | -0.5043% | -0.4571% | 64.35% | 18.84% | 17.77% | 0% | 100% | OK
[46 empty] | PTHP 12000 | 2029 | 38121.5497 | 34555.0763 | 33254.8162 | 31485.3142 | 29699.3109 | 0 | 167116.0673 | PTHP 12000 | 2029 | 0 | 0 | 72676.626 | 33254.8162 | 31485.3142 | 29699.3109 | 0 | 167116.0673 | PTHP 12000 | 2029 | 0 | 0 | 0 | 105931.4422 | 31485.3142 | 29699.3109 | 0 | 167116.0673 | PTHP 12000 | 2029 | 0 | 0 | 0 | 0 | 137416.7564 | 29699.3109 | 0 | 167116.0673 | PTHP 12000 | 2029 | 0 | 0 | 0 | 0 | 0 | 167116.0673 | 0 | 167116.0673 | PTHP 12000 | 2029 | 0 | 0 | 0 | 0 | 0 | 0 | 167116.0673 | 167116.0673 |  |  | 2029PTHP Standard Size - 12,000 Btu/h | PTHP Standard Size - 12,000 Btu/h | PTHP 12000 | 2029 | 0 | 335209.4435 | 303848.8195 | 292415.4059 | 276855.8659 | 261151.2272 | 0 | 1469480.762 |  | 2029PTHP Standard Size - 12,000 Btu/h | PTHP Standard Size - 12,000 Btu/h | PTHP 12000 | 2029 |  | 0 | 0 | 974967.9595 | 276855.8659 | 261151.2272 | 0 | 1512975.0526 | 43494.2906 |  | 1469480.762 | OK |  | 2029PTHP Standard Size - 12,000 Btu/h | PTHP Standard Size - 12,000 Btu/h | 2029 | 0 | 0 | 0 | 946940.0422 | 268896.9445 | 253643.7754 | 0 | 1469480.762 | OK | 2029PTHP Standard Size - 12,000 Btu/h | PTHP Standard Size - 12,000 Btu/h | 2029 | 0% | 0% | 0% | 64.44% | 18.3% | 17.26% | 0% | 100% | OK
[46 empty] | PTHP 12000 | 2030 | 38732.7471 | 35109.0929 | 33787.986 | 31990.1138 | 30175.4758 | 0 | 169795.4155 | PTHP 12000 | 2030 | 0 | 0 | 73841.84 | 33787.986 | 31990.1138 | 30175.4758 | 0 | 169795.4155 | PTHP 12000 | 2030 | 0 | 0 | 0 | 107629.826 | 31990.1138 | 30175.4758 | 0 | 169795.4155 | PTHP 12000 | 2030 | 0 | 0 | 0 | 0 | 139619.9397 | 30175.4758 | 0 | 169795.4155 | PTHP 12000 | 2030 | 0 | 0 | 0 | 0 | 0 | 169795.4155 | 0 | 169795.4155 | PTHP 12000 | 2030 | 0 | 0 | 0 | 0 | 0 | 0 | 169795.4155 | 169795.4155 |  |  | 2030PTHP Standard Size - 12,000 Btu/h | PTHP Standard Size - 12,000 Btu/h | PTHP 12000 | 2030 | 0 | 340636.2534 | 308767.9226 | 297149.4098 | 281337.9715 | 265379.0856 | 0 | 1493270.6429 |  | 2030PTHP Standard Size - 12,000 Btu/h | PTHP Standard Size - 12,000 Btu/h | PTHP 12000 | 2030 |  | 0 | 0 | 1019330.1929 | 281337.9715 | 265379.0856 | 0 | 1566047.2501 | 72776.6071 |  | 1493270.6429 | OK |  | 2030PTHP Standard Size - 12,000 Btu/h | PTHP Standard Size - 12,000 Btu/h | 2030 | 0 | 0 | 0 | 971960.3623 | 268263.7664 | 253046.5143 | 0 | 1493270.6429 | OK | 2030PTHP Standard Size - 12,000 Btu/h | PTHP Standard Size - 12,000 Btu/h | 2030 | 0% | 0% | 0% | 65.09% | 17.96% | 16.95% | 0% | 100% | OK
[46 empty] | PTHP 12000 | 2031 | 39603.4315 | 35898.3202 | 34547.5157 | 32709.2286 | 30853.7989 | 0 | 173612.2949 | PTHP 12000 | 2031 | 0 | 0 | 75501.7517 | 34547.5157 | 32709.2286 | 30853.7989 | 0 | 173612.2949 | PTHP 12000 | 2031 | 0 | 0 | 0 | 110049.2674 | 32709.2286 | 30853.7989 | 0 | 173612.2949 | PTHP 12000 | 2031 | 0 | 0 | 0 | 0 | 142758.496 | 30853.7989 | 0 | 173612.2949 | PTHP 12000 | 2031 | 0 | 0 | 0 | 0 | 0 | 173612.2949 | 0 | 173612.2949 | PTHP 12000 | 2031 | 0 | 0 | 0 | 0 | 0 | 0 | 173612.2949 | 173612.2949 |  |  | 2031PTHP Standard Size - 12,000 Btu/h | PTHP Standard Size - 12,000 Btu/h | PTHP 12000 | 2031 | 0 | 346095.4786 | 313716.4083 | 301911.6908 | 285846.8497 | 269632.1978 | 0 | 1517202.6251 |  | 2031PTHP Standard Size - 12,000 Btu/h | PTHP Standard Size - 12,000 Btu/h | PTHP 12000 | 2031 |  | 0 | 0 | 1063475.2561 | 285846.8497 | 269632.1978 | 0 | 1618954.3035 | 101751.6784 |  | 1517202.6251 | OK | Note: First inequality in stock formula set to "strictly less than" for 2013 only so that stock builds from zero, if necessary, when first sales are in 2012. 5/30/2008 MJS | 2031PTHP Standard Size - 12,000 Btu/h | PTHP Standard Size - 12,000 Btu/h | 2031 | 0 | 0 | 0 | 996635.5732 | 267881.3045 | 252685.7475 | 0 | 1517202.6251 | OK | 2031PTHP Standard Size - 12,000 Btu/h | PTHP Standard Size - 12,000 Btu/h | 2031 | 0% | 0% | 0% | 65.69% | 17.66% | 16.65% | 0% | 100% | OK
[46 empty] | PTHP 12000 | 2032 | 40488.857 | 36700.9093 | 35319.9045 | 33440.5184 | 31543.6062 | 0 | 177493.7955 | PTHP 12000 | 2032 | 0 | 0 | 77189.7663 | 35319.9045 | 33440.5184 | 31543.6062 | 0 | 177493.7955 | PTHP 12000 | 2032 | 0 | 0 | 0 | 112509.6709 | 33440.5184 | 31543.6062 | 0 | 177493.7955 | PTHP 12000 | 2032 | 0 | 0 | 0 | 0 | 145950.1892 | 31543.6062 | 0 | 177493.7955 | PTHP 12000 | 2032 | 0 | 0 | 0 | 0 | 0 | 177493.7955 | 0 | 177493.7955 | PTHP 12000 | 2032 | 0 | 0 | 0 | 0 | 0 | 0 | 177493.7955 | 177493.7955 |  |  | 2032PTHP Standard Size - 12,000 Btu/h | PTHP Standard Size - 12,000 Btu/h | PTHP 12000 | 2032 | 0 | 351710.1005 | 318805.7524 | 306809.5299 | 290484.0728 | 274006.3747 | 0 | 1541815.8304 |  | 2032PTHP Standard Size - 12,000 Btu/h | PTHP Standard Size - 12,000 Btu/h | PTHP 12000 | 2032 |  | 0 | 0 | 1107749.4019 | 290484.0728 | 274006.3747 | 0 | 1672239.8494 | 130424.019 |  | 1541815.8304 | OK |  | 2032PTHP Standard Size - 12,000 Btu/h | PTHP Standard Size - 12,000 Btu/h | 2032 | 0 | 0 | 0 | 1021352.0295 | 267828.172 | 252635.6289 | 0 | 1541815.8304 | OK | 2032PTHP Standard Size - 12,000 Btu/h | PTHP Standard Size - 12,000 Btu/h | 2032 | 0% | 0% | 0% | 66.24% | 17.37% | 16.39% | 0% | 100% | OK
[46 empty] | PTHP 12000 | 2033 | 41388.3545 | 37516.2541 | 36104.569 | 34183.4306 | 32244.3767 | 0 | 181436.985 | PTHP 12000 | 2033 | 0 | 0 | 78904.6087 | 36104.569 | 34183.4306 | 32244.3767 | 0 | 181436.985 | PTHP 12000 | 2033 | 0 | 0 | 0 | 115009.1777 | 34183.4306 | 32244.3767 | 0 | 181436.985 | PTHP 12000 | 2033 | 0 | 0 | 0 | 0 | 149192.6083 | 32244.3767 | 0 | 181436.985 | PTHP 12000 | 2033 | 0 | 0 | 0 | 0 | 0 | 181436.985 | 0 | 181436.985 | PTHP 12000 | 2033 | 0 | 0 | 0 | 0 | 0 | 0 | 181436.985 | 181436.985 |  |  | 2033PTHP Standard Size - 12,000 Btu/h | PTHP Standard Size - 12,000 Btu/h | PTHP 12000 | 2033 | 0 | 357481.5873 | 324037.286 | 311844.2081 | 295250.8538 | 278502.7601 | 0 | 1567116.6954 |  | 2033PTHP Standard Size - 12,000 Btu/h | PTHP Standard Size - 12,000 Btu/h | PTHP 12000 | 2033 |  | 0 | 0 | 1152161.0358 | 295250.8538 | 278502.7601 | 0 | 1725914.6497 | 158797.9544 |  | 1567116.6954 | OK |  | 2033PTHP Standard Size - 12,000 Btu/h | PTHP Standard Size - 12,000 Btu/h | 2033 | 0 | 0 | 0 | 1046153.0037 | 268085.4134 | 252878.2783 | 0 | 1567116.6954 | OK | 2033PTHP Standard Size - 12,000 Btu/h | PTHP Standard Size - 12,000 Btu/h | 2033 | 0% | 0% | 0% | 66.76% | 17.11% | 16.14% | 0% | 100% | OK
[46 empty] | PTHP 12000 | 2034 | 42305.2896 | 38347.4051 | 36904.4449 | 34940.7447 | 32958.7323 | 0 | 185456.6166 | PTHP 12000 | 2034 | 0 | 0 | 80652.6947 | 36904.4449 | 34940.7447 | 32958.7323 | 0 | 185456.6166 | PTHP 12000 | 2034 | 0 | 0 | 0 | 117557.1396 | 34940.7447 | 32958.7323 | 0 | 185456.6166 | PTHP 12000 | 2034 | 0 | 0 | 0 | 0 | 152497.8843 | 32958.7323 | 0 | 185456.6166 | PTHP 12000 | 2034 | 0 | 0 | 0 | 0 | 0 | 185456.6166 | 0 | 185456.6166 | PTHP 12000 | 2034 | 0 | 0 | 0 | 0 | 0 | 0 | 185456.6166 | 185456.6166 |  |  | 2034PTHP Standard Size - 12,000 Btu/h | PTHP Standard Size - 12,000 Btu/h | PTHP 12000 | 2034 | 0 | 363411.5284 | 329412.4496 | 317017.1116 | 300148.5051 | 283122.5923 | 0 | 1593112.187 |  | 2034PTHP Standard Size - 12,000 Btu/h | PTHP Standard Size - 12,000 Btu/h | PTHP 12000 | 2034 |  | 0 | 0 | 1196718.7262 | 300148.5051 | 283122.5923 | 0 | 1779989.8236 | 186877.6366 |  | 1593112.187 | OK |  | 2034PTHP Standard Size - 12,000 Btu/h | PTHP Standard Size - 12,000 Btu/h | 2034 | 0 | 0 | 0 | 1071077.5769 | 268636.5029 | 253398.1073 | 0 | 1593112.187 | OK | 2034PTHP Standard Size - 12,000 Btu/h | PTHP Standard Size - 12,000 Btu/h | 2034 | 0% | 0% | 0% | 67.23% | 16.86% | 15.91% | 0% | 100% | OK
[46 empty] | PTHP 12000 | 2035 | 43239.8258 | 39194.5104 | 37719.6748 | 35712.5959 | 33686.8003 | 0 | 189553.4072 | PTHP 12000 | 2035 | 0 | 0 | 82434.3362 | 37719.6748 | 35712.5959 | 33686.8003 | 0 | 189553.4072 | PTHP 12000 | 2035 | 0 | 0 | 0 | 120154.011 | 35712.5959 | 33686.8003 | 0 | 189553.4072 | PTHP 12000 | 2035 | 0 | 0 | 0 | 0 | 155866.607 | 33686.8003 | 0 | 189553.4072 | PTHP 12000 | 2035 | 0 | 0 | 0 | 0 | 0 | 189553.4072 | 0 | 189553.4072 | PTHP 12000 | 2035 | 0 | 0 | 0 | 0 | 0 | 0 | 189553.4072 | 189553.4072 |  |  | 2035PTHP Standard Size - 12,000 Btu/h | PTHP Standard Size - 12,000 Btu/h | PTHP 12000 | 2035 | 0 | 369501.6269 | 334932.7871 | 322329.7264 | 305178.4335 | 287867.1983 | 0 | 1619809.7722 |  | 2035PTHP Standard Size - 12,000 Btu/h | PTHP Standard Size - 12,000 Btu/h | PTHP 12000 | 2035 |  | 0 | 0 | 1241431.2001 | 305178.4335 | 287867.1983 | 0 | 1834476.8318 | 214667.0597 |  | 1619809.7722 | OK |  | 2035PTHP Standard Size - 12,000 Btu/h | PTHP Standard Size - 12,000 Btu/h | 2035 | 0 | 0 | 0 | 1096161.2349 | 269467.022 | 254181.5153 | 0 | 1619809.7722 | OK | 2035PTHP Standard Size - 12,000 Btu/h | PTHP Standard Size - 12,000 Btu/h | 2035 | 0% | 0% | 0% | 67.67% | 16.64% | 15.69% | 0% | 100% | OK
[46 empty] | PTHP 12000 | 2036 | 44190.9071 | 40056.613 | 38549.3377 | 36498.1121 | 34427.7581 | 0 | 193722.7281 | PTHP 12000 | 2036 | 0 | 0 | 84247.5202 | 38549.3377 | 36498.1121 | 34427.7581 | 0 | 193722.7281 | PTHP 12000 | 2036 | 0 | 0 | 0 | 122796.8579 | 36498.1121 | 34427.7581 | 0 | 193722.7281 | PTHP 12000 | 2036 | 0 | 0 | 0 | 0 | 159294.97 | 34427.7581 | 0 | 193722.7281 | PTHP 12000 | 2036 | 0 | 0 | 0 | 0 | 0 | 193722.7281 | 0 | 193722.7281 | PTHP 12000 | 2036 | 0 | 0 | 0 | 0 | 0 | 0 | 193722.7281 | 193722.7281 |  |  | 2036PTHP Standard Size - 12,000 Btu/h | PTHP Standard Size - 12,000 Btu/h | PTHP 12000 | 2036 | 0 | 375753.6944 | 340599.9404 | 327783.6326 | 310342.1351 | 292737.9891 | 0 | 1647217.3917 |  | 2036PTHP Standard Size - 12,000 Btu/h | PTHP Standard Size - 12,000 Btu/h | PTHP 12000 | 2036 |  | 0 | 0 | 1286307.3398 | 310342.1351 | 292737.9891 | 0 | 1889387.4641 | 242170.0724 |  | 1647217.3917 | OK |  | 2036PTHP Standard Size - 12,000 Btu/h | PTHP Standard Size - 12,000 Btu/h | 2036 | 0 | 0 | 0 | 1121436.371 | 270564.3877 | 255216.6329 | 0 | 1647217.3917 | OK | 2036PTHP Standard Size - 12,000 Btu/h | PTHP Standard Size - 12,000 Btu/h | 2036 | 0% | 0% | 0% | 68.08% | 16.43% | 15.49% | 0% | 100% | OK
[46 empty] | PTHP 12000 | 2037 | 45161.0981 | 40936.0375 | 39395.6706 | 37299.4113 | 35183.6036 | 0 | 197975.8212 | PTHP 12000 | 2037 | 0 | 0 | 86097.1356 | 39395.6706 | 37299.4113 | 35183.6036 | 0 | 197975.8212 | PTHP 12000 | 2037 | 0 | 0 | 0 | 125492.8062 | 37299.4113 | 35183.6036 | 0 | 197975.8212 | PTHP 12000 | 2037 | 0 | 0 | 0 | 0 | 162792.2176 | 35183.6036 | 0 | 197975.8212 | PTHP 12000 | 2037 | 0 | 0 | 0 | 0 | 0 | 197975.8212 | 0 | 197975.8212 | PTHP 12000 | 2037 | 0 | 0 | 0 | 0 | 0 | 0 | 197975.8212 | 197975.8212 |  |  | 2037PTHP Standard Size - 12,000 Btu/h | PTHP Standard Size - 12,000 Btu/h | PTHP 12000 | 2037 | 0 | 382169.645 | 346415.6448 | 333380.5 | 315641.191 | 297736.4562 | 0 | 1675343.4369 |  | 2037PTHP Standard Size - 12,000 Btu/h | PTHP Standard Size - 12,000 Btu/h | PTHP 12000 | 2037 |  | 0 | 0 | 1331356.1802 | 315641.191 | 297736.4562 | 0 | 1944733.8274 | 269390.3905 |  | 1675343.4369 | OK |  | 2037PTHP Standard Size - 12,000 Btu/h | PTHP Standard Size - 12,000 Btu/h | 2037 | 0 | 0 | 0 | 1146932.7099 | 271917.622 | 256493.105 | 0 | 1675343.4369 | OK | 2037PTHP Standard Size - 12,000 Btu/h | PTHP Standard Size - 12,000 Btu/h | 2037 | 0% | 0% | 0% | 68.46% | 16.23% | 15.31% | 0% | 100% | OK
[46 empty] | PTHP 12000 | 2038 | 46150.99 | 41833.3198 | 40259.1894 | 38116.9819 | 35954.7976 | 0 | 202315.2787 | PTHP 12000 | 2038 | 0 | 0 | 87984.3098 | 40259.1894 | 38116.9819 | 35954.7976 | 0 | 202315.2787 | PTHP 12000 | 2038 | 0 | 0 | 0 | 128243.4992 | 38116.9819 | 35954.7976 | 0 | 202315.2787 | PTHP 12000 | 2038 | 0 | 0 | 0 | 0 | 166360.4812 | 35954.7976 | 0 | 202315.2787 | PTHP 12000 | 2038 | 0 | 0 | 0 | 0 | 0 | 202315.2787 | 0 | 202315.2787 | PTHP 12000 | 2038 | 0 | 0 | 0 | 0 | 0 | 0 | 202315.2787 | 202315.2787 |  |  | 2038PTHP Standard Size - 12,000 Btu/h | PTHP Standard Size - 12,000 Btu/h | PTHP 12000 | 2038 | 0 | 388751.491 | 352381.7241 | 339122.0839 | 321077.263 | 302864.1672 | 0 | 1704196.7292 |  | 2038PTHP Standard Size - 12,000 Btu/h | PTHP Standard Size - 12,000 Btu/h | PTHP 12000 | 2038 |  | 0 | 0 | 1376586.9063 | 321077.263 | 302864.1672 | 0 | 2000528.3365 | 296331.6073 |  | 1704196.7292 | OK |  | 2038PTHP Standard Size - 12,000 Btu/h | PTHP Standard Size - 12,000 Btu/h | 2038 | 0 | 0 | 0 | 1172677.6674 | 273517.1561 | 258001.9057 | 0 | 1704196.7292 | OK | 2038PTHP Standard Size - 12,000 Btu/h | PTHP Standard Size - 12,000 Btu/h | 2038 | 0% | 0% | 0% | 68.81% | 16.05% | 15.14% | 0% | 100% | OK
[46 empty] | PTHP 12000 | 2039 | 47161.5099 | 42749.3002 | 41140.7027 | 38951.5896 | 36742.0621 | 0 | 206745.1645 | PTHP 12000 | 2039 | 0 | 0 | 89910.8101 | 41140.7027 | 38951.5896 | 36742.0621 | 0 | 206745.1645 | PTHP 12000 | 2039 | 0 | 0 | 0 | 131051.5128 | 38951.5896 | 36742.0621 | 0 | 206745.1645 | PTHP 12000 | 2039 | 0 | 0 | 0 | 0 | 170003.1024 | 36742.0621 | 0 | 206745.1645 | PTHP 12000 | 2039 | 0 | 0 | 0 | 0 | 0 | 206745.1645 | 0 | 206745.1645 | PTHP 12000 | 2039 | 0 | 0 | 0 | 0 | 0 | 0 | 206745.1645 | 206745.1645 |  |  | 2039PTHP Standard Size - 12,000 Btu/h | PTHP Standard Size - 12,000 Btu/h | PTHP 12000 | 2039 | 0 | 395501.3386 | 358500.0876 | 345010.2218 | 326652.0907 | 308122.763 | 0 | 1733786.5016 |  | 2039PTHP Standard Size - 12,000 Btu/h | PTHP Standard Size - 12,000 Btu/h | PTHP 12000 | 2039 |  | 0 | 0 | 1422008.8516 | 326652.0907 | 308122.763 | 0 | 2056783.7053 | 322997.2037 |  | 1733786.5016 | OK |  | 2039PTHP Standard Size - 12,000 Btu/h | PTHP Standard Size - 12,000 Btu/h | 2039 | 0 | 0 | 0 | 1198696.6572 | 275354.6637 | 259735.1807 | 0 | 1733786.5016 | OK | 2039PTHP Standard Size - 12,000 Btu/h | PTHP Standard Size - 12,000 Btu/h | 2039 | 0% | 0% | 0% | 69.14% | 15.88% | 14.98% | 0% | 100% | OK
[46 empty] | PTHP 12000 | 2040 | 48192.2687 | 43683.626 | 42039.8712 | 39802.9129 | 37545.0942 | 0 | 211263.773 | PTHP 12000 | 2040 | 0 | 0 | 91875.8948 | 42039.8712 | 39802.9129 | 37545.0942 | 0 | 211263.773 | PTHP 12000 | 2040 | 0 | 0 | 0 | 133915.7659 | 39802.9129 | 37545.0942 | 0 | 211263.773 | PTHP 12000 | 2040 | 0 | 0 | 0 | 0 | 173718.6789 | 37545.0942 | 0 | 211263.773 | PTHP 12000 | 2040 | 0 | 0 | 0 | 0 | 0 | 211263.773 | 0 | 211263.773 | PTHP 12000 | 2040 | 0 | 0 | 0 | 0 | 0 | 0 | 211263.773 | 211263.773 |  |  | 2040PTHP Standard Size - 12,000 Btu/h | PTHP Standard Size - 12,000 Btu/h | PTHP 12000 | 2040 | 0 | 402421.3843 | 364772.7262 | 351046.8297 | 332367.4883 | 313513.9549 | 0 | 1764122.3833 |  | 2040PTHP Standard Size - 12,000 Btu/h | PTHP Standard Size - 12,000 Btu/h | PTHP 12000 | 2040 |  | 0 | 0 | 1467631.4969 | 332367.4883 | 313513.9549 | 0 | 2113512.9401 | 349390.5568 |  | 1764122.3833 | OK |  | 2040PTHP Standard Size - 12,000 Btu/h | PTHP Standard Size - 12,000 Btu/h | 2040 | 0 | 0 | 0 | 1225013.3534 | 277422.9173 | 261686.1127 | 0 | 1764122.3833 | OK | 2040PTHP Standard Size - 12,000 Btu/h | PTHP Standard Size - 12,000 Btu/h | 2040 | 0% | 0% | 0% | 69.44% | 15.73% | 14.83% | 0% | 100% | OK
[46 empty] | PTHP 12000 | 2041 | 49245.7261 | 44638.5268 | 42958.8404 | 40672.9834 | 38365.81 | 0 | 215881.8867 | PTHP 12000 | 2041 | 0 | 0 | 93884.2529 | 42958.8404 | 40672.9834 | 38365.81 | 0 | 215881.8867 | PTHP 12000 | 2041 | 0 | 0 | 0 | 136843.0933 | 40672.9834 | 38365.81 | 0 | 215881.8867 | PTHP 12000 | 2041 | 0 | 0 | 0 | 0 | 177516.0767 | 38365.81 | 0 | 215881.8867 | PTHP 12000 | 2041 | 0 | 0 | 0 | 0 | 0 | 215881.8867 | 0 | 215881.8867 | PTHP 12000 | 2041 | 0 | 0 | 0 | 0 | 0 | 0 | 215881.8867 | 215881.8867 |  |  | 2041PTHP Standard Size - 12,000 Btu/h | PTHP Standard Size - 12,000 Btu/h | PTHP 12000 | 2041 | 0 | 409513.9119 | 371201.7102 | 357233.8998 | 338225.3419 | 319039.522 | 0 | 1795214.3858 |  | 2041PTHP Standard Size - 12,000 Btu/h | PTHP Standard Size - 12,000 Btu/h | PTHP 12000 | 2041 |  | 0 | 0 | 1513464.4694 | 338225.3419 | 319039.522 | 0 | 2170729.3334 | 375514.9476 |  | 1795214.3858 | OK |  | 2041PTHP Standard Size - 12,000 Btu/h | PTHP Standard Size - 12,000 Btu/h | 2041 | 0 | 0 | 0 | 1251649.9161 | 279715.6652 | 263848.8045 | 0 | 1795214.3858 | OK | 2041PTHP Standard Size - 12,000 Btu/h | PTHP Standard Size - 12,000 Btu/h | 2041 | 0% | 0% | 0% | 69.72% | 15.58% | 14.7% | 0% | 100% | OK
[46 empty] | PTHP 12000 | 2042 | 50321.9881 | 45614.0988 | 43897.7029 | 41561.8887 | 39204.2921 | 0 | 220599.9705 | PTHP 12000 | 2042 | 0 | 0 | 95936.0868 | 43897.7029 | 41561.8887 | 39204.2921 | 0 | 220599.9705 | PTHP 12000 | 2042 | 0 | 0 | 0 | 139833.7897 | 41561.8887 | 39204.2921 | 0 | 220599.9705 | PTHP 12000 | 2042 | 0 | 0 | 0 | 0 | 181395.6784 | 39204.2921 | 0 | 220599.9705 | PTHP 12000 | 2042 | 0 | 0 | 0 | 0 | 0 | 220599.9705 | 0 | 220599.9705 | PTHP 12000 | 2042 | 0 | 0 | 0 | 0 | 0 | 0 | 220599.9705 | 220599.9705 |  |  | 2042PTHP Standard Size - 12,000 Btu/h | PTHP Standard Size - 12,000 Btu/h | PTHP 12000 | 2042 | 0 | 409513.9119 | 371201.7102 | 357233.8998 | 338225.3419 | 319039.522 | 0 | 1795214.3858 |  | 2042PTHP Standard Size - 12,000 Btu/h | PTHP Standard Size - 12,000 Btu/h | PTHP 12000 | 2042 |  | 0 | 0 | 1559517.5423 | 344227.6076 | 324701.3094 | 0 | 2228446.4594 | 433232.0735 |  | 1795214.3858 | OK |  | 2042PTHP Standard Size - 12,000 Btu/h | PTHP Standard Size - 12,000 Btu/h | 2042 | 0 | 0 | 0 | 1256331.8787 | 277306.3497 | 261576.1574 | 0 | 1795214.3858 | OK | 2042PTHP Standard Size - 12,000 Btu/h | PTHP Standard Size - 12,000 Btu/h | 2042 | 0% | 0% | 0% | 69.98% | 15.45% | 14.57% | 0% | 100% | OK
[46 empty] | PTHP 12000 | 2043 | 0 | 0 | 0 | 0 | 0 | 0 | 0 | PTHP 12000 | 2043 | 0 | 0 | 0 | 0 | 0 | 0 | 0 | 0 | PTHP 12000 | 2043 | 0 | 0 | 0 | 0 | 0 | 0 | 0 | 0 | PTHP 12000 | 2043 | 0 | 0 | 0 | 0 | 0 | 0 | 0 | 0 | PTHP 12000 | 2043 | 0 | 0 | 0 | 0 | 0 | 0 | 0 | 0 | PTHP 12000 | 2043 | 0 | 0 | 0 | 0 | 0 | 0 | 0 | 0 |  |  | 2043PTHP Standard Size - 12,000 Btu/h | PTHP Standard Size - 12,000 Btu/h | PTHP 12000 | 2043 | 0 | 376752.7989 | 341505.5734 | 328655.1878 | 311167.3146 | 293516.3603 | 0 | 1651597.235 |  | 2043PTHP Standard Size - 12,000 Btu/h | PTHP Standard Size - 12,000 Btu/h | PTHP 12000 | 2043 |  | 0 | 0 | 1605800.6347 | 350376.309 | 330501.226 | 0 | 2286678.1697 | 635080.9348 |  | 1651597.235 | OK |  | 2043PTHP Standard Size - 12,000 Btu/h | PTHP Standard Size - 12,000 Btu/h | 2043 | 0 | 0 | 0 | 1159820.3557 | 253066.0199 | 238710.8594 | 0 | 1651597.235 | OK | 2043PTHP Standard Size - 12,000 Btu/h | PTHP Standard Size - 12,000 Btu/h | 2043 | 0% | 0% | 0% | 70.22% | 15.32% | 14.45% | 0% | 100% | OK
[46 empty] | PTHP 12000 | 2044 | 0 | 0 | 0 | 0 | 0 | 0 | 0 | PTHP 12000 | 2044 | 0 | 0 | 0 | 0 | 0 | 0 | 0 | 0 | PTHP 12000 | 2044 | 0 | 0 | 0 | 0 | 0 | 0 | 0 | 0 | PTHP 12000 | 2044 | 0 | 0 | 0 | 0 | 0 | 0 | 0 | 0 | PTHP 12000 | 2044 | 0 | 0 | 0 | 0 | 0 | 0 | 0 | 0 | PTHP 12000 | 2044 | 0 | 0 | 0 | 0 | 0 | 0 | 0 | 0 |  |  | 2044PTHP Standard Size - 12,000 Btu/h | PTHP Standard Size - 12,000 Btu/h | PTHP 12000 | 2044 | 0 | 346612.575 | 314185.1275 | 302362.7728 | 286273.9294 | 270035.0515 | 0 | 1519469.4562 |  | 2044PTHP Standard Size - 12,000 Btu/h | PTHP Standard Size - 12,000 Btu/h | PTHP 12000 | 2044 |  | 0 | 0 | 0 | 0 | 0 | 0 | 0 | 0 |  | 0 | OK |  | 2044PTHP Standard Size - 12,000 Btu/h | PTHP Standard Size - 12,000 Btu/h | 2044 | 0 | 0 | 0 | 0 | 0 | 0 | 0 | 0 | OK | 2044PTHP Standard Size - 12,000 Btu/h | PTHP Standard Size - 12,000 Btu/h | 2044 | 0% | 0% | 0% | 0% | 0% | 0% | 0% | 0% | OK
[46 empty] | PTHP 12000 | 2045 | 0 | 0 | 0 | 0 | 0 | 0 | 0 | PTHP 12000 | 2045 | 0 | 0 | 0 | 0 | 0 | 0 | 0 | 0 | PTHP 12000 | 2045 | 0 | 0 | 0 | 0 | 0 | 0 | 0 | 0 | PTHP 12000 | 2045 | 0 | 0 | 0 | 0 | 0 | 0 | 0 | 0 | PTHP 12000 | 2045 | 0 | 0 | 0 | 0 | 0 | 0 | 0 | 0 | PTHP 12000 | 2045 | 0 | 0 | 0 | 0 | 0 | 0 | 0 | 0 |  |  | 2045PTHP Standard Size - 12,000 Btu/h | PTHP Standard Size - 12,000 Btu/h | PTHP 12000 | 2045 | 0 | 318883.569 | 289050.3173 | 278173.751 | 263372.0151 | 248432.2473 | 0 | 1397911.8997 |  | 2045PTHP Standard Size - 12,000 Btu/h | PTHP Standard Size - 12,000 Btu/h | PTHP 12000 | 2045 |  | 0 | 0 | 0 | 0 | 0 | 0 | 0 | 0 |  | 0 | OK |  | 2045PTHP Standard Size - 12,000 Btu/h | PTHP Standard Size - 12,000 Btu/h | 2045 | 0 | 0 | 0 | 0 | 0 | 0 | 0 | 0 | OK | 2045PTHP Standard Size - 12,000 Btu/h | PTHP Standard Size - 12,000 Btu/h | 2045 | 0% | 0% | 0% | 0% | 0% | 0% | 0% | 0% | OK
[46 empty] | PTHP 12000 | 2046 | 0 | 0 | 0 | 0 | 0 | 0 | 0 | PTHP 12000 | 2046 | 0 | 0 | 0 | 0 | 0 | 0 | 0 | 0 | PTHP 12000 | 2046 | 0 | 0 | 0 | 0 | 0 | 0 | 0 | 0 | PTHP 12000 | 2046 | 0 | 0 | 0 | 0 | 0 | 0 | 0 | 0 | PTHP 12000 | 2046 | 0 | 0 | 0 | 0 | 0 | 0 | 0 | 0 | PTHP 12000 | 2046 | 0 | 0 | 0 | 0 | 0 | 0 | 0 | 0 |  |  | 2046PTHP Standard Size - 12,000 Btu/h | PTHP Standard Size - 12,000 Btu/h | PTHP 12000 | 2046 | 0 | 293372.8835 | 265926.2919 | 255919.8509 | 242302.2539 | 228557.6676 | 0 | 1286078.9477 |  | 2046PTHP Standard Size - 12,000 Btu/h | PTHP Standard Size - 12,000 Btu/h | PTHP 12000 | 2046 |  | 0 | 0 | 0 | 0 | 0 | 0 | 0 | 0 |  | 0 | OK |  | 2046PTHP Standard Size - 12,000 Btu/h | PTHP Standard Size - 12,000 Btu/h | 2046 | 0 | 0 | 0 | 0 | 0 | 0 | 0 | 0 | OK | 2046PTHP Standard Size - 12,000 Btu/h | PTHP Standard Size - 12,000 Btu/h | 2046 | 0% | 0% | 0% | 0% | 0% | 0% | 0% | 0% | OK
[46 empty] | PTHP 12000 | 2047 | 0 | 0 | 0 | 0 | 0 | 0 | 0 | PTHP 12000 | 2047 | 0 | 0 | 0 | 0 | 0 | 0 | 0 | 0 | PTHP 12000 | 2047 | 0 | 0 | 0 | 0 | 0 | 0 | 0 | 0 | PTHP 12000 | 2047 | 0 | 0 | 0 | 0 | 0 | 0 | 0 | 0 | PTHP 12000 | 2047 | 0 | 0 | 0 | 0 | 0 | 0 | 0 | 0 | PTHP 12000 | 2047 | 0 | 0 | 0 | 0 | 0 | 0 | 0 | 0 |  |  | 2047PTHP Standard Size - 12,000 Btu/h | PTHP Standard Size - 12,000 Btu/h | PTHP 12000 | 2047 | 0 | 269903.0528 | 244652.1886 | 235446.2628 | 222918.0735 | 210273.0541 | 0 | 1183192.6319 |  | 2047PTHP Standard Size - 12,000 Btu/h | PTHP Standard Size - 12,000 Btu/h | PTHP 12000 | 2047 |  | 0 | 0 | 0 | 0 | 0 | 0 | 0 | 0 |  | 0 | OK |  | 2047PTHP Standard Size - 12,000 Btu/h | PTHP Standard Size - 12,000 Btu/h | 2047 | 0 | 0 | 0 | 0 | 0 | 0 | 0 | 0 | OK | 2047PTHP Standard Size - 12,000 Btu/h | PTHP Standard Size - 12,000 Btu/h | 2047 | 0% | 0% | 0% | 0% | 0% | 0% | 0% | 0% | OK
[46 empty] | PTHP 12000 | 2048 | 0 | 0 | 0 | 0 | 0 | 0 | 0 | PTHP 12000 | 2048 | 0 | 0 | 0 | 0 | 0 | 0 | 0 | 0 | PTHP 12000 | 2048 | 0 | 0 | 0 | 0 | 0 | 0 | 0 | 0 | PTHP 12000 | 2048 | 0 | 0 | 0 | 0 | 0 | 0 | 0 | 0 | PTHP 12000 | 2048 | 0 | 0 | 0 | 0 | 0 | 0 | 0 | 0 | PTHP 12000 | 2048 | 0 | 0 | 0 | 0 | 0 | 0 | 0 | 0 |  |  | 2048PTHP Standard Size - 12,000 Btu/h | PTHP Standard Size - 12,000 Btu/h | PTHP 12000 | 2048 | 0 | 248310.8086 | 225080.0135 | 216610.5618 | 205084.6277 | 193451.2098 | 0 | 1088537.2213 |  | 2048PTHP Standard Size - 12,000 Btu/h | PTHP Standard Size - 12,000 Btu/h | PTHP 12000 | 2048 |  | 0 | 0 | 0 | 0 | 0 | 0 | 0 | 0 |  | 0 | OK |  | 2048PTHP Standard Size - 12,000 Btu/h | PTHP Standard Size - 12,000 Btu/h | 2048 | 0 | 0 | 0 | 0 | 0 | 0 | 0 | 0 | OK | 2048PTHP Standard Size - 12,000 Btu/h | PTHP Standard Size - 12,000 Btu/h | 2048 | 0% | 0% | 0% | 0% | 0% | 0% | 0% | 0% | OK
[46 empty] | PTHP 12000 | 2049 | 0 | 0 | 0 | 0 | 0 | 0 | 0 | PTHP 12000 | 2049 | 0 | 0 | 0 | 0 | 0 | 0 | 0 | 0 | PTHP 12000 | 2049 | 0 | 0 | 0 | 0 | 0 | 0 | 0 | 0 | PTHP 12000 | 2049 | 0 | 0 | 0 | 0 | 0 | 0 | 0 | 0 | PTHP 12000 | 2049 | 0 | 0 | 0 | 0 | 0 | 0 | 0 | 0 | PTHP 12000 | 2049 | 0 | 0 | 0 | 0 | 0 | 0 | 0 | 0 |  |  | 2049PTHP Standard Size - 12,000 Btu/h | PTHP Standard Size - 12,000 Btu/h | PTHP 12000 | 2049 | 0 | 228445.9439 | 207073.6124 | 199281.7168 | 188677.8574 | 177975.113 | 0 | 1001454.2436 |  | 2049PTHP Standard Size - 12,000 Btu/h | PTHP Standard Size - 12,000 Btu/h | PTHP 12000 | 2049 |  | 0 | 0 | 0 | 0 | 0 | 0 | 0 | 0 |  | 0 | OK |  | 2049PTHP Standard Size - 12,000 Btu/h | PTHP Standard Size - 12,000 Btu/h | 2049 | 0 | 0 | 0 | 0 | 0 | 0 | 0 | 0 | OK | 2049PTHP Standard Size - 12,000 Btu/h | PTHP Standard Size - 12,000 Btu/h | 2049 | 0% | 0% | 0% | 0% | 0% | 0% | 0% | 0% | OK
[46 empty] | PTHP 12000 | 2050 | 0 | 0 | 0 | 0 | 0 | 0 | 0 | PTHP 12000 | 2050 | 0 | 0 | 0 | 0 | 0 | 0 | 0 | 0 | PTHP 12000 | 2050 | 0 | 0 | 0 | 0 | 0 | 0 | 0 | 0 | PTHP 12000 | 2050 | 0 | 0 | 0 | 0 | 0 | 0 | 0 | 0 | PTHP 12000 | 2050 | 0 | 0 | 0 | 0 | 0 | 0 | 0 | 0 | PTHP 12000 | 2050 | 0 | 0 | 0 | 0 | 0 | 0 | 0 | 0 |  |  | 2050PTHP Standard Size - 12,000 Btu/h | PTHP Standard Size - 12,000 Btu/h | PTHP 12000 | 2050 | 0 | 210170.2684 | 190507.7234 | 183339.1795 | 173583.6289 | 163737.104 | 0 | 921337.9041 |  | 2050PTHP Standard Size - 12,000 Btu/h | PTHP Standard Size - 12,000 Btu/h | PTHP 12000 | 2050 |  | 0 | 0 | 0 | 0 | 0 | 0 | 0 | 0 |  | 0 | OK |  | 2050PTHP Standard Size - 12,000 Btu/h | PTHP Standard Size - 12,000 Btu/h | 2050 | 0 | 0 | 0 | 0 | 0 | 0 | 0 | 0 | OK | 2050PTHP Standard Size - 12,000 Btu/h | PTHP Standard Size - 12,000 Btu/h | 2050 | 0% | 0% | 0% | 0% | 0% | 0% | 0% | 0% | OK
[46 empty] | PTHP 12000 | 2051 | 0 | 0 | 0 | 0 | 0 | 0 | 0 | PTHP 12000 | 2051 | 0 | 0 | 0 | 0 | 0 | 0 | 0 | 0 | PTHP 12000 | 2051 | 0 | 0 | 0 | 0 | 0 | 0 | 0 | 0 | PTHP 12000 | 2051 | 0 | 0 | 0 | 0 | 0 | 0 | 0 | 0 | PTHP 12000 | 2051 | 0 | 0 | 0 | 0 | 0 | 0 | 0 | 0 | PTHP 12000 | 2051 | 0 | 0 | 0 | 0 | 0 | 0 | 0 | 0 |  |  | 2051PTHP Standard Size - 12,000 Btu/h | PTHP Standard Size - 12,000 Btu/h | PTHP 12000 | 2051 | 0 | 193356.6469 | 175267.1055 | 168672.0451 | 159696.9385 | 150638.1357 | 0 | 847630.8718 |  | 2051PTHP Standard Size - 12,000 Btu/h | PTHP Standard Size - 12,000 Btu/h | PTHP 12000 | 2051 |  | 0 | 0 | 0 | 0 | 0 | 0 | 0 | 0 |  | 0 | OK |  | 2051PTHP Standard Size - 12,000 Btu/h | PTHP Standard Size - 12,000 Btu/h | 2051 | 0 | 0 | 0 | 0 | 0 | 0 | 0 | 0 | OK | 2051PTHP Standard Size - 12,000 Btu/h | PTHP Standard Size - 12,000 Btu/h | 2051 | 0% | 0% | 0% | 0% | 0% | 0% | 0% | 0% | OK
[46 empty] | PTHP 12000 | 2052 | 0 | 0 | 0 | 0 | 0 | 0 | 0 | PTHP 12000 | 2052 | 0 | 0 | 0 | 0 | 0 | 0 | 0 | 0 | PTHP 12000 | 2052 | 0 | 0 | 0 | 0 | 0 | 0 | 0 | 0 | PTHP 12000 | 2052 | 0 | 0 | 0 | 0 | 0 | 0 | 0 | 0 | PTHP 12000 | 2052 | 0 | 0 | 0 | 0 | 0 | 0 | 0 | 0 | PTHP 12000 | 2052 | 0 | 0 | 0 | 0 | 0 | 0 | 0 | 0 |  |  | 2052PTHP Standard Size - 12,000 Btu/h | PTHP Standard Size - 12,000 Btu/h | PTHP 12000 | 2052 | 0 | 177888.1152 | 161245.7371 | 155178.2815 | 146921.1835 | 138587.0848 | 0 | 779820.4021 |  | 2052PTHP Standard Size - 12,000 Btu/h | PTHP Standard Size - 12,000 Btu/h | PTHP 12000 | 2052 |  | 0 | 0 | 0 | 0 | 0 | 0 | 0 | 0 |  | 0 | OK |  | 2052PTHP Standard Size - 12,000 Btu/h | PTHP Standard Size - 12,000 Btu/h | 2052 | 0 | 0 | 0 | 0 | 0 | 0 | 0 | 0 | OK | 2052PTHP Standard Size - 12,000 Btu/h | PTHP Standard Size - 12,000 Btu/h | 2052 | 0% | 0% | 0% | 0% | 0% | 0% | 0% | 0% | OK
[46 empty] | PTHP 12000 | 2053 | 0 | 0 | 0 | 0 | 0 | 0 | 0 | PTHP 12000 | 2053 | 0 | 0 | 0 | 0 | 0 | 0 | 0 | 0 | PTHP 12000 | 2053 | 0 | 0 | 0 | 0 | 0 | 0 | 0 | 0 | PTHP 12000 | 2053 | 0 | 0 | 0 | 0 | 0 | 0 | 0 | 0 | PTHP 12000 | 2053 | 0 | 0 | 0 | 0 | 0 | 0 | 0 | 0 | PTHP 12000 | 2053 | 0 | 0 | 0 | 0 | 0 | 0 | 0 | 0 |  |  | 2053PTHP Standard Size - 12,000 Btu/h | PTHP Standard Size - 12,000 Btu/h | PTHP 12000 | 2053 | 0 | 163657.0659 | 148346.0781 | 142764.019 | 135167.4888 | 127500.118 | 0 | 717434.7699 |  | 2053PTHP Standard Size - 12,000 Btu/h | PTHP Standard Size - 12,000 Btu/h | PTHP 12000 | 2053 |  | 0 | 0 | 0 | 0 | 0 | 0 | 0 | 0 |  | 0 | OK |  | 2053PTHP Standard Size - 12,000 Btu/h | PTHP Standard Size - 12,000 Btu/h | 2053 | 0 | 0 | 0 | 0 | 0 | 0 | 0 | 0 | OK | 2053PTHP Standard Size - 12,000 Btu/h | PTHP Standard Size - 12,000 Btu/h | 2053 | 0% | 0% | 0% | 0% | 0% | 0% | 0% | 0% | OK
[46 empty] | PTHP 12000 | 2054 | 0 | 0 | 0 | 0 | 0 | 0 | 0 | PTHP 12000 | 2054 | 0 | 0 | 0 | 0 | 0 | 0 | 0 | 0 | PTHP 12000 | 2054 | 0 | 0 | 0 | 0 | 0 | 0 | 0 | 0 | PTHP 12000 | 2054 | 0 | 0 | 0 | 0 | 0 | 0 | 0 | 0 | PTHP 12000 | 2054 | 0 | 0 | 0 | 0 | 0 | 0 | 0 | 0 | PTHP 12000 | 2054 | 0 | 0 | 0 | 0 | 0 | 0 | 0 | 0 |  |  | 2054PTHP Standard Size - 12,000 Btu/h | PTHP Standard Size - 12,000 Btu/h | PTHP 12000 | 2054 | 0 | 150564.5007 | 136478.3919 | 131342.8975 | 124354.0897 | 117300.1086 | 0 | 660039.9883 |  | 2054PTHP Standard Size - 12,000 Btu/h | PTHP Standard Size - 12,000 Btu/h | PTHP 12000 | 2054 |  | 0 | 0 | 0 | 0 | 0 | 0 | 0 | 0 |  | 0 | OK |  | 2054PTHP Standard Size - 12,000 Btu/h | PTHP Standard Size - 12,000 Btu/h | 2054 | 0 | 0 | 0 | 0 | 0 | 0 | 0 | 0 | OK | 2054PTHP Standard Size - 12,000 Btu/h | PTHP Standard Size - 12,000 Btu/h | 2054 | 0% | 0% | 0% | 0% | 0% | 0% | 0% | 0% | OK
[46 empty] | PTHP 12000 | 2055 | 0 | 0 | 0 | 0 | 0 | 0 | 0 | PTHP 12000 | 2055 | 0 | 0 | 0 | 0 | 0 | 0 | 0 | 0 | PTHP 12000 | 2055 | 0 | 0 | 0 | 0 | 0 | 0 | 0 | 0 | PTHP 12000 | 2055 | 0 | 0 | 0 | 0 | 0 | 0 | 0 | 0 | PTHP 12000 | 2055 | 0 | 0 | 0 | 0 | 0 | 0 | 0 | 0 | PTHP 12000 | 2055 | 0 | 0 | 0 | 0 | 0 | 0 | 0 | 0 |  |  | 2055PTHP Standard Size - 12,000 Btu/h | PTHP Standard Size - 12,000 Btu/h | PTHP 12000 | 2055 | 0 | 138519.3406 | 125560.1205 | 120835.4657 | 114405.7625 | 107916.0999 | 0 | 607236.7892 |  | 2055PTHP Standard Size - 12,000 Btu/h | PTHP Standard Size - 12,000 Btu/h | PTHP 12000 | 2055 |  | 0 | 0 | 0 | 0 | 0 | 0 | 0 | 0 |  | 0 | OK |  | 2055PTHP Standard Size - 12,000 Btu/h | PTHP Standard Size - 12,000 Btu/h | 2055 | 0 | 0 | 0 | 0 | 0 | 0 | 0 | 0 | OK | 2055PTHP Standard Size - 12,000 Btu/h | PTHP Standard Size - 12,000 Btu/h | 2055 | 0% | 0% | 0% | 0% | 0% | 0% | 0% | 0% | OK
[46 empty] | PTHP 12000 | 2056 | 0 | 0 | 0 | 0 | 0 | 0 | 0 | PTHP 12000 | 2056 | 0 | 0 | 0 | 0 | 0 | 0 | 0 | 0 | PTHP 12000 | 2056 | 0 | 0 | 0 | 0 | 0 | 0 | 0 | 0 | PTHP 12000 | 2056 | 0 | 0 | 0 | 0 | 0 | 0 | 0 | 0 | PTHP 12000 | 2056 | 0 | 0 | 0 | 0 | 0 | 0 | 0 | 0 | PTHP 12000 | 2056 | 0 | 0 | 0 | 0 | 0 | 0 | 0 | 0 |  |  | 2056PTHP Standard Size - 12,000 Btu/h | PTHP Standard Size - 12,000 Btu/h | PTHP 12000 | 2056 | 0 | 127437.7934 | 115515.3109 | 111168.6284 | 105253.3015 | 99282.8119 | 0 | 558657.8461 |  | 2056PTHP Standard Size - 12,000 Btu/h | PTHP Standard Size - 12,000 Btu/h | PTHP 12000 | 2056 |  | 0 | 0 | 0 | 0 | 0 | 0 | 0 | 0 |  | 0 | OK |  | 2056PTHP Standard Size - 12,000 Btu/h | PTHP Standard Size - 12,000 Btu/h | 2056 | 0 | 0 | 0 | 0 | 0 | 0 | 0 | 0 | OK | 2056PTHP Standard Size - 12,000 Btu/h | PTHP Standard Size - 12,000 Btu/h | 2056 | 0% | 0% | 0% | 0% | 0% | 0% | 0% | 0% | OK
[46 empty] | PTHP 12000 | 2057 | 0 | 0 | 0 | 0 | 0 | 0 | 0 | PTHP 12000 | 2057 | 0 | 0 | 0 | 0 | 0 | 0 | 0 | 0 | PTHP 12000 | 2057 | 0 | 0 | 0 | 0 | 0 | 0 | 0 | 0 | PTHP 12000 | 2057 | 0 | 0 | 0 | 0 | 0 | 0 | 0 | 0 | PTHP 12000 | 2057 | 0 | 0 | 0 | 0 | 0 | 0 | 0 | 0 | PTHP 12000 | 2057 | 0 | 0 | 0 | 0 | 0 | 0 | 0 | 0 |  |  | 2057PTHP Standard Size - 12,000 Btu/h | PTHP Standard Size - 12,000 Btu/h | PTHP 12000 | 2057 | 0 | 117242.7699 | 106274.086 | 102275.1382 | 96833.0374 | 91340.187 | 0 | 513965.2184 |  | 2057PTHP Standard Size - 12,000 Btu/h | PTHP Standard Size - 12,000 Btu/h | PTHP 12000 | 2057 |  | 0 | 0 | 0 | 0 | 0 | 0 | 0 | 0 |  | 0 | OK |  | 2057PTHP Standard Size - 12,000 Btu/h | PTHP Standard Size - 12,000 Btu/h | 2057 | 0 | 0 | 0 | 0 | 0 | 0 | 0 | 0 | OK | 2057PTHP Standard Size - 12,000 Btu/h | PTHP Standard Size - 12,000 Btu/h | 2057 | 0% | 0% | 0% | 0% | 0% | 0% | 0% | 0% | OK
[46 empty] | PTHP 12000 | 2058 | 0 | 0 | 0 | 0 | 0 | 0 | 0 | PTHP 12000 | 2058 | 0 | 0 | 0 | 0 | 0 | 0 | 0 | 0 | PTHP 12000 | 2058 | 0 | 0 | 0 | 0 | 0 | 0 | 0 | 0 | PTHP 12000 | 2058 | 0 | 0 | 0 | 0 | 0 | 0 | 0 | 0 | PTHP 12000 | 2058 | 0 | 0 | 0 | 0 | 0 | 0 | 0 | 0 | PTHP 12000 | 2058 | 0 | 0 | 0 | 0 | 0 | 0 | 0 | 0 |  |  | 2058PTHP Standard Size - 12,000 Btu/h | PTHP Standard Size - 12,000 Btu/h | PTHP 12000 | 2058 | 0 | 107863.3483 | 97772.1591 | 94093.1271 | 89086.3944 | 84032.972 | 0 | 472848.0009 |  | 2058PTHP Standard Size - 12,000 Btu/h | PTHP Standard Size - 12,000 Btu/h | PTHP 12000 | 2058 |  | 0 | 0 | 0 | 0 | 0 | 0 | 0 | 0 |  | 0 | OK |  | 2058PTHP Standard Size - 12,000 Btu/h | PTHP Standard Size - 12,000 Btu/h | 2058 | 0 | 0 | 0 | 0 | 0 | 0 | 0 | 0 | OK | 2058PTHP Standard Size - 12,000 Btu/h | PTHP Standard Size - 12,000 Btu/h | 2058 | 0% | 0% | 0% | 0% | 0% | 0% | 0% | 0% | OK
[46 empty] | PTHP 12000 | 2059 | 0 | 0 | 0 | 0 | 0 | 0 | 0 | PTHP 12000 | 2059 | 0 | 0 | 0 | 0 | 0 | 0 | 0 | 0 | PTHP 12000 | 2059 | 0 | 0 | 0 | 0 | 0 | 0 | 0 | 0 | PTHP 12000 | 2059 | 0 | 0 | 0 | 0 | 0 | 0 | 0 | 0 | PTHP 12000 | 2059 | 0 | 0 | 0 | 0 | 0 | 0 | 0 | 0 | PTHP 12000 | 2059 | 0 | 0 | 0 | 0 | 0 | 0 | 0 | 0 |  |  | 2059PTHP Standard Size - 12,000 Btu/h | PTHP Standard Size - 12,000 Btu/h | PTHP 12000 | 2059 | 0 | 99234.2804 | 89950.3864 | 86565.6769 | 81959.4828 | 77310.3342 | 0 | 435020.1609 |  | 2059PTHP Standard Size - 12,000 Btu/h | PTHP Standard Size - 12,000 Btu/h | PTHP 12000 | 2059 |  | 0 | 0 | 0 | 0 | 0 | 0 | 0 | 0 |  | 0 | OK |  | 2059PTHP Standard Size - 12,000 Btu/h | PTHP Standard Size - 12,000 Btu/h | 2059 | 0 | 0 | 0 | 0 | 0 | 0 | 0 | 0 | OK | 2059PTHP Standard Size - 12,000 Btu/h | PTHP Standard Size - 12,000 Btu/h | 2059 | 0% | 0% | 0% | 0% | 0% | 0% | 0% | 0% | OK
[46 empty] | PTHP 12000 | 2060 | 0 | 0 | 0 | 0 | 0 | 0 | 0 | PTHP 12000 | 2060 | 0 | 0 | 0 | 0 | 0 | 0 | 0 | 0 | PTHP 12000 | 2060 | 0 | 0 | 0 | 0 | 0 | 0 | 0 | 0 | PTHP 12000 | 2060 | 0 | 0 | 0 | 0 | 0 | 0 | 0 | 0 | PTHP 12000 | 2060 | 0 | 0 | 0 | 0 | 0 | 0 | 0 | 0 | PTHP 12000 | 2060 | 0 | 0 | 0 | 0 | 0 | 0 | 0 | 0 |  |  | 2060PTHP Standard Size - 12,000 Btu/h | PTHP Standard Size - 12,000 Btu/h | PTHP 12000 | 2060 | 0 | 91295.538 | 82754.3555 | 79640.4228 | 75402.7242 | 71125.5075 | 0 | 400218.548 |  | 2060PTHP Standard Size - 12,000 Btu/h | PTHP Standard Size - 12,000 Btu/h | PTHP 12000 | 2060 |  | 0 | 0 | 0 | 0 | 0 | 0 | 0 | 0 |  | 0 | OK |  | 2060PTHP Standard Size - 12,000 Btu/h | PTHP Standard Size - 12,000 Btu/h | 2060 | 0 | 0 | 0 | 0 | 0 | 0 | 0 | 0 | OK | 2060PTHP Standard Size - 12,000 Btu/h | PTHP Standard Size - 12,000 Btu/h | 2060 | 0% | 0% | 0% | 0% | 0% | 0% | 0% | 0% | OK
[46 empty] | PTHP 12000 | 2061 | 0 | 0 | 0 | 0 | 0 | 0 | 0 | PTHP 12000 | 2061 | 0 | 0 | 0 | 0 | 0 | 0 | 0 | 0 | PTHP 12000 | 2061 | 0 | 0 | 0 | 0 | 0 | 0 | 0 | 0 | PTHP 12000 | 2061 | 0 | 0 | 0 | 0 | 0 | 0 | 0 | 0 | PTHP 12000 | 2061 | 0 | 0 | 0 | 0 | 0 | 0 | 0 | 0 | PTHP 12000 | 2061 | 0 | 0 | 0 | 0 | 0 | 0 | 0 | 0 |  |  | 2061PTHP Standard Size - 12,000 Btu/h | PTHP Standard Size - 12,000 Btu/h | PTHP 12000 | 2061 | 0 | 83991.895 | 76134.0071 | 73269.189 | 69370.5063 | 65435.4669 | 0 | 368201.0642 |  | 2061PTHP Standard Size - 12,000 Btu/h | PTHP Standard Size - 12,000 Btu/h | PTHP 12000 | 2061 |  | 0 | 0 | 0 | 0 | 0 | 0 | 0 | 0 |  | 0 | OK |  | 2061PTHP Standard Size - 12,000 Btu/h | PTHP Standard Size - 12,000 Btu/h | 2061 | 0 | 0 | 0 | 0 | 0 | 0 | 0 | 0 | OK | 2061PTHP Standard Size - 12,000 Btu/h | PTHP Standard Size - 12,000 Btu/h | 2061 | 0% | 0% | 0% | 0% | 0% | 0% | 0% | 0% | OK
[46 empty] | PTHP 12000 | 2062 | 0 | 0 | 0 | 0 | 0 | 0 | 0 | PTHP 12000 | 2062 | 0 | 0 | 0 | 0 | 0 | 0 | 0 | 0 | PTHP 12000 | 2062 | 0 | 0 | 0 | 0 | 0 | 0 | 0 | 0 | PTHP 12000 | 2062 | 0 | 0 | 0 | 0 | 0 | 0 | 0 | 0 | PTHP 12000 | 2062 | 0 | 0 | 0 | 0 | 0 | 0 | 0 | 0 | PTHP 12000 | 2062 | 0 | 0 | 0 | 0 | 0 | 0 | 0 | 0 |  |  | 2062PTHP Standard Size - 12,000 Btu/h | PTHP Standard Size - 12,000 Btu/h | PTHP 12000 | 2062 | 0 | 77272.5434 | 70043.2865 | 67407.6538 | 63820.8658 | 60200.6295 | 0 | 338744.979 |  | 2062PTHP Standard Size - 12,000 Btu/h | PTHP Standard Size - 12,000 Btu/h | PTHP 12000 | 2062 |  | 0 | 0 | 0 | 0 | 0 | 0 | 0 | 0 |  | 0 | OK |  | 2062PTHP Standard Size - 12,000 Btu/h | PTHP Standard Size - 12,000 Btu/h | 2062 | 0 | 0 | 0 | 0 | 0 | 0 | 0 | 0 | OK | 2062PTHP Standard Size - 12,000 Btu/h | PTHP Standard Size - 12,000 Btu/h | 2062 | 0% | 0% | 0% | 0% | 0% | 0% | 0% | 0% | OK
[46 empty] | PTAC 11000 | 2005 | 4693.096 | 4353.61 | 4150.7126 | 3916.6754 | 0 | 0 | 17114.094 | PTAC 11000 | 2005 | 0 | 0 | 9046.7059 | 4150.7126 | 3916.6754 | 0 | 0 | 17114.094 | PTAC 11000 | 2005 | 0 | 0 | 0 | 13197.4185 | 3916.6754 | 0 | 0 | 17114.094 | PTAC 11000 | 2005 | 0 | 0 | 0 | 0 | 17114.094 | 0 | 0 | 17114.094 | PTAC 11000 | 2005 | 0 | 0 | 0 | 0 | 0 | 17114.094 | 0 | 17114.094 | PTAC 11000 | 2005 | 0 | 0 | 0 | 0 | 0 | 0 | 17114.094 | 17114.094 |  |  | 2005PTAC Non-Standard Size - 11,000 Btu/h | PTAC Non-Standard Size - 11,000 Btu/h | PTAC 11000 | 2005 | 0 | 629428.6686 | 583897.4804 | 556685.2893 | 525296.6956 | 0 | 0 | 2295308.1339 |  | 2005PTAC Non-Standard Size - 11,000 Btu/h | PTAC Non-Standard Size - 11,000 Btu/h | PTAC 11000 | 2005 | 0 | 629428.6686 | 583897.4804 | 556685.2893 | 525296.6956 | 0 | 0 | 2295308.1339 | 0 |  | 2295308.1339 | OK |  | 2005PTAC Non-Standard Size - 11,000 Btu/h | PTAC Non-Standard Size - 11,000 Btu/h | 2005 | 0 | 629428.6686 | 583897.4804 | 556685.2893 | 525296.6956 | 0 | 0 | 2295308.1339 | OK | 2005PTAC Non-Standard Size - 11,000 Btu/h | PTAC Non-Standard Size - 11,000 Btu/h | 2005 | 0% | 27.42% | 25.44% | 24.25% | 22.89% | 0% | 0% | 100% | OK
[46 empty] | PTAC 11000 | 2006 | 4693.096 | 4353.61 | 4150.7126 | 3916.6754 | 0 | 0 | 17114.094 | PTAC 11000 | 2006 | 0 | 0 | 9046.7059 | 4150.7126 | 3916.6754 | 0 | 0 | 17114.094 | PTAC 11000 | 2006 | 0 | 0 | 0 | 13197.4185 | 3916.6754 | 0 | 0 | 17114.094 | PTAC 11000 | 2006 | 0 | 0 | 0 | 0 | 17114.094 | 0 | 0 | 17114.094 | PTAC 11000 | 2006 | 0 | 0 | 0 | 0 | 0 | 17114.094 | 0 | 17114.094 | PTAC 11000 | 2006 | 0 | 0 | 0 | 0 | 0 | 0 | 17114.094 | 17114.094 |  |  | 2006PTAC Non-Standard Size - 11,000 Btu/h | PTAC Non-Standard Size - 11,000 Btu/h | PTAC 11000 | 2006 | 0 | 644245.6137 | 597642.6072 | 569789.8327 | 537662.3419 | 0 | 0 | 2349340.3955 |  | 2006PTAC Non-Standard Size - 11,000 Btu/h | PTAC Non-Standard Size - 11,000 Btu/h | PTAC 11000 | 2006 | 0 | 644245.6137 | 597642.6072 | 569789.8327 | 537662.3419 | 0 | 0 | 2349340.3955 | 0 |  | 2349340.3955 | OK |  | 2006PTAC Non-Standard Size - 11,000 Btu/h | PTAC Non-Standard Size - 11,000 Btu/h | 2006 | 0 | 644245.6137 | 597642.6072 | 569789.8327 | 537662.3419 | 0 | 0 | 2349340.3955 | OK | 2006PTAC Non-Standard Size - 11,000 Btu/h | PTAC Non-Standard Size - 11,000 Btu/h | 2006 | 0% | 27.42% | 25.44% | 24.25% | 22.89% | 0% | 0% | 100% | OK
[46 empty] | PTAC 11000 | 2007 | 4693.096 | 4353.61 | 4150.7126 | 3916.6754 | 0 | 0 | 17114.094 | PTAC 11000 | 2007 | 0 | 0 | 9046.7059 | 4150.7126 | 3916.6754 | 0 | 0 | 17114.094 | PTAC 11000 | 2007 | 0 | 0 | 0 | 13197.4185 | 3916.6754 | 0 | 0 | 17114.094 | PTAC 11000 | 2007 | 0 | 0 | 0 | 0 | 17114.094 | 0 | 0 | 17114.094 | PTAC 11000 | 2007 | 0 | 0 | 0 | 0 | 0 | 17114.094 | 0 | 17114.094 | PTAC 11000 | 2007 | 0 | 0 | 0 | 0 | 0 | 0 | 17114.094 | 17114.094 |  |  | 2007PTAC Non-Standard Size - 11,000 Btu/h | PTAC Non-Standard Size - 11,000 Btu/h | PTAC 11000 | 2007 | 0 | 657288.5642 | 609742.0655 | 581325.4031 | 548547.4813 | 0 | 0 | 2396903.5142 |  | 2007PTAC Non-Standard Size - 11,000 Btu/h | PTAC Non-Standard Size - 11,000 Btu/h | PTAC 11000 | 2007 | 0 | 657288.5642 | 609742.0655 | 581325.4031 | 548547.4813 | 0 | 0 | 2396903.5142 | 0 |  | 2396903.5142 | OK |  | 2007PTAC Non-Standard Size - 11,000 Btu/h | PTAC Non-Standard Size - 11,000 Btu/h | 2007 | 0 | 657288.5642 | 609742.0655 | 581325.4031 | 548547.4813 | 0 | 0 | 2396903.5142 | OK | 2007PTAC Non-Standard Size - 11,000 Btu/h | PTAC Non-Standard Size - 11,000 Btu/h | 2007 | 0% | 27.42% | 25.44% | 24.25% | 22.89% | 0% | 0% | 100% | OK
[46 empty] | PTAC 11000 | 2008 | 4693.096 | 4353.61 | 4150.7126 | 3916.6754 | 0 | 0 | 17114.094 | PTAC 11000 | 2008 | 0 | 0 | 9046.7059 | 4150.7126 | 3916.6754 | 0 | 0 | 17114.094 | PTAC 11000 | 2008 | 0 | 0 | 0 | 13197.4185 | 3916.6754 | 0 | 0 | 17114.094 | PTAC 11000 | 2008 | 0 | 0 | 0 | 0 | 17114.094 | 0 | 0 | 17114.094 | PTAC 11000 | 2008 | 0 | 0 | 0 | 0 | 0 | 17114.094 | 0 | 17114.094 | PTAC 11000 | 2008 | 0 | 0 | 0 | 0 | 0 | 0 | 17114.094 | 17114.094 |  |  | 2008PTAC Non-Standard Size - 11,000 Btu/h | PTAC Non-Standard Size - 11,000 Btu/h | PTAC 11000 | 2008 | 0 | 671035.1762 | 622494.2843 | 593483.3124 | 560019.8692 | 0 | 0 | 2447032.6421 |  | 2008PTAC Non-Standard Size - 11,000 Btu/h | PTAC Non-Standard Size - 11,000 Btu/h | PTAC 11000 | 2008 | 0 | 671035.1762 | 622494.2843 | 593483.3124 | 560019.8692 | 0 | 0 | 2447032.6421 | 0 |  | 2447032.6421 | OK |  | 2008PTAC Non-Standard Size - 11,000 Btu/h | PTAC Non-Standard Size - 11,000 Btu/h | 2008 | 0 | 671035.1762 | 622494.2843 | 593483.3124 | 560019.8692 | 0 | 0 | 2447032.6421 | OK | 2008PTAC Non-Standard Size - 11,000 Btu/h | PTAC Non-Standard Size - 11,000 Btu/h | 2008 | 0% | 27.42% | 25.44% | 24.25% | 22.89% | 0% | 0% | 100% | OK
[46 empty] | PTAC 11000 | 2009 | 4693.096 | 4353.61 | 4150.7126 | 3916.6754 | 0 | 0 | 17114.094 | PTAC 11000 | 2009 | 0 | 0 | 9046.7059 | 4150.7126 | 3916.6754 | 0 | 0 | 17114.094 | PTAC 11000 | 2009 | 0 | 0 | 0 | 13197.4185 | 3916.6754 | 0 | 0 | 17114.094 | PTAC 11000 | 2009 | 0 | 0 | 0 | 0 | 17114.094 | 0 | 0 | 17114.094 | PTAC 11000 | 2009 | 0 | 0 | 0 | 0 | 0 | 17114.094 | 0 | 17114.094 | PTAC 11000 | 2009 | 0 | 0 | 0 | 0 | 0 | 0 | 17114.094 | 17114.094 |  |  | 2009PTAC Non-Standard Size - 11,000 Btu/h | PTAC Non-Standard Size - 11,000 Btu/h | PTAC 11000 | 2009 | 0 | 685609.3623 | 636014.2128 | 606373.1527 | 572182.9184 | 0 | 0 | 2500179.6461 |  | 2009PTAC Non-Standard Size - 11,000 Btu/h | PTAC Non-Standard Size - 11,000 Btu/h | PTAC 11000 | 2009 | 0 | 685609.3623 | 636014.2128 | 606373.1527 | 572182.9184 | 0 | 0 | 2500179.6461 | 0 |  | 2500179.6461 | OK |  | 2009PTAC Non-Standard Size - 11,000 Btu/h | PTAC Non-Standard Size - 11,000 Btu/h | 2009 | 0 | 685609.3623 | 636014.2128 | 606373.1527 | 572182.9184 | 0 | 0 | 2500179.6461 | OK | 2009PTAC Non-Standard Size - 11,000 Btu/h | PTAC Non-Standard Size - 11,000 Btu/h | 2009 | 0% | 27.42% | 25.44% | 24.25% | 22.89% | 0% | 0% | 100% | OK
[46 empty] | PTAC 11000 | 2010 | 4693.096 | 4353.61 | 4150.7126 | 3916.6754 | 0 | 0 | 17114.094 | PTAC 11000 | 2010 | 0 | 0 | 9046.7059 | 4150.7126 | 3916.6754 | 0 | 0 | 17114.094 | PTAC 11000 | 2010 | 0 | 0 | 0 | 13197.4185 | 3916.6754 | 0 | 0 | 17114.094 | PTAC 11000 | 2010 | 0 | 0 | 0 | 0 | 17114.094 | 0 | 0 | 17114.094 | PTAC 11000 | 2010 | 0 | 0 | 0 | 0 | 0 | 17114.094 | 0 | 17114.094 | PTAC 11000 | 2010 | 0 | 0 | 0 | 0 | 0 | 0 | 17114.094 | 17114.094 |  |  | 2010PTAC Non-Standard Size - 11,000 Btu/h | PTAC Non-Standard Size - 11,000 Btu/h | PTAC 11000 | 2010 | 0 | 700645.5085 | 649962.6843 | 619671.5641 | 584731.5014 | 0 | 0 | 2555011.2584 |  | 2010PTAC Non-Standard Size - 11,000 Btu/h | PTAC Non-Standard Size - 11,000 Btu/h | PTAC 11000 | 2010 | 0 | 700645.5085 | 649962.6843 | 619671.5641 | 584731.5014 | 0 | 0 | 2555011.2584 | 0 |  | 2555011.2584 | OK |  | 2010PTAC Non-Standard Size - 11,000 Btu/h | PTAC Non-Standard Size - 11,000 Btu/h | 2010 | 0 | 700645.5085 | 649962.6843 | 619671.5641 | 584731.5014 | 0 | 0 | 2555011.2584 | OK | 2010PTAC Non-Standard Size - 11,000 Btu/h | PTAC Non-Standard Size - 11,000 Btu/h | 2010 | 0% | 27.42% | 25.44% | 24.25% | 22.89% | 0% | 0% | 100% | OK
[46 empty] | PTAC 11000 | 2011 | 4693.096 | 4353.61 | 4150.7126 | 3916.6754 | 0 | 0 | 17114.094 | PTAC 11000 | 2011 | 0 | 0 | 9046.7059 | 4150.7126 | 3916.6754 | 0 | 0 | 17114.094 | PTAC 11000 | 2011 | 0 | 0 | 0 | 13197.4185 | 3916.6754 | 0 | 0 | 17114.094 | PTAC 11000 | 2011 | 0 | 0 | 0 | 0 | 17114.094 | 0 | 0 | 17114.094 | PTAC 11000 | 2011 | 0 | 0 | 0 | 0 | 0 | 17114.094 | 0 | 17114.094 | PTAC 11000 | 2011 | 0 | 0 | 0 | 0 | 0 | 0 | 17114.094 | 17114.094 |  |  | 2011PTAC Non-Standard Size - 11,000 Btu/h | PTAC Non-Standard Size - 11,000 Btu/h | PTAC 11000 | 2011 | 0 | 716156.0179 | 664351.2049 | 633389.5163 | 597675.9695 | 0 | 0 | 2611572.7086 |  | 2011PTAC Non-Standard Size - 11,000 Btu/h | PTAC Non-Standard Size - 11,000 Btu/h | PTAC 11000 | 2011 | 0 | 716156.0179 | 664351.2049 | 633389.5163 | 597675.9695 | 0 | 0 | 2611572.7086 | 0 |  | 2611572.7086 | OK |  | 2011PTAC Non-Standard Size - 11,000 Btu/h | PTAC Non-Standard Size - 11,000 Btu/h | 2011 | 0 | 716156.0179 | 664351.2049 | 633389.5163 | 597675.9695 | 0 | 0 | 2611572.7086 | OK | 2011PTAC Non-Standard Size - 11,000 Btu/h | PTAC Non-Standard Size - 11,000 Btu/h | 2011 | 0% | 27.42% | 25.44% | 24.25% | 22.89% | 0% | 0% | 100% | OK
[46 empty] | PTAC 11000 | 2012 | 4693.096 | 4353.61 | 4150.7126 | 3916.6754 | 0 | 0 | 17114.094 | PTAC 11000 | 2012 | 0 | 0 | 9046.7059 | 4150.7126 | 3916.6754 | 0 | 0 | 17114.094 | PTAC 11000 | 2012 | 0 | 0 | 0 | 13197.4185 | 3916.6754 | 0 | 0 | 17114.094 | PTAC 11000 | 2012 | 0 | 0 | 0 | 0 | 17114.094 | 0 | 0 | 17114.094 | PTAC 11000 | 2012 | 0 | 0 | 0 | 0 | 0 | 17114.094 | 0 | 17114.094 | PTAC 11000 | 2012 | 0 | 0 | 0 | 0 | 0 | 0 | 17114.094 | 17114.094 |  |  | 2012PTAC Non-Standard Size - 11,000 Btu/h | PTAC Non-Standard Size - 11,000 Btu/h | PTAC 11000 | 2012 | 0 | 731513.5591 | 678597.8226 | 646972.179 | 610492.7763 | 0 | 0 | 2667576.3369 |  | 2012PTAC Non-Standard Size - 11,000 Btu/h | PTAC Non-Standard Size - 11,000 Btu/h | PTAC 11000 | 2012 | 0 | 731513.5591 | 678597.8226 | 646972.179 | 610492.7763 | 0 | 0 | 2667576.3369 | 0 |  | 2667576.3369 | OK |  | 2012PTAC Non-Standard Size - 11,000 Btu/h | PTAC Non-Standard Size - 11,000 Btu/h | 2012 | 0 | 731513.5591 | 678597.8226 | 646972.179 | 610492.7763 | 0 | 0 | 2667576.3369 | OK | 2012PTAC Non-Standard Size - 11,000 Btu/h | PTAC Non-Standard Size - 11,000 Btu/h | 2012 | 0% | 27.42% | 25.44% | 24.25% | 22.89% | 0% | 0% | 100% | OK
[46 empty] | PTAC 11000 | 2013 | 4599.2341 | 4266.5378 | 4067.6983 | 3838.3419 | 0 | 0 | 16771.8121 | PTAC 11000 | 2013 | 0 | 0 | 8865.7718 | 4067.6983 | 3838.3419 | 0 | 0 | 16771.8121 | PTAC 11000 | 2013 | 0 | 0 | 0 | 12933.4701 | 3838.3419 | 0 | 0 | 16771.8121 | PTAC 11000 | 2013 | 0 | 0 | 0 | 0 | 16771.8121 | 0 | 0 | 16771.8121 | PTAC 11000 | 2013 | 0 | 0 | 0 | 0 | 0 | 16771.8121 | 0 | 16771.8121 | PTAC 11000 | 2013 | 0 | 0 | 0 | 0 | 0 | 0 | 16771.8121 | 16771.8121 |  |  | 2013PTAC Non-Standard Size - 11,000 Btu/h | PTAC Non-Standard Size - 11,000 Btu/h | PTAC 11000 | 2013 | 0 | 746794.1535 | 692773.0596 | 660486.7876 | 623245.3663 | 0 | 0 | 2723299.3671 |  | 2013PTAC Non-Standard Size - 11,000 Btu/h | PTAC Non-Standard Size - 11,000 Btu/h | PTAC 11000 | 2013 |  | 746794.1535 | 692773.0596 | 660486.7876 | 623245.3663 | 0 | 0 | 2723299.3671 | 0 |  | 2723299.3671 | OK |  | 2013PTAC Non-Standard Size - 11,000 Btu/h | PTAC Non-Standard Size - 11,000 Btu/h | 2013 | 0 | 746794.1535 | 692773.0596 | 660486.7876 | 623245.3663 | 0 | 0 | 2723299.3671 | OK | 2013PTAC Non-Standard Size - 11,000 Btu/h | PTAC Non-Standard Size - 11,000 Btu/h | 2013 | 0% | 27.42% | 25.44% | 24.25% | 22.89% | 0% | 0% | 100% | OK
[46 empty] | PTAC 11000 | 2014 | 4507.2494 | 4181.207 | 3986.3444 | 3761.5751 | 0 | 0 | 16436.3758 | PTAC 11000 | 2014 | 0 | 0 | 8688.4564 | 3986.3444 | 3761.5751 | 0 | 0 | 16436.3758 | PTAC 11000 | 2014 | 0 | 0 | 0 | 12674.8007 | 3761.5751 | 0 | 0 | 16436.3758 | PTAC 11000 | 2014 | 0 | 0 | 0 | 0 | 16436.3758 | 0 | 0 | 16436.3758 | PTAC 11000 | 2014 | 0 | 0 | 0 | 0 | 0 | 16436.3758 | 0 | 16436.3758 | PTAC 11000 | 2014 | 0 | 0 | 0 | 0 | 0 | 0 | 16436.3758 | 16436.3758 |  |  | 2014PTAC Non-Standard Size - 11,000 Btu/h | PTAC Non-Standard Size - 11,000 Btu/h | PTAC 11000 | 2014 | 0 | 755990.9854 | 701304.6173 | 668620.7371 | 630920.6846 | 0 | 0 | 2756837.0244 |  | 2014PTAC Non-Standard Size - 11,000 Btu/h | PTAC Non-Standard Size - 11,000 Btu/h | PTAC 11000 | 2014 |  | 755990.9854 | 701304.6173 | 668620.7371 | 630920.6846 | 0 | 0 | 2756837.0244 | 0 |  | 2756837.0244 | OK |  | 2014PTAC Non-Standard Size - 11,000 Btu/h | PTAC Non-Standard Size - 11,000 Btu/h | 2014 | 0 | 755990.9854 | 701304.6173 | 668620.7371 | 630920.6846 | 0 | 0 | 2756837.0244 | OK | 2014PTAC Non-Standard Size - 11,000 Btu/h | PTAC Non-Standard Size - 11,000 Btu/h | 2014 | 0% | 27.42% | 25.44% | 24.25% | 22.89% | 0% | 0% | 100% | OK
[46 empty] | PTAC 11000 | 2015 | 4417.1044 | 4097.5829 | 3906.6175 | 3686.3436 | 0 | 0 | 16107.6483 | PTAC 11000 | 2015 | 0 | 0 | 8514.6873 | 3906.6175 | 3686.3436 | 0 | 0 | 16107.6483 | PTAC 11000 | 2015 | 0 | 0 | 0 | 12421.3047 | 3686.3436 | 0 | 0 | 16107.6483 | PTAC 11000 | 2015 | 0 | 0 | 0 | 0 | 16107.6483 | 0 | 0 | 16107.6483 | PTAC 11000 | 2015 | 0 | 0 | 0 | 0 | 0 | 16107.6483 | 0 | 16107.6483 | PTAC 11000 | 2015 | 0 | 0 | 0 | 0 | 0 | 0 | 16107.6483 | 16107.6483 |  |  | 2015PTAC Non-Standard Size - 11,000 Btu/h | PTAC Non-Standard Size - 11,000 Btu/h | PTAC 11000 | 2015 | 0 | 764705.5528 | 709388.7961 | 676328.1577 | 638193.5238 | 0 | 0 | 2788616.0305 |  | 2015PTAC Non-Standard Size - 11,000 Btu/h | PTAC Non-Standard Size - 11,000 Btu/h | PTAC 11000 | 2015 |  | 764705.5528 | 709388.7961 | 676328.1577 | 638193.5238 | 0 | 0 | 2788616.0305 | 0 |  | 2788616.0305 | OK |  | 2015PTAC Non-Standard Size - 11,000 Btu/h | PTAC Non-Standard Size - 11,000 Btu/h | 2015 | 0 | 764705.5528 | 709388.7961 | 676328.1577 | 638193.5238 | 0 | 0 | 2788616.0305 | OK | 2015PTAC Non-Standard Size - 11,000 Btu/h | PTAC Non-Standard Size - 11,000 Btu/h | 2015 | 0% | 27.42% | 25.44% | 24.25% | 22.89% | 0% | 0% | 100% | OK
[46 empty] | PTAC 11000 | 2016 | 4328.7623 | 4015.6312 | 3828.4851 | 3612.6167 | 0 | 0 | 15785.4954 | PTAC 11000 | 2016 | 0 | 0 | 8344.3935 | 3828.4851 | 3612.6167 | 0 | 0 | 15785.4954 | PTAC 11000 | 2016 | 0 | 0 | 0 | 12172.8786 | 3612.6167 | 0 | 0 | 15785.4954 | PTAC 11000 | 2016 | 0 | 0 | 0 | 0 | 15785.4954 | 0 | 0 | 15785.4954 | PTAC 11000 | 2016 | 0 | 0 | 0 | 0 | 0 | 15785.4954 | 0 | 15785.4954 | PTAC 11000 | 2016 | 0 | 0 | 0 | 0 | 0 | 0 | 15785.4954 | 15785.4954 |  |  | 2016PTAC Non-Standard Size - 11,000 Btu/h | PTAC Non-Standard Size - 11,000 Btu/h | PTAC 11000 | 2016 | 0 | 773552.398 | 717595.6842 | 684152.5687 | 645576.7568 | 0 | 0 | 2820877.4076 |  | 2016PTAC Non-Standard Size - 11,000 Btu/h | PTAC Non-Standard Size - 11,000 Btu/h | PTAC 11000 | 2016 |  | 773552.398 | 717595.6842 | 684152.5687 | 645576.7568 | 0 | 0 | 2820877.4076 | 0 |  | 2820877.4076 | OK |  | 2016PTAC Non-Standard Size - 11,000 Btu/h | PTAC Non-Standard Size - 11,000 Btu/h | 2016 | 0 | 773552.398 | 717595.6842 | 684152.5687 | 645576.7568 | 0 | 0 | 2820877.4076 | OK | 2016PTAC Non-Standard Size - 11,000 Btu/h | PTAC Non-Standard Size - 11,000 Btu/h | 2016 | 0% | 27.42% | 25.44% | 24.25% | 22.89% | 0% | 0% | 100% | OK
[46 empty] | PTAC 11000 | 2017 | 4242.1871 | 3935.3186 | 3751.9154 | 3540.3644 | 0 | 0 | 15469.7854 | PTAC 11000 | 2017 | 0 | 0 | 8177.5056 | 3751.9154 | 3540.3644 | 0 | 0 | 15469.7854 | PTAC 11000 | 2017 | 0 | 0 | 0 | 11929.4211 | 3540.3644 | 0 | 0 | 15469.7854 | PTAC 11000 | 2017 | 0 | 0 | 0 | 0 | 15469.7854 | 0 | 0 | 15469.7854 | PTAC 11000 | 2017 | 0 | 0 | 0 | 0 | 0 | 15469.7854 | 0 | 15469.7854 | PTAC 11000 | 2017 | 0 | 0 | 0 | 0 | 0 | 0 | 15469.7854 | 15469.7854 |  |  | 2017PTAC Non-Standard Size - 11,000 Btu/h | PTAC Non-Standard Size - 11,000 Btu/h | PTAC 11000 | 2017 | 0 | 782699.2626 | 726080.889 | 692242.3257 | 653210.3744 | 0 | 0 | 2854232.8518 |  | 2017PTAC Non-Standard Size - 11,000 Btu/h | PTAC Non-Standard Size - 11,000 Btu/h | PTAC 11000 | 2017 |  | 782699.2626 | 726080.889 | 692242.3257 | 653210.3744 | 0 | 0 | 2854232.8518 | 0 |  | 2854232.8518 | OK |  | 2017PTAC Non-Standard Size - 11,000 Btu/h | PTAC Non-Standard Size - 11,000 Btu/h | 2017 | 0 | 782699.2626 | 726080.889 | 692242.3257 | 653210.3744 | 0 | 0 | 2854232.8518 | OK | 2017PTAC Non-Standard Size - 11,000 Btu/h | PTAC Non-Standard Size - 11,000 Btu/h | 2017 | 0% | 27.42% | 25.44% | 24.25% | 22.89% | 0% | 0% | 100% | OK
[46 empty] | PTAC 11000 | 2018 | 4157.3433 | 3856.6122 | 3676.8771 | 3469.5571 | 0 | 0 | 15160.3897 | PTAC 11000 | 2018 | 0 | 0 | 8013.9555 | 3676.8771 | 3469.5571 | 0 | 0 | 15160.3897 | PTAC 11000 | 2018 | 0 | 0 | 0 | 11690.8326 | 3469.5571 | 0 | 0 | 15160.3897 | PTAC 11000 | 2018 | 0 | 0 | 0 | 0 | 15160.3897 | 0 | 0 | 15160.3897 | PTAC 11000 | 2018 | 0 | 0 | 0 | 0 | 0 | 15160.3897 | 0 | 15160.3897 | PTAC 11000 | 2018 | 0 | 0 | 0 | 0 | 0 | 0 | 15160.3897 | 15160.3897 |  |  | 2018PTAC Non-Standard Size - 11,000 Btu/h | PTAC Non-Standard Size - 11,000 Btu/h | PTAC 11000 | 2018 | 0 | 792177.0671 | 734873.0945 | 700624.7756 | 661120.1816 | 0 | 0 | 2888795.1187 |  | 2018PTAC Non-Standard Size - 11,000 Btu/h | PTAC Non-Standard Size - 11,000 Btu/h | PTAC 11000 | 2018 |  | 792177.0671 | 734873.0945 | 700624.7756 | 661120.1816 | 0 | 0 | 2888795.1187 | 0 |  | 2888795.1187 | OK |  | 2018PTAC Non-Standard Size - 11,000 Btu/h | PTAC Non-Standard Size - 11,000 Btu/h | 2018 | 0 | 792177.0671 | 734873.0945 | 700624.7756 | 661120.1816 | 0 | 0 | 2888795.1187 | OK | 2018PTAC Non-Standard Size - 11,000 Btu/h | PTAC Non-Standard Size - 11,000 Btu/h | 2018 | 0% | 27.42% | 25.44% | 24.25% | 22.89% | 0% | 0% | 100% | OK
[46 empty] | PTAC 11000 | 2019 | 4074.1965 | 3779.48 | 3603.3396 | 3400.166 | 0 | 0 | 14857.1819 | PTAC 11000 | 2019 | 0 | 0 | 7853.6764 | 3603.3396 | 3400.166 | 0 | 0 | 14857.1819 | PTAC 11000 | 2019 | 0 | 0 | 0 | 11457.016 | 3400.166 | 0 | 0 | 14857.1819 | PTAC 11000 | 2019 | 0 | 0 | 0 | 0 | 14857.1819 | 0 | 0 | 14857.1819 | PTAC 11000 | 2019 | 0 | 0 | 0 | 0 | 0 | 14857.1819 | 0 | 14857.1819 | PTAC 11000 | 2019 | 0 | 0 | 0 | 0 | 0 | 0 | 14857.1819 | 14857.1819 |  |  | 2019PTAC Non-Standard Size - 11,000 Btu/h | PTAC Non-Standard Size - 11,000 Btu/h | PTAC 11000 | 2019 | 0 | 802111.6471 | 744089.0335 | 709411.2114 | 669411.1958 | 0 | 0 | 2925023.0878 |  | 2019PTAC Non-Standard Size - 11,000 Btu/h | PTAC Non-Standard Size - 11,000 Btu/h | PTAC 11000 | 2019 |  | 802111.6471 | 744089.0335 | 709411.2114 | 669411.1958 | 0 | 0 | 2925023.0878 | 0 |  | 2925023.0878 | OK |  | 2019PTAC Non-Standard Size - 11,000 Btu/h | PTAC Non-Standard Size - 11,000 Btu/h | 2019 | 0 | 802111.6471 | 744089.0335 | 709411.2114 | 669411.1958 | 0 | 0 | 2925023.0878 | OK | 2019PTAC Non-Standard Size - 11,000 Btu/h | PTAC Non-Standard Size - 11,000 Btu/h | 2019 | 0% | 27.42% | 25.44% | 24.25% | 22.89% | 0% | 0% | 100% | OK
[46 empty] | PTAC 11000 | 2020 | 3992.7125 | 3703.8904 | 3531.2728 | 3332.1626 | 0 | 0 | 14560.0383 | PTAC 11000 | 2020 | 0 | 0 | 7696.6029 | 3531.2728 | 3332.1626 | 0 | 0 | 14560.0383 | PTAC 11000 | 2020 | 0 | 0 | 0 | 11227.8757 | 3332.1626 | 0 | 0 | 14560.0383 | PTAC 11000 | 2020 | 0 | 0 | 0 | 0 | 14560.0383 | 0 | 0 | 14560.0383 | PTAC 11000 | 2020 | 0 | 0 | 0 | 0 | 0 | 14560.0383 | 0 | 14560.0383 | PTAC 11000 | 2020 | 0 | 0 | 0 | 0 | 0 | 0 | 14560.0383 | 14560.0383 |  |  | 2020PTAC Non-Standard Size - 11,000 Btu/h | PTAC Non-Standard Size - 11,000 Btu/h | PTAC 11000 | 2020 | 0 | 812564.5479 | 753785.7994 | 718656.0654 | 678134.7805 | 0 | 0 | 2963141.1932 |  | 2020PTAC Non-Standard Size - 11,000 Btu/h | PTAC Non-Standard Size - 11,000 Btu/h | PTAC 11000 | 2020 |  | 812564.5479 | 753785.7994 | 718656.0654 | 678134.7805 | 0 | 0 | 2963141.1932 | 0 |  | 2963141.1932 | OK |  | 2020PTAC Non-Standard Size - 11,000 Btu/h | PTAC Non-Standard Size - 11,000 Btu/h | 2020 | 0 | 812564.5479 | 753785.7994 | 718656.0654 | 678134.7805 | 0 | 0 | 2963141.1932 | OK | 2020PTAC Non-Standard Size - 11,000 Btu/h | PTAC Non-Standard Size - 11,000 Btu/h | 2020 | 0% | 27.42% | 25.44% | 24.25% | 22.89% | 0% | 0% | 100% | OK
[46 empty] | PTAC 11000 | 2021 | 3912.8583 | 3629.8126 | 3460.6473 | 3265.5194 | 0 | 0 | 14268.8375 | PTAC 11000 | 2021 | 0 | 0 | 7542.6708 | 3460.6473 | 3265.5194 | 0 | 0 | 14268.8375 | PTAC 11000 | 2021 | 0 | 0 | 0 | 11003.3182 | 3265.5194 | 0 | 0 | 14268.8375 | PTAC 11000 | 2021 | 0 | 0 | 0 | 0 | 14268.8375 | 0 | 0 | 14268.8375 | PTAC 11000 | 2021 | 0 | 0 | 0 | 0 | 0 | 14268.8375 | 0 | 14268.8375 | PTAC 11000 | 2021 | 0 | 0 | 0 | 0 | 0 | 0 | 14268.8375 | 14268.8375 |  |  | 2021PTAC Non-Standard Size - 11,000 Btu/h | PTAC Non-Standard Size - 11,000 Btu/h | PTAC 11000 | 2021 | 0 | 823548.8376 | 763975.5149 | 728370.8953 | 687301.8416 | 0 | 0 | 3003197.0894 |  | 2021PTAC Non-Standard Size - 11,000 Btu/h | PTAC Non-Standard Size - 11,000 Btu/h | PTAC 11000 | 2021 |  | 823548.8376 | 763975.5149 | 728370.8953 | 687301.8416 | 0 | 0 | 3003197.0894 | 0 |  | 3003197.0894 | OK |  | 2021PTAC Non-Standard Size - 11,000 Btu/h | PTAC Non-Standard Size - 11,000 Btu/h | 2021 | 0 | 823548.8376 | 763975.5149 | 728370.8953 | 687301.8416 | 0 | 0 | 3003197.0894 | OK | 2021PTAC Non-Standard Size - 11,000 Btu/h | PTAC Non-Standard Size - 11,000 Btu/h | 2021 | 0% | 27.42% | 25.44% | 24.25% | 22.89% | 0% | 0% | 100% | OK
[46 empty] | PTAC 11000 | 2022 | 3834.6011 | 3557.2163 | 3391.4344 | 3200.209 | 0 | 0 | 13983.4608 | PTAC 11000 | 2022 | 0 | 0 | 7391.8174 | 3391.4344 | 3200.209 | 0 | 0 | 13983.4608 | PTAC 11000 | 2022 | 0 | 0 | 0 | 10783.2518 | 3200.209 | 0 | 0 | 13983.4608 | PTAC 11000 | 2022 | 0 | 0 | 0 | 0 | 13983.4608 | 0 | 0 | 13983.4608 | PTAC 11000 | 2022 | 0 | 0 | 0 | 0 | 0 | 13983.4608 | 0 | 13983.4608 | PTAC 11000 | 2022 | 0 | 0 | 0 | 0 | 0 | 0 | 13983.4608 | 13983.4608 |  |  | 2022PTAC Non-Standard Size - 11,000 Btu/h | PTAC Non-Standard Size - 11,000 Btu/h | PTAC 11000 | 2022 | 0 | 835129.967 | 774718.8964 | 738613.5879 | 696967.0019 | 0 | 0 | 3045429.4532 |  | 2022PTAC Non-Standard Size - 11,000 Btu/h | PTAC Non-Standard Size - 11,000 Btu/h | PTAC 11000 | 2022 |  | 835129.967 | 774718.8964 | 738613.5879 | 696967.0019 | 0 | 0 | 3045429.4532 | 0 |  | 3045429.4532 | OK |  | 2022PTAC Non-Standard Size - 11,000 Btu/h | PTAC Non-Standard Size - 11,000 Btu/h | 2022 | 0 | 835129.967 | 774718.8964 | 738613.5879 | 696967.0019 | 0 | 0 | 3045429.4532 | OK | 2022PTAC Non-Standard Size - 11,000 Btu/h | PTAC Non-Standard Size - 11,000 Btu/h | 2022 | 0% | 27.42% | 25.44% | 24.25% | 22.89% | 0% | 0% | 100% | OK
[46 empty] | PTAC 11000 | 2023 | 3757.9091 | 3486.072 | 3323.6057 | 3136.2048 | 0 | 0 | 13703.7916 | PTAC 11000 | 2023 | 0 | 0 | 7243.9811 | 3323.6057 | 3136.2048 | 0 | 0 | 13703.7916 | PTAC 11000 | 2023 | 0 | 0 | 0 | 10567.5868 | 3136.2048 | 0 | 0 | 13703.7916 | PTAC 11000 | 2023 | 0 | 0 | 0 | 0 | 13703.7916 | 0 | 0 | 13703.7916 | PTAC 11000 | 2023 | 0 | 0 | 0 | 0 | 0 | 13703.7916 | 0 | 13703.7916 | PTAC 11000 | 2023 | 0 | 0 | 0 | 0 | 0 | 0 | 13703.7916 | 13703.7916 |  |  | 2023PTAC Non-Standard Size - 11,000 Btu/h | PTAC Non-Standard Size - 11,000 Btu/h | PTAC 11000 | 2023 | 0 | 847336.4895 | 786042.4316 | 749409.3966 | 707154.091 | 0 | 0 | 3089942.4088 |  | 2023PTAC Non-Standard Size - 11,000 Btu/h | PTAC Non-Standard Size - 11,000 Btu/h | PTAC 11000 | 2023 |  | 847336.4895 | 786042.4316 | 749409.3966 | 707154.091 | 0 | 0 | 3089942.4088 | 0 |  | 3089942.4088 | OK |  | 2023PTAC Non-Standard Size - 11,000 Btu/h | PTAC Non-Standard Size - 11,000 Btu/h | 2023 | 0 | 847336.4895 | 786042.4316 | 749409.3966 | 707154.091 | 0 | 0 | 3089942.4088 | OK | 2023PTAC Non-Standard Size - 11,000 Btu/h | PTAC Non-Standard Size - 11,000 Btu/h | 2023 | 0% | 27.42% | 25.44% | 24.25% | 22.89% | 0% | 0% | 100% | OK
[46 empty] | PTAC 11000 | 2024 | 3682.7509 | 3416.3505 | 3257.1336 | 3073.4807 | 0 | 0 | 13429.7157 | PTAC 11000 | 2024 | 0 | 0 | 7099.1014 | 3257.1336 | 3073.4807 | 0 | 0 | 13429.7157 | PTAC 11000 | 2024 | 0 | 0 | 0 | 10356.235 | 3073.4807 | 0 | 0 | 13429.7157 | PTAC 11000 | 2024 | 0 | 0 | 0 | 0 | 13429.7157 | 0 | 0 | 13429.7157 | PTAC 11000 | 2024 | 0 | 0 | 0 | 0 | 0 | 13429.7157 | 0 | 13429.7157 | PTAC 11000 | 2024 | 0 | 0 | 0 | 0 | 0 | 0 | 13429.7157 | 13429.7157 |  |  | 2024PTAC Non-Standard Size - 11,000 Btu/h | PTAC Non-Standard Size - 11,000 Btu/h | PTAC 11000 | 2024 | 0 | 860149.2357 | 797928.338 | 760741.3674 | 717847.1108 | 0 | 0 | 3136666.0518 |  | 2024PTAC Non-Standard Size - 11,000 Btu/h | PTAC Non-Standard Size - 11,000 Btu/h | PTAC 11000 | 2024 |  | 860149.2357 | 797928.338 | 760741.3674 | 717847.1108 | 0 | 0 | 3136666.0518 | 0 |  | 3136666.0518 | OK |  | 2024PTAC Non-Standard Size - 11,000 Btu/h | PTAC Non-Standard Size - 11,000 Btu/h | 2024 | 0 | 860149.2357 | 797928.338 | 760741.3674 | 717847.1108 | 0 | 0 | 3136666.0518 | OK | 2024PTAC Non-Standard Size - 11,000 Btu/h | PTAC Non-Standard Size - 11,000 Btu/h | 2024 | 0% | 27.42% | 25.44% | 24.25% | 22.89% | 0% | 0% | 100% | OK
[46 empty] | PTAC 11000 | 2025 | 3609.0959 | 3348.0235 | 3191.9909 | 3012.0111 | 0 | 0 | 13161.1214 | PTAC 11000 | 2025 | 0 | 0 | 6957.1194 | 3191.9909 | 3012.0111 | 0 | 0 | 13161.1214 | PTAC 11000 | 2025 | 0 | 0 | 0 | 10149.1103 | 3012.0111 | 0 | 0 | 13161.1214 | PTAC 11000 | 2025 | 0 | 0 | 0 | 0 | 13161.1214 | 0 | 0 | 13161.1214 | PTAC 11000 | 2025 | 0 | 0 | 0 | 0 | 0 | 13161.1214 | 0 | 13161.1214 | PTAC 11000 | 2025 | 0 | 0 | 0 | 0 | 0 | 0 | 13161.1214 | 13161.1214 |  |  | 2025PTAC Non-Standard Size - 11,000 Btu/h | PTAC Non-Standard Size - 11,000 Btu/h | PTAC 11000 | 2025 | 0 | 873555.1445 | 810364.4992 | 772597.9489 | 729035.1612 | 0 | 0 | 3185552.7538 |  | 2025PTAC Non-Standard Size - 11,000 Btu/h | PTAC Non-Standard Size - 11,000 Btu/h | PTAC 11000 | 2025 |  | 873555.1445 | 810364.4992 | 772597.9489 | 729035.1612 | 0 | 0 | 3185552.7538 | 0 |  | 3185552.7538 | OK |  | 2025PTAC Non-Standard Size - 11,000 Btu/h | PTAC Non-Standard Size - 11,000 Btu/h | 2025 | 0 | 873555.1445 | 810364.4992 | 772597.9489 | 729035.1612 | 0 | 0 | 3185552.7538 | OK | 2025PTAC Non-Standard Size - 11,000 Btu/h | PTAC Non-Standard Size - 11,000 Btu/h | 2025 | 0% | 27.42% | 25.44% | 24.25% | 22.89% | 0% | 0% | 100% | OK
[46 empty] | PTAC 11000 | 2026 | 3536.914 | 3281.0631 | 3128.1511 | 2951.7709 | 0 | 0 | 12897.899 | PTAC 11000 | 2026 | 0 | 0 | 6817.977 | 3128.1511 | 2951.7709 | 0 | 0 | 12897.899 | PTAC 11000 | 2026 | 0 | 0 | 0 | 9946.1281 | 2951.7709 | 0 | 0 | 12897.899 | PTAC 11000 | 2026 | 0 | 0 | 0 | 0 | 12897.899 | 0 | 0 | 12897.899 | PTAC 11000 | 2026 | 0 | 0 | 0 | 0 | 0 | 12897.899 | 0 | 12897.899 | PTAC 11000 | 2026 | 0 | 0 | 0 | 0 | 0 | 0 | 12897.899 | 12897.899 |  |  | 2026PTAC Non-Standard Size - 11,000 Btu/h | PTAC Non-Standard Size - 11,000 Btu/h | PTAC 11000 | 2026 | 0 | 887501.1194 | 823301.6595 | 784932.1806 | 740673.9296 | 0 | 0 | 3236408.8892 |  | 2026PTAC Non-Standard Size - 11,000 Btu/h | PTAC Non-Standard Size - 11,000 Btu/h | PTAC 11000 | 2026 |  | 887501.1194 | 823301.6595 | 784932.1806 | 740673.9296 | 0 | 0 | 3236408.8892 | 0 |  | 3236408.8892 | OK |  | 2026PTAC Non-Standard Size - 11,000 Btu/h | PTAC Non-Standard Size - 11,000 Btu/h | 2026 | 0 | 887501.1194 | 823301.6595 | 784932.1806 | 740673.9296 | 0 | 0 | 3236408.8892 | OK | 2026PTAC Non-Standard Size - 11,000 Btu/h | PTAC Non-Standard Size - 11,000 Btu/h | 2026 | 0% | 27.42% | 25.44% | 24.25% | 22.89% | 0% | 0% | 100% | OK
[46 empty] | PTAC 11000 | 2027 | 3466.1757 | 3215.4418 | 3065.5881 | 2892.7355 | 0 | 0 | 12639.941 | PTAC 11000 | 2027 | 0 | 0 | 6681.6175 | 3065.5881 | 2892.7355 | 0 | 0 | 12639.941 | PTAC 11000 | 2027 | 0 | 0 | 0 | 9747.2055 | 2892.7355 | 0 | 0 | 12639.941 | PTAC 11000 | 2027 | 0 | 0 | 0 | 0 | 12639.941 | 0 | 0 | 12639.941 | PTAC 11000 | 2027 | 0 | 0 | 0 | 0 | 0 | 12639.941 | 0 | 12639.941 | PTAC 11000 | 2027 | 0 | 0 | 0 | 0 | 0 | 0 | 12639.941 | 12639.941 |  |  | 2027PTAC Non-Standard Size - 11,000 Btu/h | PTAC Non-Standard Size - 11,000 Btu/h | PTAC 11000 | 2027 | 0 | 901886.6753 | 836646.6027 | 797655.1907 | 752679.5552 | 0 | 0 | 3288868.024 |  | 2027PTAC Non-Standard Size - 11,000 Btu/h | PTAC Non-Standard Size - 11,000 Btu/h | PTAC 11000 | 2027 |  | 901886.6753 | 836646.6027 | 797655.1907 | 752679.5552 | 0 | 0 | 3288868.024 | 0 |  | 3288868.024 | OK |  | 2027PTAC Non-Standard Size - 11,000 Btu/h | PTAC Non-Standard Size - 11,000 Btu/h | 2027 | 0 | 901886.6753 | 836646.6027 | 797655.1907 | 752679.5552 | 0 | 0 | 3288868.024 | OK | 2027PTAC Non-Standard Size - 11,000 Btu/h | PTAC Non-Standard Size - 11,000 Btu/h | 2027 | 0% | 27.42% | 25.44% | 24.25% | 22.89% | 0% | 0% | 100% | OK
[46 empty] | PTAC 11000 | 2028 | 3396.8522 | 3151.133 | 3004.2763 | 2834.8808 | 0 | 0 | 12387.1422 | PTAC 11000 | 2028 | 0 | 0 | 6547.9851 | 3004.2763 | 2834.8808 | 0 | 0 | 12387.1422 | PTAC 11000 | 2028 | 0 | 0 | 0 | 9552.2614 | 2834.8808 | 0 | 0 | 12387.1422 | PTAC 11000 | 2028 | 0 | 0 | 0 | 0 | 12387.1422 | 0 | 0 | 12387.1422 | PTAC 11000 | 2028 | 0 | 0 | 0 | 0 | 0 | 12387.1422 | 0 | 12387.1422 | PTAC 11000 | 2028 | 0 | 0 | 0 | 0 | 0 | 0 | 12387.1422 | 12387.1422 |  |  | 2028PTAC Non-Standard Size - 11,000 Btu/h | PTAC Non-Standard Size - 11,000 Btu/h | PTAC 11000 | 2028 | 0 | 916611.8077 | 850306.5584 | 810678.5324 | 764968.5783 | 0 | 0 | 3342565.4767 |  | 2028PTAC Non-Standard Size - 11,000 Btu/h | PTAC Non-Standard Size - 11,000 Btu/h | PTAC 11000 | 2028 |  | 916611.8077 | 850306.5584 | 810678.5324 | 764968.5783 | 0 | 0 | 3342565.4767 | 0 |  | 3342565.4767 | OK |  | 2028PTAC Non-Standard Size - 11,000 Btu/h | PTAC Non-Standard Size - 11,000 Btu/h | 2028 | 0 | 916611.8077 | 850306.5584 | 810678.5324 | 764968.5783 | 0 | 0 | 3342565.4767 | OK | 2028PTAC Non-Standard Size - 11,000 Btu/h | PTAC Non-Standard Size - 11,000 Btu/h | 2028 | 0% | 27.42% | 25.44% | 24.25% | 22.89% | 0% | 0% | 100% | OK
[46 empty] | PTAC 11000 | 2029 | 3328.9151 | 3088.1103 | 2944.1908 | 2778.1831 | 0 | 0 | 12139.3994 | PTAC 11000 | 2029 | 0 | 0 | 6417.0254 | 2944.1908 | 2778.1831 | 0 | 0 | 12139.3994 | PTAC 11000 | 2029 | 0 | 0 | 0 | 9361.2162 | 2778.1831 | 0 | 0 | 12139.3994 | PTAC 11000 | 2029 | 0 | 0 | 0 | 0 | 12139.3994 | 0 | 0 | 12139.3994 | PTAC 11000 | 2029 | 0 | 0 | 0 | 0 | 0 | 12139.3994 | 0 | 12139.3994 | PTAC 11000 | 2029 | 0 | 0 | 0 | 0 | 0 | 0 | 12139.3994 | 12139.3994 |  |  | 2029PTAC Non-Standard Size - 11,000 Btu/h | PTAC Non-Standard Size - 11,000 Btu/h | PTAC 11000 | 2029 | 0 | 931563.2591 | 864176.4618 | 823902.0373 | 777446.4783 | 0 | 0 | 3397088.2365 |  | 2029PTAC Non-Standard Size - 11,000 Btu/h | PTAC Non-Standard Size - 11,000 Btu/h | PTAC 11000 | 2029 |  | 931563.2591 | 864176.4618 | 823902.0373 | 777446.4783 | 0 | 0 | 3397088.2365 | 0 |  | 3397088.2365 | OK | THROUGH 2012 we are in-line with non-standards shipments (POINT OF STANDARDS IMPACT) | 2029PTAC Non-Standard Size - 11,000 Btu/h | PTAC Non-Standard Size - 11,000 Btu/h | 2029 | 0 | 931563.2591 | 864176.4618 | 823902.0373 | 777446.4783 | 0 | 0 | 3397088.2365 | OK | 2029PTAC Non-Standard Size - 11,000 Btu/h | PTAC Non-Standard Size - 11,000 Btu/h | 2029 | 0% | 27.42% | 25.44% | 24.25% | 22.89% | 0% | 0% | 100% | OK
[46 empty] | PTAC 11000 | 2030 | 3262.3368 | 3026.3481 | 2885.307 | 2722.6195 | 0 | 0 | 11896.6114 | PTAC 11000 | 2030 | 0 | 0 | 6288.6849 | 2885.307 | 2722.6195 | 0 | 0 | 11896.6114 | PTAC 11000 | 2030 | 0 | 0 | 0 | 9173.9919 | 2722.6195 | 0 | 0 | 11896.6114 | PTAC 11000 | 2030 | 0 | 0 | 0 | 0 | 11896.6114 | 0 | 0 | 11896.6114 | PTAC 11000 | 2030 | 0 | 0 | 0 | 0 | 0 | 11896.6114 | 0 | 11896.6114 | PTAC 11000 | 2030 | 0 | 0 | 0 | 0 | 0 | 0 | 11896.6114 | 11896.6114 |  |  | 2030PTAC Non-Standard Size - 11,000 Btu/h | PTAC Non-Standard Size - 11,000 Btu/h | PTAC 11000 | 2030 | 0 | 946644.6264 | 878166.8832 | 837240.4435 | 790032.8011 | 0 | 0 | 3452084.7541 |  | 2030PTAC Non-Standard Size - 11,000 Btu/h | PTAC Non-Standard Size - 11,000 Btu/h | PTAC 11000 | 2030 |  | 946644.6264 | 878166.8832 | 837240.4435 | 790032.8011 | 0 | 0 | 3452084.7541 | 0 |  | 3452084.7541 | OK |  | 2030PTAC Non-Standard Size - 11,000 Btu/h | PTAC Non-Standard Size - 11,000 Btu/h | 2030 | 0 | 946644.6264 | 878166.8832 | 837240.4435 | 790032.8011 | 0 | 0 | 3452084.7541 | OK | 2030PTAC Non-Standard Size - 11,000 Btu/h | PTAC Non-Standard Size - 11,000 Btu/h | 2030 | 0% | 27.42% | 25.44% | 24.25% | 22.89% | 0% | 0% | 100% | OK
[46 empty] | PTAC 11000 | 2031 | 3197.0901 | 2965.8211 | 2827.6008 | 2668.1671 | 0 | 0 | 11658.6791 | PTAC 11000 | 2031 | 0 | 0 | 6162.9112 | 2827.6008 | 2668.1671 | 0 | 0 | 11658.6791 | PTAC 11000 | 2031 | 0 | 0 | 0 | 8990.512 | 2668.1671 | 0 | 0 | 11658.6791 | PTAC 11000 | 2031 | 0 | 0 | 0 | 0 | 11658.6791 | 0 | 0 | 11658.6791 | PTAC 11000 | 2031 | 0 | 0 | 0 | 0 | 0 | 11658.6791 | 0 | 11658.6791 | PTAC 11000 | 2031 | 0 | 0 | 0 | 0 | 0 | 0 | 11658.6791 | 11658.6791 |  |  | 2031PTAC Non-Standard Size - 11,000 Btu/h | PTAC Non-Standard Size - 11,000 Btu/h | PTAC 11000 | 2031 | 0 | 961816.0773 | 892240.8719 | 850658.5224 | 802694.3042 | 0 | 0 | 3507409.7759 |  | 2031PTAC Non-Standard Size - 11,000 Btu/h | PTAC Non-Standard Size - 11,000 Btu/h | PTAC 11000 | 2031 |  | 961816.0773 | 892240.8719 | 850658.5224 | 802694.3042 | 0 | 0 | 3507409.7759 | 0 |  | 3507409.7759 | OK |  | 2031PTAC Non-Standard Size - 11,000 Btu/h | PTAC Non-Standard Size - 11,000 Btu/h | 2031 | 0 | 961816.0773 | 892240.8719 | 850658.5224 | 802694.3042 | 0 | 0 | 3507409.7759 | OK | 2031PTAC Non-Standard Size - 11,000 Btu/h | PTAC Non-Standard Size - 11,000 Btu/h | 2031 | 0% | 27.42% | 25.44% | 24.25% | 22.89% | 0% | 0% | 100% | OK
[46 empty] | PTAC 11000 | 2032 | 3133.1483 | 2906.5047 | 2771.0488 | 2614.8037 | 0 | 0 | 11425.5056 | PTAC 11000 | 2032 | 0 | 0 | 6039.653 | 2771.0488 | 2614.8037 | 0 | 0 | 11425.5056 | PTAC 11000 | 2032 | 0 | 0 | 0 | 8810.7018 | 2614.8037 | 0 | 0 | 11425.5056 | PTAC 11000 | 2032 | 0 | 0 | 0 | 0 | 11425.5056 | 0 | 0 | 11425.5056 | PTAC 11000 | 2032 | 0 | 0 | 0 | 0 | 0 | 11425.5056 | 0 | 11425.5056 | PTAC 11000 | 2032 | 0 | 0 | 0 | 0 | 0 | 0 | 11425.5056 | 11425.5056 |  |  | 2032PTAC Non-Standard Size - 11,000 Btu/h | PTAC Non-Standard Size - 11,000 Btu/h | PTAC 11000 | 2032 | 0 | 977419.3831 | 906715.4763 | 864458.5465 | 815716.2166 | 0 | 0 | 3564309.6225 |  | 2032PTAC Non-Standard Size - 11,000 Btu/h | PTAC Non-Standard Size - 11,000 Btu/h | PTAC 11000 | 2032 |  | 977419.3831 | 906715.4763 | 864458.5465 | 815716.2166 | 0 | 0 | 3564309.6225 | 0 |  | 3564309.6225 | OK |  | 2032PTAC Non-Standard Size - 11,000 Btu/h | PTAC Non-Standard Size - 11,000 Btu/h | 2032 | 0 | 977419.3831 | 906715.4763 | 864458.5465 | 815716.2166 | 0 | 0 | 3564309.6225 | OK | 2032PTAC Non-Standard Size - 11,000 Btu/h | PTAC Non-Standard Size - 11,000 Btu/h | 2032 | 0% | 27.42% | 25.44% | 24.25% | 22.89% | 0% | 0% | 100% | OK
[46 empty] | PTAC 11000 | 2033 | 3070.4853 | 2848.3746 | 2715.6278 | 2562.5077 | 0 | 0 | 11196.9954 | PTAC 11000 | 2033 | 0 | 0 | 5918.8599 | 2715.6278 | 2562.5077 | 0 | 0 | 11196.9954 | PTAC 11000 | 2033 | 0 | 0 | 0 | 8634.4878 | 2562.5077 | 0 | 0 | 11196.9954 | PTAC 11000 | 2033 | 0 | 0 | 0 | 0 | 11196.9954 | 0 | 0 | 11196.9954 | PTAC 11000 | 2033 | 0 | 0 | 0 | 0 | 0 | 11196.9954 | 0 | 11196.9954 | PTAC 11000 | 2033 | 0 | 0 | 0 | 0 | 0 | 0 | 11196.9954 | 11196.9954 |  |  | 2033PTAC Non-Standard Size - 11,000 Btu/h | PTAC Non-Standard Size - 11,000 Btu/h | PTAC 11000 | 2033 | 0 | 993458.6243 | 921594.4816 | 878644.1247 | 829101.9437 | 0 | 0 | 3622799.1742 |  | 2033PTAC Non-Standard Size - 11,000 Btu/h | PTAC Non-Standard Size - 11,000 Btu/h | PTAC 11000 | 2033 |  | 993458.6243 | 921594.4816 | 878644.1247 | 829101.9437 | 0 | 0 | 3622799.1742 | 0 |  | 3622799.1742 | OK |  | 2033PTAC Non-Standard Size - 11,000 Btu/h | PTAC Non-Standard Size - 11,000 Btu/h | 2033 | 0 | 993458.6243 | 921594.4816 | 878644.1247 | 829101.9437 | 0 | 0 | 3622799.1742 | OK | 2033PTAC Non-Standard Size - 11,000 Btu/h | PTAC Non-Standard Size - 11,000 Btu/h | 2033 | 0% | 27.42% | 25.44% | 24.25% | 22.89% | 0% | 0% | 100% | OK
[46 empty] | PTAC 11000 | 2034 | 3009.0756 | 2791.4071 | 2661.3153 | 2511.2575 | 0 | 0 | 10973.0555 | PTAC 11000 | 2034 | 0 | 0 | 5800.4827 | 2661.3153 | 2511.2575 | 0 | 0 | 10973.0555 | PTAC 11000 | 2034 | 0 | 0 | 0 | 8461.798 | 2511.2575 | 0 | 0 | 10973.0555 | PTAC 11000 | 2034 | 0 | 0 | 0 | 0 | 10973.0555 | 0 | 0 | 10973.0555 | PTAC 11000 | 2034 | 0 | 0 | 0 | 0 | 0 | 10973.0555 | 0 | 10973.0555 | PTAC 11000 | 2034 | 0 | 0 | 0 | 0 | 0 | 0 | 10973.0555 | 10973.0555 |  |  | 2034PTAC Non-Standard Size - 11,000 Btu/h | PTAC Non-Standard Size - 11,000 Btu/h | PTAC 11000 | 2034 | 0 | 1009938.2173 | 936881.9848 | 893219.1631 | 842855.1713 | 0 | 0 | 3682894.5365 |  | 2034PTAC Non-Standard Size - 11,000 Btu/h | PTAC Non-Standard Size - 11,000 Btu/h | PTAC 11000 | 2034 |  | 1009938.2173 | 936881.9848 | 893219.1631 | 842855.1713 | 0 | 0 | 3682894.5365 | 0 |  | 3682894.5365 | OK |  | 2034PTAC Non-Standard Size - 11,000 Btu/h | PTAC Non-Standard Size - 11,000 Btu/h | 2034 | 0 | 1009938.2173 | 936881.9848 | 893219.1631 | 842855.1713 | 0 | 0 | 3682894.5365 | OK | 2034PTAC Non-Standard Size - 11,000 Btu/h | PTAC Non-Standard Size - 11,000 Btu/h | 2034 | 0% | 27.42% | 25.44% | 24.25% | 22.89% | 0% | 0% | 100% | OK
[46 empty] | PTAC 11000 | 2035 | 2948.8941 | 2735.579 | 2608.089 | 2461.0324 | 0 | 0 | 10753.5944 | PTAC 11000 | 2035 | 0 | 0 | 5684.4731 | 2608.089 | 2461.0324 | 0 | 0 | 10753.5944 | PTAC 11000 | 2035 | 0 | 0 | 0 | 8292.5621 | 2461.0324 | 0 | 0 | 10753.5944 | PTAC 11000 | 2035 | 0 | 0 | 0 | 0 | 10753.5944 | 0 | 0 | 10753.5944 | PTAC 11000 | 2035 | 0 | 0 | 0 | 0 | 0 | 10753.5944 | 0 | 10753.5944 | PTAC 11000 | 2035 | 0 | 0 | 0 | 0 | 0 | 0 | 10753.5944 | 10753.5944 |  |  | 2035PTAC Non-Standard Size - 11,000 Btu/h | PTAC Non-Standard Size - 11,000 Btu/h | PTAC 11000 | 2035 | 0 | 1026862.8958 | 952582.3773 | 908187.8482 | 856979.8499 | 0 | 0 | 3744612.9712 |  | 2035PTAC Non-Standard Size - 11,000 Btu/h | PTAC Non-Standard Size - 11,000 Btu/h | PTAC 11000 | 2035 |  | 1026862.8958 | 952582.3773 | 908187.8482 | 856979.8499 | 0 | 0 | 3744612.9712 | 0 |  | 3744612.9712 | OK |  | 2035PTAC Non-Standard Size - 11,000 Btu/h | PTAC Non-Standard Size - 11,000 Btu/h | 2035 | 0 | 1026862.8958 | 952582.3773 | 908187.8482 | 856979.8499 | 0 | 0 | 3744612.9712 | OK | 2035PTAC Non-Standard Size - 11,000 Btu/h | PTAC Non-Standard Size - 11,000 Btu/h | 2035 | 0% | 27.42% | 25.44% | 24.25% | 22.89% | 0% | 0% | 100% | OK
[46 empty] | PTAC 11000 | 2036 | 2889.9162 | 2680.8674 | 2555.9272 | 2411.8117 | 0 | 0 | 10538.5225 | PTAC 11000 | 2036 | 0 | 0 | 5570.7836 | 2555.9272 | 2411.8117 | 0 | 0 | 10538.5225 | PTAC 11000 | 2036 | 0 | 0 | 0 | 8126.7108 | 2411.8117 | 0 | 0 | 10538.5225 | PTAC 11000 | 2036 | 0 | 0 | 0 | 0 | 10538.5225 | 0 | 0 | 10538.5225 | PTAC 11000 | 2036 | 0 | 0 | 0 | 0 | 0 | 10538.5225 | 0 | 10538.5225 | PTAC 11000 | 2036 | 0 | 0 | 0 | 0 | 0 | 0 | 10538.5225 | 10538.5225 |  |  | 2036PTAC Non-Standard Size - 11,000 Btu/h | PTAC Non-Standard Size - 11,000 Btu/h | PTAC 11000 | 2036 | 0 | 1044237.6937 | 968700.3288 | 923554.6323 | 871480.1808 | 0 | 0 | 3807972.8356 |  | 2036PTAC Non-Standard Size - 11,000 Btu/h | PTAC Non-Standard Size - 11,000 Btu/h | PTAC 11000 | 2036 |  | 1044237.6937 | 968700.3288 | 923554.6323 | 871480.1808 | 0 | 0 | 3807972.8356 | 0 |  | 3807972.8356 | OK |  | 2036PTAC Non-Standard Size - 11,000 Btu/h | PTAC Non-Standard Size - 11,000 Btu/h | 2036 | 0 | 1044237.6937 | 968700.3288 | 923554.6323 | 871480.1808 | 0 | 0 | 3807972.8356 | OK | 2036PTAC Non-Standard Size - 11,000 Btu/h | PTAC Non-Standard Size - 11,000 Btu/h | 2036 | 0% | 27.42% | 25.44% | 24.25% | 22.89% | 0% | 0% | 100% | OK
[46 empty] | PTAC 11000 | 2037 | 2832.1179 | 2627.2501 | 2504.8086 | 2363.5755 | 0 | 0 | 10327.7521 | PTAC 11000 | 2037 | 0 | 0 | 5459.368 | 2504.8086 | 2363.5755 | 0 | 0 | 10327.7521 | PTAC 11000 | 2037 | 0 | 0 | 0 | 7964.1766 | 2363.5755 | 0 | 0 | 10327.7521 | PTAC 11000 | 2037 | 0 | 0 | 0 | 0 | 10327.7521 | 0 | 0 | 10327.7521 | PTAC 11000 | 2037 | 0 | 0 | 0 | 0 | 0 | 10327.7521 | 0 | 10327.7521 | PTAC 11000 | 2037 | 0 | 0 | 0 | 0 | 0 | 0 | 10327.7521 | 10327.7521 |  |  | 2037PTAC Non-Standard Size - 11,000 Btu/h | PTAC Non-Standard Size - 11,000 Btu/h | PTAC 11000 | 2037 | 0 | 1062067.9308 | 985240.7742 | 939324.2201 | 886360.6035 | 0 | 0 | 3872993.5286 |  | 2037PTAC Non-Standard Size - 11,000 Btu/h | PTAC Non-Standard Size - 11,000 Btu/h | PTAC 11000 | 2037 |  | 1062067.9308 | 985240.7742 | 939324.2201 | 886360.6035 | 0 | 0 | 3872993.5286 | 0 |  | 3872993.5286 | OK | Note: First inequality in stock formula set to "strictly less than" for 2013 only so that stock builds from zero, if necessary, when first sales are in 2012. 5/30/2008 MJS | 2037PTAC Non-Standard Size - 11,000 Btu/h | PTAC Non-Standard Size - 11,000 Btu/h | 2037 | 0 | 1062067.9308 | 985240.7742 | 939324.2201 | 886360.6035 | 0 | 0 | 3872993.5286 | OK | 2037PTAC Non-Standard Size - 11,000 Btu/h | PTAC Non-Standard Size - 11,000 Btu/h | 2037 | 0% | 27.42% | 25.44% | 24.25% | 22.89% | 0% | 0% | 100% | OK
[46 empty] | PTAC 11000 | 2038 | 2775.4755 | 2574.7051 | 2454.7125 | 2316.304 | 0 | 0 | 10121.197 | PTAC 11000 | 2038 | 0 | 0 | 5350.1806 | 2454.7125 | 2316.304 | 0 | 0 | 10121.197 | PTAC 11000 | 2038 | 0 | 0 | 0 | 7804.8931 | 2316.304 | 0 | 0 | 10121.197 | PTAC 11000 | 2038 | 0 | 0 | 0 | 0 | 10121.197 | 0 | 0 | 10121.197 | PTAC 11000 | 2038 | 0 | 0 | 0 | 0 | 0 | 10121.197 | 0 | 10121.197 | PTAC 11000 | 2038 | 0 | 0 | 0 | 0 | 0 | 0 | 10121.197 | 10121.197 |  |  | 2038PTAC Non-Standard Size - 11,000 Btu/h | PTAC Non-Standard Size - 11,000 Btu/h | PTAC 11000 | 2038 | 0 | 1080359.1992 | 1002208.901 | 955501.5577 | 901625.7849 | 0 | 0 | 3939695.4428 |  | 2038PTAC Non-Standard Size - 11,000 Btu/h | PTAC Non-Standard Size - 11,000 Btu/h | PTAC 11000 | 2038 |  | 1080359.1992 | 1002208.901 | 955501.5577 | 901625.7849 | 0 | 0 | 3939695.4428 | 0 |  | 3939695.4428 | OK |  | 2038PTAC Non-Standard Size - 11,000 Btu/h | PTAC Non-Standard Size - 11,000 Btu/h | 2038 | 0 | 1080359.1992 | 1002208.901 | 955501.5577 | 901625.7849 | 0 | 0 | 3939695.4428 | OK | 2038PTAC Non-Standard Size - 11,000 Btu/h | PTAC Non-Standard Size - 11,000 Btu/h | 2038 | 0% | 27.42% | 25.44% | 24.25% | 22.89% | 0% | 0% | 100% | OK
[46 empty] | PTAC 11000 | 2039 | 2719.966 | 2523.211 | 2405.6182 | 2269.9779 | 0 | 0 | 9918.7731 | PTAC 11000 | 2039 | 0 | 0 | 5243.177 | 2405.6182 | 2269.9779 | 0 | 0 | 9918.7731 | PTAC 11000 | 2039 | 0 | 0 | 0 | 7648.7952 | 2269.9779 | 0 | 0 | 9918.7731 | PTAC 11000 | 2039 | 0 | 0 | 0 | 0 | 9918.7731 | 0 | 0 | 9918.7731 | PTAC 11000 | 2039 | 0 | 0 | 0 | 0 | 0 | 9918.7731 | 0 | 9918.7731 | PTAC 11000 | 2039 | 0 | 0 | 0 | 0 | 0 | 0 | 9918.7731 | 9918.7731 |  |  | 2039PTAC Non-Standard Size - 11,000 Btu/h | PTAC Non-Standard Size - 11,000 Btu/h | PTAC 11000 | 2039 | 0 | 1099117.3521 | 1019610.1393 | 972091.8216 | 917280.6101 | 0 | 0 | 4008099.923 |  | 2039PTAC Non-Standard Size - 11,000 Btu/h | PTAC Non-Standard Size - 11,000 Btu/h | PTAC 11000 | 2039 |  | 1099117.3521 | 1019610.1393 | 972091.8216 | 917280.6101 | 0 | 0 | 4008099.923 | 0 |  | 4008099.923 | OK |  | 2039PTAC Non-Standard Size - 11,000 Btu/h | PTAC Non-Standard Size - 11,000 Btu/h | 2039 | 0 | 1099117.3521 | 1019610.1393 | 972091.8216 | 917280.6101 | 0 | 0 | 4008099.923 | OK | 2039PTAC Non-Standard Size - 11,000 Btu/h | PTAC Non-Standard Size - 11,000 Btu/h | 2039 | 0% | 27.42% | 25.44% | 24.25% | 22.89% | 0% | 0% | 100% | OK
[46 empty] | PTAC 11000 | 2040 | 2665.5667 | 2472.7467 | 2357.5059 | 2224.5783 | 0 | 0 | 9720.3976 | PTAC 11000 | 2040 | 0 | 0 | 5138.3134 | 2357.5059 | 2224.5783 | 0 | 0 | 9720.3976 | PTAC 11000 | 2040 | 0 | 0 | 0 | 0 | 0 | 0 | 0 | 0 | PTAC 11000 | 2040 | 0 | 0 | 0 | 0 | 9720.3976 | 0 | 0 | 9720.3976 | PTAC 11000 | 2040 | 0 | 0 | 0 | 0 | 0 | 9720.3976 | 0 | 9720.3976 | PTAC 11000 | 2040 | 0 | 0 | 0 | 0 | 0 | 0 | 9720.3976 | 9720.3976 |  |  | 2040PTAC Non-Standard Size - 11,000 Btu/h | PTAC Non-Standard Size - 11,000 Btu/h | PTAC 11000 | 2040 | 0 | 1118348.4938 | 1037450.1516 | 989100.411 | 933330.1733 | 0 | 0 | 4078229.2297 |  | 2040PTAC Non-Standard Size - 11,000 Btu/h | PTAC Non-Standard Size - 11,000 Btu/h | PTAC 11000 | 2040 |  | 1118348.4938 | 1037450.1516 | 989100.411 | 933330.1733 | 0 | 0 | 4078229.2297 | 0 |  | 4078229.2297 | OK |  | 2040PTAC Non-Standard Size - 11,000 Btu/h | PTAC Non-Standard Size - 11,000 Btu/h | 2040 | 0 | 1118348.4938 | 1037450.1516 | 989100.411 | 933330.1733 | 0 | 0 | 4078229.2297 | OK | 2040PTAC Non-Standard Size - 11,000 Btu/h | PTAC Non-Standard Size - 11,000 Btu/h | 2040 | 0% | 27.42% | 25.44% | 24.25% | 22.89% | 0% | 0% | 100% | OK
[46 empty] | PTAC 11000 | 2041 | 2612.2554 | 2423.2918 | 2310.3557 | 2180.0868 | 0 | 0 | 9525.9897 | PTAC 11000 | 2041 | 0 | 0 | 5035.5472 | 2310.3557 | 2180.0868 | 0 | 0 | 9525.9897 | PTAC 11000 | 2041 | 0 | 0 | 0 | 0 | 0 | 0 | 0 | 0 | PTAC 11000 | 2041 | 0 | 0 | 0 | 0 | 9525.9897 | 0 | 0 | 9525.9897 | PTAC 11000 | 2041 | 0 | 0 | 0 | 0 | 0 | 9525.9897 | 0 | 9525.9897 | PTAC 11000 | 2041 | 0 | 0 | 0 | 0 | 0 | 0 | 9525.9897 | 9525.9897 |  |  | 2041PTAC Non-Standard Size - 11,000 Btu/h | PTAC Non-Standard Size - 11,000 Btu/h | PTAC 11000 | 2041 | 0 | 1138058.9711 | 1055734.8256 | 1006532.9387 | 949779.7713 | 0 | 0 | 4150106.5068 |  | 2041PTAC Non-Standard Size - 11,000 Btu/h | PTAC Non-Standard Size - 11,000 Btu/h | PTAC 11000 | 2041 |  | 1138058.9711 | 1055734.8256 | 1006532.9387 | 949779.7713 | 0 | 0 | 4150106.5068 | 0 |  | 4150106.5068 | OK |  | 2041PTAC Non-Standard Size - 11,000 Btu/h | PTAC Non-Standard Size - 11,000 Btu/h | 2041 | 0 | 1138058.9711 | 1055734.8256 | 1006532.9387 | 949779.7713 | 0 | 0 | 4150106.5068 | OK | 2041PTAC Non-Standard Size - 11,000 Btu/h | PTAC Non-Standard Size - 11,000 Btu/h | 2041 | 0% | 27.42% | 25.44% | 24.25% | 22.89% | 0% | 0% | 100% | OK
[46 empty] | PTAC 11000 | 2042 | 2560.0103 | 2374.826 | 2264.1486 | 2136.485 | 0 | 0 | 9335.4699 | PTAC 11000 | 2042 | 0 | 0 | 4934.8362 | 2264.1486 | 2136.485 | 0 | 0 | 9335.4699 | PTAC 11000 | 2042 | 0 | 0 | 0 | 0 | 0 | 0 | 0 | 0 | PTAC 11000 | 2042 | 0 | 0 | 0 | 0 | 9335.4699 | 0 | 0 | 9335.4699 | PTAC 11000 | 2042 | 0 | 0 | 0 | 0 | 0 | 9335.4699 | 0 | 9335.4699 | PTAC 11000 | 2042 | 0 | 0 | 0 | 0 | 0 | 0 | 9335.4699 | 9335.4699 |  |  | 2042PTAC Non-Standard Size - 11,000 Btu/h | PTAC Non-Standard Size - 11,000 Btu/h | PTAC 11000 | 2042 | 0 | 1158235.2751 | 1074451.6297 | 1024377.4573 | 966618.1302 | 0 | 0 | 4223682.4922 |  | 2042PTAC Non-Standard Size - 11,000 Btu/h | PTAC Non-Standard Size - 11,000 Btu/h | PTAC 11000 | 2042 |  | 1158255.3652 | 1074470.2666 | 1024395.2257 | 966634.8966 | 0 | 0 | 4223755.7541 | 73.2619 |  | 4223682.4922 | OK |  | 2042PTAC Non-Standard Size - 11,000 Btu/h | PTAC Non-Standard Size - 11,000 Btu/h | 2042 | 0 | 1158235.2751 | 1074451.6297 | 1024377.4573 | 966618.1302 | 0 | 0 | 4223682.4922 | OK | 2042PTAC Non-Standard Size - 11,000 Btu/h | PTAC Non-Standard Size - 11,000 Btu/h | 2042 | 0% | 27.42% | 25.44% | 24.25% | 22.89% | 0% | 0% | 100% | OK
[46 empty] | PTAC 11000 | 2043 | 0 | 0 | 0 | 0 | 0 | 0 | 0 | PTAC 11000 | 2043 | 0 | 0 | 0 | 0 | 0 | 0 | 0 | 0 | PTAC 11000 | 2043 | 0 | 0 | 0 | 0 | 0 | 0 | 0 | 0 | PTAC 11000 | 2043 | 0 | 0 | 0 | 0 | 0 | 0 | 0 | 0 | PTAC 11000 | 2043 | 0 | 0 | 0 | 0 | 0 | 0 | 0 | 0 | PTAC 11000 | 2043 | 0 | 0 | 0 | 0 | 0 | 0 | 0 | 0 |  |  | 2043PTAC Non-Standard Size - 11,000 Btu/h | PTAC Non-Standard Size - 11,000 Btu/h | PTAC 11000 | 2043 | 0 | 1065576.4531 | 988495.4993 | 942427.2607 | 889288.6798 | 0 | 0 | 3885787.8928 |  | 2043PTAC Non-Standard Size - 11,000 Btu/h | PTAC Non-Standard Size - 11,000 Btu/h | PTAC 11000 | 2043 |  | 1178944.4857 | 1093662.7913 | 1042693.2943 | 983901.2322 | 0 | 0 | 4299201.8034 | 413413.9106 |  | 3885787.8928 | OK |  | 2043PTAC Non-Standard Size - 11,000 Btu/h | PTAC Non-Standard Size - 11,000 Btu/h | 2043 | 0 | 1065576.4531 | 988495.4993 | 942427.2607 | 889288.6798 | 0 | 0 | 3885787.8928 | OK | 2043PTAC Non-Standard Size - 11,000 Btu/h | PTAC Non-Standard Size - 11,000 Btu/h | 2043 | 0% | 27.42% | 25.44% | 24.25% | 22.89% | 0% | 0% | 100% | OK
[46 empty] | PTAC 11000 | 2044 | 0 | 0 | 0 | 0 | 0 | 0 | 0 | PTAC 11000 | 2044 | 0 | 0 | 0 | 0 | 0 | 0 | 0 | 0 | PTAC 11000 | 2044 | #VALUE! | #VALUE! | #VALUE! | #VALUE! | #VALUE! | #VALUE! | #VALUE! | #VALUE! | PTAC 11000 | 2044 | 0 | 0 | 0 | 0 | 0 | 0 | 0 | 0 | PTAC 11000 | 2044 | 0 | 0 | 0 | 0 | 0 | 0 | 0 | 0 | PTAC 11000 | 2044 | 0 | 0 | 0 | 0 | 0 | 0 | 0 | 0 |  |  | 2044PTAC Non-Standard Size - 11,000 Btu/h | PTAC Non-Standard Size - 11,000 Btu/h | PTAC 11000 | 2044 | 0 | 980330.3368 | 909415.8593 | 867033.0799 | 818145.5854 | 0 | 0 | 3574924.8614 |  | 2044PTAC Non-Standard Size - 11,000 Btu/h | PTAC Non-Standard Size - 11,000 Btu/h | PTAC 11000 | 2044 |  | #DIV/0! | #DIV/0! | #DIV/0! | #DIV/0! | #VALUE! | #VALUE! | 0 | 0 |  | 0 | OK |  | 2044PTAC Non-Standard Size - 11,000 Btu/h | PTAC Non-Standard Size - 11,000 Btu/h | 2044 | 0 | 0 | 0 | 0 | 0 | 0 | 0 | 0 | OK | 2044PTAC Non-Standard Size - 11,000 Btu/h | PTAC Non-Standard Size - 11,000 Btu/h | 2044 | 0% | 0% | 0% | 0% | 0% | 0% | 0% | 0% | OK
[46 empty] | PTAC 11000 | 2045 | 0 | 0 | 0 | 0 | 0 | 0 | 0 | PTAC 11000 | 2045 | 0 | 0 | 0 | 0 | 0 | 0 | 0 | 0 | PTAC 11000 | 2045 | 0 | 0 | 0 | 0 | 0 | 0 | 0 | 0 | PTAC 11000 | 2045 | 0 | 0 | 0 | 0 | 0 | 0 | 0 | 0 | PTAC 11000 | 2045 | 0 | 0 | 0 | 0 | 0 | 0 | 0 | 0 | PTAC 11000 | 2045 | 0 | 0 | 0 | 0 | 0 | 0 | 0 | 0 |  |  | 2045PTAC Non-Standard Size - 11,000 Btu/h | PTAC Non-Standard Size - 11,000 Btu/h | PTAC 11000 | 2045 | 0 | 901903.9099 | 836662.5906 | 797670.4335 | 752693.9385 | 0 | 0 | 3288930.8725 |  | 2045PTAC Non-Standard Size - 11,000 Btu/h | PTAC Non-Standard Size - 11,000 Btu/h | PTAC 11000 | 2045 |  | #DIV/0! | #DIV/0! | #DIV/0! | #DIV/0! | #VALUE! | #VALUE! | 0 | 0 |  | 0 | OK |  | 2045PTAC Non-Standard Size - 11,000 Btu/h | PTAC Non-Standard Size - 11,000 Btu/h | 2045 | 0 | 0 | 0 | 0 | 0 | 0 | 0 | 0 | OK | 2045PTAC Non-Standard Size - 11,000 Btu/h | PTAC Non-Standard Size - 11,000 Btu/h | 2045 | 0% | 0% | 0% | 0% | 0% | 0% | 0% | 0% | OK
[46 empty] | PTAC 11000 | 2046 | 0 | 0 | 0 | 0 | 0 | 0 | 0 | PTAC 11000 | 2046 | 0 | 0 | 0 | 0 | 0 | 0 | 0 | 0 | PTAC 11000 | 2046 | 0 | 0 | 0 | 0 | 0 | 0 | 0 | 0 | PTAC 11000 | 2046 | 0 | 0 | 0 | 0 | 0 | 0 | 0 | 0 | PTAC 11000 | 2046 | 0 | 0 | 0 | 0 | 0 | 0 | 0 | 0 | PTAC 11000 | 2046 | 0 | 0 | 0 | 0 | 0 | 0 | 0 | 0 |  |  | 2046PTAC Non-Standard Size - 11,000 Btu/h | PTAC Non-Standard Size - 11,000 Btu/h | PTAC 11000 | 2046 | 0 | 829751.5971 | 769729.5833 | 733856.7988 | 692478.4235 | 0 | 0 | 3025816.4027 |  | 2046PTAC Non-Standard Size - 11,000 Btu/h | PTAC Non-Standard Size - 11,000 Btu/h | PTAC 11000 | 2046 |  | #DIV/0! | #DIV/0! | #DIV/0! | #DIV/0! | #VALUE! | #VALUE! | 0 | 0 |  | 0 | OK |  | 2046PTAC Non-Standard Size - 11,000 Btu/h | PTAC Non-Standard Size - 11,000 Btu/h | 2046 | 0 | 0 | 0 | 0 | 0 | 0 | 0 | 0 | OK | 2046PTAC Non-Standard Size - 11,000 Btu/h | PTAC Non-Standard Size - 11,000 Btu/h | 2046 | 0% | 0% | 0% | 0% | 0% | 0% | 0% | 0% | OK
[46 empty] | PTAC 11000 | 2047 | 0 | 0 | 0 | 0 | 0 | 0 | 0 | PTAC 11000 | 2047 | 0 | 0 | 0 | 0 | 0 | 0 | 0 | 0 | PTAC 11000 | 2047 | 0 | 0 | 0 | 0 | 0 | 0 | 0 | 0 | PTAC 11000 | 2047 | 0 | 0 | 0 | 0 | 0 | 0 | 0 | 0 | PTAC 11000 | 2047 | 0 | 0 | 0 | 0 | 0 | 0 | 0 | 0 | PTAC 11000 | 2047 | 0 | 0 | 0 | 0 | 0 | 0 | 0 | 0 |  |  | 2047PTAC Non-Standard Size - 11,000 Btu/h | PTAC Non-Standard Size - 11,000 Btu/h | PTAC 11000 | 2047 | 0 | 763371.4693 | 708151.2167 | 675148.2549 | 637080.1496 | 0 | 0 | 2783751.0905 |  | 2047PTAC Non-Standard Size - 11,000 Btu/h | PTAC Non-Standard Size - 11,000 Btu/h | PTAC 11000 | 2047 |  | #DIV/0! | #DIV/0! | #DIV/0! | #DIV/0! | #VALUE! | #VALUE! | 0 | 0 |  | 0 | OK |  | 2047PTAC Non-Standard Size - 11,000 Btu/h | PTAC Non-Standard Size - 11,000 Btu/h | 2047 | 0 | 0 | 0 | 0 | 0 | 0 | 0 | 0 | OK | 2047PTAC Non-Standard Size - 11,000 Btu/h | PTAC Non-Standard Size - 11,000 Btu/h | 2047 | 0% | 0% | 0% | 0% | 0% | 0% | 0% | 0% | OK
[46 empty] | PTAC 11000 | 2048 | 0 | 0 | 0 | 0 | 0 | 0 | 0 | PTAC 11000 | 2048 | 0 | 0 | 0 | 0 | 0 | 0 | 0 | 0 | PTAC 11000 | 2048 | 0 | 0 | 0 | 0 | 0 | 0 | 0 | 0 | PTAC 11000 | 2048 | 0 | 0 | 0 | 0 | 0 | 0 | 0 | 0 | PTAC 11000 | 2048 | 0 | 0 | 0 | 0 | 0 | 0 | 0 | 0 | PTAC 11000 | 2048 | 0 | 0 | 0 | 0 | 0 | 0 | 0 | 0 |  |  | 2048PTAC Non-Standard Size - 11,000 Btu/h | PTAC Non-Standard Size - 11,000 Btu/h | PTAC 11000 | 2048 | 0 | 702301.7518 | 651499.1193 | 621136.3945 | 586113.7376 | 0 | 0 | 2561051.0032 |  | 2048PTAC Non-Standard Size - 11,000 Btu/h | PTAC Non-Standard Size - 11,000 Btu/h | PTAC 11000 | 2048 |  | #DIV/0! | #DIV/0! | #DIV/0! | #DIV/0! | #VALUE! | #VALUE! | 0 | 0 |  | 0 | OK |  | 2048PTAC Non-Standard Size - 11,000 Btu/h | PTAC Non-Standard Size - 11,000 Btu/h | 2048 | 0 | 0 | 0 | 0 | 0 | 0 | 0 | 0 | OK | 2048PTAC Non-Standard Size - 11,000 Btu/h | PTAC Non-Standard Size - 11,000 Btu/h | 2048 | 0% | 0% | 0% | 0% | 0% | 0% | 0% | 0% | OK
[46 empty] | PTAC 11000 | 2049 | 0 | 0 | 0 | 0 | 0 | 0 | 0 | PTAC 11000 | 2049 | 0 | 0 | 0 | 0 | 0 | 0 | 0 | 0 | PTAC 11000 | 2049 | 0 | 0 | 0 | 0 | 0 | 0 | 0 | 0 | PTAC 11000 | 2049 | 0 | 0 | 0 | 0 | 0 | 0 | 0 | 0 | PTAC 11000 | 2049 | 0 | 0 | 0 | 0 | 0 | 0 | 0 | 0 | PTAC 11000 | 2049 | 0 | 0 | 0 | 0 | 0 | 0 | 0 | 0 |  |  | 2049PTAC Non-Standard Size - 11,000 Btu/h | PTAC Non-Standard Size - 11,000 Btu/h | PTAC 11000 | 2049 | 0 | 646117.6116 | 599379.1898 | 571445.483 | 539224.6386 | 0 | 0 | 2356166.923 |  | 2049PTAC Non-Standard Size - 11,000 Btu/h | PTAC Non-Standard Size - 11,000 Btu/h | PTAC 11000 | 2049 |  | #DIV/0! | #DIV/0! | #DIV/0! | #DIV/0! | #VALUE! | #VALUE! | 0 | 0 |  | 0 | OK |  | 2049PTAC Non-Standard Size - 11,000 Btu/h | PTAC Non-Standard Size - 11,000 Btu/h | 2049 | 0 | 0 | 0 | 0 | 0 | 0 | 0 | 0 | OK | 2049PTAC Non-Standard Size - 11,000 Btu/h | PTAC Non-Standard Size - 11,000 Btu/h | 2049 | 0% | 0% | 0% | 0% | 0% | 0% | 0% | 0% | OK
[46 empty] | PTAC 11000 | 2050 | 0 | 0 | 0 | 0 | 0 | 0 | 0 | PTAC 11000 | 2050 | 0 | 0 | 0 | 0 | 0 | 0 | 0 | 0 | PTAC 11000 | 2050 | 0 | 0 | 0 | 0 | 0 | 0 | 0 | 0 | PTAC 11000 | 2050 | 0 | 0 | 0 | 0 | 0 | 0 | 0 | 0 | PTAC 11000 | 2050 | 0 | 0 | 0 | 0 | 0 | 0 | 0 | 0 | PTAC 11000 | 2050 | 0 | 0 | 0 | 0 | 0 | 0 | 0 | 0 |  |  | 2050PTAC Non-Standard Size - 11,000 Btu/h | PTAC Non-Standard Size - 11,000 Btu/h | PTAC 11000 | 2050 | 0 | 594428.2027 | 551428.8546 | 525729.8443 | 496086.6675 | 0 | 0 | 2167673.5691 |  | 2050PTAC Non-Standard Size - 11,000 Btu/h | PTAC Non-Standard Size - 11,000 Btu/h | PTAC 11000 | 2050 |  | #DIV/0! | #DIV/0! | #DIV/0! | #DIV/0! | #VALUE! | #VALUE! | 0 | 0 |  | 0 | OK |  | 2050PTAC Non-Standard Size - 11,000 Btu/h | PTAC Non-Standard Size - 11,000 Btu/h | 2050 | 0 | 0 | 0 | 0 | 0 | 0 | 0 | 0 | OK | 2050PTAC Non-Standard Size - 11,000 Btu/h | PTAC Non-Standard Size - 11,000 Btu/h | 2050 | 0% | 0% | 0% | 0% | 0% | 0% | 0% | 0% | OK
[46 empty] | PTAC 11000 | 2051 | 0 | 0 | 0 | 0 | 0 | 0 | 0 | PTAC 11000 | 2051 | 0 | 0 | 0 | 0 | 0 | 0 | 0 | 0 | PTAC 11000 | 2051 | 0 | 0 | 0 | 0 | 0 | 0 | 0 | 0 | PTAC 11000 | 2051 | 0 | 0 | 0 | 0 | 0 | 0 | 0 | 0 | PTAC 11000 | 2051 | 0 | 0 | 0 | 0 | 0 | 0 | 0 | 0 | PTAC 11000 | 2051 | 0 | 0 | 0 | 0 | 0 | 0 | 0 | 0 |  |  | 2051PTAC Non-Standard Size - 11,000 Btu/h | PTAC Non-Standard Size - 11,000 Btu/h | PTAC 11000 | 2051 | 0 | 546873.9465 | 507314.5462 | 483671.4568 | 456399.7341 | 0 | 0 | 1994259.6836 |  | 2051PTAC Non-Standard Size - 11,000 Btu/h | PTAC Non-Standard Size - 11,000 Btu/h | PTAC 11000 | 2051 |  | #DIV/0! | #DIV/0! | #DIV/0! | #DIV/0! | #VALUE! | #VALUE! | 0 | 0 |  | 0 | OK |  | 2051PTAC Non-Standard Size - 11,000 Btu/h | PTAC Non-Standard Size - 11,000 Btu/h | 2051 | 0 | 0 | 0 | 0 | 0 | 0 | 0 | 0 | OK | 2051PTAC Non-Standard Size - 11,000 Btu/h | PTAC Non-Standard Size - 11,000 Btu/h | 2051 | 0% | 0% | 0% | 0% | 0% | 0% | 0% | 0% | OK
[46 empty] | PTAC 11000 | 2052 | 0 | 0 | 0 | 0 | 0 | 0 | 0 | PTAC 11000 | 2052 | 0 | 0 | 0 | 0 | 0 | 0 | 0 | 0 | PTAC 11000 | 2052 | 0 | 0 | 0 | 0 | 0 | 0 | 0 | 0 | PTAC 11000 | 2052 | 0 | 0 | 0 | 0 | 0 | 0 | 0 | 0 | PTAC 11000 | 2052 | 0 | 0 | 0 | 0 | 0 | 0 | 0 | 0 | PTAC 11000 | 2052 | 0 | 0 | 0 | 0 | 0 | 0 | 0 | 0 |  |  | 2052PTAC Non-Standard Size - 11,000 Btu/h | PTAC Non-Standard Size - 11,000 Btu/h | PTAC 11000 | 2052 | 0 | 503124.0308 | 466729.3825 | 444977.7402 | 419887.7554 | 0 | 0 | 1834718.9089 |  | 2052PTAC Non-Standard Size - 11,000 Btu/h | PTAC Non-Standard Size - 11,000 Btu/h | PTAC 11000 | 2052 |  | #DIV/0! | #DIV/0! | #DIV/0! | #DIV/0! | #VALUE! | #VALUE! | 0 | 0 |  | 0 | OK |  | 2052PTAC Non-Standard Size - 11,000 Btu/h | PTAC Non-Standard Size - 11,000 Btu/h | 2052 | 0 | 0 | 0 | 0 | 0 | 0 | 0 | 0 | OK | 2052PTAC Non-Standard Size - 11,000 Btu/h | PTAC Non-Standard Size - 11,000 Btu/h | 2052 | 0% | 0% | 0% | 0% | 0% | 0% | 0% | 0% | OK
[46 empty] | PTAC 11000 | 2053 | 0 | 0 | 0 | 0 | 0 | 0 | 0 | PTAC 11000 | 2053 | 0 | 0 | 0 | 0 | 0 | 0 | 0 | 0 | PTAC 11000 | 2053 | 0 | 0 | 0 | 0 | 0 | 0 | 0 | 0 | PTAC 11000 | 2053 | 0 | 0 | 0 | 0 | 0 | 0 | 0 | 0 | PTAC 11000 | 2053 | 0 | 0 | 0 | 0 | 0 | 0 | 0 | 0 | PTAC 11000 | 2053 | 0 | 0 | 0 | 0 | 0 | 0 | 0 | 0 |  |  | 2053PTAC Non-Standard Size - 11,000 Btu/h | PTAC Non-Standard Size - 11,000 Btu/h | PTAC 11000 | 2053 | 0 | 462874.1083 | 429391.0319 | 409379.521 | 386296.735 | 0 | 0 | 1687941.3962 |  | 2053PTAC Non-Standard Size - 11,000 Btu/h | PTAC Non-Standard Size - 11,000 Btu/h | PTAC 11000 | 2053 |  | #DIV/0! | #DIV/0! | #DIV/0! | #DIV/0! | #VALUE! | #VALUE! | 0 | 0 |  | 0 | OK |  | 2053PTAC Non-Standard Size - 11,000 Btu/h | PTAC Non-Standard Size - 11,000 Btu/h | 2053 | 0 | 0 | 0 | 0 | 0 | 0 | 0 | 0 | OK | 2053PTAC Non-Standard Size - 11,000 Btu/h | PTAC Non-Standard Size - 11,000 Btu/h | 2053 | 0% | 0% | 0% | 0% | 0% | 0% | 0% | 0% | OK
[46 empty] | PTAC 11000 | 2054 | 0 | 0 | 0 | 0 | 0 | 0 | 0 | PTAC 11000 | 2054 | 0 | 0 | 0 | 0 | 0 | 0 | 0 | 0 | PTAC 11000 | 2054 | 0 | 0 | 0 | 0 | 0 | 0 | 0 | 0 | PTAC 11000 | 2054 | 0 | 0 | 0 | 0 | 0 | 0 | 0 | 0 | PTAC 11000 | 2054 | 0 | 0 | 0 | 0 | 0 | 0 | 0 | 0 | PTAC 11000 | 2054 | 0 | 0 | 0 | 0 | 0 | 0 | 0 | 0 |  |  | 2054PTAC Non-Standard Size - 11,000 Btu/h | PTAC Non-Standard Size - 11,000 Btu/h | PTAC 11000 | 2054 | 0 | 425844.1796 | 395039.7494 | 376629.1593 | 355392.9962 | 0 | 0 | 1552906.0845 |  | 2054PTAC Non-Standard Size - 11,000 Btu/h | PTAC Non-Standard Size - 11,000 Btu/h | PTAC 11000 | 2054 |  | #DIV/0! | #DIV/0! | #DIV/0! | #DIV/0! | #VALUE! | #VALUE! | 0 | 0 |  | 0 | OK |  | 2054PTAC Non-Standard Size - 11,000 Btu/h | PTAC Non-Standard Size - 11,000 Btu/h | 2054 | 0 | 0 | 0 | 0 | 0 | 0 | 0 | 0 | OK | 2054PTAC Non-Standard Size - 11,000 Btu/h | PTAC Non-Standard Size - 11,000 Btu/h | 2054 | 0% | 0% | 0% | 0% | 0% | 0% | 0% | 0% | OK
[46 empty] | PTAC 11000 | 2055 | 0 | 0 | 0 | 0 | 0 | 0 | 0 | PTAC 11000 | 2055 | 0 | 0 | 0 | 0 | 0 | 0 | 0 | 0 | PTAC 11000 | 2055 | 0 | 0 | 0 | 0 | 0 | 0 | 0 | 0 | PTAC 11000 | 2055 | 0 | 0 | 0 | 0 | 0 | 0 | 0 | 0 | PTAC 11000 | 2055 | 0 | 0 | 0 | 0 | 0 | 0 | 0 | 0 | PTAC 11000 | 2055 | 0 | 0 | 0 | 0 | 0 | 0 | 0 | 0 |  |  | 2055PTAC Non-Standard Size - 11,000 Btu/h | PTAC Non-Standard Size - 11,000 Btu/h | PTAC 11000 | 2055 | 0 | 391776.6453 | 363436.5694 | 346498.8266 | 326961.5565 | 0 | 0 | 1428673.5978 |  | 2055PTAC Non-Standard Size - 11,000 Btu/h | PTAC Non-Standard Size - 11,000 Btu/h | PTAC 11000 | 2055 |  | #DIV/0! | #DIV/0! | #DIV/0! | #DIV/0! | #VALUE! | #VALUE! | 0 | 0 |  | 0 | OK |  | 2055PTAC Non-Standard Size - 11,000 Btu/h | PTAC Non-Standard Size - 11,000 Btu/h | 2055 | 0 | 0 | 0 | 0 | 0 | 0 | 0 | 0 | OK | 2055PTAC Non-Standard Size - 11,000 Btu/h | PTAC Non-Standard Size - 11,000 Btu/h | 2055 | 0% | 0% | 0% | 0% | 0% | 0% | 0% | 0% | OK
[46 empty] | PTAC 11000 | 2056 | 0 | 0 | 0 | 0 | 0 | 0 | 0 | PTAC 11000 | 2056 | 0 | 0 | 0 | 0 | 0 | 0 | 0 | 0 | PTAC 11000 | 2056 | 0 | 0 | 0 | 0 | 0 | 0 | 0 | 0 | PTAC 11000 | 2056 | 0 | 0 | 0 | 0 | 0 | 0 | 0 | 0 | PTAC 11000 | 2056 | 0 | 0 | 0 | 0 | 0 | 0 | 0 | 0 | PTAC 11000 | 2056 | 0 | 0 | 0 | 0 | 0 | 0 | 0 | 0 |  |  | 2056PTAC Non-Standard Size - 11,000 Btu/h | PTAC Non-Standard Size - 11,000 Btu/h | PTAC 11000 | 2056 | 0 | 360434.5136 | 334361.6439 | 318778.9205 | 300804.6319 | 0 | 0 | 1314379.7099 |  | 2056PTAC Non-Standard Size - 11,000 Btu/h | PTAC Non-Standard Size - 11,000 Btu/h | PTAC 11000 | 2056 |  | #DIV/0! | #DIV/0! | #DIV/0! | #DIV/0! | #VALUE! | #VALUE! | 0 | 0 |  | 0 | OK |  | 2056PTAC Non-Standard Size - 11,000 Btu/h | PTAC Non-Standard Size - 11,000 Btu/h | 2056 | 0 | 0 | 0 | 0 | 0 | 0 | 0 | 0 | OK | 2056PTAC Non-Standard Size - 11,000 Btu/h | PTAC Non-Standard Size - 11,000 Btu/h | 2056 | 0% | 0% | 0% | 0% | 0% | 0% | 0% | 0% | OK
[46 empty] | PTAC 11000 | 2057 | 0 | 0 | 0 | 0 | 0 | 0 | 0 | PTAC 11000 | 2057 | 0 | 0 | 0 | 0 | 0 | 0 | 0 | 0 | PTAC 11000 | 2057 | 0 | 0 | 0 | 0 | 0 | 0 | 0 | 0 | PTAC 11000 | 2057 | 0 | 0 | 0 | 0 | 0 | 0 | 0 | 0 | PTAC 11000 | 2057 | 0 | 0 | 0 | 0 | 0 | 0 | 0 | 0 | PTAC 11000 | 2057 | 0 | 0 | 0 | 0 | 0 | 0 | 0 | 0 |  |  | 2057PTAC Non-Standard Size - 11,000 Btu/h | PTAC Non-Standard Size - 11,000 Btu/h | PTAC 11000 | 2057 | 0 | 331599.7526 | 307612.7124 | 293276.6068 | 276740.2614 | 0 | 0 | 1209229.3331 |  | 2057PTAC Non-Standard Size - 11,000 Btu/h | PTAC Non-Standard Size - 11,000 Btu/h | PTAC 11000 | 2057 |  | #DIV/0! | #DIV/0! | #DIV/0! | #DIV/0! | #VALUE! | #VALUE! | 0 | 0 |  | 0 | OK |  | 2057PTAC Non-Standard Size - 11,000 Btu/h | PTAC Non-Standard Size - 11,000 Btu/h | 2057 | 0 | 0 | 0 | 0 | 0 | 0 | 0 | 0 | OK | 2057PTAC Non-Standard Size - 11,000 Btu/h | PTAC Non-Standard Size - 11,000 Btu/h | 2057 | 0% | 0% | 0% | 0% | 0% | 0% | 0% | 0% | OK
[46 empty] | PTAC 11000 | 2058 | 0 | 0 | 0 | 0 | 0 | 0 | 0 | PTAC 11000 | 2058 | 0 | 0 | 0 | 0 | 0 | 0 | 0 | 0 | PTAC 11000 | 2058 | 0 | 0 | 0 | 0 | 0 | 0 | 0 | 0 | PTAC 11000 | 2058 | 0 | 0 | 0 | 0 | 0 | 0 | 0 | 0 | PTAC 11000 | 2058 | 0 | 0 | 0 | 0 | 0 | 0 | 0 | 0 | PTAC 11000 | 2058 | 0 | 0 | 0 | 0 | 0 | 0 | 0 | 0 |  |  | 2058PTAC Non-Standard Size - 11,000 Btu/h | PTAC Non-Standard Size - 11,000 Btu/h | PTAC 11000 | 2058 | 0 | 305071.7723 | 283003.6954 | 269814.4783 | 254601.0405 | 0 | 0 | 1112490.9865 |  | 2058PTAC Non-Standard Size - 11,000 Btu/h | PTAC Non-Standard Size - 11,000 Btu/h | PTAC 11000 | 2058 |  | #DIV/0! | #DIV/0! | #DIV/0! | #DIV/0! | #VALUE! | #VALUE! | 0 | 0 |  | 0 | OK |  | 2058PTAC Non-Standard Size - 11,000 Btu/h | PTAC Non-Standard Size - 11,000 Btu/h | 2058 | 0 | 0 | 0 | 0 | 0 | 0 | 0 | 0 | OK | 2058PTAC Non-Standard Size - 11,000 Btu/h | PTAC Non-Standard Size - 11,000 Btu/h | 2058 | 0% | 0% | 0% | 0% | 0% | 0% | 0% | 0% | OK
[46 empty] | PTAC 11000 | 2059 | 0 | 0 | 0 | 0 | 0 | 0 | 0 | PTAC 11000 | 2059 | 0 | 0 | 0 | 0 | 0 | 0 | 0 | 0 | PTAC 11000 | 2059 | 0 | 0 | 0 | 0 | 0 | 0 | 0 | 0 | PTAC 11000 | 2059 | 0 | 0 | 0 | 0 | 0 | 0 | 0 | 0 | PTAC 11000 | 2059 | 0 | 0 | 0 | 0 | 0 | 0 | 0 | 0 | PTAC 11000 | 2059 | 0 | 0 | 0 | 0 | 0 | 0 | 0 | 0 |  |  | 2059PTAC Non-Standard Size - 11,000 Btu/h | PTAC Non-Standard Size - 11,000 Btu/h | PTAC 11000 | 2059 | 0 | 280666.0306 | 260363.3998 | 248229.32 | 234232.9572 | 0 | 0 | 1023491.7076 |  | 2059PTAC Non-Standard Size - 11,000 Btu/h | PTAC Non-Standard Size - 11,000 Btu/h | PTAC 11000 | 2059 |  | #DIV/0! | #DIV/0! | #DIV/0! | #DIV/0! | #VALUE! | #VALUE! | 0 | 0 |  | 0 | OK |  | 2059PTAC Non-Standard Size - 11,000 Btu/h | PTAC Non-Standard Size - 11,000 Btu/h | 2059 | 0 | 0 | 0 | 0 | 0 | 0 | 0 | 0 | OK | 2059PTAC Non-Standard Size - 11,000 Btu/h | PTAC Non-Standard Size - 11,000 Btu/h | 2059 | 0% | 0% | 0% | 0% | 0% | 0% | 0% | 0% | OK
[46 empty] | PTAC 11000 | 2060 | 0 | 0 | 0 | 0 | 0 | 0 | 0 | PTAC 11000 | 2060 | 0 | 0 | 0 | 0 | 0 | 0 | 0 | 0 | PTAC 11000 | 2060 | 0 | 0 | 0 | 0 | 0 | 0 | 0 | 0 | PTAC 11000 | 2060 | 0 | 0 | 0 | 0 | 0 | 0 | 0 | 0 | PTAC 11000 | 2060 | 0 | 0 | 0 | 0 | 0 | 0 | 0 | 0 | PTAC 11000 | 2060 | 0 | 0 | 0 | 0 | 0 | 0 | 0 | 0 |  |  | 2060PTAC Non-Standard Size - 11,000 Btu/h | PTAC Non-Standard Size - 11,000 Btu/h | PTAC 11000 | 2060 | 0 | 258212.7481 | 239534.3278 | 228370.9744 | 215494.3207 | 0 | 0 | 941612.371 |  | 2060PTAC Non-Standard Size - 11,000 Btu/h | PTAC Non-Standard Size - 11,000 Btu/h | PTAC 11000 | 2060 |  | #DIV/0! | #DIV/0! | #DIV/0! | #DIV/0! | #VALUE! | #VALUE! | 0 | 0 |  | 0 | OK |  | 2060PTAC Non-Standard Size - 11,000 Btu/h | PTAC Non-Standard Size - 11,000 Btu/h | 2060 | 0 | 0 | 0 | 0 | 0 | 0 | 0 | 0 | OK | 2060PTAC Non-Standard Size - 11,000 Btu/h | PTAC Non-Standard Size - 11,000 Btu/h | 2060 | 0% | 0% | 0% | 0% | 0% | 0% | 0% | 0% | OK
[46 empty] | PTAC 11000 | 2061 | 0 | 0 | 0 | 0 | 0 | 0 | 0 | PTAC 11000 | 2061 | 0 | 0 | 0 | 0 | 0 | 0 | 0 | 0 | PTAC 11000 | 2061 | 0 | 0 | 0 | 0 | 0 | 0 | 0 | 0 | PTAC 11000 | 2061 | 0 | 0 | 0 | 0 | 0 | 0 | 0 | 0 | PTAC 11000 | 2061 | 0 | 0 | 0 | 0 | 0 | 0 | 0 | 0 | PTAC 11000 | 2061 | 0 | 0 | 0 | 0 | 0 | 0 | 0 | 0 |  |  | 2061PTAC Non-Standard Size - 11,000 Btu/h | PTAC Non-Standard Size - 11,000 Btu/h | PTAC 11000 | 2061 | 0 | 237555.7283 | 220371.5815 | 210101.2965 | 198254.775 | 0 | 0 | 866283.3813 |  | 2061PTAC Non-Standard Size - 11,000 Btu/h | PTAC Non-Standard Size - 11,000 Btu/h | PTAC 11000 | 2061 |  | #DIV/0! | #DIV/0! | #DIV/0! | #DIV/0! | #VALUE! | #VALUE! | 0 | 0 |  | 0 | OK |  | 2061PTAC Non-Standard Size - 11,000 Btu/h | PTAC Non-Standard Size - 11,000 Btu/h | 2061 | 0 | 0 | 0 | 0 | 0 | 0 | 0 | 0 | OK | 2061PTAC Non-Standard Size - 11,000 Btu/h | PTAC Non-Standard Size - 11,000 Btu/h | 2061 | 0% | 0% | 0% | 0% | 0% | 0% | 0% | 0% | OK
[46 empty] | PTAC 11000 | 2062 | 0 | 0 | 0 | 0 | 0 | 0 | 0 | PTAC 11000 | 2062 | 0 | 0 | 0 | 0 | 0 | 0 | 0 | 0 | PTAC 11000 | 2062 | 0 | 0 | 0 | 0 | 0 | 0 | 0 | 0 | PTAC 11000 | 2062 | 0 | 0 | 0 | 0 | 0 | 0 | 0 | 0 | PTAC 11000 | 2062 | 0 | 0 | 0 | 0 | 0 | 0 | 0 | 0 | PTAC 11000 | 2062 | 0 | 0 | 0 | 0 | 0 | 0 | 0 | 0 |  |  | 2062PTAC Non-Standard Size - 11,000 Btu/h | PTAC Non-Standard Size - 11,000 Btu/h | PTAC 11000 | 2062 | 0 | 218551.27 | 202741.855 | 193293.1927 | 182394.393 | 0 | 0 | 796980.7108 |  | 2062PTAC Non-Standard Size - 11,000 Btu/h | PTAC Non-Standard Size - 11,000 Btu/h | PTAC 11000 | 2062 |  | #DIV/0! | #DIV/0! | #DIV/0! | #DIV/0! | #VALUE! | #VALUE! | 0 | 0 |  | 0 | OK |  | 2062PTAC Non-Standard Size - 11,000 Btu/h | PTAC Non-Standard Size - 11,000 Btu/h | 2062 | 0 | 0 | 0 | 0 | 0 | 0 | 0 | 0 | OK | 2062PTAC Non-Standard Size - 11,000 Btu/h | PTAC Non-Standard Size - 11,000 Btu/h | 2062 | 0% | 0% | 0% | 0% | 0% | 0% | 0% | 0% | OK
[46 empty] | PTHP 11000 | 2005 | 3533.6252 | 3278.0122 | 3125.2424 | 2949.0262 | 0 | 0 | 12885.906 | PTHP 11000 | 2005 | 0 | 0 | 6811.6374 | 3125.2424 | 2949.0262 | 0 | 0 | 12885.906 | PTHP 11000 | 2005 | 0 | 0 | 0 | 9936.8798 | 2949.0262 | 0 | 0 | 12885.906 | PTHP 11000 | 2005 | 0 | 0 | 0 | 0 | 12885.906 | 0 | 0 | 12885.906 | PTHP 11000 | 2005 | 0 | 0 | 0 | 0 | 0 | 12885.906 | 0 | 12885.906 | PTHP 11000 | 2005 | 0 | 0 | 0 | 0 | 0 | 0 | 12885.906 | 12885.906 |  |  | 2005PTHP Non-Standard Size - 11,000 Btu/h | PTHP Non-Standard Size - 11,000 Btu/h | PTHP 11000 | 2005 | 0 | 473922.7623 | 439640.4558 | 419151.2766 | 395517.512 | 0 | 0 | 1728232.0067 |  | 2005PTHP Non-Standard Size - 11,000 Btu/h | PTHP Non-Standard Size - 11,000 Btu/h | PTHP 11000 | 2005 | 0 | 473922.7623 | 439640.4558 | 419151.2766 | 395517.512 | 0 | 0 | 1728232.0067 | 0 |  | 1728232.0067 | OK |  | 2005PTHP Non-Standard Size - 11,000 Btu/h | PTHP Non-Standard Size - 11,000 Btu/h | 2005 | 0 | 473922.7623 | 439640.4558 | 419151.2766 | 395517.512 | 0 | 0 | 1728232.0067 | OK | 2005PTHP Non-Standard Size - 11,000 Btu/h | PTHP Non-Standard Size - 11,000 Btu/h | 2005 | 0% | 27.42% | 25.44% | 24.25% | 22.89% | 0% | 0% | 100% | OK
[46 empty] | PTHP 11000 | 2006 | 3533.6252 | 3278.0122 | 3125.2424 | 2949.0262 | 0 | 0 | 12885.906 | PTHP 11000 | 2006 | 0 | 0 | 6811.6374 | 3125.2424 | 2949.0262 | 0 | 0 | 12885.906 | PTHP 11000 | 2006 | 0 | 0 | 0 | 9936.8798 | 2949.0262 | 0 | 0 | 12885.906 | PTHP 11000 | 2006 | 0 | 0 | 0 | 0 | 12885.906 | 0 | 0 | 12885.906 | PTHP 11000 | 2006 | 0 | 0 | 0 | 0 | 0 | 12885.906 | 0 | 12885.906 | PTHP 11000 | 2006 | 0 | 0 | 0 | 0 | 0 | 0 | 12885.906 | 12885.906 |  |  | 2006PTHP Non-Standard Size - 11,000 Btu/h | PTHP Non-Standard Size - 11,000 Btu/h | PTHP 11000 | 2006 | 0 | 485079.0503 | 449989.7278 | 429018.227 | 404828.1163 | 0 | 0 | 1768915.1213 |  | 2006PTHP Non-Standard Size - 11,000 Btu/h | PTHP Non-Standard Size - 11,000 Btu/h | PTHP 11000 | 2006 | 0 | 485079.0503 | 449989.7278 | 429018.227 | 404828.1163 | 0 | 0 | 1768915.1213 | 0 |  | 1768915.1213 | OK |  | 2006PTHP Non-Standard Size - 11,000 Btu/h | PTHP Non-Standard Size - 11,000 Btu/h | 2006 | 0 | 485079.0503 | 449989.7278 | 429018.227 | 404828.1163 | 0 | 0 | 1768915.1213 | OK | 2006PTHP Non-Standard Size - 11,000 Btu/h | PTHP Non-Standard Size - 11,000 Btu/h | 2006 | 0% | 27.42% | 25.44% | 24.25% | 22.89% | 0% | 0% | 100% | OK
[46 empty] | PTHP 11000 | 2007 | 3533.6252 | 3278.0122 | 3125.2424 | 2949.0262 | 0 | 0 | 12885.906 | PTHP 11000 | 2007 | 0 | 0 | 6811.6374 | 3125.2424 | 2949.0262 | 0 | 0 | 12885.906 | PTHP 11000 | 2007 | 0 | 0 | 0 | 9936.8798 | 2949.0262 | 0 | 0 | 12885.906 | PTHP 11000 | 2007 | 0 | 0 | 0 | 0 | 12885.906 | 0 | 0 | 12885.906 | PTHP 11000 | 2007 | 0 | 0 | 0 | 0 | 0 | 12885.906 | 0 | 12885.906 | PTHP 11000 | 2007 | 0 | 0 | 0 | 0 | 0 | 0 | 12885.906 | 12885.906 |  |  | 2007PTHP Non-Standard Size - 11,000 Btu/h | PTHP Non-Standard Size - 11,000 Btu/h | PTHP 11000 | 2007 | 0 | 494899.6248 | 459099.9082 | 437703.8329 | 413023.9859 | 0 | 0 | 1804727.3519 |  | 2007PTHP Non-Standard Size - 11,000 Btu/h | PTHP Non-Standard Size - 11,000 Btu/h | PTHP 11000 | 2007 | 0 | 494899.6248 | 459099.9082 | 437703.8329 | 413023.9859 | 0 | 0 | 1804727.3519 | 0 |  | 1804727.3519 | OK |  | 2007PTHP Non-Standard Size - 11,000 Btu/h | PTHP Non-Standard Size - 11,000 Btu/h | 2007 | 0 | 494899.6248 | 459099.9082 | 437703.8329 | 413023.9859 | 0 | 0 | 1804727.3519 | OK | 2007PTHP Non-Standard Size - 11,000 Btu/h | PTHP Non-Standard Size - 11,000 Btu/h | 2007 | 0% | 27.42% | 25.44% | 24.25% | 22.89% | 0% | 0% | 100% | OK
[46 empty] | PTHP 11000 | 2008 | 3533.6252 | 3278.0122 | 3125.2424 | 2949.0262 | 0 | 0 | 12885.906 | PTHP 11000 | 2008 | 0 | 0 | 6811.6374 | 3125.2424 | 2949.0262 | 0 | 0 | 12885.906 | PTHP 11000 | 2008 | 0 | 0 | 0 | 9936.8798 | 2949.0262 | 0 | 0 | 12885.906 | PTHP 11000 | 2008 | 0 | 0 | 0 | 0 | 12885.906 | 0 | 0 | 12885.906 | PTHP 11000 | 2008 | 0 | 0 | 0 | 0 | 0 | 12885.906 | 0 | 12885.906 | PTHP 11000 | 2008 | 0 | 0 | 0 | 0 | 0 | 0 | 12885.906 | 12885.906 |  |  | 2008PTHP Non-Standard Size - 11,000 Btu/h | PTHP Non-Standard Size - 11,000 Btu/h | PTHP 11000 | 2008 | 0 | 505250.015 | 468701.5788 | 446858.0234 | 421662.0192 | 0 | 0 | 1842471.6364 |  | 2008PTHP Non-Standard Size - 11,000 Btu/h | PTHP Non-Standard Size - 11,000 Btu/h | PTHP 11000 | 2008 | 0 | 505250.015 | 468701.5788 | 446858.0234 | 421662.0192 | 0 | 0 | 1842471.6364 | 0 |  | 1842471.6364 | OK |  | 2008PTHP Non-Standard Size - 11,000 Btu/h | PTHP Non-Standard Size - 11,000 Btu/h | 2008 | 0 | 505250.015 | 468701.5788 | 446858.0234 | 421662.0192 | 0 | 0 | 1842471.6364 | OK | 2008PTHP Non-Standard Size - 11,000 Btu/h | PTHP Non-Standard Size - 11,000 Btu/h | 2008 | 0% | 27.42% | 25.44% | 24.25% | 22.89% | 0% | 0% | 100% | OK
[46 empty] | PTHP 11000 | 2009 | 3533.6252 | 3278.0122 | 3125.2424 | 2949.0262 | 0 | 0 | 12885.906 | PTHP 11000 | 2009 | 0 | 0 | 6811.6374 | 3125.2424 | 2949.0262 | 0 | 0 | 12885.906 | PTHP 11000 | 2009 | 0 | 0 | 0 | 9936.8798 | 2949.0262 | 0 | 0 | 12885.906 | PTHP 11000 | 2009 | 0 | 0 | 0 | 0 | 12885.906 | 0 | 0 | 12885.906 | PTHP 11000 | 2009 | 0 | 0 | 0 | 0 | 0 | 12885.906 | 0 | 12885.906 | PTHP 11000 | 2009 | 0 | 0 | 0 | 0 | 0 | 0 | 12885.906 | 12885.906 |  |  | 2009PTHP Non-Standard Size - 11,000 Btu/h | PTHP Non-Standard Size - 11,000 Btu/h | PTHP 11000 | 2009 | 0 | 516223.5199 | 478881.2896 | 456563.315 | 430820.0797 | 0 | 0 | 1882488.2041 |  | 2009PTHP Non-Standard Size - 11,000 Btu/h | PTHP Non-Standard Size - 11,000 Btu/h | PTHP 11000 | 2009 | 0 | 516223.5199 | 478881.2896 | 456563.315 | 430820.0797 | 0 | 0 | 1882488.2041 | 0 |  | 1882488.2041 | OK |  | 2009PTHP Non-Standard Size - 11,000 Btu/h | PTHP Non-Standard Size - 11,000 Btu/h | 2009 | 0 | 516223.5199 | 478881.2896 | 456563.315 | 430820.0797 | 0 | 0 | 1882488.2041 | OK | 2009PTHP Non-Standard Size - 11,000 Btu/h | PTHP Non-Standard Size - 11,000 Btu/h | 2009 | 0% | 27.42% | 25.44% | 24.25% | 22.89% | 0% | 0% | 100% | OK
[46 empty] | PTHP 11000 | 2010 | 3533.6252 | 3278.0122 | 3125.2424 | 2949.0262 | 0 | 0 | 12885.906 | PTHP 11000 | 2010 | 0 | 0 | 6811.6374 | 3125.2424 | 2949.0262 | 0 | 0 | 12885.906 | PTHP 11000 | 2010 | 0 | 0 | 0 | 9936.8798 | 2949.0262 | 0 | 0 | 12885.906 | PTHP 11000 | 2010 | 0 | 0 | 0 | 0 | 12885.906 | 0 | 0 | 12885.906 | PTHP 11000 | 2010 | 0 | 0 | 0 | 0 | 0 | 12885.906 | 0 | 12885.906 | PTHP 11000 | 2010 | 0 | 0 | 0 | 0 | 0 | 0 | 12885.906 | 12885.906 |  |  | 2010PTHP Non-Standard Size - 11,000 Btu/h | PTHP Non-Standard Size - 11,000 Btu/h | PTHP 11000 | 2010 | 0 | 527544.8535 | 489383.6682 | 466576.2365 | 440268.4246 | 0 | 0 | 1923773.1828 |  | 2010PTHP Non-Standard Size - 11,000 Btu/h | PTHP Non-Standard Size - 11,000 Btu/h | PTHP 11000 | 2010 | 0 | 527544.8535 | 489383.6682 | 466576.2365 | 440268.4246 | 0 | 0 | 1923773.1828 | 0 |  | 1923773.1828 | OK |  | 2010PTHP Non-Standard Size - 11,000 Btu/h | PTHP Non-Standard Size - 11,000 Btu/h | 2010 | 0 | 527544.8535 | 489383.6682 | 466576.2365 | 440268.4246 | 0 | 0 | 1923773.1828 | OK | 2010PTHP Non-Standard Size - 11,000 Btu/h | PTHP Non-Standard Size - 11,000 Btu/h | 2010 | 0% | 27.42% | 25.44% | 24.25% | 22.89% | 0% | 0% | 100% | OK
[46 empty] | PTHP 11000 | 2011 | 3533.6252 | 3278.0122 | 3125.2424 | 2949.0262 | 0 | 0 | 12885.906 | PTHP 11000 | 2011 | 0 | 0 | 6811.6374 | 3125.2424 | 2949.0262 | 0 | 0 | 12885.906 | PTHP 11000 | 2011 | 0 | 0 | 0 | 9936.8798 | 2949.0262 | 0 | 0 | 12885.906 | PTHP 11000 | 2011 | 0 | 0 | 0 | 0 | 12885.906 | 0 | 0 | 12885.906 | PTHP 11000 | 2011 | 0 | 0 | 0 | 0 | 0 | 12885.906 | 0 | 12885.906 | PTHP 11000 | 2011 | 0 | 0 | 0 | 0 | 0 | 0 | 12885.906 | 12885.906 |  |  | 2011PTHP Non-Standard Size - 11,000 Btu/h | PTHP Non-Standard Size - 11,000 Btu/h | PTHP 11000 | 2011 | 0 | 539223.3547 | 500217.3778 | 476905.0476 | 450014.8476 | 0 | 0 | 1966360.6277 |  | 2011PTHP Non-Standard Size - 11,000 Btu/h | PTHP Non-Standard Size - 11,000 Btu/h | PTHP 11000 | 2011 | 0 | 539223.3547 | 500217.3778 | 476905.0476 | 450014.8476 | 0 | 0 | 1966360.6277 | 0 |  | 1966360.6277 | OK |  | 2011PTHP Non-Standard Size - 11,000 Btu/h | PTHP Non-Standard Size - 11,000 Btu/h | 2011 | 0 | 539223.3547 | 500217.3778 | 476905.0476 | 450014.8476 | 0 | 0 | 1966360.6277 | OK | 2011PTHP Non-Standard Size - 11,000 Btu/h | PTHP Non-Standard Size - 11,000 Btu/h | 2011 | 0% | 27.42% | 25.44% | 24.25% | 22.89% | 0% | 0% | 100% | OK
[46 empty] | PTHP 11000 | 2012 | 3533.6252 | 3278.0122 | 3125.2424 | 2949.0262 | 0 | 0 | 12885.906 | PTHP 11000 | 2012 | 0 | 0 | 6811.6374 | 3125.2424 | 2949.0262 | 0 | 0 | 12885.906 | PTHP 11000 | 2012 | 0 | 0 | 0 | 9936.8798 | 2949.0262 | 0 | 0 | 12885.906 | PTHP 11000 | 2012 | 0 | 0 | 0 | 0 | 12885.906 | 0 | 0 | 12885.906 | PTHP 11000 | 2012 | 0 | 0 | 0 | 0 | 0 | 12885.906 | 0 | 12885.906 | PTHP 11000 | 2012 | 0 | 0 | 0 | 0 | 0 | 0 | 12885.906 | 12885.906 |  |  | 2012PTHP Non-Standard Size - 11,000 Btu/h | PTHP Non-Standard Size - 11,000 Btu/h | PTHP 11000 | 2012 | 0 | 550786.6798 | 510944.2429 | 487131.9936 | 459665.1492 | 0 | 0 | 2008528.0654 |  | 2012PTHP Non-Standard Size - 11,000 Btu/h | PTHP Non-Standard Size - 11,000 Btu/h | PTHP 11000 | 2012 | 0 | 550786.6798 | 510944.2429 | 487131.9936 | 459665.1492 | 0 | 0 | 2008528.0654 | 0 |  | 2008528.0654 | OK |  | 2012PTHP Non-Standard Size - 11,000 Btu/h | PTHP Non-Standard Size - 11,000 Btu/h | 2012 | 0 | 550786.6798 | 510944.2429 | 487131.9936 | 459665.1492 | 0 | 0 | 2008528.0654 | OK | 2012PTHP Non-Standard Size - 11,000 Btu/h | PTHP Non-Standard Size - 11,000 Btu/h | 2012 | 0% | 27.42% | 25.44% | 24.25% | 22.89% | 0% | 0% | 100% | OK
[46 empty] | PTHP 11000 | 2013 | 3462.9527 | 3212.452 | 3062.7376 | 2890.0457 | 0 | 0 | 12628.1879 | PTHP 11000 | 2013 | 0 | 0 | 6675.4047 | 3062.7376 | 2890.0457 | 0 | 0 | 12628.1879 | PTHP 11000 | 2013 | 0 | 0 | 0 | 9738.1422 | 2890.0457 | 0 | 0 | 12628.1879 | PTHP 11000 | 2013 | 0 | 0 | 0 | 0 | 12628.1879 | 0 | 0 | 12628.1879 | PTHP 11000 | 2013 | 0 | 0 | 0 | 0 | 0 | 12628.1879 | 0 | 12628.1879 | PTHP 11000 | 2013 | 0 | 0 | 0 | 0 | 0 | 0 | 12628.1879 | 12628.1879 |  |  | 2013PTHP Non-Standard Size - 11,000 Btu/h | PTHP Non-Standard Size - 11,000 Btu/h | PTHP 11000 | 2013 | 0 | 562292.0685 | 521617.3625 | 497307.6989 | 469267.0994 | 0 | 0 | 2050484.2294 |  | 2013PTHP Non-Standard Size - 11,000 Btu/h | PTHP Non-Standard Size - 11,000 Btu/h | PTHP 11000 | 2013 |  | 562292.0685 | 521617.3625 | 497307.6989 | 469267.0994 | 0 | 0 | 2050484.2294 | 0 |  | 2050484.2294 | OK |  | 2013PTHP Non-Standard Size - 11,000 Btu/h | PTHP Non-Standard Size - 11,000 Btu/h | 2013 | 0 | 562292.0685 | 521617.3625 | 497307.6989 | 469267.0994 | 0 | 0 | 2050484.2294 | OK | 2013PTHP Non-Standard Size - 11,000 Btu/h | PTHP Non-Standard Size - 11,000 Btu/h | 2013 | 0% | 27.42% | 25.44% | 24.25% | 22.89% | 0% | 0% | 100% | OK
[46 empty] | PTHP 11000 | 2014 | 3393.6937 | 3148.2029 | 3001.4828 | 2832.2448 | 0 | 0 | 12375.6242 | PTHP 11000 | 2014 | 0 | 0 | 6541.8966 | 3001.4828 | 2832.2448 | 0 | 0 | 12375.6242 | PTHP 11000 | 2014 | 0 | 0 | 0 | 9543.3794 | 2832.2448 | 0 | 0 | 12375.6242 | PTHP 11000 | 2014 | 0 | 0 | 0 | 0 | 12375.6242 | 0 | 0 | 12375.6242 | PTHP 11000 | 2014 | 0 | 0 | 0 | 0 | 0 | 12375.6242 | 0 | 12375.6242 | PTHP 11000 | 2014 | 0 | 0 | 0 | 0 | 0 | 0 | 12375.6242 | 12375.6242 |  |  | 2014PTHP Non-Standard Size - 11,000 Btu/h | PTHP Non-Standard Size - 11,000 Btu/h | PTHP 11000 | 2014 | 0 | 569216.7419 | 528041.1236 | 503432.0844 | 475046.1626 | 0 | 0 | 2075736.1125 |  | 2014PTHP Non-Standard Size - 11,000 Btu/h | PTHP Non-Standard Size - 11,000 Btu/h | PTHP 11000 | 2014 |  | 569216.7419 | 528041.1236 | 503432.0844 | 475046.1626 | 0 | 0 | 2075736.1125 | 0 |  | 2075736.1125 | OK |  | 2014PTHP Non-Standard Size - 11,000 Btu/h | PTHP Non-Standard Size - 11,000 Btu/h | 2014 | 0 | 569216.7419 | 528041.1236 | 503432.0844 | 475046.1626 | 0 | 0 | 2075736.1125 | OK | 2014PTHP Non-Standard Size - 11,000 Btu/h | PTHP Non-Standard Size - 11,000 Btu/h | 2014 | 0% | 27.42% | 25.44% | 24.25% | 22.89% | 0% | 0% | 100% | OK
[46 empty] | PTHP 11000 | 2015 | 3325.8198 | 3085.2389 | 2941.4532 | 2775.5999 | 0 | 0 | 12128.1117 | PTHP 11000 | 2015 | 0 | 0 | 6411.0586 | 2941.4532 | 2775.5999 | 0 | 0 | 12128.1117 | PTHP 11000 | 2015 | 0 | 0 | 0 | 9352.5118 | 2775.5999 | 0 | 0 | 12128.1117 | PTHP 11000 | 2015 | 0 | 0 | 0 | 0 | 12128.1117 | 0 | 0 | 12128.1117 | PTHP 11000 | 2015 | 0 | 0 | 0 | 0 | 0 | 12128.1117 | 0 | 12128.1117 | PTHP 11000 | 2015 | 0 | 0 | 0 | 0 | 0 | 0 | 12128.1117 | 12128.1117 |  |  | 2015PTHP Non-Standard Size - 11,000 Btu/h | PTHP Non-Standard Size - 11,000 Btu/h | PTHP 11000 | 2015 | 0 | 575778.2986 | 534128.0347 | 509235.3188 | 480522.1826 | 0 | 0 | 2099663.8347 |  | 2015PTHP Non-Standard Size - 11,000 Btu/h | PTHP Non-Standard Size - 11,000 Btu/h | PTHP 11000 | 2015 |  | 575778.2986 | 534128.0347 | 509235.3188 | 480522.1826 | 0 | 0 | 2099663.8347 | 0 |  | 2099663.8347 | OK |  | 2015PTHP Non-Standard Size - 11,000 Btu/h | PTHP Non-Standard Size - 11,000 Btu/h | 2015 | 0 | 575778.2986 | 534128.0347 | 509235.3188 | 480522.1826 | 0 | 0 | 2099663.8347 | OK | 2015PTHP Non-Standard Size - 11,000 Btu/h | PTHP Non-Standard Size - 11,000 Btu/h | 2015 | 0% | 27.42% | 25.44% | 24.25% | 22.89% | 0% | 0% | 100% | OK
[46 empty] | PTHP 11000 | 2016 | 3259.3034 | 3023.5341 | 2882.6241 | 2720.0879 | 0 | 0 | 11885.5494 | PTHP 11000 | 2016 | 0 | 0 | 6282.8375 | 2882.6241 | 2720.0879 | 0 | 0 | 11885.5494 | PTHP 11000 | 2016 | 0 | 0 | 0 | 9165.4616 | 2720.0879 | 0 | 0 | 11885.5494 | PTHP 11000 | 2016 | 0 | 0 | 0 | 0 | 11885.5494 | 0 | 0 | 11885.5494 | PTHP 11000 | 2016 | 0 | 0 | 0 | 0 | 0 | 11885.5494 | 0 | 11885.5494 | PTHP 11000 | 2016 | 0 | 0 | 0 | 0 | 0 | 0 | 11885.5494 | 11885.5494 |  |  | 2016PTHP Non-Standard Size - 11,000 Btu/h | PTHP Non-Standard Size - 11,000 Btu/h | PTHP 11000 | 2016 | 0 | 582439.4526 | 540307.3387 | 515126.6399 | 486081.3228 | 0 | 0 | 2123954.754 |  | 2016PTHP Non-Standard Size - 11,000 Btu/h | PTHP Non-Standard Size - 11,000 Btu/h | PTHP 11000 | 2016 |  | 582439.4526 | 540307.3387 | 515126.6399 | 486081.3228 | 0 | 0 | 2123954.754 | 0 |  | 2123954.754 | OK |  | 2016PTHP Non-Standard Size - 11,000 Btu/h | PTHP Non-Standard Size - 11,000 Btu/h | 2016 | 0 | 582439.4526 | 540307.3387 | 515126.6399 | 486081.3228 | 0 | 0 | 2123954.754 | OK | 2016PTHP Non-Standard Size - 11,000 Btu/h | PTHP Non-Standard Size - 11,000 Btu/h | 2016 | 0% | 27.42% | 25.44% | 24.25% | 22.89% | 0% | 0% | 100% | OK
[46 empty] | PTHP 11000 | 2017 | 3194.1173 | 2963.0634 | 2824.9716 | 2665.6861 | 0 | 0 | 11647.8385 | PTHP 11000 | 2017 | 0 | 0 | 6157.1807 | 2824.9716 | 2665.6861 | 0 | 0 | 11647.8385 | PTHP 11000 | 2017 | 0 | 0 | 0 | 8982.1523 | 2665.6861 | 0 | 0 | 11647.8385 | PTHP 11000 | 2017 | 0 | 0 | 0 | 0 | 11647.8385 | 0 | 0 | 11647.8385 | PTHP 11000 | 2017 | 0 | 0 | 0 | 0 | 0 | 11647.8385 | 0 | 11647.8385 | PTHP 11000 | 2017 | 0 | 0 | 0 | 0 | 0 | 0 | 11647.8385 | 11647.8385 |  |  | 2017PTHP Non-Standard Size - 11,000 Btu/h | PTHP Non-Standard Size - 11,000 Btu/h | PTHP 11000 | 2017 | 0 | 589326.5036 | 546696.1988 | 521217.7511 | 491828.9878 | 0 | 0 | 2149069.4413 |  | 2017PTHP Non-Standard Size - 11,000 Btu/h | PTHP Non-Standard Size - 11,000 Btu/h | PTHP 11000 | 2017 |  | 589326.5036 | 546696.1988 | 521217.7511 | 491828.9878 | 0 | 0 | 2149069.4413 | 0 |  | 2149069.4413 | OK |  | 2017PTHP Non-Standard Size - 11,000 Btu/h | PTHP Non-Standard Size - 11,000 Btu/h | 2017 | 0 | 589326.5036 | 546696.1988 | 521217.7511 | 491828.9878 | 0 | 0 | 2149069.4413 | OK | 2017PTHP Non-Standard Size - 11,000 Btu/h | PTHP Non-Standard Size - 11,000 Btu/h | 2017 | 0% | 27.42% | 25.44% | 24.25% | 22.89% | 0% | 0% | 100% | OK
[46 empty] | PTHP 11000 | 2018 | 3130.235 | 2903.8021 | 2768.4722 | 2612.3724 | 0 | 0 | 11414.8817 | PTHP 11000 | 2018 | 0 | 0 | 6034.0371 | 2768.4722 | 2612.3724 | 0 | 0 | 11414.8817 | PTHP 11000 | 2018 | 0 | 0 | 0 | 8802.5093 | 2612.3724 | 0 | 0 | 11414.8817 | PTHP 11000 | 2018 | 0 | 0 | 0 | 0 | 11414.8817 | 0 | 0 | 11414.8817 | PTHP 11000 | 2018 | 0 | 0 | 0 | 0 | 0 | 11414.8817 | 0 | 11414.8817 | PTHP 11000 | 2018 | 0 | 0 | 0 | 0 | 0 | 0 | 11414.8817 | 11414.8817 |  |  | 2018PTHP Non-Standard Size - 11,000 Btu/h | PTHP Non-Standard Size - 11,000 Btu/h | PTHP 11000 | 2018 | 0 | 596462.7329 | 553316.2123 | 527529.2428 | 497784.6073 | 0 | 0 | 2175092.7953 |  | 2018PTHP Non-Standard Size - 11,000 Btu/h | PTHP Non-Standard Size - 11,000 Btu/h | PTHP 11000 | 2018 |  | 596462.7329 | 553316.2123 | 527529.2428 | 497784.6073 | 0 | 0 | 2175092.7953 | 0 |  | 2175092.7953 | OK |  | 2018PTHP Non-Standard Size - 11,000 Btu/h | PTHP Non-Standard Size - 11,000 Btu/h | 2018 | 0 | 596462.7329 | 553316.2123 | 527529.2428 | 497784.6073 | 0 | 0 | 2175092.7953 | OK | 2018PTHP Non-Standard Size - 11,000 Btu/h | PTHP Non-Standard Size - 11,000 Btu/h | 2018 | 0% | 27.42% | 25.44% | 24.25% | 22.89% | 0% | 0% | 100% | OK
[46 empty] | PTHP 11000 | 2019 | 3067.6303 | 2845.7261 | 2713.1027 | 2560.125 | 0 | 0 | 11186.5841 | PTHP 11000 | 2019 | 0 | 0 | 5913.3564 | 2713.1027 | 2560.125 | 0 | 0 | 11186.5841 | PTHP 11000 | 2019 | 0 | 0 | 0 | 8626.4591 | 2560.125 | 0 | 0 | 11186.5841 | PTHP 11000 | 2019 | 0 | 0 | 0 | 0 | 11186.5841 | 0 | 0 | 11186.5841 | PTHP 11000 | 2019 | 0 | 0 | 0 | 0 | 0 | 11186.5841 | 0 | 11186.5841 | PTHP 11000 | 2019 | 0 | 0 | 0 | 0 | 0 | 0 | 11186.5841 | 11186.5841 |  |  | 2019PTHP Non-Standard Size - 11,000 Btu/h | PTHP Non-Standard Size - 11,000 Btu/h | PTHP 11000 | 2019 | 0 | 603942.8872 | 560255.2723 | 534144.9121 | 504027.2533 | 0 | 0 | 2202370.3249 |  | 2019PTHP Non-Standard Size - 11,000 Btu/h | PTHP Non-Standard Size - 11,000 Btu/h | PTHP 11000 | 2019 |  | 603942.8872 | 560255.2723 | 534144.9121 | 504027.2533 | 0 | 0 | 2202370.3249 | 0 |  | 2202370.3249 | OK |  | 2019PTHP Non-Standard Size - 11,000 Btu/h | PTHP Non-Standard Size - 11,000 Btu/h | 2019 | 0 | 603942.8872 | 560255.2723 | 534144.9121 | 504027.2533 | 0 | 0 | 2202370.3249 | OK | 2019PTHP Non-Standard Size - 11,000 Btu/h | PTHP Non-Standard Size - 11,000 Btu/h | 2019 | 0% | 27.42% | 25.44% | 24.25% | 22.89% | 0% | 0% | 100% | OK
[46 empty] | PTHP 11000 | 2020 | 3006.2777 | 2788.8116 | 2658.8407 | 2508.9225 | 0 | 0 | 10962.8524 | PTHP 11000 | 2020 | 0 | 0 | 5795.0892 | 2658.8407 | 2508.9225 | 0 | 0 | 10962.8524 | PTHP 11000 | 2020 | 0 | 0 | 0 | 8453.9299 | 2508.9225 | 0 | 0 | 10962.8524 | PTHP 11000 | 2020 | 0 | 0 | 0 | 0 | 10962.8524 | 0 | 0 | 10962.8524 | PTHP 11000 | 2020 | 0 | 0 | 0 | 0 | 0 | 10962.8524 | 0 | 10962.8524 | PTHP 11000 | 2020 | 0 | 0 | 0 | 0 | 0 | 0 | 10962.8524 | 10962.8524 |  |  | 2020PTHP Non-Standard Size - 11,000 Btu/h | PTHP Non-Standard Size - 11,000 Btu/h | PTHP 11000 | 2020 | 0 | 611813.3067 | 567556.3666 | 541105.7433 | 510595.5994 | 0 | 0 | 2231071.0161 |  | 2020PTHP Non-Standard Size - 11,000 Btu/h | PTHP Non-Standard Size - 11,000 Btu/h | PTHP 11000 | 2020 |  | 611813.3067 | 567556.3666 | 541105.7433 | 510595.5994 | 0 | 0 | 2231071.0161 | 0 |  | 2231071.0161 | OK |  | 2020PTHP Non-Standard Size - 11,000 Btu/h | PTHP Non-Standard Size - 11,000 Btu/h | 2020 | 0 | 611813.3067 | 567556.3666 | 541105.7433 | 510595.5994 | 0 | 0 | 2231071.0161 | OK | 2020PTHP Non-Standard Size - 11,000 Btu/h | PTHP Non-Standard Size - 11,000 Btu/h | 2020 | 0% | 27.42% | 25.44% | 24.25% | 22.89% | 0% | 0% | 100% | OK
[46 empty] | PTHP 11000 | 2021 | 2946.1521 | 2733.0353 | 2605.6639 | 2458.744 | 0 | 0 | 10743.5953 | PTHP 11000 | 2021 | 0 | 0 | 5679.1874 | 2605.6639 | 2458.744 | 0 | 0 | 10743.5953 | PTHP 11000 | 2021 | 0 | 0 | 0 | 8284.8513 | 2458.744 | 0 | 0 | 10743.5953 | PTHP 11000 | 2021 | 0 | 0 | 0 | 0 | 10743.5953 | 0 | 0 | 10743.5953 | PTHP 11000 | 2021 | 0 | 0 | 0 | 0 | 0 | 10743.5953 | 0 | 10743.5953 | PTHP 11000 | 2021 | 0 | 0 | 0 | 0 | 0 | 0 | 10743.5953 | 10743.5953 |  |  | 2021PTHP Non-Standard Size - 11,000 Btu/h | PTHP Non-Standard Size - 11,000 Btu/h | PTHP 11000 | 2021 | 0 | 620083.8307 | 575228.623 | 548420.4388 | 517497.8572 | 0 | 0 | 2261230.7497 |  | 2021PTHP Non-Standard Size - 11,000 Btu/h | PTHP Non-Standard Size - 11,000 Btu/h | PTHP 11000 | 2021 |  | 620083.8307 | 575228.623 | 548420.4388 | 517497.8572 | 0 | 0 | 2261230.7497 | 0 |  | 2261230.7497 | OK |  | 2021PTHP Non-Standard Size - 11,000 Btu/h | PTHP Non-Standard Size - 11,000 Btu/h | 2021 | 0 | 620083.8307 | 575228.623 | 548420.4388 | 517497.8572 | 0 | 0 | 2261230.7497 | OK | 2021PTHP Non-Standard Size - 11,000 Btu/h | PTHP Non-Standard Size - 11,000 Btu/h | 2021 | 0% | 27.42% | 25.44% | 24.25% | 22.89% | 0% | 0% | 100% | OK
[46 empty] | PTHP 11000 | 2022 | 2887.2291 | 2678.3746 | 2553.5506 | 2409.5691 | 0 | 0 | 10528.7234 | PTHP 11000 | 2022 | 0 | 0 | 5565.6037 | 2553.5506 | 2409.5691 | 0 | 0 | 10528.7234 | PTHP 11000 | 2022 | 0 | 0 | 0 | 8119.1543 | 2409.5691 | 0 | 0 | 10528.7234 | PTHP 11000 | 2022 | 0 | 0 | 0 | 0 | 10528.7234 | 0 | 0 | 10528.7234 | PTHP 11000 | 2022 | 0 | 0 | 0 | 0 | 0 | 10528.7234 | 0 | 10528.7234 | PTHP 11000 | 2022 | 0 | 0 | 0 | 0 | 0 | 0 | 10528.7234 | 10528.7234 |  |  | 2022PTHP Non-Standard Size - 11,000 Btu/h | PTHP Non-Standard Size - 11,000 Btu/h | PTHP 11000 | 2022 | 0 | 628803.7399 | 583317.7573 | 556132.5838 | 524775.1544 | 0 | 0 | 2293029.2354 |  | 2022PTHP Non-Standard Size - 11,000 Btu/h | PTHP Non-Standard Size - 11,000 Btu/h | PTHP 11000 | 2022 |  | 628803.7399 | 583317.7573 | 556132.5838 | 524775.1544 | 0 | 0 | 2293029.2354 | 0 |  | 2293029.2354 | OK |  | 2022PTHP Non-Standard Size - 11,000 Btu/h | PTHP Non-Standard Size - 11,000 Btu/h | 2022 | 0 | 628803.7399 | 583317.7573 | 556132.5838 | 524775.1544 | 0 | 0 | 2293029.2354 | OK | 2022PTHP Non-Standard Size - 11,000 Btu/h | PTHP Non-Standard Size - 11,000 Btu/h | 2022 | 0% | 27.42% | 25.44% | 24.25% | 22.89% | 0% | 0% | 100% | OK
[46 empty] | PTHP 11000 | 2023 | 2829.4845 | 2624.8071 | 2502.4796 | 2361.3777 | 0 | 0 | 10318.1489 | PTHP 11000 | 2023 | 0 | 0 | 5454.2916 | 2502.4796 | 2361.3777 | 0 | 0 | 10318.1489 | PTHP 11000 | 2023 | 0 | 0 | 0 | 7956.7712 | 2361.3777 | 0 | 0 | 10318.1489 | PTHP 11000 | 2023 | 0 | 0 | 0 | 0 | 10318.1489 | 0 | 0 | 10318.1489 | PTHP 11000 | 2023 | 0 | 0 | 0 | 0 | 0 | 10318.1489 | 0 | 10318.1489 | PTHP 11000 | 2023 | 0 | 0 | 0 | 0 | 0 | 0 | 10318.1489 | 10318.1489 |  |  | 2023PTHP Non-Standard Size - 11,000 Btu/h | PTHP Non-Standard Size - 11,000 Btu/h | PTHP 11000 | 2023 | 0 | 637994.5333 | 591843.7132 | 564261.1927 | 532445.4332 | 0 | 0 | 2326544.8725 |  | 2023PTHP Non-Standard Size - 11,000 Btu/h | PTHP Non-Standard Size - 11,000 Btu/h | PTHP 11000 | 2023 |  | 637994.5333 | 591843.7132 | 564261.1927 | 532445.4332 | 0 | 0 | 2326544.8725 | 0 |  | 2326544.8725 | OK |  | 2023PTHP Non-Standard Size - 11,000 Btu/h | PTHP Non-Standard Size - 11,000 Btu/h | 2023 | 0 | 637994.5333 | 591843.7132 | 564261.1927 | 532445.4332 | 0 | 0 | 2326544.8725 | OK | 2023PTHP Non-Standard Size - 11,000 Btu/h | PTHP Non-Standard Size - 11,000 Btu/h | 2023 | 0% | 27.42% | 25.44% | 24.25% | 22.89% | 0% | 0% | 100% | OK
[46 empty] | PTHP 11000 | 2024 | 2772.8948 | 2572.311 | 2452.43 | 2314.1502 | 0 | 0 | 10111.786 | PTHP 11000 | 2024 | 0 | 0 | 5345.2058 | 2452.43 | 2314.1502 | 0 | 0 | 10111.786 | PTHP 11000 | 2024 | 0 | 0 | 0 | 7797.6358 | 2314.1502 | 0 | 0 | 10111.786 | PTHP 11000 | 2024 | 0 | 0 | 0 | 0 | 10111.786 | 0 | 0 | 10111.786 | PTHP 11000 | 2024 | 0 | 0 | 0 | 0 | 0 | 10111.786 | 0 | 10111.786 | PTHP 11000 | 2024 | 0 | 0 | 0 | 0 | 0 | 0 | 10111.786 | 10111.786 |  |  | 2024PTHP Non-Standard Size - 11,000 Btu/h | PTHP Non-Standard Size - 11,000 Btu/h | PTHP 11000 | 2024 | 0 | 647641.7774 | 600793.1015 | 572793.5002 | 540496.6481 | 0 | 0 | 2361725.0273 |  | 2024PTHP Non-Standard Size - 11,000 Btu/h | PTHP Non-Standard Size - 11,000 Btu/h | PTHP 11000 | 2024 |  | 647641.7774 | 600793.1015 | 572793.5002 | 540496.6481 | 0 | 0 | 2361725.0273 | 0 |  | 2361725.0273 | OK |  | 2024PTHP Non-Standard Size - 11,000 Btu/h | PTHP Non-Standard Size - 11,000 Btu/h | 2024 | 0 | 647641.7774 | 600793.1015 | 572793.5002 | 540496.6481 | 0 | 0 | 2361725.0273 | OK | 2024PTHP Non-Standard Size - 11,000 Btu/h | PTHP Non-Standard Size - 11,000 Btu/h | 2024 | 0% | 27.42% | 25.44% | 24.25% | 22.89% | 0% | 0% | 100% | OK
[46 empty] | PTHP 11000 | 2025 | 2717.4369 | 2520.8648 | 2403.3814 | 2267.8672 | 0 | 0 | 9909.5503 | PTHP 11000 | 2025 | 0 | 0 | 5238.3017 | 2403.3814 | 2267.8672 | 0 | 0 | 9909.5503 | PTHP 11000 | 2025 | 0 | 0 | 0 | 7641.6831 | 2267.8672 | 0 | 0 | 9909.5503 | PTHP 11000 | 2025 | 0 | 0 | 0 | 0 | 9909.5503 | 0 | 0 | 9909.5503 | PTHP 11000 | 2025 | 0 | 0 | 0 | 0 | 0 | 9909.5503 | 0 | 9909.5503 | PTHP 11000 | 2025 | 0 | 0 | 0 | 0 | 0 | 0 | 9909.5503 | 9909.5503 |  |  | 2025PTHP Non-Standard Size - 11,000 Btu/h | PTHP Non-Standard Size - 11,000 Btu/h | PTHP 11000 | 2025 | 0 | 657735.6382 | 610156.7994 | 581720.8086 | 548920.5919 | 0 | 0 | 2398533.8381 |  | 2025PTHP Non-Standard Size - 11,000 Btu/h | PTHP Non-Standard Size - 11,000 Btu/h | PTHP 11000 | 2025 |  | 657735.6382 | 610156.7994 | 581720.8086 | 548920.5919 | 0 | 0 | 2398533.8381 | 0 |  | 2398533.8381 | OK |  | 2025PTHP Non-Standard Size - 11,000 Btu/h | PTHP Non-Standard Size - 11,000 Btu/h | 2025 | 0 | 657735.6382 | 610156.7994 | 581720.8086 | 548920.5919 | 0 | 0 | 2398533.8381 | OK | 2025PTHP Non-Standard Size - 11,000 Btu/h | PTHP Non-Standard Size - 11,000 Btu/h | 2025 | 0% | 27.42% | 25.44% | 24.25% | 22.89% | 0% | 0% | 100% | OK
[46 empty] | PTHP 11000 | 2026 | 2663.0882 | 2470.4475 | 2355.3138 | 2222.5098 | 0 | 0 | 9711.3592 | PTHP 11000 | 2026 | 0 | 0 | 5133.5356 | 2355.3138 | 2222.5098 | 0 | 0 | 9711.3592 | PTHP 11000 | 2026 | 0 | 0 | 0 | 7488.8494 | 2222.5098 | 0 | 0 | 9711.3592 | PTHP 11000 | 2026 | 0 | 0 | 0 | 0 | 9711.3592 | 0 | 0 | 9711.3592 | PTHP 11000 | 2026 | 0 | 0 | 0 | 0 | 0 | 9711.3592 | 0 | 9711.3592 | PTHP 11000 | 2026 | 0 | 0 | 0 | 0 | 0 | 0 | 9711.3592 | 9711.3592 |  |  | 2026PTHP Non-Standard Size - 11,000 Btu/h | PTHP Non-Standard Size - 11,000 Btu/h | PTHP 11000 | 2026 | 0 | 668236.137 | 619897.7201 | 591007.7595 | 557683.8999 | 0 | 0 | 2436825.5165 |  | 2026PTHP Non-Standard Size - 11,000 Btu/h | PTHP Non-Standard Size - 11,000 Btu/h | PTHP 11000 | 2026 |  | 668236.137 | 619897.7201 | 591007.7595 | 557683.8999 | 0 | 0 | 2436825.5165 | 0 |  | 2436825.5165 | OK |  | 2026PTHP Non-Standard Size - 11,000 Btu/h | PTHP Non-Standard Size - 11,000 Btu/h | 2026 | 0 | 668236.137 | 619897.7201 | 591007.7595 | 557683.8999 | 0 | 0 | 2436825.5165 | OK | 2026PTHP Non-Standard Size - 11,000 Btu/h | PTHP Non-Standard Size - 11,000 Btu/h | 2026 | 0% | 27.42% | 25.44% | 24.25% | 22.89% | 0% | 0% | 100% | OK
[46 empty] | PTHP 11000 | 2027 | 2609.8264 | 2421.0385 | 2308.2075 | 2178.0596 | 0 | 0 | 9517.1321 | PTHP 11000 | 2027 | 0 | 0 | 5030.8649 | 2308.2075 | 2178.0596 | 0 | 0 | 9517.1321 | PTHP 11000 | 2027 | 0 | 0 | 0 | 7339.0724 | 2178.0596 | 0 | 0 | 9517.1321 | PTHP 11000 | 2027 | 0 | 0 | 0 | 0 | 9517.1321 | 0 | 0 | 9517.1321 | PTHP 11000 | 2027 | 0 | 0 | 0 | 0 | 0 | 9517.1321 | 0 | 9517.1321 | PTHP 11000 | 2027 | 0 | 0 | 0 | 0 | 0 | 0 | 9517.1321 | 9517.1321 |  |  | 2027PTHP Non-Standard Size - 11,000 Btu/h | PTHP Non-Standard Size - 11,000 Btu/h | PTHP 11000 | 2027 | 0 | 679067.6143 | 629945.6773 | 600587.4377 | 566723.4298 | 0 | 0 | 2476324.1592 |  | 2027PTHP Non-Standard Size - 11,000 Btu/h | PTHP Non-Standard Size - 11,000 Btu/h | PTHP 11000 | 2027 |  | 679067.6143 | 629945.6773 | 600587.4377 | 566723.4298 | 0 | 0 | 2476324.1592 | 0 |  | 2476324.1592 | OK |  | 2027PTHP Non-Standard Size - 11,000 Btu/h | PTHP Non-Standard Size - 11,000 Btu/h | 2027 | 0 | 679067.6143 | 629945.6773 | 600587.4377 | 566723.4298 | 0 | 0 | 2476324.1592 | OK | 2027PTHP Non-Standard Size - 11,000 Btu/h | PTHP Non-Standard Size - 11,000 Btu/h | 2027 | 0% | 27.42% | 25.44% | 24.25% | 22.89% | 0% | 0% | 100% | OK
[46 empty] | PTHP 11000 | 2028 | 2557.6299 | 2372.6178 | 2262.0433 | 2134.4985 | 0 | 0 | 9326.7894 | PTHP 11000 | 2028 | 0 | 0 | 4930.2476 | 2262.0433 | 2134.4985 | 0 | 0 | 9326.7894 | PTHP 11000 | 2028 | 0 | 0 | 0 | 7192.291 | 2134.4985 | 0 | 0 | 9326.7894 | PTHP 11000 | 2028 | 0 | 0 | 0 | 0 | 9326.7894 | 0 | 0 | 9326.7894 | PTHP 11000 | 2028 | 0 | 0 | 0 | 0 | 0 | 9326.7894 | 0 | 9326.7894 | PTHP 11000 | 2028 | 0 | 0 | 0 | 0 | 0 | 0 | 9326.7894 | 9326.7894 |  |  | 2028PTHP Non-Standard Size - 11,000 Btu/h | PTHP Non-Standard Size - 11,000 Btu/h | PTHP 11000 | 2028 | 0 | 690154.7729 | 640230.8204 | 610393.2479 | 575976.3413 | 0 | 0 | 2516755.1825 |  | 2028PTHP Non-Standard Size - 11,000 Btu/h | PTHP Non-Standard Size - 11,000 Btu/h | PTHP 11000 | 2028 |  | 690154.7729 | 640230.8204 | 610393.2479 | 575976.3413 | 0 | 0 | 2516755.1825 | 0 |  | 2516755.1825 | OK |  | 2028PTHP Non-Standard Size - 11,000 Btu/h | PTHP Non-Standard Size - 11,000 Btu/h | 2028 | 0 | 690154.7729 | 640230.8204 | 610393.2479 | 575976.3413 | 0 | 0 | 2516755.1825 | OK | 2028PTHP Non-Standard Size - 11,000 Btu/h | PTHP Non-Standard Size - 11,000 Btu/h | 2028 | 0% | 27.42% | 25.44% | 24.25% | 22.89% | 0% | 0% | 100% | OK
[46 empty] | PTHP 11000 | 2029 | 2506.4773 | 2325.1654 | 2216.8025 | 2091.8085 | 0 | 0 | 9140.2536 | PTHP 11000 | 2029 | 0 | 0 | 4831.6427 | 2216.8025 | 2091.8085 | 0 | 0 | 9140.2536 | PTHP 11000 | 2029 | 0 | 0 | 0 | 7048.4451 | 2091.8085 | 0 | 0 | 9140.2536 | PTHP 11000 | 2029 | 0 | 0 | 0 | 0 | 9140.2536 | 0 | 0 | 9140.2536 | PTHP 11000 | 2029 | 0 | 0 | 0 | 0 | 0 | 9140.2536 | 0 | 9140.2536 | PTHP 11000 | 2029 | 0 | 0 | 0 | 0 | 0 | 0 | 9140.2536 | 9140.2536 |  |  | 2029PTHP Non-Standard Size - 11,000 Btu/h | PTHP Non-Standard Size - 11,000 Btu/h | PTHP 11000 | 2029 | 0 | 701412.3363 | 650674.0418 | 620349.7692 | 585371.466 | 0 | 0 | 2557807.6134 |  | 2029PTHP Non-Standard Size - 11,000 Btu/h | PTHP Non-Standard Size - 11,000 Btu/h | PTHP 11000 | 2029 |  | 701412.3363 | 650674.0418 | 620349.7692 | 585371.466 | 0 | 0 | 2557807.6134 | 0 |  | 2557807.6134 | OK |  | 2029PTHP Non-Standard Size - 11,000 Btu/h | PTHP Non-Standard Size - 11,000 Btu/h | 2029 | 0 | 701412.3363 | 650674.0418 | 620349.7692 | 585371.466 | 0 | 0 | 2557807.6134 | OK | 2029PTHP Non-Standard Size - 11,000 Btu/h | PTHP Non-Standard Size - 11,000 Btu/h | 2029 | 0% | 27.42% | 25.44% | 24.25% | 22.89% | 0% | 0% | 100% | OK
[46 empty] | PTHP 11000 | 2030 | 2456.3477 | 2278.6621 | 2172.4664 | 2049.9723 | 0 | 0 | 8957.4486 | PTHP 11000 | 2030 | 0 | 0 | 4735.0098 | 2172.4664 | 2049.9723 | 0 | 0 | 8957.4486 | PTHP 11000 | 2030 | 0 | 0 | 0 | 6907.4762 | 2049.9723 | 0 | 0 | 8957.4486 | PTHP 11000 | 2030 | 0 | 0 | 0 | 0 | 8957.4486 | 0 | 0 | 8957.4486 | PTHP 11000 | 2030 | 0 | 0 | 0 | 0 | 0 | 8957.4486 | 0 | 8957.4486 | PTHP 11000 | 2030 | 0 | 0 | 0 | 0 | 0 | 0 | 8957.4486 | 8957.4486 |  |  | 2030PTHP Non-Standard Size - 11,000 Btu/h | PTHP Non-Standard Size - 11,000 Btu/h | PTHP 11000 | 2030 | 0 | 712767.7187 | 661208.0062 | 630392.8045 | 594848.2267 | 0 | 0 | 2599216.7561 |  | 2030PTHP Non-Standard Size - 11,000 Btu/h | PTHP Non-Standard Size - 11,000 Btu/h | PTHP 11000 | 2030 |  | 712767.7187 | 661208.0062 | 630392.8045 | 594848.2267 | 0 | 0 | 2599216.7561 | 0 |  | 2599216.7561 | OK |  | 2030PTHP Non-Standard Size - 11,000 Btu/h | PTHP Non-Standard Size - 11,000 Btu/h | 2030 | 0 | 712767.7187 | 661208.0062 | 630392.8045 | 594848.2267 | 0 | 0 | 2599216.7561 | OK | 2030PTHP Non-Standard Size - 11,000 Btu/h | PTHP Non-Standard Size - 11,000 Btu/h | 2030 | 0% | 27.42% | 25.44% | 24.25% | 22.89% | 0% | 0% | 100% | OK
[46 empty] | PTHP 11000 | 2031 | 2407.2208 | 2233.0889 | 2129.0171 | 2008.9729 | 0 | 0 | 8778.2996 | PTHP 11000 | 2031 | 0 | 0 | 4640.3096 | 2129.0171 | 2008.9729 | 0 | 0 | 8778.2996 | PTHP 11000 | 2031 | 0 | 0 | 0 | 6769.3267 | 2008.9729 | 0 | 0 | 8778.2996 | PTHP 11000 | 2031 | 0 | 0 | 0 | 0 | 8778.2996 | 0 | 0 | 8778.2996 | PTHP 11000 | 2031 | 0 | 0 | 0 | 0 | 0 | 8778.2996 | 0 | 8778.2996 | PTHP 11000 | 2031 | 0 | 0 | 0 | 0 | 0 | 0 | 8778.2996 | 8778.2996 |  |  | 2031PTHP Non-Standard Size - 11,000 Btu/h | PTHP Non-Standard Size - 11,000 Btu/h | PTHP 11000 | 2031 | 0 | 724190.9288 | 671804.8918 | 640495.8287 | 604381.5938 | 0 | 0 | 2640873.2431 |  | 2031PTHP Non-Standard Size - 11,000 Btu/h | PTHP Non-Standard Size - 11,000 Btu/h | PTHP 11000 | 2031 |  | 724190.9288 | 671804.8918 | 640495.8287 | 604381.5938 | 0 | 0 | 2640873.2431 | 0 |  | 2640873.2431 | OK |  | 2031PTHP Non-Standard Size - 11,000 Btu/h | PTHP Non-Standard Size - 11,000 Btu/h | 2031 | 0 | 724190.9288 | 671804.8918 | 640495.8287 | 604381.5938 | 0 | 0 | 2640873.2431 | OK | 2031PTHP Non-Standard Size - 11,000 Btu/h | PTHP Non-Standard Size - 11,000 Btu/h | 2031 | 0% | 27.42% | 25.44% | 24.25% | 22.89% | 0% | 0% | 100% | OK
[46 empty] | PTHP 11000 | 2032 | 2359.0764 | 2188.4271 | 2086.4367 | 1968.7934 | 0 | 0 | 8602.7336 | PTHP 11000 | 2032 | 0 | 0 | 4547.5034 | 2086.4367 | 1968.7934 | 0 | 0 | 8602.7336 | PTHP 11000 | 2032 | 0 | 0 | 0 | 6633.9402 | 1968.7934 | 0 | 0 | 8602.7336 | PTHP 11000 | 2032 | 0 | 0 | 0 | 0 | 8602.7336 | 0 | 0 | 8602.7336 | PTHP 11000 | 2032 | 0 | 0 | 0 | 0 | 0 | 8602.7336 | 0 | 8602.7336 | PTHP 11000 | 2032 | 0 | 0 | 0 | 0 | 0 | 0 | 8602.7336 | 8602.7336 |  |  | 2032PTHP Non-Standard Size - 11,000 Btu/h | PTHP Non-Standard Size - 11,000 Btu/h | PTHP 11000 | 2032 | 0 | 735939.3002 | 682703.4174 | 650886.435 | 614186.3278 | 0 | 0 | 2683715.4805 |  | 2032PTHP Non-Standard Size - 11,000 Btu/h | PTHP Non-Standard Size - 11,000 Btu/h | PTHP 11000 | 2032 |  | 735939.3002 | 682703.4174 | 650886.435 | 614186.3278 | 0 | 0 | 2683715.4805 | 0 |  | 2683715.4805 | OK |  | 2032PTHP Non-Standard Size - 11,000 Btu/h | PTHP Non-Standard Size - 11,000 Btu/h | 2032 | 0 | 735939.3002 | 682703.4174 | 650886.435 | 614186.3278 | 0 | 0 | 2683715.4805 | OK | 2032PTHP Non-Standard Size - 11,000 Btu/h | PTHP Non-Standard Size - 11,000 Btu/h | 2032 | 0% | 27.42% | 25.44% | 24.25% | 22.89% | 0% | 0% | 100% | OK
[46 empty] | PTHP 11000 | 2033 | 2311.8948 | 2144.6585 | 2044.708 | 1929.4175 | 0 | 0 | 8430.6789 | PTHP 11000 | 2033 | 0 | 0 | 4456.5534 | 2044.708 | 1929.4175 | 0 | 0 | 8430.6789 | PTHP 11000 | 2033 | 0 | 0 | 0 | 6501.2614 | 1929.4175 | 0 | 0 | 8430.6789 | PTHP 11000 | 2033 | 0 | 0 | 0 | 0 | 8430.6789 | 0 | 0 | 8430.6789 | PTHP 11000 | 2033 | 0 | 0 | 0 | 0 | 0 | 8430.6789 | 0 | 8430.6789 | PTHP 11000 | 2033 | 0 | 0 | 0 | 0 | 0 | 0 | 8430.6789 | 8430.6789 |  |  | 2033PTHP Non-Standard Size - 11,000 Btu/h | PTHP Non-Standard Size - 11,000 Btu/h | PTHP 11000 | 2033 | 0 | 748015.9053 | 693906.4332 | 661567.341 | 624264.9929 | 0 | 0 | 2727754.6723 |  | 2033PTHP Non-Standard Size - 11,000 Btu/h | PTHP Non-Standard Size - 11,000 Btu/h | PTHP 11000 | 2033 |  | 748015.9053 | 693906.4332 | 661567.341 | 624264.9929 | 0 | 0 | 2727754.6723 | 0 |  | 2727754.6723 | OK |  | 2033PTHP Non-Standard Size - 11,000 Btu/h | PTHP Non-Standard Size - 11,000 Btu/h | 2033 | 0 | 748015.9053 | 693906.4332 | 661567.341 | 624264.9929 | 0 | 0 | 2727754.6723 | OK | 2033PTHP Non-Standard Size - 11,000 Btu/h | PTHP Non-Standard Size - 11,000 Btu/h | 2033 | 0% | 27.42% | 25.44% | 24.25% | 22.89% | 0% | 0% | 100% | OK
[46 empty] | PTHP 11000 | 2034 | 2265.6569 | 2101.7654 | 2003.8139 | 1890.8292 | 0 | 0 | 8262.0653 | PTHP 11000 | 2034 | 0 | 0 | 4367.4223 | 2003.8139 | 1890.8292 | 0 | 0 | 8262.0653 | PTHP 11000 | 2034 | 0 | 0 | 0 | 6371.2362 | 1890.8292 | 0 | 0 | 8262.0653 | PTHP 11000 | 2034 | 0 | 0 | 0 | 0 | 8262.0653 | 0 | 0 | 8262.0653 | PTHP 11000 | 2034 | 0 | 0 | 0 | 0 | 0 | 8262.0653 | 0 | 8262.0653 | PTHP 11000 | 2034 | 0 | 0 | 0 | 0 | 0 | 0 | 8262.0653 | 8262.0653 |  |  | 2034PTHP Non-Standard Size - 11,000 Btu/h | PTHP Non-Standard Size - 11,000 Btu/h | PTHP 11000 | 2034 | 0 | 760424.0695 | 705417.0239 | 672541.4875 | 634620.3643 | 0 | 0 | 2773002.9451 |  | 2034PTHP Non-Standard Size - 11,000 Btu/h | PTHP Non-Standard Size - 11,000 Btu/h | PTHP 11000 | 2034 |  | 760424.0695 | 705417.0239 | 672541.4875 | 634620.3643 | 0 | 0 | 2773002.9451 | 0 |  | 2773002.9451 | OK |  | 2034PTHP Non-Standard Size - 11,000 Btu/h | PTHP Non-Standard Size - 11,000 Btu/h | 2034 | 0 | 760424.0695 | 705417.0239 | 672541.4875 | 634620.3643 | 0 | 0 | 2773002.9451 | OK | 2034PTHP Non-Standard Size - 11,000 Btu/h | PTHP Non-Standard Size - 11,000 Btu/h | 2034 | 0% | 27.42% | 25.44% | 24.25% | 22.89% | 0% | 0% | 100% | OK
[46 empty] | PTHP 11000 | 2035 | 2220.3438 | 2059.7301 | 1963.7376 | 1853.0126 | 0 | 0 | 8096.824 | PTHP 11000 | 2035 | 0 | 0 | 4280.0739 | 1963.7376 | 1853.0126 | 0 | 0 | 8096.824 | PTHP 11000 | 2035 | 0 | 0 | 0 | 6243.8114 | 1853.0126 | 0 | 0 | 8096.824 | PTHP 11000 | 2035 | 0 | 0 | 0 | 0 | 8096.824 | 0 | 0 | 8096.824 | PTHP 11000 | 2035 | 0 | 0 | 0 | 0 | 0 | 8096.824 | 0 | 8096.824 | PTHP 11000 | 2035 | 0 | 0 | 0 | 0 | 0 | 0 | 8096.824 | 8096.824 |  |  | 2035PTHP Non-Standard Size - 11,000 Btu/h | PTHP Non-Standard Size - 11,000 Btu/h | PTHP 11000 | 2035 | 0 | 773167.3568 | 717238.4958 | 683812.0269 | 645255.4164 | 0 | 0 | 2819473.296 |  | 2035PTHP Non-Standard Size - 11,000 Btu/h | PTHP Non-Standard Size - 11,000 Btu/h | PTHP 11000 | 2035 |  | 773167.3568 | 717238.4958 | 683812.0269 | 645255.4164 | 0 | 0 | 2819473.296 | 0 |  | 2819473.296 | OK | THROUGH 2012 we are in-line with non-standards shipments (POINT OF STANDARDS IMPACT) | 2035PTHP Non-Standard Size - 11,000 Btu/h | PTHP Non-Standard Size - 11,000 Btu/h | 2035 | 0 | 773167.3568 | 717238.4958 | 683812.0269 | 645255.4164 | 0 | 0 | 2819473.296 | OK | 2035PTHP Non-Standard Size - 11,000 Btu/h | PTHP Non-Standard Size - 11,000 Btu/h | 2035 | 0% | 27.42% | 25.44% | 24.25% | 22.89% | 0% | 0% | 100% | OK
[46 empty] | PTHP 11000 | 2036 | 2175.9369 | 2018.5355 | 1924.4628 | 1815.9524 | 0 | 0 | 7934.8876 | PTHP 11000 | 2036 | 0 | 0 | 4194.4724 | 1924.4628 | 1815.9524 | 0 | 0 | 7934.8876 | PTHP 11000 | 2036 | 0 | 0 | 0 | 6118.9352 | 1815.9524 | 0 | 0 | 7934.8876 | PTHP 11000 | 2036 | 0 | 0 | 0 | 0 | 7934.8876 | 0 | 0 | 7934.8876 | PTHP 11000 | 2036 | 0 | 0 | 0 | 0 | 0 | 7934.8876 | 0 | 7934.8876 | PTHP 11000 | 2036 | 0 | 0 | 0 | 0 | 0 | 0 | 7934.8876 | 7934.8876 |  |  | 2036PTHP Non-Standard Size - 11,000 Btu/h | PTHP Non-Standard Size - 11,000 Btu/h | PTHP 11000 | 2036 | 0 | 786249.5576 | 729374.3652 | 695382.3114 | 656173.3126 | 0 | 0 | 2867179.5468 |  | 2036PTHP Non-Standard Size - 11,000 Btu/h | PTHP Non-Standard Size - 11,000 Btu/h | PTHP 11000 | 2036 |  | 786249.5576 | 729374.3652 | 695382.3114 | 656173.3126 | 0 | 0 | 2867179.5468 | 0 |  | 2867179.5468 | OK |  | 2036PTHP Non-Standard Size - 11,000 Btu/h | PTHP Non-Standard Size - 11,000 Btu/h | 2036 | 0 | 786249.5576 | 729374.3652 | 695382.3114 | 656173.3126 | 0 | 0 | 2867179.5468 | OK | 2036PTHP Non-Standard Size - 11,000 Btu/h | PTHP Non-Standard Size - 11,000 Btu/h | 2036 | 0% | 27.42% | 25.44% | 24.25% | 22.89% | 0% | 0% | 100% | OK
[46 empty] | PTHP 11000 | 2037 | 2132.4182 | 1978.1647 | 1885.9736 | 1779.6333 | 0 | 0 | 7776.1898 | PTHP 11000 | 2037 | 0 | 0 | 4110.5829 | 1885.9736 | 1779.6333 | 0 | 0 | 7776.1898 | PTHP 11000 | 2037 | 0 | 0 | 0 | 5996.5565 | 1779.6333 | 0 | 0 | 7776.1898 | PTHP 11000 | 2037 | 0 | 0 | 0 | 0 | 7776.1898 | 0 | 0 | 7776.1898 | PTHP 11000 | 2037 | 0 | 0 | 0 | 0 | 0 | 7776.1898 | 0 | 7776.1898 | PTHP 11000 | 2037 | 0 | 0 | 0 | 0 | 0 | 0 | 7776.1898 | 7776.1898 |  |  | 2037PTHP Non-Standard Size - 11,000 Btu/h | PTHP Non-Standard Size - 11,000 Btu/h | PTHP 11000 | 2037 | 0 | 799674.6773 | 741828.3476 | 707255.8834 | 667377.3956 | 0 | 0 | 2916136.3039 |  | 2037PTHP Non-Standard Size - 11,000 Btu/h | PTHP Non-Standard Size - 11,000 Btu/h | PTHP 11000 | 2037 |  | 799674.6773 | 741828.3476 | 707255.8834 | 667377.3956 | 0 | 0 | 2916136.3039 | 0 |  | 2916136.3039 | OK |  | 2037PTHP Non-Standard Size - 11,000 Btu/h | PTHP Non-Standard Size - 11,000 Btu/h | 2037 | 0 | 799674.6773 | 741828.3476 | 707255.8834 | 667377.3956 | 0 | 0 | 2916136.3039 | OK | 2037PTHP Non-Standard Size - 11,000 Btu/h | PTHP Non-Standard Size - 11,000 Btu/h | 2037 | 0% | 27.42% | 25.44% | 24.25% | 22.89% | 0% | 0% | 100% | OK
[46 empty] | PTHP 11000 | 2038 | 2089.7698 | 1938.6015 | 1848.2541 | 1744.0406 | 0 | 0 | 7620.666 | PTHP 11000 | 2038 | 0 | 0 | 4028.3713 | 1848.2541 | 1744.0406 | 0 | 0 | 7620.666 | PTHP 11000 | 2038 | 0 | 0 | 0 | 5876.6254 | 1744.0406 | 0 | 0 | 7620.666 | PTHP 11000 | 2038 | 0 | 0 | 0 | 0 | 7620.666 | 0 | 0 | 7620.666 | PTHP 11000 | 2038 | 0 | 0 | 0 | 0 | 0 | 7620.666 | 0 | 7620.666 | PTHP 11000 | 2038 | 0 | 0 | 0 | 0 | 0 | 0 | 7620.666 | 7620.666 |  |  | 2038PTHP Non-Standard Size - 11,000 Btu/h | PTHP Non-Standard Size - 11,000 Btu/h | PTHP 11000 | 2038 | 0 | 813446.9264 | 754604.349 | 719436.4669 | 678871.1792 | 0 | 0 | 2966358.9216 |  | 2038PTHP Non-Standard Size - 11,000 Btu/h | PTHP Non-Standard Size - 11,000 Btu/h | PTHP 11000 | 2038 |  | 813446.9264 | 754604.349 | 719436.4669 | 678871.1792 | 0 | 0 | 2966358.9216 | 0 |  | 2966358.9216 | OK |  | 2038PTHP Non-Standard Size - 11,000 Btu/h | PTHP Non-Standard Size - 11,000 Btu/h | 2038 | 0 | 813446.9264 | 754604.349 | 719436.4669 | 678871.1792 | 0 | 0 | 2966358.9216 | OK | 2038PTHP Non-Standard Size - 11,000 Btu/h | PTHP Non-Standard Size - 11,000 Btu/h | 2038 | 0% | 27.42% | 25.44% | 24.25% | 22.89% | 0% | 0% | 100% | OK
[46 empty] | PTHP 11000 | 2039 | 2047.9744 | 1899.8294 | 1811.289 | 1709.1598 | 0 | 0 | 7468.2527 | PTHP 11000 | 2039 | 0 | 0 | 3947.8038 | 1811.289 | 1709.1598 | 0 | 0 | 7468.2527 | PTHP 11000 | 2039 | 0 | 0 | 0 | 5759.0929 | 1709.1598 | 0 | 0 | 7468.2527 | PTHP 11000 | 2039 | 0 | 0 | 0 | 0 | 7468.2527 | 0 | 0 | 7468.2527 | PTHP 11000 | 2039 | 0 | 0 | 0 | 0 | 0 | 7468.2527 | 0 | 7468.2527 | PTHP 11000 | 2039 | 0 | 0 | 0 | 0 | 0 | 0 | 7468.2527 | 7468.2527 |  |  | 2039PTHP Non-Standard Size - 11,000 Btu/h | PTHP Non-Standard Size - 11,000 Btu/h | PTHP 11000 | 2039 | 0 | 827570.7121 | 767706.4578 | 731927.9598 | 690658.3417 | 0 | 0 | 3017863.4715 |  | 2039PTHP Non-Standard Size - 11,000 Btu/h | PTHP Non-Standard Size - 11,000 Btu/h | PTHP 11000 | 2039 |  | 827570.7121 | 767706.4578 | 731927.9598 | 690658.3417 | 0 | 0 | 3017863.4715 | 0 |  | 3017863.4715 | OK |  | 2039PTHP Non-Standard Size - 11,000 Btu/h | PTHP Non-Standard Size - 11,000 Btu/h | 2039 | 0 | 827570.7121 | 767706.4578 | 731927.9598 | 690658.3417 | 0 | 0 | 3017863.4715 | OK | 2039PTHP Non-Standard Size - 11,000 Btu/h | PTHP Non-Standard Size - 11,000 Btu/h | 2039 | 0% | 27.42% | 25.44% | 24.25% | 22.89% | 0% | 0% | 100% | OK
[46 empty] | PTHP 11000 | 2040 | 2007.0149 | 1861.8328 | 1775.0632 | 1674.9766 | 0 | 0 | 7318.8876 | PTHP 11000 | 2040 | 0 | 0 | 3868.8478 | 1775.0632 | 1674.9766 | 0 | 0 | 7318.8876 | PTHP 11000 | 2040 | 0 | 0 | 0 | 5643.911 | 1674.9766 | 0 | 0 | 7318.8876 | PTHP 11000 | 2040 | 0 | 0 | 0 | 0 | 7318.8876 | 0 | 0 | 7318.8876 | PTHP 11000 | 2040 | 0 | 0 | 0 | 0 | 0 | 7318.8876 | 0 | 7318.8876 | PTHP 11000 | 2040 | 0 | 0 | 0 | 0 | 0 | 0 | 7318.8876 | 7318.8876 |  |  | 2040PTHP Non-Standard Size - 11,000 Btu/h | PTHP Non-Standard Size - 11,000 Btu/h | PTHP 11000 | 2040 | 0 | 842050.6307 | 781138.9377 | 744734.4271 | 702742.7187 | 0 | 0 | 3070666.7142 |  | 2040PTHP Non-Standard Size - 11,000 Btu/h | PTHP Non-Standard Size - 11,000 Btu/h | PTHP 11000 | 2040 |  | 842050.6307 | 781138.9377 | 744734.4271 | 702742.7187 | 0 | 0 | 3070666.7142 | 0 |  | 3070666.7142 | OK |  | 2040PTHP Non-Standard Size - 11,000 Btu/h | PTHP Non-Standard Size - 11,000 Btu/h | 2040 | 0 | 842050.6307 | 781138.9377 | 744734.4271 | 702742.7187 | 0 | 0 | 3070666.7142 | OK | 2040PTHP Non-Standard Size - 11,000 Btu/h | PTHP Non-Standard Size - 11,000 Btu/h | 2040 | 0% | 27.42% | 25.44% | 24.25% | 22.89% | 0% | 0% | 100% | OK
[46 empty] | PTHP 11000 | 2041 | 1966.8746 | 1824.5962 | 1739.562 | 1641.4771 | 0 | 0 | 7172.5099 | PTHP 11000 | 2041 | 0 | 0 | 3791.4708 | 1739.562 | 1641.4771 | 0 | 0 | 7172.5099 | PTHP 11000 | 2041 | 0 | 0 | 0 | 5531.0328 | 1641.4771 | 0 | 0 | 7172.5099 | PTHP 11000 | 2041 | 0 | 0 | 0 | 0 | 7172.5099 | 0 | 0 | 7172.5099 | PTHP 11000 | 2041 | 0 | 0 | 0 | 0 | 0 | 7172.5099 | 0 | 7172.5099 | PTHP 11000 | 2041 | 0 | 0 | 0 | 0 | 0 | 0 | 7172.5099 | 7172.5099 |  |  | 2041PTHP Non-Standard Size - 11,000 Btu/h | PTHP Non-Standard Size - 11,000 Btu/h | PTHP 11000 | 2041 | 0 | 856891.4606 | 794906.2217 | 757860.095 | 715128.2984 | 0 | 0 | 3124786.0757 |  | 2041PTHP Non-Standard Size - 11,000 Btu/h | PTHP Non-Standard Size - 11,000 Btu/h | PTHP 11000 | 2041 |  | 856891.4606 | 794906.2217 | 757860.095 | 715128.2984 | 0 | 0 | 3124786.0757 | 0 |  | 3124786.0757 | OK |  | 2041PTHP Non-Standard Size - 11,000 Btu/h | PTHP Non-Standard Size - 11,000 Btu/h | 2041 | 0 | 856891.4606 | 794906.2217 | 757860.095 | 715128.2984 | 0 | 0 | 3124786.0757 | OK | 2041PTHP Non-Standard Size - 11,000 Btu/h | PTHP Non-Standard Size - 11,000 Btu/h | 2041 | 0% | 27.42% | 25.44% | 24.25% | 22.89% | 0% | 0% | 100% | OK
[46 empty] | PTHP 11000 | 2042 | 1927.5371 | 1788.1043 | 1704.7707 | 1608.6476 | 0 | 0 | 7029.0597 | PTHP 11000 | 2042 | 0 | 0 | 3715.6414 | 1704.7707 | 1608.6476 | 0 | 0 | 7029.0597 | PTHP 11000 | 2042 | 0 | 0 | 0 | 5420.4121 | 1608.6476 | 0 | 0 | 7029.0597 | PTHP 11000 | 2042 | 0 | 0 | 0 | 0 | 7029.0597 | 0 | 0 | 7029.0597 | PTHP 11000 | 2042 | 0 | 0 | 0 | 0 | 0 | 7029.0597 | 0 | 7029.0597 | PTHP 11000 | 2042 | 0 | 0 | 0 | 0 | 0 | 0 | 7029.0597 | 7029.0597 |  |  | 2042PTHP Non-Standard Size - 11,000 Btu/h | PTHP Non-Standard Size - 11,000 Btu/h | PTHP 11000 | 2042 | 0 | 872098.1573 | 809012.9066 | 771309.3464 | 727819.2163 | 0 | 0 | 3180239.6266 |  | 2042PTHP Non-Standard Size - 11,000 Btu/h | PTHP Non-Standard Size - 11,000 Btu/h | PTHP 11000 | 2042 |  | 872098.1573 | 809012.9066 | 771309.3464 | 727819.2163 | 0 | 0 | 3180239.6266 | 0 |  | 3180239.6266 | OK |  | 2042PTHP Non-Standard Size - 11,000 Btu/h | PTHP Non-Standard Size - 11,000 Btu/h | 2042 | 0 | 872098.1573 | 809012.9066 | 771309.3464 | 727819.2163 | 0 | 0 | 3180239.6266 | OK | 2042PTHP Non-Standard Size - 11,000 Btu/h | PTHP Non-Standard Size - 11,000 Btu/h | 2042 | 0% | 27.42% | 25.44% | 24.25% | 22.89% | 0% | 0% | 100% | OK
[46 empty] | PTHP 11000 | 2043 | 0 | 0 | 0 | 0 | 0 | 0 | 0 | PTHP 11000 | 2043 | 0 | 0 | 0 | 0 | 0 | 0 | 0 | 0 | PTHP 11000 | 2043 | 0 | 0 | 0 | 0 | 0 | 0 | 0 | 0 | PTHP 11000 | 2043 | 0 | 0 | 0 | 0 | 0 | 0 | 0 | 0 | PTHP 11000 | 2043 | 0 | 0 | 0 | 0 | 0 | 0 | 0 | 0 | PTHP 11000 | 2043 | 0 | 0 | 0 | 0 | 0 | 0 | 0 | 0 |  |  | 2043PTHP Non-Standard Size - 11,000 Btu/h | PTHP Non-Standard Size - 11,000 Btu/h | PTHP 11000 | 2043 | 0 | 802330.3048 | 744291.8741 | 709604.5987 | 669593.679 | 0 | 0 | 2925820.4565 |  | 2043PTHP Non-Standard Size - 11,000 Btu/h | PTHP Non-Standard Size - 11,000 Btu/h | PTHP 11000 | 2043 |  | 887675.848 | 823463.7487 | 785086.7157 | 740819.7513 | 0 | 0 | 3237046.0638 | 311225.6073 |  | 2925820.4565 | OK | Note: First inequality in stock formula set to "strictly less than" for 2013 only so that stock builds from zero, if necessary, when first sales are in 2012. 5/30/2008 MJS | 2043PTHP Non-Standard Size - 11,000 Btu/h | PTHP Non-Standard Size - 11,000 Btu/h | 2043 | 0 | 802330.3048 | 744291.8741 | 709604.5987 | 669593.679 | 0 | 0 | 2925820.4565 | OK | 2043PTHP Non-Standard Size - 11,000 Btu/h | PTHP Non-Standard Size - 11,000 Btu/h | 2043 | 0% | 27.42% | 25.44% | 24.25% | 22.89% | 0% | 0% | 100% | OK
[46 empty] | PTHP 11000 | 2044 | 0 | 0 | 0 | 0 | 0 | 0 | 0 | PTHP 11000 | 2044 | 0 | 0 | 0 | 0 | 0 | 0 | 0 | 0 | PTHP 11000 | 2044 | 0 | 0 | 0 | 0 | 0 | 0 | 0 | 0 | PTHP 11000 | 2044 | 0 | 0 | 0 | 0 | 0 | 0 | 0 | 0 | PTHP 11000 | 2044 | 0 | 0 | 0 | 0 | 0 | 0 | 0 | 0 | PTHP 11000 | 2044 | 0 | 0 | 0 | 0 | 0 | 0 | 0 | 0 |  |  | 2044PTHP Non-Standard Size - 11,000 Btu/h | PTHP Non-Standard Size - 11,000 Btu/h | PTHP 11000 | 2044 | 0 | 738143.8804 | 684748.5241 | 652836.2308 | 616026.1847 | 0 | 0 | 2691754.82 |  | 2044PTHP Non-Standard Size - 11,000 Btu/h | PTHP Non-Standard Size - 11,000 Btu/h | PTHP 11000 | 2044 |  | #DIV/0! | #DIV/0! | #DIV/0! | #DIV/0! | 0 | 0 | 0 | 0 |  | 0 | OK |  | 2044PTHP Non-Standard Size - 11,000 Btu/h | PTHP Non-Standard Size - 11,000 Btu/h | 2044 | 0 | 0 | 0 | 0 | 0 | 0 | 0 | 0 | OK | 2044PTHP Non-Standard Size - 11,000 Btu/h | PTHP Non-Standard Size - 11,000 Btu/h | 2044 | 0% | 0% | 0% | 0% | 0% | 0% | 0% | 0% | OK
[46 empty] | PTHP 11000 | 2045 | 0 | 0 | 0 | 0 | 0 | 0 | 0 | PTHP 11000 | 2045 | 0 | 0 | 0 | 0 | 0 | 0 | 0 | 0 | PTHP 11000 | 2045 | 0 | 0 | 0 | 0 | 0 | 0 | 0 | 0 | PTHP 11000 | 2045 | 0 | 0 | 0 | 0 | 0 | 0 | 0 | 0 | PTHP 11000 | 2045 | 0 | 0 | 0 | 0 | 0 | 0 | 0 | 0 | PTHP 11000 | 2045 | 0 | 0 | 0 | 0 | 0 | 0 | 0 | 0 |  |  | 2045PTHP Non-Standard Size - 11,000 Btu/h | PTHP Non-Standard Size - 11,000 Btu/h | PTHP 11000 | 2045 | 0 | 679092.3699 | 629968.6422 | 600609.3323 | 566744.0899 | 0 | 0 | 2476414.4344 |  | 2045PTHP Non-Standard Size - 11,000 Btu/h | PTHP Non-Standard Size - 11,000 Btu/h | PTHP 11000 | 2045 |  | #DIV/0! | #DIV/0! | #DIV/0! | #DIV/0! | 0 | 0 | 0 | 0 |  | 0 | OK |  | 2045PTHP Non-Standard Size - 11,000 Btu/h | PTHP Non-Standard Size - 11,000 Btu/h | 2045 | 0 | 0 | 0 | 0 | 0 | 0 | 0 | 0 | OK | 2045PTHP Non-Standard Size - 11,000 Btu/h | PTHP Non-Standard Size - 11,000 Btu/h | 2045 | 0% | 0% | 0% | 0% | 0% | 0% | 0% | 0% | OK
[46 empty] | PTHP 11000 | 2046 | 0 | 0 | 0 | 0 | 0 | 0 | 0 | PTHP 11000 | 2046 | 0 | 0 | 0 | 0 | 0 | 0 | 0 | 0 | PTHP 11000 | 2046 | 0 | 0 | 0 | 0 | 0 | 0 | 0 | 0 | PTHP 11000 | 2046 | 0 | 0 | 0 | 0 | 0 | 0 | 0 | 0 | PTHP 11000 | 2046 | 0 | 0 | 0 | 0 | 0 | 0 | 0 | 0 | PTHP 11000 | 2046 | 0 | 0 | 0 | 0 | 0 | 0 | 0 | 0 |  |  | 2046PTHP Non-Standard Size - 11,000 Btu/h | PTHP Non-Standard Size - 11,000 Btu/h | PTHP 11000 | 2046 | 0 | 624764.9804 | 579571.1508 | 552560.5857 | 521404.5627 | 0 | 0 | 2278301.2796 |  | 2046PTHP Non-Standard Size - 11,000 Btu/h | PTHP Non-Standard Size - 11,000 Btu/h | PTHP 11000 | 2046 |  | #DIV/0! | #DIV/0! | #DIV/0! | #DIV/0! | 0 | 0 | 0 | 0 |  | 0 | OK |  | 2046PTHP Non-Standard Size - 11,000 Btu/h | PTHP Non-Standard Size - 11,000 Btu/h | 2046 | 0 | 0 | 0 | 0 | 0 | 0 | 0 | 0 | OK | 2046PTHP Non-Standard Size - 11,000 Btu/h | PTHP Non-Standard Size - 11,000 Btu/h | 2046 | 0% | 0% | 0% | 0% | 0% | 0% | 0% | 0% | OK
[46 empty] | PTHP 11000 | 2047 | 0 | 0 | 0 | 0 | 0 | 0 | 0 | PTHP 11000 | 2047 | 0 | 0 | 0 | 0 | 0 | 0 | 0 | 0 | PTHP 11000 | 2047 | 0 | 0 | 0 | 0 | 0 | 0 | 0 | 0 | PTHP 11000 | 2047 | 0 | 0 | 0 | 0 | 0 | 0 | 0 | 0 | PTHP 11000 | 2047 | 0 | 0 | 0 | 0 | 0 | 0 | 0 | 0 | PTHP 11000 | 2047 | 0 | 0 | 0 | 0 | 0 | 0 | 0 | 0 |  |  | 2047PTHP Non-Standard Size - 11,000 Btu/h | PTHP Non-Standard Size - 11,000 Btu/h | PTHP 11000 | 2047 | 0 | 574783.7819 | 533205.4588 | 508355.7389 | 479692.1977 | 0 | 0 | 2096037.1772 |  | 2047PTHP Non-Standard Size - 11,000 Btu/h | PTHP Non-Standard Size - 11,000 Btu/h | PTHP 11000 | 2047 |  | #DIV/0! | #DIV/0! | #DIV/0! | #DIV/0! | 0 | 0 | 0 | 0 |  | 0 | OK |  | 2047PTHP Non-Standard Size - 11,000 Btu/h | PTHP Non-Standard Size - 11,000 Btu/h | 2047 | 0 | 0 | 0 | 0 | 0 | 0 | 0 | 0 | OK | 2047PTHP Non-Standard Size - 11,000 Btu/h | PTHP Non-Standard Size - 11,000 Btu/h | 2047 | 0% | 0% | 0% | 0% | 0% | 0% | 0% | 0% | OK
[46 empty] | PTHP 11000 | 2048 | 0 | 0 | 0 | 0 | 0 | 0 | 0 | PTHP 11000 | 2048 | 0 | 0 | 0 | 0 | 0 | 0 | 0 | 0 | PTHP 11000 | 2048 | 0 | 0 | 0 | 0 | 0 | 0 | 0 | 0 | PTHP 11000 | 2048 | 0 | 0 | 0 | 0 | 0 | 0 | 0 | 0 | PTHP 11000 | 2048 | 0 | 0 | 0 | 0 | 0 | 0 | 0 | 0 | PTHP 11000 | 2048 | 0 | 0 | 0 | 0 | 0 | 0 | 0 | 0 |  |  | 2048PTHP Non-Standard Size - 11,000 Btu/h | PTHP Non-Standard Size - 11,000 Btu/h | PTHP 11000 | 2048 | 0 | 528801.0794 | 490549.0221 | 467687.2798 | 441316.8219 | 0 | 0 | 1928354.2031 |  | 2048PTHP Non-Standard Size - 11,000 Btu/h | PTHP Non-Standard Size - 11,000 Btu/h | PTHP 11000 | 2048 |  | #DIV/0! | #DIV/0! | #DIV/0! | #DIV/0! | 0 | 0 | 0 | 0 |  | 0 | OK |  | 2048PTHP Non-Standard Size - 11,000 Btu/h | PTHP Non-Standard Size - 11,000 Btu/h | 2048 | 0 | 0 | 0 | 0 | 0 | 0 | 0 | 0 | OK | 2048PTHP Non-Standard Size - 11,000 Btu/h | PTHP Non-Standard Size - 11,000 Btu/h | 2048 | 0% | 0% | 0% | 0% | 0% | 0% | 0% | 0% | OK
[46 empty] | PTHP 11000 | 2049 | 0 | 0 | 0 | 0 | 0 | 0 | 0 | PTHP 11000 | 2049 | 0 | 0 | 0 | 0 | 0 | 0 | 0 | 0 | PTHP 11000 | 2049 | 0 | 0 | 0 | 0 | 0 | 0 | 0 | 0 | PTHP 11000 | 2049 | 0 | 0 | 0 | 0 | 0 | 0 | 0 | 0 | PTHP 11000 | 2049 | 0 | 0 | 0 | 0 | 0 | 0 | 0 | 0 | PTHP 11000 | 2049 | 0 | 0 | 0 | 0 | 0 | 0 | 0 | 0 |  |  | 2049PTHP Non-Standard Size - 11,000 Btu/h | PTHP Non-Standard Size - 11,000 Btu/h | PTHP 11000 | 2049 | 0 | 486496.993 | 451305.1003 | 430272.2974 | 406011.4761 | 0 | 0 | 1774085.8668 |  | 2049PTHP Non-Standard Size - 11,000 Btu/h | PTHP Non-Standard Size - 11,000 Btu/h | PTHP 11000 | 2049 |  | #DIV/0! | #DIV/0! | #DIV/0! | #DIV/0! | 0 | 0 | 0 | 0 |  | 0 | OK |  | 2049PTHP Non-Standard Size - 11,000 Btu/h | PTHP Non-Standard Size - 11,000 Btu/h | 2049 | 0 | 0 | 0 | 0 | 0 | 0 | 0 | 0 | OK | 2049PTHP Non-Standard Size - 11,000 Btu/h | PTHP Non-Standard Size - 11,000 Btu/h | 2049 | 0% | 0% | 0% | 0% | 0% | 0% | 0% | 0% | OK
[46 empty] | PTHP 11000 | 2050 | 0 | 0 | 0 | 0 | 0 | 0 | 0 | PTHP 11000 | 2050 | 0 | 0 | 0 | 0 | 0 | 0 | 0 | 0 | PTHP 11000 | 2050 | 0 | 0 | 0 | 0 | 0 | 0 | 0 | 0 | PTHP 11000 | 2050 | 0 | 0 | 0 | 0 | 0 | 0 | 0 | 0 | PTHP 11000 | 2050 | 0 | 0 | 0 | 0 | 0 | 0 | 0 | 0 | PTHP 11000 | 2050 | 0 | 0 | 0 | 0 | 0 | 0 | 0 | 0 |  |  | 2050PTHP Non-Standard Size - 11,000 Btu/h | PTHP Non-Standard Size - 11,000 Btu/h | PTHP 11000 | 2050 | 0 | 447577.2336 | 415200.6923 | 395850.5136 | 373530.558 | 0 | 0 | 1632158.9975 |  | 2050PTHP Non-Standard Size - 11,000 Btu/h | PTHP Non-Standard Size - 11,000 Btu/h | PTHP 11000 | 2050 |  | #DIV/0! | #DIV/0! | #DIV/0! | #DIV/0! | 0 | 0 | 0 | 0 |  | 0 | OK |  | 2050PTHP Non-Standard Size - 11,000 Btu/h | PTHP Non-Standard Size - 11,000 Btu/h | 2050 | 0 | 0 | 0 | 0 | 0 | 0 | 0 | 0 | OK | 2050PTHP Non-Standard Size - 11,000 Btu/h | PTHP Non-Standard Size - 11,000 Btu/h | 2050 | 0% | 0% | 0% | 0% | 0% | 0% | 0% | 0% | OK
[46 empty] | PTHP 11000 | 2051 | 0 | 0 | 0 | 0 | 0 | 0 | 0 | PTHP 11000 | 2051 | 0 | 0 | 0 | 0 | 0 | 0 | 0 | 0 | PTHP 11000 | 2051 | 0 | 0 | 0 | 0 | 0 | 0 | 0 | 0 | PTHP 11000 | 2051 | 0 | 0 | 0 | 0 | 0 | 0 | 0 | 0 | PTHP 11000 | 2051 | 0 | 0 | 0 | 0 | 0 | 0 | 0 | 0 | PTHP 11000 | 2051 | 0 | 0 | 0 | 0 | 0 | 0 | 0 | 0 |  |  | 2051PTHP Non-Standard Size - 11,000 Btu/h | PTHP Non-Standard Size - 11,000 Btu/h | PTHP 11000 | 2051 | 0 | 411771.0549 | 381984.6369 | 364182.4725 | 343648.1134 | 0 | 0 | 1501586.2777 |  | 2051PTHP Non-Standard Size - 11,000 Btu/h | PTHP Non-Standard Size - 11,000 Btu/h | PTHP 11000 | 2051 |  | #DIV/0! | #DIV/0! | #DIV/0! | #DIV/0! | 0 | 0 | 0 | 0 |  | 0 | OK |  | 2051PTHP Non-Standard Size - 11,000 Btu/h | PTHP Non-Standard Size - 11,000 Btu/h | 2051 | 0 | 0 | 0 | 0 | 0 | 0 | 0 | 0 | OK | 2051PTHP Non-Standard Size - 11,000 Btu/h | PTHP Non-Standard Size - 11,000 Btu/h | 2051 | 0% | 0% | 0% | 0% | 0% | 0% | 0% | 0% | OK
[46 empty] | PTHP 11000 | 2052 | 0 | 0 | 0 | 0 | 0 | 0 | 0 | PTHP 11000 | 2052 | 0 | 0 | 0 | 0 | 0 | 0 | 0 | 0 | PTHP 11000 | 2052 | 0 | 0 | 0 | 0 | 0 | 0 | 0 | 0 | PTHP 11000 | 2052 | 0 | 0 | 0 | 0 | 0 | 0 | 0 | 0 | PTHP 11000 | 2052 | 0 | 0 | 0 | 0 | 0 | 0 | 0 | 0 | PTHP 11000 | 2052 | 0 | 0 | 0 | 0 | 0 | 0 | 0 | 0 |  |  | 2052PTHP Non-Standard Size - 11,000 Btu/h | PTHP Non-Standard Size - 11,000 Btu/h | PTHP 11000 | 2052 | 0 | 378829.3705 | 351425.8659 | 335047.8747 | 316156.2643 | 0 | 0 | 1381459.3755 |  | 2052PTHP Non-Standard Size - 11,000 Btu/h | PTHP Non-Standard Size - 11,000 Btu/h | PTHP 11000 | 2052 |  | #DIV/0! | #DIV/0! | #DIV/0! | #DIV/0! | 0 | 0 | 0 | 0 |  | 0 | OK |  | 2052PTHP Non-Standard Size - 11,000 Btu/h | PTHP Non-Standard Size - 11,000 Btu/h | 2052 | 0 | 0 | 0 | 0 | 0 | 0 | 0 | 0 | OK | 2052PTHP Non-Standard Size - 11,000 Btu/h | PTHP Non-Standard Size - 11,000 Btu/h | 2052 | 0% | 0% | 0% | 0% | 0% | 0% | 0% | 0% | OK
[46 empty] | PTHP 11000 | 2053 | 0 | 0 | 0 | 0 | 0 | 0 | 0 | PTHP 11000 | 2053 | 0 | 0 | 0 | 0 | 0 | 0 | 0 | 0 | PTHP 11000 | 2053 | 0 | 0 | 0 | 0 | 0 | 0 | 0 | 0 | PTHP 11000 | 2053 | 0 | 0 | 0 | 0 | 0 | 0 | 0 | 0 | PTHP 11000 | 2053 | 0 | 0 | 0 | 0 | 0 | 0 | 0 | 0 | PTHP 11000 | 2053 | 0 | 0 | 0 | 0 | 0 | 0 | 0 | 0 |  |  | 2053PTHP Non-Standard Size - 11,000 Btu/h | PTHP Non-Standard Size - 11,000 Btu/h | PTHP 11000 | 2053 | 0 | 348523.0209 | 323311.7967 | 308244.0447 | 290863.7632 | 0 | 0 | 1270942.6254 |  | 2053PTHP Non-Standard Size - 11,000 Btu/h | PTHP Non-Standard Size - 11,000 Btu/h | PTHP 11000 | 2053 |  | #DIV/0! | #DIV/0! | #DIV/0! | #DIV/0! | 0 | 0 | 0 | 0 |  | 0 | OK |  | 2053PTHP Non-Standard Size - 11,000 Btu/h | PTHP Non-Standard Size - 11,000 Btu/h | 2053 | 0 | 0 | 0 | 0 | 0 | 0 | 0 | 0 | OK | 2053PTHP Non-Standard Size - 11,000 Btu/h | PTHP Non-Standard Size - 11,000 Btu/h | 2053 | 0% | 0% | 0% | 0% | 0% | 0% | 0% | 0% | OK
[46 empty] | PTHP 11000 | 2054 | 0 | 0 | 0 | 0 | 0 | 0 | 0 | PTHP 11000 | 2054 | 0 | 0 | 0 | 0 | 0 | 0 | 0 | 0 | PTHP 11000 | 2054 | 0 | 0 | 0 | 0 | 0 | 0 | 0 | 0 | PTHP 11000 | 2054 | 0 | 0 | 0 | 0 | 0 | 0 | 0 | 0 | PTHP 11000 | 2054 | 0 | 0 | 0 | 0 | 0 | 0 | 0 | 0 | PTHP 11000 | 2054 | 0 | 0 | 0 | 0 | 0 | 0 | 0 | 0 |  |  | 2054PTHP Non-Standard Size - 11,000 Btu/h | PTHP Non-Standard Size - 11,000 Btu/h | PTHP 11000 | 2054 | 0 | 320641.1792 | 297446.8529 | 283584.5212 | 267594.6621 | 0 | 0 | 1169267.2154 |  | 2054PTHP Non-Standard Size - 11,000 Btu/h | PTHP Non-Standard Size - 11,000 Btu/h | PTHP 11000 | 2054 |  | #DIV/0! | #DIV/0! | #DIV/0! | #DIV/0! | 0 | 0 | 0 | 0 |  | 0 | OK |  | 2054PTHP Non-Standard Size - 11,000 Btu/h | PTHP Non-Standard Size - 11,000 Btu/h | 2054 | 0 | 0 | 0 | 0 | 0 | 0 | 0 | 0 | OK | 2054PTHP Non-Standard Size - 11,000 Btu/h | PTHP Non-Standard Size - 11,000 Btu/h | 2054 | 0% | 0% | 0% | 0% | 0% | 0% | 0% | 0% | OK
[46 empty] | PTHP 11000 | 2055 | 0 | 0 | 0 | 0 | 0 | 0 | 0 | PTHP 11000 | 2055 | 0 | 0 | 0 | 0 | 0 | 0 | 0 | 0 | PTHP 11000 | 2055 | 0 | 0 | 0 | 0 | 0 | 0 | 0 | 0 | PTHP 11000 | 2055 | 0 | 0 | 0 | 0 | 0 | 0 | 0 | 0 | PTHP 11000 | 2055 | 0 | 0 | 0 | 0 | 0 | 0 | 0 | 0 | PTHP 11000 | 2055 | 0 | 0 | 0 | 0 | 0 | 0 | 0 | 0 |  |  | 2055PTHP Non-Standard Size - 11,000 Btu/h | PTHP Non-Standard Size - 11,000 Btu/h | PTHP 11000 | 2055 | 0 | 294989.8849 | 273651.1047 | 260897.7595 | 246187.0891 | 0 | 0 | 1075725.8382 |  | 2055PTHP Non-Standard Size - 11,000 Btu/h | PTHP Non-Standard Size - 11,000 Btu/h | PTHP 11000 | 2055 |  | #DIV/0! | #DIV/0! | #DIV/0! | #DIV/0! | 0 | 0 | 0 | 0 |  | 0 | OK |  | 2055PTHP Non-Standard Size - 11,000 Btu/h | PTHP Non-Standard Size - 11,000 Btu/h | 2055 | 0 | 0 | 0 | 0 | 0 | 0 | 0 | 0 | OK | 2055PTHP Non-Standard Size - 11,000 Btu/h | PTHP Non-Standard Size - 11,000 Btu/h | 2055 | 0% | 0% | 0% | 0% | 0% | 0% | 0% | 0% | OK
[46 empty] | PTHP 11000 | 2056 | 0 | 0 | 0 | 0 | 0 | 0 | 0 | PTHP 11000 | 2056 | 0 | 0 | 0 | 0 | 0 | 0 | 0 | 0 | PTHP 11000 | 2056 | 0 | 0 | 0 | 0 | 0 | 0 | 0 | 0 | PTHP 11000 | 2056 | 0 | 0 | 0 | 0 | 0 | 0 | 0 | 0 | PTHP 11000 | 2056 | 0 | 0 | 0 | 0 | 0 | 0 | 0 | 0 | PTHP 11000 | 2056 | 0 | 0 | 0 | 0 | 0 | 0 | 0 | 0 |  |  | 2056PTHP Non-Standard Size - 11,000 Btu/h | PTHP Non-Standard Size - 11,000 Btu/h | PTHP 11000 | 2056 | 0 | 271390.6941 | 251759.0163 | 240025.9387 | 226492.122 | 0 | 0 | 989667.7711 |  | 2056PTHP Non-Standard Size - 11,000 Btu/h | PTHP Non-Standard Size - 11,000 Btu/h | PTHP 11000 | 2056 |  | #DIV/0! | #DIV/0! | #DIV/0! | #DIV/0! | 0 | 0 | 0 | 0 |  | 0 | OK |  | 2056PTHP Non-Standard Size - 11,000 Btu/h | PTHP Non-Standard Size - 11,000 Btu/h | 2056 | 0 | 0 | 0 | 0 | 0 | 0 | 0 | 0 | OK | 2056PTHP Non-Standard Size - 11,000 Btu/h | PTHP Non-Standard Size - 11,000 Btu/h | 2056 | 0% | 0% | 0% | 0% | 0% | 0% | 0% | 0% | OK
[46 empty] | PTHP 11000 | 2057 | 0 | 0 | 0 | 0 | 0 | 0 | 0 | PTHP 11000 | 2057 | 0 | 0 | 0 | 0 | 0 | 0 | 0 | 0 | PTHP 11000 | 2057 | 0 | 0 | 0 | 0 | 0 | 0 | 0 | 0 | PTHP 11000 | 2057 | 0 | 0 | 0 | 0 | 0 | 0 | 0 | 0 | PTHP 11000 | 2057 | 0 | 0 | 0 | 0 | 0 | 0 | 0 | 0 | PTHP 11000 | 2057 | 0 | 0 | 0 | 0 | 0 | 0 | 0 | 0 |  |  | 2057PTHP Non-Standard Size - 11,000 Btu/h | PTHP Non-Standard Size - 11,000 Btu/h | PTHP 11000 | 2057 | 0 | 249679.4385 | 231618.295 | 220823.8636 | 208372.7523 | 0 | 0 | 910494.3494 |  | 2057PTHP Non-Standard Size - 11,000 Btu/h | PTHP Non-Standard Size - 11,000 Btu/h | PTHP 11000 | 2057 |  | #DIV/0! | #DIV/0! | #DIV/0! | #DIV/0! | 0 | 0 | 0 | 0 |  | 0 | OK |  | 2057PTHP Non-Standard Size - 11,000 Btu/h | PTHP Non-Standard Size - 11,000 Btu/h | 2057 | 0 | 0 | 0 | 0 | 0 | 0 | 0 | 0 | OK | 2057PTHP Non-Standard Size - 11,000 Btu/h | PTHP Non-Standard Size - 11,000 Btu/h | 2057 | 0% | 0% | 0% | 0% | 0% | 0% | 0% | 0% | OK
[46 empty] | PTHP 11000 | 2058 | 0 | 0 | 0 | 0 | 0 | 0 | 0 | PTHP 11000 | 2058 | 0 | 0 | 0 | 0 | 0 | 0 | 0 | 0 | PTHP 11000 | 2058 | 0 | 0 | 0 | 0 | 0 | 0 | 0 | 0 | PTHP 11000 | 2058 | 0 | 0 | 0 | 0 | 0 | 0 | 0 | 0 | PTHP 11000 | 2058 | 0 | 0 | 0 | 0 | 0 | 0 | 0 | 0 | PTHP 11000 | 2058 | 0 | 0 | 0 | 0 | 0 | 0 | 0 | 0 |  |  | 2058PTHP Non-Standard Size - 11,000 Btu/h | PTHP Non-Standard Size - 11,000 Btu/h | PTHP 11000 | 2058 | 0 | 229705.0835 | 213088.8314 | 203157.9545 | 191702.9321 | 0 | 0 | 837654.8015 |  | 2058PTHP Non-Standard Size - 11,000 Btu/h | PTHP Non-Standard Size - 11,000 Btu/h | PTHP 11000 | 2058 |  | #DIV/0! | #DIV/0! | #DIV/0! | #DIV/0! | 0 | 0 | 0 | 0 |  | 0 | OK |  | 2058PTHP Non-Standard Size - 11,000 Btu/h | PTHP Non-Standard Size - 11,000 Btu/h | 2058 | 0 | 0 | 0 | 0 | 0 | 0 | 0 | 0 | OK | 2058PTHP Non-Standard Size - 11,000 Btu/h | PTHP Non-Standard Size - 11,000 Btu/h | 2058 | 0% | 0% | 0% | 0% | 0% | 0% | 0% | 0% | OK
[46 empty] | PTHP 11000 | 2059 | 0 | 0 | 0 | 0 | 0 | 0 | 0 | PTHP 11000 | 2059 | 0 | 0 | 0 | 0 | 0 | 0 | 0 | 0 | PTHP 11000 | 2059 | 0 | 0 | 0 | 0 | 0 | 0 | 0 | 0 | PTHP 11000 | 2059 | 0 | 0 | 0 | 0 | 0 | 0 | 0 | 0 | PTHP 11000 | 2059 | 0 | 0 | 0 | 0 | 0 | 0 | 0 | 0 | PTHP 11000 | 2059 | 0 | 0 | 0 | 0 | 0 | 0 | 0 | 0 |  |  | 2059PTHP Non-Standard Size - 11,000 Btu/h | PTHP Non-Standard Size - 11,000 Btu/h | PTHP 11000 | 2059 | 0 | 211328.6768 | 196041.7249 | 186905.3182 | 176366.6975 | 0 | 0 | 770642.4173 |  | 2059PTHP Non-Standard Size - 11,000 Btu/h | PTHP Non-Standard Size - 11,000 Btu/h | PTHP 11000 | 2059 |  | #DIV/0! | #DIV/0! | #DIV/0! | #DIV/0! | 0 | 0 | 0 | 0 |  | 0 | OK |  | 2059PTHP Non-Standard Size - 11,000 Btu/h | PTHP Non-Standard Size - 11,000 Btu/h | 2059 | 0 | 0 | 0 | 0 | 0 | 0 | 0 | 0 | OK | 2059PTHP Non-Standard Size - 11,000 Btu/h | PTHP Non-Standard Size - 11,000 Btu/h | 2059 | 0% | 0% | 0% | 0% | 0% | 0% | 0% | 0% | OK
[46 empty] | PTHP 11000 | 2060 | 0 | 0 | 0 | 0 | 0 | 0 | 0 | PTHP 11000 | 2060 | 0 | 0 | 0 | 0 | 0 | 0 | 0 | 0 | PTHP 11000 | 2060 | 0 | 0 | 0 | 0 | 0 | 0 | 0 | 0 | PTHP 11000 | 2060 | 0 | 0 | 0 | 0 | 0 | 0 | 0 | 0 | PTHP 11000 | 2060 | 0 | 0 | 0 | 0 | 0 | 0 | 0 | 0 | PTHP 11000 | 2060 | 0 | 0 | 0 | 0 | 0 | 0 | 0 | 0 |  |  | 2060PTHP Non-Standard Size - 11,000 Btu/h | PTHP Non-Standard Size - 11,000 Btu/h | PTHP 11000 | 2060 | 0 | 194422.3826 | 180358.3869 | 171952.8927 | 162257.3617 | 0 | 0 | 708991.024 |  | 2060PTHP Non-Standard Size - 11,000 Btu/h | PTHP Non-Standard Size - 11,000 Btu/h | PTHP 11000 | 2060 |  | #DIV/0! | #DIV/0! | #DIV/0! | #DIV/0! | 0 | 0 | 0 | 0 |  | 0 | OK |  | 2060PTHP Non-Standard Size - 11,000 Btu/h | PTHP Non-Standard Size - 11,000 Btu/h | 2060 | 0 | 0 | 0 | 0 | 0 | 0 | 0 | 0 | OK | 2060PTHP Non-Standard Size - 11,000 Btu/h | PTHP Non-Standard Size - 11,000 Btu/h | 2060 | 0% | 0% | 0% | 0% | 0% | 0% | 0% | 0% | OK
[46 empty] | PTHP 11000 | 2061 | 0 | 0 | 0 | 0 | 0 | 0 | 0 | PTHP 11000 | 2061 | 0 | 0 | 0 | 0 | 0 | 0 | 0 | 0 | PTHP 11000 | 2061 | 0 | 0 | 0 | 0 | 0 | 0 | 0 | 0 | PTHP 11000 | 2061 | 0 | 0 | 0 | 0 | 0 | 0 | 0 | 0 | PTHP 11000 | 2061 | 0 | 0 | 0 | 0 | 0 | 0 | 0 | 0 | PTHP 11000 | 2061 | 0 | 0 | 0 | 0 | 0 | 0 | 0 | 0 |  |  | 2061PTHP Non-Standard Size - 11,000 Btu/h | PTHP Non-Standard Size - 11,000 Btu/h | PTHP 11000 | 2061 | 0 | 178868.592 | 165929.716 | 158196.6613 | 149276.7728 | 0 | 0 | 652271.742 |  | 2061PTHP Non-Standard Size - 11,000 Btu/h | PTHP Non-Standard Size - 11,000 Btu/h | PTHP 11000 | 2061 |  | #DIV/0! | #DIV/0! | #DIV/0! | #DIV/0! | 0 | 0 | 0 | 0 |  | 0 | OK |  | 2061PTHP Non-Standard Size - 11,000 Btu/h | PTHP Non-Standard Size - 11,000 Btu/h | 2061 | 0 | 0 | 0 | 0 | 0 | 0 | 0 | 0 | OK | 2061PTHP Non-Standard Size - 11,000 Btu/h | PTHP Non-Standard Size - 11,000 Btu/h | 2061 | 0% | 0% | 0% | 0% | 0% | 0% | 0% | 0% | OK
[46 empty] | PTHP 11000 | 2062 | 0 | 0 | 0 | 0 | 0 | 0 | 0 | PTHP 11000 | 2062 | 0 | 0 | 0 | 0 | 0 | 0 | 0 | 0 | PTHP 11000 | 2062 | 0 | 0 | 0 | 0 | 0 | 0 | 0 | 0 | PTHP 11000 | 2062 | 0 | 0 | 0 | 0 | 0 | 0 | 0 | 0 | PTHP 11000 | 2062 | 0 | 0 | 0 | 0 | 0 | 0 | 0 | 0 | PTHP 11000 | 2062 | 0 | 0 | 0 | 0 | 0 | 0 | 0 | 0 |  |  | 2062PTHP Non-Standard Size - 11,000 Btu/h | PTHP Non-Standard Size - 11,000 Btu/h | PTHP 11000 | 2062 | 0 | 164559.1047 | 152655.3387 | 145540.9284 | 137334.631 | 0 | 0 | 600090.0027 |  | 2062PTHP Non-Standard Size - 11,000 Btu/h | PTHP Non-Standard Size - 11,000 Btu/h | PTHP 11000 | 2062 |  | #DIV/0! | #DIV/0! | #DIV/0! | #DIV/0! | 0 | 0 | 0 | 0 |  | 0 | OK |  | 2062PTHP Non-Standard Size - 11,000 Btu/h | PTHP Non-Standard Size - 11,000 Btu/h | 2062 | 0 | 0 | 0 | 0 | 0 | 0 | 0 | 0 | OK | 2062PTHP Non-Standard Size - 11,000 Btu/h | PTHP Non-Standard Size - 11,000 Btu/h | 2062 | 0% | 0% | 0% | 0% | 0% | 0% | 0% | 0% | OK

## Stock Model
1 | 2 | 3 | 4 | 5 | 6 | 7 | 8 | 9 | 10 | 11 | 12 | 13 | 14 | 15 | 16 | 17
Initial Year | 1989
[18 empty] | Stock Model: Historical shipments provided by AHRI. Forecasted shipments based on historical AHRI shipment trends. |  |  |  | Regional (units): Scaled Based on Commercial Floorspace by Year. Pre-2010 and Post-2030 currently based on average scale. |  |  |  | Product Life Time | 10 | DOE Assumption
[26 empty] | Survival Assumption | 1/Lifetime Survival | Council Assumption
DOE Survival | [25 empty] | Abandoned Rate | NA | DOE Assumption
1/Lifetime Survival | 0 | 0 | 0 | 0 | 0 | 0 | 0 | 0.1 | 0.2 | 0.3 | 0.4 | 0.5 | 0.6 | 0.7 | 0.8 | 0.9 |  | Shipment | Total Stock | Replacements for Retiring Units | New Shipment | Shipment | Stock | Replacements for Retiring Units | Total Shipment
| 16 | 15 | 14 | 13 | 12 | 11 | 10 | 9 | 8 | 7 | 6 | 5 | 4 | 3 | 2 | 1 | Year | Total Shipment (New+Replacement) | Previous year stock+New construction | Total stock from previous year - stock of all vintages this year | New Construction |  | precase= actual retirement- post- case same as column AC | same as column AD | Replacement unit+New Construction (same as column Y)
1989 | 0 | 0 | 0 | 0 | 0 | 0 | 0 | 0 | 0 | 0 | 0 | 0 | 0 | 0 | 0 | 0 | 1989 | 416926.1101 | 416926.1101 |  |  | 12821.6391 | 141038.0297 | 0 | 12821.6391
1990 | 0 | 0 | 0 | 0 | 0 | 0 | 0 | 0 | 0 | 0 | 0 | 0 | 0 | 0 | 0 | 416926.1101 | 1990 | 416926.1101 | 833852.2202 |  |  | 12821.6391 | 141038.0297 | 0 | 12821.6391
1991 | 0 | 0 | 0 | 0 | 0 | 0 | 0 | 0 | 0 | 0 | 0 | 0 | 0 | 0 | 416926.1101 | 416926.1101 | 1991 | 416926.1101 | 1250778.3303 |  |  | 12821.6391 | 141038.0297 | 0 | 12821.6391
1992 | 0 | 0 | 0 | 0 | 0 | 0 | 0 | 0 | 0 | 0 | 0 | 0 | 0 | 416926.1101 | 416926.1101 | 416926.1101 | 1992 | 416926.1101 | 1667704.4404 |  |  | 12821.6391 | 141038.0297 | 0 | 12821.6391
1993 | 0 | 0 | 0 | 0 | 0 | 0 | 0 | 0 | 0 | 0 | 0 | 0 | 416926.1101 | 416926.1101 | 416926.1101 | 416926.1101 | 1993 | 416926.1101 | 2084630.5505 |  |  | 12821.6391 | 141038.0297 | 0 | 12821.6391
1994 | 0 | 0 | 0 | 0 | 0 | 0 | 0 | 0 | 0 | 0 | 0 | 416926.1101 | 416926.1101 | 416926.1101 | 416926.1101 | 416926.1101 | 1994 | 416926.1101 | 2501556.6606 |  |  | 12821.6391 | 141038.0297 | 0 | 12821.6391
1995 | 0 | 0 | 0 | 0 | 0 | 0 | 0 | 0 | 0 | 0 | 416926.1101 | 416926.1101 | 416926.1101 | 416926.1101 | 416926.1101 | 416926.1101 | 1995 | 416926.1101 | 2918482.7707 |  |  | 12821.6391 | 141038.0297 | 0 | 12821.6391
1996 | 0 | 0 | 0 | 0 | 0 | 0 | 0 | 0 | 0 | 416926.1101 | 416926.1101 | 416926.1101 | 416926.1101 | 416926.1101 | 416926.1101 | 416926.1101 | 1996 | 416926.1101 | 3335408.8808 |  |  | 12821.6391 | 141038.0297 | 0 | 12821.6391
1997 | 0 | 0 | 0 | 0 | 0 | 0 | 0 | 0 | 416926.1101 | 416926.1101 | 416926.1101 | 416926.1101 | 416926.1101 | 416926.1101 | 416926.1101 | 416926.1101 | 1997 | 416926.1101 | 3752334.9909 |  |  | 12821.6391 | 141038.0297 | 0 | 12821.6391
1998 | 0 | 0 | 0 | 0 | 0 | 0 | 0 | 416926.1101 | 416926.1101 | 416926.1101 | 416926.1101 | 416926.1101 | 416926.1101 | 416926.1101 | 416926.1101 | 416926.1101 | 1998 | 416926.1101 | 4169261.101 |  |  | 12821.6391 | 141038.0297 | 0 | 12821.6391
1999 | 0 | 0 | 0 | 0 | 0 | 0 | 416926.1101 | 416926.1101 | 416926.1101 | 416926.1101 | 416926.1101 | 416926.1101 | 416926.1101 | 416926.1101 | 416926.1101 | 416926.1101 | 1999 | 416926.1101 | 4586187.2111 |  |  | 12821.6391 | 141038.0297 | 0 | 12821.6391
2000 | 0 | 0 | 0 | 0 | 0 | 0 | 416926.1101 | 416926.1101 | 416926.1101 | 416926.1101 | 416926.1101 | 416926.1101 | 416926.1101 | 416926.1101 | 416926.1101 | 416926.1101 | 2000 | 416926.1101 | 4586187.2111 |  |  | 12821.6391 | 141038.0297 | 0 | 12821.6391
2001 | 0 | 0 | 0 | 0 | 0 | 0 | 416926.1101 | 416926.1101 | 416926.1101 | 416926.1101 | 416926.1101 | 416926.1101 | 416926.1101 | 416926.1101 | 416926.1101 | 416926.1101 | 2001 | 416926.1101 | 4586187.2111 |  |  | 12821.6391 | 141038.0297 | 0 | 12821.6391
2002 | 0 | 0 | 0 | 0 | 0 | 0 | 416926.1101 | 416926.1101 | 416926.1101 | 416926.1101 | 416926.1101 | 416926.1101 | 416926.1101 | 416926.1101 | 416926.1101 | 416926.1101 | 2002 | 416926.1101 | 4586187.2111 |  |  | 12821.6391 | 141038.0297 | 0 | 12821.6391
2003 | 0 | 0 | 0 | 0 | 0 | 0 | 416926.1101 | 416926.1101 | 416926.1101 | 416926.1101 | 416926.1101 | 416926.1101 | 416926.1101 | 416926.1101 | 416926.1101 | 416926.1101 | 2003 | 416926.1101 | 4586187.2111 |  |  | 12821.6391 | 141038.0297 | 0 | 12821.6391
2004 | 0 | 0 | 0 | 0 | 0 | 0 | 416926.1101 | 416926.1101 | 416926.1101 | 416926.1101 | 416926.1101 | 416926.1101 | 416926.1101 | 416926.1101 | 416926.1101 | 416926.1101 | 2004 | 416926.1101 | 4586187.2111 |  |  | 12821.6391 | 141038.0297 | 0 | 12821.6391
2005 | 0 | 0 | 0 | 0 | 0 | 0 | 416926.1101 | 416926.1101 | 416926.1101 | 416926.1101 | 416926.1101 | 416926.1101 | 416926.1101 | 416926.1101 | 416926.1101 | 416926.1101 | 2005 | 416926.1101 | 4586187.2111 | 332475.7513 | 84450.3588 | 12821.6391 | 141038.0297 | 10224.5553 | 12821.6391
2006 | 0 | 0 | 0 | 0 | 0 | 0 | 416926.1101 | 416926.1101 | 416926.1101 | 416926.1101 | 416926.1101 | 416926.1101 | 416926.1101 | 416926.1101 | 416926.1101 | 416926.1101 | 2006 | 429782.4678 | 4611899.9265 | 343652.7775 | 86129.6903 | 13088.6297 | 140451.1693 | 10465.6292 | 13088.6297
2007 | 0 | 0 | 0 | 0 | 0 | 0 | 416926.1101 | 416926.1101 | 416926.1101 | 416926.1101 | 416926.1101 | 416926.1101 | 416926.1101 | 416926.1101 | 416926.1101 | 429782.4678 | 2007 | 444844.4317 | 4654880.212 | 353529.5576 | 91314.8741 | 13321.1942 | 139393.8166 | 10586.703 | 13321.1942
2008 | 0 | 0 | 0 | 0 | 0 | 0 | 416926.1101 | 416926.1101 | 416926.1101 | 416926.1101 | 416926.1101 | 416926.1101 | 416926.1101 | 416926.1101 | 429782.4678 | 444844.4317 | 2008 | 457893.3735 | 4708896.4173 | 363684.0787 | 94209.2948 | 13557.5963 | 139423.9798 | 10768.1879 | 13557.5963
2009 | 0 | 0 | 0 | 0 | 0 | 0 | 416926.1101 | 416926.1101 | 416926.1101 | 416926.1101 | 416926.1101 | 416926.1101 | 416926.1101 | 429782.4678 | 444844.4317 | 457893.3735 | 2009 | 472128.5836 | 4778334.1008 | 374947.1564 | 97181.4272 | 13847.0265 | 140143.43 | 10996.7992 | 13847.0265
2010 | 0 | 0 | 0 | 0 | 0 | 0 | 416926.1101 | 416926.1101 | 416926.1101 | 416926.1101 | 416926.1101 | 416926.1101 | 429782.4678 | 444844.4317 | 457893.3735 | 472128.5836 | 2010 | 484219.7408 | 4857718.8887 | 386133.374 | 98086.3668 | 14118.5204 | 141637.7681 | 11258.5908 | 14118.5204
2011 | 0 | 0 | 0 | 0 | 0 | 0 | 416926.1101 | 416926.1101 | 416926.1101 | 416926.1101 | 416926.1101 | 429782.4678 | 444844.4317 | 457893.3735 | 472128.5836 | 484219.7408 | 2011 | 494863.0331 | 4946299.104 | 396691.967 | 98171.0661 | 14414.4935 | 144077.03 | 11554.9422 | 14414.4935
2012 | 0 | 0 | 0 | 0 | 0 | 0 | 416926.1101 | 416926.1101 | 416926.1101 | 416926.1101 | 429782.4678 | 444844.4317 | 457893.3735 | 472128.5836 | 484219.7408 | 494863.0331 | 2012 | 503358.9516 | 5041227.8639 | 405679.7575 | 97679.1941 | 14643.6463 | 146658.6767 | 11801.9772 | 14643.6463
2013 | 0 | 0 | 0 | 0 | 0 | 0 | 416926.1101 | 416926.1101 | 416926.1101 | 429782.4678 | 444844.4317 | 457893.3735 | 472128.5836 | 484219.7408 | 494863.0331 | 503358.9516 | 2013 | 511570.63 | 5144084.0622 | 414101.5375 | 97469.0925 | 14810.721 | 148928.7877 | 11988.8476 | 14810.721
2014 | 0 | 0 | 0 | 0 | 0 | 0 | 416926.1101 | 416926.1101 | 429782.4678 | 444844.4317 | 457893.3735 | 472128.5836 | 484219.7408 | 494863.0331 | 503358.9516 | 511570.63 | 2014 | 517672.7282 | 5250932.7785 | 420449.9475 | 97222.7807 | 14906.4958 | 151201.7206 | 12106.9452 | 14906.4958
2015 | 0 | 0 | 0 | 0 | 0 | 0 | 416926.1101 | 429782.4678 | 444844.4317 | 457893.3735 | 472128.5836 | 484219.7408 | 494863.0331 | 503358.9516 | 511570.63 | 517672.7282 | 2015 | 524756.0339 | 5365846.0081 | 427360.7093 | 97395.3247 | 14938.2824 | 152750.0736 | 12165.7199 | 14938.2824
2016 | 0 | 0 | 0 | 0 | 0 | 0 | 429782.4678 | 444844.4317 | 457893.3735 | 472128.5836 | 484219.7408 | 494863.0331 | 503358.9516 | 511570.63 | 517672.7282 | 524756.0339 | 2016 | 533094.8418 | 5477497.19 | 434738.0727 | 98356.7691 | 15055.6391 | 154695.2142 | 12277.8519 | 15055.6391
2017 | 0 | 0 | 0 | 0 | 0 | 0 | 444844.4317 | 457893.3735 | 472128.5836 | 484219.7408 | 494863.0331 | 503358.9516 | 511570.63 | 517672.7282 | 524756.0339 | 533094.8418 | 2017 | 543087.033 | 5585731.9825 | 443538.3934 | 99548.6396 | 15257.1897 | 156922.4955 | 12460.5247 | 15257.1897
2018 | 0 | 0 | 0 | 0 | 0 | 0 | 457893.3735 | 472128.5836 | 484219.7408 | 494863.0331 | 503358.9516 | 511570.63 | 517672.7282 | 524756.0339 | 533094.8418 | 543087.033 | 2018 | 554397.4789 | 5693546.5337 | 452794.0278 | 101603.4511 | 15475.1676 | 158926.7449 | 12639.0608 | 15475.1676
2019 | 0 | 0 | 0 | 0 | 0 | 0 | 472128.5836 | 484219.7408 | 494863.0331 | 503358.9516 | 511570.63 | 517672.7282 | 524756.0339 | 533094.8418 | 543087.033 | 554397.4789 | 2019 | 566172.2903 | 5799365.0519 | 462064.7293 | 104107.561 | 15646.7336 | 160271.2137 | 12769.6178 | 15646.7336
2020 | 0 | 0 | 0 | 0 | 0 | 0 | 484219.7408 | 494863.0331 | 503358.9516 | 511570.63 | 517672.7282 | 524756.0339 | 533094.8418 | 543087.033 | 554397.4789 | 566172.2903 | 2020 | 578734.8225 | 5906442.6658 | 471988.7352 | 106746.0874 | 15779.0686 | 161037.7678 | 12868.6617 | 15779.0686
2021 | 0 | 0 | 0 | 0 | 0 | 0 | 494863.0331 | 503358.9516 | 511570.63 | 517672.7282 | 524756.0339 | 533094.8418 | 543087.033 | 554397.4789 | 566172.2903 | 578734.8225 | 2021 | 592728.9948 | 6018302.7999 | 482879.8727 | 109849.1222 | 15941.8485 | 161866.3377 | 12987.3818 | 15941.8485
2022 | 0 | 0 | 0 | 0 | 0 | 0 | 503358.9516 | 511570.63 | 517672.7282 | 524756.0339 | 533094.8418 | 543087.033 | 554397.4789 | 566172.2903 | 578734.8225 | 592728.9948 | 2022 | 607122.6359 | 6136460.1254 | 493946.1461 | 113176.4898 | 16095.5307 | 162684.7308 | 13095.0897 | 16095.5307
2023 | 0 | 0 | 0 | 0 | 0 | 0 | 511570.63 | 517672.7282 | 524756.0339 | 533094.8418 | 543087.033 | 554397.4789 | 566172.2903 | 578734.8225 | 592728.9948 | 607122.6359 | 2023 | 621342.8649 | 6260452.5892 | 504923.6223 | 116419.2426 | 16259.7659 | 163828.217 | 13213.2199 | 16259.7659
2024 | 0 | 0 | 0 | 0 | 0 | 0 | 517672.7282 | 524756.0339 | 533094.8418 | 543087.033 | 554397.4789 | 566172.2903 | 578734.8225 | 592728.9948 | 607122.6359 | 621342.8649 | 2024 | 635891.0096 | 6393219.0153 | 516278.0826 | 119612.927 | 16399.2371 | 164877.1769 | 13314.4935 | 16399.2371
2025 | 0 | 0 | 0 | 0 | 0 | 0 | 524756.0339 | 533094.8418 | 543087.033 | 554397.4789 | 566172.2903 | 578734.8225 | 592728.9948 | 607122.6359 | 621342.8649 | 635891.0096 | 2025 | 650184.3357 | 6532940.6432 | 527685.8704 | 122498.4654 | 16557.1259 | 166363.1601 | 13437.6682 | 16557.1259
2026 | 0 | 0 | 0 | 0 | 0 | 0 | 533094.8418 | 543087.033 | 554397.4789 | 566172.2903 | 578734.8225 | 592728.9948 | 607122.6359 | 621342.8649 | 635891.0096 | 650184.3357 | 2026 | 663862.8255 | 6677387.1166 | 539092.7326 | 124770.0929 | 16665.1617 | 167624.5935 | 13533.018 | 16665.1617
2027 | 0 | 0 | 0 | 0 | 0 | 0 | 543087.033 | 554397.4789 | 566172.2903 | 578734.8225 | 592728.9948 | 607122.6359 | 621342.8649 | 635891.0096 | 650184.3357 | 663862.8255 | 2027 | 676408.4042 | 6823254.0666 | 549980.0827 | 126428.3215 | 16732.3696 | 168787.3893 | 13604.9019 | 16732.3696
2028 | 0 | 0 | 0 | 0 | 0 | 0 | 554397.4789 | 566172.2903 | 578734.8225 | 592728.9948 | 607122.6359 | 621342.8649 | 635891.0096 | 650184.3357 | 663862.8255 | 676408.4042 | 2028 | 687909.0606 | 6968266.3046 | 560522.9348 | 127386.1258 | 16766.9116 | 169842.6607 | 13662.0362 | 16766.9116
2029 | 0 | 0 | 0 | 0 | 0 | 0 | 566172.2903 | 578734.8225 | 592728.9948 | 607122.6359 | 621342.8649 | 635891.0096 | 650184.3357 | 663862.8255 | 676408.4042 | 687909.0606 | 2029 | 698497.6211 | 7111180.196 | 570748.4559 | 127749.1652 | 16771.3962 | 170744.2047 | 13704.0531 | 16771.3962
2030 | 0 | 0 | 0 | 0 | 0 | 0 | 578734.8225 | 592728.9948 | 607122.6359 | 621342.8649 | 635891.0096 | 650184.3357 | 663862.8255 | 676408.4042 | 687909.0606 | 698497.6211 | 2030 | 708929.7676 | 7251807.2875 | 581052.5776 | 127877.19 | 16764.7847 | 171490.8777 | 13740.7425 | 16764.7847
2031 | 0 | 0 | 0 | 0 | 0 | 0 | 592728.9948 | 607122.6359 | 621342.8649 | 635891.0096 | 650184.3357 | 663862.8255 | 676408.4042 | 687909.0606 | 698497.6211 | 708929.7676 | 2031 | 723980.1357 | 7398108.7964 | 593772.2772 | 130207.8585 | 16861.0916 | 172297.8074 | 13828.6235 | 16861.0916
2032 | 0 | 0 | 0 | 0 | 0 | 0 | 607122.6359 | 621342.8649 | 635891.0096 | 650184.3357 | 663862.8255 | 676408.4042 | 687909.0606 | 698497.6211 | 708929.7676 | 723980.1357 | 2032 | 739300.715 | 7545607.4549 | 606719.7096 | 132581.0054 | 16970.0496 | 173203.3121 | 13926.7599 | 16970.0496
2033 | 0 | 0 | 0 | 0 | 0 | 0 | 621342.8649 | 635891.0096 | 650184.3357 | 663862.8255 | 676408.4042 | 687909.0606 | 698497.6211 | 708929.7676 | 723980.1357 | 739300.715 | 2033 | 754879.4565 | 7694722.7879 | 619882.0516 | 134997.4049 | 17087.5694 | 174178.9476 | 14031.747 | 17087.5694
2034 | 0 | 0 | 0 | 0 | 0 | 0 | 635891.0096 | 650184.3357 | 663862.8255 | 676408.4042 | 687909.0606 | 698497.6211 | 708929.7676 | 723980.1357 | 739300.715 | 754879.4565 | 2034 | 770775.9816 | 770775.9816 | 633318.1363 | 137457.8453 | 17226.6861 | 17226.6861 | 14154.5312 | 17226.6861

## LCC Regional Data
Extracted Pacific Northwest Regional PTAC PTHP LCC Data | [9 empty] | Extracted National Average PTAC PTHP LCC Data *For Reference Only | [9 empty] | Extracted Pacific Northwest Regional versus National PTAC PTHP LCC Data Difference Analysis
Building Type | Configuration | State | State Name | Annual Energy Performance: Product Level Annual Energy Electricity Consumption, kWh | [5 empty] | Building Type | Configuration | State | State Name | Annual Energy Performance: Product Level Annual Energy Electricity Consumption, kWh | [5 empty] | Building Type | Configuration | State | State Name | Annual Energy Performance: Product Level Annual Energy Electricity Consumption, kWh % Difference Regional versus National
|  |  |  | Base | 1 | 2 | 3 | 4 | 5 |  |  |  |  | Base | 1 | 2 | 3 | 4 | 5 |  |  |  |  | Base | 1 | 2 | 3 | 4 | 5
Large Chain | PTAC Standard Size - 9,000 Btu/h | 13 | Idaho | 673.7429 | 665.6501 | 660.424 | 655.44 | 650.4845 | 639.0978 | Large Chain | PTAC Standard Size - 9,000 Btu/h | Total US | US Average | 1045.3378 | 1025.815 | 1013.2713 | 1001.2755 | 989.6737 | 962.3801 | Large Chain | PTAC Standard Size - 9,000 Btu/h | 13 | Idaho | 35.55% | 35.11% | 34.82% | 34.54% | 34.27% | 33.59%
Large Chain | PTAC Standard Size - 9,000 Btu/h | 38 | Oregon | 644.9382 | 637.4386 | 632.4866 | 627.8758 | 623.4096 | 613.0346 | Large Chain | PTAC Standard Size - 12,000 Btu/h | Total US | US Average | 1317.0828 | 1293.7241 | 1278.7311 | 1264.3895 | 1250.8245 | 1206.2805 | Large Chain | PTAC Standard Size - 9,000 Btu/h | 38 | Oregon | 38.3% | 37.86% | 37.58% | 37.29% | 37.01% | 36.3%
Large Chain | PTAC Standard Size - 9,000 Btu/h | 48 | Washington | 597.011 | 590.921 | 587.0769 | 583.3668 | 579.8706 | 571.4177 | Large Chain | PTHP Standard Size - 9,000 Btu/h | Total US | US Average | 2063.4841 | 2012.9946 | 1984.1663 | 1957.0107 | 1945.4259 | 1890.3414 | Large Chain | PTAC Standard Size - 9,000 Btu/h | 48 | Washington | 42.89% | 42.39% | 42.06% | 41.74% | 41.41% | 40.62%
Large Chain | PTAC Standard Size - 9,000 Btu/h | 27 | Montana | 640.3143 | 633.318 | 628.7749 | 624.4766 | 620.2292 | 610.6135 | Large Chain | PTHP Standard Size - 12,000 Btu/h | Total US | US Average | 2467.0148 | 2405.6155 | 2370.4038 | 2356.1234 | 2342.5194 | 2249.5853 | Large Chain | PTAC Standard Size - 9,000 Btu/h | 27 | Montana | 38.75% | 38.26% | 37.95% | 37.63% | 37.33% | 36.55%
Large Chain | PTAC Standard Size - 12,000 Btu/h | 13 | Idaho | 895.8579 | 886.2632 | 880.2545 | 874.5648 | 868.9762 | 850.908 | Large Chain | PTAC Non-Standard Size - 11,000 Btu/h | Total US | US Average | 1657.6661 | 1583.545 | 1558.8241 | 1535.711 | 1486.7517 | 1455.5917 | Large Chain | PTAC Standard Size - 12,000 Btu/h | 13 | Idaho | 31.98% | 31.5% | 31.16% | 30.83% | 30.53% | 29.46%
Large Chain | PTAC Standard Size - 12,000 Btu/h | 38 | Oregon | 861.7529 | 852.9489 | 847.5201 | 842.1408 | 837.0876 | 820.5785 | Large Chain | PTHP Non-Standard Size - 11,000 Btu/h | Total US | US Average | 2661.4756 | 2532.7754 | 2508.0568 | 2465.0315 | 2416.0849 | 2373.1373 | Large Chain | PTAC Standard Size - 12,000 Btu/h | 38 | Oregon | 34.57% | 34.07% | 33.72% | 33.4% | 33.08% | 31.97%
Large Chain | PTAC Standard Size - 12,000 Btu/h | 48 | Washington | 810.0924 | 803.2066 | 798.7521 | 794.4159 | 790.3295 | 777.2384 | Independent Hotel | PTAC Standard Size - 9,000 Btu/h | Total US | US Average | 1045.3378 | 1025.815 | 1013.2713 | 1001.2755 | 989.6737 | 962.3801 | Large Chain | PTAC Standard Size - 12,000 Btu/h | 48 | Washington | 38.49% | 37.92% | 37.54% | 37.17% | 36.82% | 35.57%
Large Chain | PTAC Standard Size - 12,000 Btu/h | 27 | Montana | 862.306 | 854.1796 | 848.9013 | 844.0067 | 839.2335 | 823.7823 | Independent Hotel | PTAC Standard Size - 12,000 Btu/h | Total US | US Average | 1317.0828 | 1293.7241 | 1278.7311 | 1264.3895 | 1250.8245 | 1206.2805 | Large Chain | PTAC Standard Size - 12,000 Btu/h | 27 | Montana | 34.53% | 33.98% | 33.61% | 33.25% | 32.91% | 31.71%
Large Chain | PTHP Standard Size - 9,000 Btu/h | 13 | Idaho | 2034.4637 | 1995.8833 | 1967.6497 | 1941.2399 | 1936.3064 | 1885.3497 | Independent Hotel | PTHP Standard Size - 9,000 Btu/h | Total US | US Average | 2063.4841 | 2012.9946 | 1984.1663 | 1957.0107 | 1945.4259 | 1890.3414 | Large Chain | PTHP Standard Size - 9,000 Btu/h | 13 | Idaho | 1.406% | 0.85% | 0.8324% | 0.8059% | 0.4688% | 0.2641%
Large Chain | PTHP Standard Size - 9,000 Btu/h | 38 | Oregon | 1381.232 | 1345.3008 | 1318.8145 | 1293.7739 | 1289.3743 | 1241.8469 | Independent Hotel | PTHP Standard Size - 12,000 Btu/h | Total US | US Average | 2467.0148 | 2405.6155 | 2370.4038 | 2356.1234 | 2342.5194 | 2249.5853 | Large Chain | PTHP Standard Size - 9,000 Btu/h | 38 | Oregon | 33.06% | 33.17% | 33.53% | 33.89% | 33.72% | 34.31%
Large Chain | PTHP Standard Size - 9,000 Btu/h | 48 | Washington | 1472.9964 | 1435.406 | 1406.319 | 1378.8659 | 1375.3743 | 1323.7115 | Independent Hotel | PTAC Non-Standard Size - 11,000 Btu/h | Total US | US Average | 1657.6661 | 1583.545 | 1558.8241 | 1535.711 | 1486.7517 | 1455.5917 | Large Chain | PTHP Standard Size - 9,000 Btu/h | 48 | Washington | 28.62% | 28.69% | 29.12% | 29.54% | 29.3% | 29.98%
Large Chain | PTHP Standard Size - 9,000 Btu/h | 27 | Montana | 2671.1384 | 2635.6614 | 2609.2206 | 2584.2573 | 2580.0961 | 2532.626 | Independent Hotel | PTHP Non-Standard Size - 11,000 Btu/h | Total US | US Average | 2661.4756 | 2532.7754 | 2508.0568 | 2465.0315 | 2416.0849 | 2373.1373 | Large Chain | PTHP Standard Size - 9,000 Btu/h | 27 | Montana | -29.45% | -30.93% | -31.5% | -32.05% | -32.62% | -33.98%
Large Chain | PTHP Standard Size - 12,000 Btu/h | 13 | Idaho | 2443.0097 | 2396.539 | 2362.0805 | 2356.1923 | 2350.6698 | 2276.1329 | Health Care | PTAC Standard Size - 9,000 Btu/h | Total US | US Average | 1045.3378 | 1025.815 | 1013.2713 | 1001.2755 | 989.6737 | 962.3801 | Large Chain | PTHP Standard Size - 12,000 Btu/h | 13 | Idaho | 0.973% | 0.3773% | 0.3511% | -0.002927% | -0.3479% | -1.18%
Large Chain | PTHP Standard Size - 12,000 Btu/h | 38 | Oregon | 1735.4365 | 1691.3161 | 1658.1722 | 1652.9066 | 1647.842 | 1576.9695 | Health Care | PTAC Standard Size - 12,000 Btu/h | Total US | US Average | 1317.0828 | 1293.7241 | 1278.7311 | 1264.3895 | 1250.8245 | 1206.2805 | Large Chain | PTHP Standard Size - 12,000 Btu/h | 38 | Oregon | 29.65% | 29.69% | 30.05% | 29.85% | 29.66% | 29.9%
Large Chain | PTHP Standard Size - 12,000 Btu/h | 48 | Washington | 1838.3247 | 1792.7549 | 1756.7061 | 1752.5787 | 1748.3008 | 1674.2809 | Health Care | PTHP Standard Size - 9,000 Btu/h | Total US | US Average | 2063.4841 | 2012.9946 | 1984.1663 | 1957.0107 | 1945.4259 | 1890.3414 | Large Chain | PTHP Standard Size - 12,000 Btu/h | 48 | Washington | 25.48% | 25.48% | 25.89% | 25.62% | 25.37% | 25.57%
Large Chain | PTHP Standard Size - 12,000 Btu/h | 27 | Montana | 3108.8705 | 3066.1134 | 3033.6881 | 3028.6574 | 3023.9771 | 2955.3015 | Health Care | PTHP Standard Size - 12,000 Btu/h | Total US | US Average | 2467.0148 | 2405.6155 | 2370.4038 | 2356.1234 | 2342.5194 | 2249.5853 | Large Chain | PTHP Standard Size - 12,000 Btu/h | 27 | Montana | -26.02% | -27.46% | -27.98% | -28.54% | -29.09% | -31.37%
Large Chain | PTAC Non-Standard Size - 11,000 Btu/h | 13 | Idaho | 1245.4067 | 1213.2635 | 1202.3105 | 1192.2277 | 1170.7715 | 1157.2152 | Health Care | PTAC Non-Standard Size - 11,000 Btu/h | Total US | US Average | 1657.6661 | 1583.545 | 1558.8241 | 1535.711 | 1486.7517 | 1455.5917 | Large Chain | PTAC Non-Standard Size - 11,000 Btu/h | 13 | Idaho | 24.87% | 23.38% | 22.87% | 22.37% | 21.25% | 20.5%
Large Chain | PTAC Non-Standard Size - 11,000 Btu/h | 38 | Oregon | 1203.8462 | 1174.0357 | 1163.9889 | 1154.7942 | 1134.978 | 1122.3988 | Health Care | PTHP Non-Standard Size - 11,000 Btu/h | Total US | US Average | 2661.4756 | 2532.7754 | 2508.0568 | 2465.0315 | 2416.0849 | 2373.1373 | Large Chain | PTAC Non-Standard Size - 11,000 Btu/h | 38 | Oregon | 27.38% | 25.86% | 25.33% | 24.8% | 23.66% | 22.89%
Large Chain | PTAC Non-Standard Size - 11,000 Btu/h | 48 | Washington | 1149.7189 | 1125.4879 | 1117.5856 | 1109.9117 | 1093.9656 | 1083.8377 | Office | PTAC Standard Size - 9,000 Btu/h | Total US | US Average | 1045.3378 | 1025.815 | 1013.2713 | 1001.2755 | 989.6737 | 962.3801 | Large Chain | PTAC Non-Standard Size - 11,000 Btu/h | 48 | Washington | 30.64% | 28.93% | 28.31% | 27.73% | 26.42% | 25.54%
Large Chain | PTAC Non-Standard Size - 11,000 Btu/h | 27 | Montana | 1211.6974 | 1183.8664 | 1174.509 | 1165.9629 | 1147.6712 | 1136.0596 | Office | PTAC Standard Size - 12,000 Btu/h | Total US | US Average | 1317.0828 | 1293.7241 | 1278.7311 | 1264.3895 | 1250.8245 | 1206.2805 | Large Chain | PTAC Non-Standard Size - 11,000 Btu/h | 27 | Montana | 26.9% | 25.24% | 24.65% | 24.08% | 22.81% | 21.95%
Large Chain | PTHP Non-Standard Size - 11,000 Btu/h | 13 | Idaho | 2603.634 | 2503.7421 | 2492.9166 | 2454.6456 | 2433.1896 | 2414.4884 | Office | PTHP Standard Size - 9,000 Btu/h | Total US | US Average | 2063.4841 | 2012.9946 | 1984.1663 | 1957.0107 | 1945.4259 | 1890.3414 | Large Chain | PTHP Non-Standard Size - 11,000 Btu/h | 13 | Idaho | 2.173% | 1.146% | 0.6037% | 0.4213% | -0.708% | -1.742%
Large Chain | PTHP Non-Standard Size - 11,000 Btu/h | 38 | Oregon | 1953.3724 | 1859.5606 | 1849.6332 | 1813.5345 | 1793.7157 | 1776.3731 | Office | PTHP Standard Size - 12,000 Btu/h | Total US | US Average | 2467.0148 | 2405.6155 | 2370.4038 | 2356.1234 | 2342.5194 | 2249.5853 | Large Chain | PTHP Non-Standard Size - 11,000 Btu/h | 38 | Oregon | 26.61% | 26.58% | 26.25% | 26.43% | 25.76% | 25.15%
Large Chain | PTHP Non-Standard Size - 11,000 Btu/h | 48 | Washington | 2048.7336 | 1951.4112 | 1943.5246 | 1904.5215 | 1888.5862 | 1874.4698 | Office | PTAC Non-Standard Size - 11,000 Btu/h | Total US | US Average | 1657.6661 | 1583.545 | 1558.8241 | 1535.711 | 1486.7517 | 1455.5917 | Large Chain | PTHP Non-Standard Size - 11,000 Btu/h | 48 | Washington | 23.02% | 22.95% | 22.51% | 22.74% | 21.83% | 21.01%
Large Chain | PTHP Non-Standard Size - 11,000 Btu/h | 27 | Montana | 3192.4196 | 3100.6409 | 3091.1955 | 3055.5974 | 3037.2793 | 3021.1846 | Office | PTHP Non-Standard Size - 11,000 Btu/h | Total US | US Average | 2661.4756 | 2532.7754 | 2508.0568 | 2465.0315 | 2416.0849 | 2373.1373 | Large Chain | PTHP Non-Standard Size - 11,000 Btu/h | 27 | Montana | -19.95% | -22.42% | -23.25% | -23.96% | -25.71% | -27.31%
Independent Hotel | PTAC Standard Size - 9,000 Btu/h | 13 | Idaho | 673.7429 | 665.6501 | 660.424 | 655.44 | 650.4845 | 639.0978 | [10 empty] | Independent Hotel | PTAC Standard Size - 9,000 Btu/h | 13 | Idaho | 35.55% | 35.11% | 34.82% | 34.54% | 34.27% | 33.59%
Independent Hotel | PTAC Standard Size - 9,000 Btu/h | 38 | Oregon | 644.9382 | 637.4386 | 632.4866 | 627.8758 | 623.4096 | 613.0346 | [10 empty] | Independent Hotel | PTAC Standard Size - 9,000 Btu/h | 38 | Oregon | 38.3% | 37.86% | 37.58% | 37.29% | 37.01% | 36.3%
Independent Hotel | PTAC Standard Size - 9,000 Btu/h | 48 | Washington | 597.011 | 590.921 | 587.0769 | 583.3668 | 579.8706 | 571.4177 | [10 empty] | Independent Hotel | PTAC Standard Size - 9,000 Btu/h | 48 | Washington | 42.89% | 42.39% | 42.06% | 41.74% | 41.41% | 40.62%
Independent Hotel | PTAC Standard Size - 9,000 Btu/h | 27 | Montana | 640.3143 | 633.318 | 628.7749 | 624.4766 | 620.2292 | 610.6135 | [10 empty] | Independent Hotel | PTAC Standard Size - 9,000 Btu/h | 27 | Montana | 38.75% | 38.26% | 37.95% | 37.63% | 37.33% | 36.55%
Independent Hotel | PTAC Standard Size - 12,000 Btu/h | 13 | Idaho | 895.8579 | 886.2632 | 880.2545 | 874.5648 | 868.9762 | 850.908 | [10 empty] | Independent Hotel | PTAC Standard Size - 12,000 Btu/h | 13 | Idaho | 31.98% | 31.5% | 31.16% | 30.83% | 30.53% | 29.46%
Independent Hotel | PTAC Standard Size - 12,000 Btu/h | 38 | Oregon | 861.7529 | 852.9489 | 847.5201 | 842.1408 | 837.0876 | 820.5785 | [10 empty] | Independent Hotel | PTAC Standard Size - 12,000 Btu/h | 38 | Oregon | 34.57% | 34.07% | 33.72% | 33.4% | 33.08% | 31.97%
Independent Hotel | PTAC Standard Size - 12,000 Btu/h | 48 | Washington | 810.0924 | 803.2066 | 798.7521 | 794.4159 | 790.3295 | 777.2384 | [10 empty] | Independent Hotel | PTAC Standard Size - 12,000 Btu/h | 48 | Washington | 38.49% | 37.92% | 37.54% | 37.17% | 36.82% | 35.57%
Independent Hotel | PTAC Standard Size - 12,000 Btu/h | 27 | Montana | 862.306 | 854.1796 | 848.9013 | 844.0067 | 839.2335 | 823.7823 | [10 empty] | Independent Hotel | PTAC Standard Size - 12,000 Btu/h | 27 | Montana | 34.53% | 33.98% | 33.61% | 33.25% | 32.91% | 31.71%
Independent Hotel | PTHP Standard Size - 9,000 Btu/h | 13 | Idaho | 2034.4637 | 1995.8833 | 1967.6497 | 1941.2399 | 1936.3064 | 1885.3497 | [10 empty] | Independent Hotel | PTHP Standard Size - 9,000 Btu/h | 13 | Idaho | 1.406% | 0.85% | 0.8324% | 0.8059% | 0.4688% | 0.2641%
Independent Hotel | PTHP Standard Size - 9,000 Btu/h | 38 | Oregon | 1381.232 | 1345.3008 | 1318.8145 | 1293.7739 | 1289.3743 | 1241.8469 | [10 empty] | Independent Hotel | PTHP Standard Size - 9,000 Btu/h | 38 | Oregon | 33.06% | 33.17% | 33.53% | 33.89% | 33.72% | 34.31%
Independent Hotel | PTHP Standard Size - 9,000 Btu/h | 48 | Washington | 1472.9964 | 1435.406 | 1406.319 | 1378.8659 | 1375.3743 | 1323.7115 | [10 empty] | Independent Hotel | PTHP Standard Size - 9,000 Btu/h | 48 | Washington | 28.62% | 28.69% | 29.12% | 29.54% | 29.3% | 29.98%
Independent Hotel | PTHP Standard Size - 9,000 Btu/h | 27 | Montana | 2671.1384 | 2635.6614 | 2609.2206 | 2584.2573 | 2580.0961 | 2532.626 | [10 empty] | Independent Hotel | PTHP Standard Size - 9,000 Btu/h | 27 | Montana | -29.45% | -30.93% | -31.5% | -32.05% | -32.62% | -33.98%
Independent Hotel | PTHP Standard Size - 12,000 Btu/h | 13 | Idaho | 2443.0097 | 2396.539 | 2362.0805 | 2356.1923 | 2350.6698 | 2276.1329 | [10 empty] | Independent Hotel | PTHP Standard Size - 12,000 Btu/h | 13 | Idaho | 0.973% | 0.3773% | 0.3511% | -0.002927% | -0.3479% | -1.18%
Independent Hotel | PTHP Standard Size - 12,000 Btu/h | 38 | Oregon | 1735.4365 | 1691.3161 | 1658.1722 | 1652.9066 | 1647.842 | 1576.9695 | [10 empty] | Independent Hotel | PTHP Standard Size - 12,000 Btu/h | 38 | Oregon | 29.65% | 29.69% | 30.05% | 29.85% | 29.66% | 29.9%
Independent Hotel | PTHP Standard Size - 12,000 Btu/h | 48 | Washington | 1838.3247 | 1792.7549 | 1756.7061 | 1752.5787 | 1748.3008 | 1674.2809 | [10 empty] | Independent Hotel | PTHP Standard Size - 12,000 Btu/h | 48 | Washington | 25.48% | 25.48% | 25.89% | 25.62% | 25.37% | 25.57%
Independent Hotel | PTHP Standard Size - 12,000 Btu/h | 27 | Montana | 3108.8705 | 3066.1134 | 3033.6881 | 3028.6574 | 3023.9771 | 2955.3015 | [10 empty] | Independent Hotel | PTHP Standard Size - 12,000 Btu/h | 27 | Montana | -26.02% | -27.46% | -27.98% | -28.54% | -29.09% | -31.37%
Independent Hotel | PTAC Non-Standard Size - 11,000 Btu/h | 13 | Idaho | 1245.4067 | 1213.2635 | 1202.3105 | 1192.2277 | 1170.7715 | 1157.2152 | [10 empty] | Independent Hotel | PTAC Non-Standard Size - 11,000 Btu/h | 13 | Idaho | 24.87% | 23.38% | 22.87% | 22.37% | 21.25% | 20.5%
Independent Hotel | PTAC Non-Standard Size - 11,000 Btu/h | 38 | Oregon | 1203.8462 | 1174.0357 | 1163.9889 | 1154.7942 | 1134.978 | 1122.3988 | [10 empty] | Independent Hotel | PTAC Non-Standard Size - 11,000 Btu/h | 38 | Oregon | 27.38% | 25.86% | 25.33% | 24.8% | 23.66% | 22.89%
Independent Hotel | PTAC Non-Standard Size - 11,000 Btu/h | 48 | Washington | 1149.7189 | 1125.4879 | 1117.5856 | 1109.9117 | 1093.9656 | 1083.8377 | [10 empty] | Independent Hotel | PTAC Non-Standard Size - 11,000 Btu/h | 48 | Washington | 30.64% | 28.93% | 28.31% | 27.73% | 26.42% | 25.54%
Independent Hotel | PTAC Non-Standard Size - 11,000 Btu/h | 27 | Montana | 1211.6974 | 1183.8664 | 1174.509 | 1165.9629 | 1147.6712 | 1136.0596 | [10 empty] | Independent Hotel | PTAC Non-Standard Size - 11,000 Btu/h | 27 | Montana | 26.9% | 25.24% | 24.65% | 24.08% | 22.81% | 21.95%
Independent Hotel | PTHP Non-Standard Size - 11,000 Btu/h | 13 | Idaho | 2603.634 | 2503.7421 | 2492.9166 | 2454.6456 | 2433.1896 | 2414.4884 | [10 empty] | Independent Hotel | PTHP Non-Standard Size - 11,000 Btu/h | 13 | Idaho | 2.173% | 1.146% | 0.6037% | 0.4213% | -0.708% | -1.742%
Independent Hotel | PTHP Non-Standard Size - 11,000 Btu/h | 38 | Oregon | 1953.3724 | 1859.5606 | 1849.6332 | 1813.5345 | 1793.7157 | 1776.3731 | [10 empty] | Independent Hotel | PTHP Non-Standard Size - 11,000 Btu/h | 38 | Oregon | 26.61% | 26.58% | 26.25% | 26.43% | 25.76% | 25.15%
Independent Hotel | PTHP Non-Standard Size - 11,000 Btu/h | 48 | Washington | 2048.7336 | 1951.4112 | 1943.5246 | 1904.5215 | 1888.5862 | 1874.4698 | [10 empty] | Independent Hotel | PTHP Non-Standard Size - 11,000 Btu/h | 48 | Washington | 23.02% | 22.95% | 22.51% | 22.74% | 21.83% | 21.01%
Independent Hotel | PTHP Non-Standard Size - 11,000 Btu/h | 27 | Montana | 3192.4196 | 3100.6409 | 3091.1955 | 3055.5974 | 3037.2793 | 3021.1846 | [10 empty] | Independent Hotel | PTHP Non-Standard Size - 11,000 Btu/h | 27 | Montana | -19.95% | -22.42% | -23.25% | -23.96% | -25.71% | -27.31%
Health Care | PTAC Standard Size - 9,000 Btu/h | 13 | Idaho | 673.7429 | 665.6501 | 660.424 | 655.44 | 650.4845 | 639.0978 | [10 empty] | Health Care | PTAC Standard Size - 9,000 Btu/h | 13 | Idaho | 35.55% | 35.11% | 34.82% | 34.54% | 34.27% | 33.59%
Health Care | PTAC Standard Size - 9,000 Btu/h | 38 | Oregon | 644.9382 | 637.4386 | 632.4866 | 627.8758 | 623.4096 | 613.0346 | [10 empty] | Health Care | PTAC Standard Size - 9,000 Btu/h | 38 | Oregon | 38.3% | 37.86% | 37.58% | 37.29% | 37.01% | 36.3%
Health Care | PTAC Standard Size - 9,000 Btu/h | 48 | Washington | 597.011 | 590.921 | 587.0769 | 583.3668 | 579.8706 | 571.4177 | [10 empty] | Health Care | PTAC Standard Size - 9,000 Btu/h | 48 | Washington | 42.89% | 42.39% | 42.06% | 41.74% | 41.41% | 40.62%
Health Care | PTAC Standard Size - 9,000 Btu/h | 27 | Montana | 640.3143 | 633.318 | 628.7749 | 624.4766 | 620.2292 | 610.6135 | [10 empty] | Health Care | PTAC Standard Size - 9,000 Btu/h | 27 | Montana | 38.75% | 38.26% | 37.95% | 37.63% | 37.33% | 36.55%
Health Care | PTAC Standard Size - 12,000 Btu/h | 13 | Idaho | 895.8579 | 886.2632 | 880.2545 | 874.5648 | 868.9762 | 850.908 | [10 empty] | Health Care | PTAC Standard Size - 12,000 Btu/h | 13 | Idaho | 31.98% | 31.5% | 31.16% | 30.83% | 30.53% | 29.46%
Health Care | PTAC Standard Size - 12,000 Btu/h | 38 | Oregon | 861.7529 | 852.9489 | 847.5201 | 842.1408 | 837.0876 | 820.5785 | [10 empty] | Health Care | PTAC Standard Size - 12,000 Btu/h | 38 | Oregon | 34.57% | 34.07% | 33.72% | 33.4% | 33.08% | 31.97%
Health Care | PTAC Standard Size - 12,000 Btu/h | 48 | Washington | 810.0924 | 803.2066 | 798.7521 | 794.4159 | 790.3295 | 777.2384 | [10 empty] | Health Care | PTAC Standard Size - 12,000 Btu/h | 48 | Washington | 38.49% | 37.92% | 37.54% | 37.17% | 36.82% | 35.57%
Health Care | PTAC Standard Size - 12,000 Btu/h | 27 | Montana | 862.306 | 854.1796 | 848.9013 | 844.0067 | 839.2335 | 823.7823 | [10 empty] | Health Care | PTAC Standard Size - 12,000 Btu/h | 27 | Montana | 34.53% | 33.98% | 33.61% | 33.25% | 32.91% | 31.71%
Health Care | PTHP Standard Size - 9,000 Btu/h | 13 | Idaho | 2034.4637 | 1995.8833 | 1967.6497 | 1941.2399 | 1936.3064 | 1885.3497 | [10 empty] | Health Care | PTHP Standard Size - 9,000 Btu/h | 13 | Idaho | 1.406% | 0.85% | 0.8324% | 0.8059% | 0.4688% | 0.2641%
Health Care | PTHP Standard Size - 9,000 Btu/h | 38 | Oregon | 1381.232 | 1345.3008 | 1318.8145 | 1293.7739 | 1289.3743 | 1241.8469 | [10 empty] | Health Care | PTHP Standard Size - 9,000 Btu/h | 38 | Oregon | 33.06% | 33.17% | 33.53% | 33.89% | 33.72% | 34.31%
Health Care | PTHP Standard Size - 9,000 Btu/h | 48 | Washington | 1472.9964 | 1435.406 | 1406.319 | 1378.8659 | 1375.3743 | 1323.7115 | [10 empty] | Health Care | PTHP Standard Size - 9,000 Btu/h | 48 | Washington | 28.62% | 28.69% | 29.12% | 29.54% | 29.3% | 29.98%
Health Care | PTHP Standard Size - 9,000 Btu/h | 27 | Montana | 2671.1384 | 2635.6614 | 2609.2206 | 2584.2573 | 2580.0961 | 2532.626 | [10 empty] | Health Care | PTHP Standard Size - 9,000 Btu/h | 27 | Montana | -29.45% | -30.93% | -31.5% | -32.05% | -32.62% | -33.98%
Health Care | PTHP Standard Size - 12,000 Btu/h | 13 | Idaho | 2443.0097 | 2396.539 | 2362.0805 | 2356.1923 | 2350.6698 | 2276.1329 | [10 empty] | Health Care | PTHP Standard Size - 12,000 Btu/h | 13 | Idaho | 0.973% | 0.3773% | 0.3511% | -0.002927% | -0.3479% | -1.18%
Health Care | PTHP Standard Size - 12,000 Btu/h | 38 | Oregon | 1735.4365 | 1691.3161 | 1658.1722 | 1652.9066 | 1647.842 | 1576.9695 | [10 empty] | Health Care | PTHP Standard Size - 12,000 Btu/h | 38 | Oregon | 29.65% | 29.69% | 30.05% | 29.85% | 29.66% | 29.9%
Health Care | PTHP Standard Size - 12,000 Btu/h | 48 | Washington | 1838.3247 | 1792.7549 | 1756.7061 | 1752.5787 | 1748.3008 | 1674.2809 | [10 empty] | Health Care | PTHP Standard Size - 12,000 Btu/h | 48 | Washington | 25.48% | 25.48% | 25.89% | 25.62% | 25.37% | 25.57%
Health Care | PTHP Standard Size - 12,000 Btu/h | 27 | Montana | 3108.8705 | 3066.1134 | 3033.6881 | 3028.6574 | 3023.9771 | 2955.3015 | [10 empty] | Health Care | PTHP Standard Size - 12,000 Btu/h | 27 | Montana | -26.02% | -27.46% | -27.98% | -28.54% | -29.09% | -31.37%
Health Care | PTAC Non-Standard Size - 11,000 Btu/h | 13 | Idaho | 1245.4067 | 1213.2635 | 1202.3105 | 1192.2277 | 1170.7715 | 1157.2152 | [10 empty] | Health Care | PTAC Non-Standard Size - 11,000 Btu/h | 13 | Idaho | 24.87% | 23.38% | 22.87% | 22.37% | 21.25% | 20.5%
Health Care | PTAC Non-Standard Size - 11,000 Btu/h | 38 | Oregon | 1203.8462 | 1174.0357 | 1163.9889 | 1154.7942 | 1134.978 | 1122.3988 | [10 empty] | Health Care | PTAC Non-Standard Size - 11,000 Btu/h | 38 | Oregon | 27.38% | 25.86% | 25.33% | 24.8% | 23.66% | 22.89%
Health Care | PTAC Non-Standard Size - 11,000 Btu/h | 48 | Washington | 1149.7189 | 1125.4879 | 1117.5856 | 1109.9117 | 1093.9656 | 1083.8377 | [10 empty] | Health Care | PTAC Non-Standard Size - 11,000 Btu/h | 48 | Washington | 30.64% | 28.93% | 28.31% | 27.73% | 26.42% | 25.54%
Health Care | PTAC Non-Standard Size - 11,000 Btu/h | 27 | Montana | 1211.6974 | 1183.8664 | 1174.509 | 1165.9629 | 1147.6712 | 1136.0596 | [10 empty] | Health Care | PTAC Non-Standard Size - 11,000 Btu/h | 27 | Montana | 26.9% | 25.24% | 24.65% | 24.08% | 22.81% | 21.95%
Health Care | PTHP Non-Standard Size - 11,000 Btu/h | 13 | Idaho | 2603.634 | 2503.7421 | 2492.9166 | 2454.6456 | 2433.1896 | 2414.4884 | [10 empty] | Health Care | PTHP Non-Standard Size - 11,000 Btu/h | 13 | Idaho | 2.173% | 1.146% | 0.6037% | 0.4213% | -0.708% | -1.742%
Health Care | PTHP Non-Standard Size - 11,000 Btu/h | 38 | Oregon | 1953.3724 | 1859.5606 | 1849.6332 | 1813.5345 | 1793.7157 | 1776.3731 | [10 empty] | Health Care | PTHP Non-Standard Size - 11,000 Btu/h | 38 | Oregon | 26.61% | 26.58% | 26.25% | 26.43% | 25.76% | 25.15%
Health Care | PTHP Non-Standard Size - 11,000 Btu/h | 48 | Washington | 2048.7336 | 1951.4112 | 1943.5246 | 1904.5215 | 1888.5862 | 1874.4698 | [10 empty] | Health Care | PTHP Non-Standard Size - 11,000 Btu/h | 48 | Washington | 23.02% | 22.95% | 22.51% | 22.74% | 21.83% | 21.01%
Health Care | PTHP Non-Standard Size - 11,000 Btu/h | 27 | Montana | 3192.4196 | 3100.6409 | 3091.1955 | 3055.5974 | 3037.2793 | 3021.1846 | [10 empty] | Health Care | PTHP Non-Standard Size - 11,000 Btu/h | 27 | Montana | -19.95% | -22.42% | -23.25% | -23.96% | -25.71% | -27.31%
Office | PTAC Standard Size - 9,000 Btu/h | 13 | Idaho | 673.7429 | 665.6501 | 660.424 | 655.44 | 650.4845 | 639.0978 | [10 empty] | Office | PTAC Standard Size - 9,000 Btu/h | 13 | Idaho | 35.55% | 35.11% | 34.82% | 34.54% | 34.27% | 33.59%
Office | PTAC Standard Size - 9,000 Btu/h | 38 | Oregon | 644.9382 | 637.4386 | 632.4866 | 627.8758 | 623.4096 | 613.0346 | [10 empty] | Office | PTAC Standard Size - 9,000 Btu/h | 38 | Oregon | 38.3% | 37.86% | 37.58% | 37.29% | 37.01% | 36.3%
Office | PTAC Standard Size - 9,000 Btu/h | 48 | Washington | 597.011 | 590.921 | 587.0769 | 583.3668 | 579.8706 | 571.4177 | [10 empty] | Office | PTAC Standard Size - 9,000 Btu/h | 48 | Washington | 42.89% | 42.39% | 42.06% | 41.74% | 41.41% | 40.62%
Office | PTAC Standard Size - 9,000 Btu/h | 27 | Montana | 640.3143 | 633.318 | 628.7749 | 624.4766 | 620.2292 | 610.6135 | [10 empty] | Office | PTAC Standard Size - 9,000 Btu/h | 27 | Montana | 38.75% | 38.26% | 37.95% | 37.63% | 37.33% | 36.55%
Office | PTAC Standard Size - 12,000 Btu/h | 13 | Idaho | 895.8579 | 886.2632 | 880.2545 | 874.5648 | 868.9762 | 850.908 | [10 empty] | Office | PTAC Standard Size - 12,000 Btu/h | 13 | Idaho | 31.98% | 31.5% | 31.16% | 30.83% | 30.53% | 29.46%
Office | PTAC Standard Size - 12,000 Btu/h | 38 | Oregon | 861.7529 | 852.9489 | 847.5201 | 842.1408 | 837.0876 | 820.5785 | [10 empty] | Office | PTAC Standard Size - 12,000 Btu/h | 38 | Oregon | 34.57% | 34.07% | 33.72% | 33.4% | 33.08% | 31.97%
Office | PTAC Standard Size - 12,000 Btu/h | 48 | Washington | 810.0924 | 803.2066 | 798.7521 | 794.4159 | 790.3295 | 777.2384 | [10 empty] | Office | PTAC Standard Size - 12,000 Btu/h | 48 | Washington | 38.49% | 37.92% | 37.54% | 37.17% | 36.82% | 35.57%
Office | PTAC Standard Size - 12,000 Btu/h | 27 | Montana | 862.306 | 854.1796 | 848.9013 | 844.0067 | 839.2335 | 823.7823 | [10 empty] | Office | PTAC Standard Size - 12,000 Btu/h | 27 | Montana | 34.53% | 33.98% | 33.61% | 33.25% | 32.91% | 31.71%
Office | PTHP Standard Size - 9,000 Btu/h | 13 | Idaho | 2034.4637 | 1995.8833 | 1967.6497 | 1941.2399 | 1936.3064 | 1885.3497 | [10 empty] | Office | PTHP Standard Size - 9,000 Btu/h | 13 | Idaho | 1.406% | 0.85% | 0.8324% | 0.8059% | 0.4688% | 0.2641%
Office | PTHP Standard Size - 9,000 Btu/h | 38 | Oregon | 1381.232 | 1345.3008 | 1318.8145 | 1293.7739 | 1289.3743 | 1241.8469 | [10 empty] | Office | PTHP Standard Size - 9,000 Btu/h | 38 | Oregon | 33.06% | 33.17% | 33.53% | 33.89% | 33.72% | 34.31%
Office | PTHP Standard Size - 9,000 Btu/h | 48 | Washington | 1472.9964 | 1435.406 | 1406.319 | 1378.8659 | 1375.3743 | 1323.7115 | [10 empty] | Office | PTHP Standard Size - 9,000 Btu/h | 48 | Washington | 28.62% | 28.69% | 29.12% | 29.54% | 29.3% | 29.98%
Office | PTHP Standard Size - 9,000 Btu/h | 27 | Montana | 2671.1384 | 2635.6614 | 2609.2206 | 2584.2573 | 2580.0961 | 2532.626 | [10 empty] | Office | PTHP Standard Size - 9,000 Btu/h | 27 | Montana | -29.45% | -30.93% | -31.5% | -32.05% | -32.62% | -33.98%
Office | PTHP Standard Size - 12,000 Btu/h | 13 | Idaho | 2443.0097 | 2396.539 | 2362.0805 | 2356.1923 | 2350.6698 | 2276.1329 | [10 empty] | Office | PTHP Standard Size - 12,000 Btu/h | 13 | Idaho | 0.973% | 0.3773% | 0.3511% | -0.002927% | -0.3479% | -1.18%
Office | PTHP Standard Size - 12,000 Btu/h | 38 | Oregon | 1735.4365 | 1691.3161 | 1658.1722 | 1652.9066 | 1647.842 | 1576.9695 | [10 empty] | Office | PTHP Standard Size - 12,000 Btu/h | 38 | Oregon | 29.65% | 29.69% | 30.05% | 29.85% | 29.66% | 29.9%
Office | PTHP Standard Size - 12,000 Btu/h | 48 | Washington | 1838.3247 | 1792.7549 | 1756.7061 | 1752.5787 | 1748.3008 | 1674.2809 | [10 empty] | Office | PTHP Standard Size - 12,000 Btu/h | 48 | Washington | 25.48% | 25.48% | 25.89% | 25.62% | 25.37% | 25.57%
Office | PTHP Standard Size - 12,000 Btu/h | 27 | Montana | 3108.8705 | 3066.1134 | 3033.6881 | 3028.6574 | 3023.9771 | 2955.3015 | [10 empty] | Office | PTHP Standard Size - 12,000 Btu/h | 27 | Montana | -26.02% | -27.46% | -27.98% | -28.54% | -29.09% | -31.37%
Office | PTAC Non-Standard Size - 11,000 Btu/h | 13 | Idaho | 1245.4067 | 1213.2635 | 1202.3105 | 1192.2277 | 1170.7715 | 1157.2152 | [10 empty] | Office | PTAC Non-Standard Size - 11,000 Btu/h | 13 | Idaho | 24.87% | 23.38% | 22.87% | 22.37% | 21.25% | 20.5%
Office | PTAC Non-Standard Size - 11,000 Btu/h | 38 | Oregon | 1203.8462 | 1174.0357 | 1163.9889 | 1154.7942 | 1134.978 | 1122.3988 | [10 empty] | Office | PTAC Non-Standard Size - 11,000 Btu/h | 38 | Oregon | 27.38% | 25.86% | 25.33% | 24.8% | 23.66% | 22.89%
Office | PTAC Non-Standard Size - 11,000 Btu/h | 48 | Washington | 1149.7189 | 1125.4879 | 1117.5856 | 1109.9117 | 1093.9656 | 1083.8377 | [10 empty] | Office | PTAC Non-Standard Size - 11,000 Btu/h | 48 | Washington | 30.64% | 28.93% | 28.31% | 27.73% | 26.42% | 25.54%
Office | PTAC Non-Standard Size - 11,000 Btu/h | 27 | Montana | 1211.6974 | 1183.8664 | 1174.509 | 1165.9629 | 1147.6712 | 1136.0596 | [10 empty] | Office | PTAC Non-Standard Size - 11,000 Btu/h | 27 | Montana | 26.9% | 25.24% | 24.65% | 24.08% | 22.81% | 21.95%
Office | PTHP Non-Standard Size - 11,000 Btu/h | 13 | Idaho | 2603.634 | 2503.7421 | 2492.9166 | 2454.6456 | 2433.1896 | 2414.4884 | [10 empty] | Office | PTHP Non-Standard Size - 11,000 Btu/h | 13 | Idaho | 2.173% | 1.146% | 0.6037% | 0.4213% | -0.708% | -1.742%
Office | PTHP Non-Standard Size - 11,000 Btu/h | 38 | Oregon | 1953.3724 | 1859.5606 | 1849.6332 | 1813.5345 | 1793.7157 | 1776.3731 | [10 empty] | Office | PTHP Non-Standard Size - 11,000 Btu/h | 38 | Oregon | 26.61% | 26.58% | 26.25% | 26.43% | 25.76% | 25.15%
Office | PTHP Non-Standard Size - 11,000 Btu/h | 48 | Washington | 2048.7336 | 1951.4112 | 1943.5246 | 1904.5215 | 1888.5862 | 1874.4698 | [10 empty] | Office | PTHP Non-Standard Size - 11,000 Btu/h | 48 | Washington | 23.02% | 22.95% | 22.51% | 22.74% | 21.83% | 21.01%
Office | PTHP Non-Standard Size - 11,000 Btu/h | 27 | Montana | 3192.4196 | 3100.6409 | 3091.1955 | 3055.5974 | 3037.2793 | 3021.1846 | [10 empty] | Office | PTHP Non-Standard Size - 11,000 Btu/h | 27 | Montana | -19.95% | -22.42% | -23.25% | -23.96% | -25.71% | -27.31%

## PTAC PTHP Market Distribution
PTAC PTHP Market Distribution (2005 - 2046)
Note: The Market Distribution for each product class rolls up via summing each level below to raise the "floor" as the efficiency case distribution levels increase.
Percentage distributions by Year and Case for Each Product Class | [9 empty] | Note 6/10/2008: Market case distribution now calculated with post-2012 market shift | [9 empty] | Note: All policy case distributions are calculated from "0" case via macro | [9 empty] | LEVEL 2 for actual TSLA standard for this product class
PTAC 9000 | [9 empty] | PTAC 9000 | [9 empty] | PTAC 9000 | [9 empty] | PTAC 9000 | [9 empty] | PTAC 9000 | [9 empty] | PTAC 9000 | [9 empty] | PTAC 9000
Base Case Distribution | [9 empty] | Level 0 Case Distribution | [9 empty] | Level 1 Case Distribution | [9 empty] | Level 2 Case Distribution | [9 empty] | Level 3 Case Distribution | [9 empty] | Level 4 Case Distribution | [9 empty] | Level 5 Case Distribution
Year | Below Level 0 | Level 0 | Level 1 | Level 2 | Level 3 | Level 4 | Level 5 | Total |  | Year | Below Level 0 | Level 0 | Level 1 | Level 2 | Level 3 | Level 4 | Level 5 | Total |  | Year | Below Level 0 | Level 0 | Level 1 | Level 2 | Level 3 | Level 4 | Level 5 | Total |  | Year | Below Level 0 | Level 0 | Level 1 | Level 2 | Level 3 | Level 4 | Level 5 | Total |  | Year | Below Level 0 | Level 0 | Level 1 | Level 2 | Level 3 | Level 4 | Level 5 | Total |  | Year | Below Level 0 | Level 0 | Level 1 | Level 2 | Level 3 | Level 4 | Level 5 | Total |  | Year | Below Level 0 | Level 0 | Level 1 | Level 2 | Level 3 | Level 4 | Level 5 | Total
2005 | 0% | 22.59% | 20.98% | 19.89% | 18.81% | 17.73% | 0% | 100% | Backcasted | 2005 | 0% | 22.59% | 20.98% | 19.89% | 18.81% | 17.73% | 0% | 100% | Backcasted | 2005 | 0% | 0% | 43.57% | 19.89% | 18.81% | 17.73% | 0% | 100% | Backcasted | 2005 | 0% | 0% | 0% | 63.47% | 18.81% | 17.73% | 0% | 100% | Backcasted | 2005 | 0% | 0% | 0% | 0% | 82.27% | 17.73% | 0% | 100% | Backcasted | 2005 | 0% | 0% | 0% | 0% | 0% | 100% | 0% | 100% | Backcasted | 2005 | 0% | 0% | 0% | 0% | 0% | 0% | 100% | 100% | Backcasted
2006 | 0% | 22.59% | 20.98% | 19.89% | 18.81% | 17.73% | 0% | 100% | Backcasted | 2006 | 0% | 22.59% | 20.98% | 19.89% | 18.81% | 17.73% | 0% | 100% | Backcasted | 2006 | 0% | 0% | 43.57% | 19.89% | 18.81% | 17.73% | 0% | 100% | Backcasted | 2006 | 0% | 0% | 0% | 63.47% | 18.81% | 17.73% | 0% | 100% | Backcasted | 2006 | 0% | 0% | 0% | 0% | 82.27% | 17.73% | 0% | 100% | Backcasted | 2006 | 0% | 0% | 0% | 0% | 0% | 100% | 0% | 100% | Backcasted | 2006 | 0% | 0% | 0% | 0% | 0% | 0% | 100% | 100% | Backcasted
2007 | 0% | 22.59% | 20.98% | 19.89% | 18.81% | 17.73% | 0% | 100% | Backcasted | 2007 | 0% | 22.59% | 20.98% | 19.89% | 18.81% | 17.73% | 0% | 100% | Backcasted | 2007 | 0% | 0% | 43.57% | 19.89% | 18.81% | 17.73% | 0% | 100% | Backcasted | 2007 | 0% | 0% | 0% | 63.47% | 18.81% | 17.73% | 0% | 100% | Backcasted | 2007 | 0% | 0% | 0% | 0% | 82.27% | 17.73% | 0% | 100% | Backcasted | 2007 | 0% | 0% | 0% | 0% | 0% | 100% | 0% | 100% | Backcasted | 2007 | 0% | 0% | 0% | 0% | 0% | 0% | 100% | 100% | Backcasted
2008 | 0% | 22.59% | 20.98% | 19.89% | 18.81% | 17.73% | 0% | 100% | Backcasted | 2008 | 0% | 22.59% | 20.98% | 19.89% | 18.81% | 17.73% | 0% | 100% | Backcasted | 2008 | 0% | 0% | 43.57% | 19.89% | 18.81% | 17.73% | 0% | 100% | Backcasted | 2008 | 0% | 0% | 0% | 63.47% | 18.81% | 17.73% | 0% | 100% | Backcasted | 2008 | 0% | 0% | 0% | 0% | 82.27% | 17.73% | 0% | 100% | Backcasted | 2008 | 0% | 0% | 0% | 0% | 0% | 100% | 0% | 100% | Backcasted | 2008 | 0% | 0% | 0% | 0% | 0% | 0% | 100% | 100% | Backcasted
2009 | 0% | 22.59% | 20.98% | 19.89% | 18.81% | 17.73% | 0% | 100% | Backcasted | 2009 | 0% | 22.59% | 20.98% | 19.89% | 18.81% | 17.73% | 0% | 100% | Backcasted | 2009 | 0% | 0% | 43.57% | 19.89% | 18.81% | 17.73% | 0% | 100% | Backcasted | 2009 | 0% | 0% | 0% | 63.47% | 18.81% | 17.73% | 0% | 100% | Backcasted | 2009 | 0% | 0% | 0% | 0% | 82.27% | 17.73% | 0% | 100% | Backcasted | 2009 | 0% | 0% | 0% | 0% | 0% | 100% | 0% | 100% | Backcasted | 2009 | 0% | 0% | 0% | 0% | 0% | 0% | 100% | 100% | Backcasted
2010 | 0% | 22.59% | 20.98% | 19.89% | 18.81% | 17.73% | 0% | 100% | Backcasted | 2010 | 0% | 22.59% | 20.98% | 19.89% | 18.81% | 17.73% | 0% | 100% | Backcasted | 2010 | 0% | 0% | 43.57% | 19.89% | 18.81% | 17.73% | 0% | 100% | Backcasted | 2010 | 0% | 0% | 0% | 63.47% | 18.81% | 17.73% | 0% | 100% | Backcasted | 2010 | 0% | 0% | 0% | 0% | 82.27% | 17.73% | 0% | 100% | Backcasted | 2010 | 0% | 0% | 0% | 0% | 0% | 100% | 0% | 100% | Backcasted | 2010 | 0% | 0% | 0% | 0% | 0% | 0% | 100% | 100% | Backcasted
2011 | 0% | 22.59% | 20.98% | 19.89% | 18.81% | 17.73% | 0% | 100% | Backcasted | 2011 | 0% | 22.59% | 20.98% | 19.89% | 18.81% | 17.73% | 0% | 100% | Backcasted | 2011 | 0% | 0% | 43.57% | 19.89% | 18.81% | 17.73% | 0% | 100% | Backcasted | 2011 | 0% | 0% | 0% | 63.47% | 18.81% | 17.73% | 0% | 100% | Backcasted | 2011 | 0% | 0% | 0% | 0% | 82.27% | 17.73% | 0% | 100% | Backcasted | 2011 | 0% | 0% | 0% | 0% | 0% | 100% | 0% | 100% | Backcasted | 2011 | 0% | 0% | 0% | 0% | 0% | 0% | 100% | 100% | Backcasted
2012 | 0% | 22.59% | 20.98% | 19.89% | 18.81% | 17.73% | 0% | 100% |  | 2012 | 0% | 22.59% | 20.98% | 19.89% | 18.81% | 17.73% | 0% | 100% |  | 2012 | 0% | 0% | 43.57% | 19.89% | 18.81% | 17.73% | 0% | 100% |  | 2012 | 0% | 0% | 0% | 63.47% | 18.81% | 17.73% | 0% | 100% |  | 2012 | 0% | 0% | 0% | 0% | 82.27% | 17.73% | 0% | 100% |  | 2012 | 0% | 0% | 0% | 0% | 0% | 100% | 0% | 100% |  | 2012 | 0% | 0% | 0% | 0% | 0% | 0% | 100% | 100%
2013 | 0% | 22.59% | 20.98% | 19.89% | 18.81% | 17.73% | 0% | 100% |  | 2013 | 0% | 22.59% | 20.98% | 19.89% | 18.81% | 17.73% | 0% | 100% |  | 2013 | 0% | 0% | 43.57% | 19.89% | 18.81% | 17.73% | 0% | 100% |  | 2013 | 0% | 0% | 0% | 63.47% | 18.81% | 17.73% | 0% | 100% |  | 2013 | 0% | 0% | 0% | 0% | 82.27% | 17.73% | 0% | 100% |  | 2013 | 0% | 0% | 0% | 0% | 0% | 100% | 0% | 100% |  | 2013 | 0% | 0% | 0% | 0% | 0% | 0% | 100% | 100%
2014 | 0% | 22.59% | 20.98% | 19.89% | 18.81% | 17.73% | 0% | 100% |  | 2014 | 0% | 22.59% | 20.98% | 19.89% | 18.81% | 17.73% | 0% | 100% |  | 2014 | 0% | 0% | 43.57% | 19.89% | 18.81% | 17.73% | 0% | 100% |  | 2014 | 0% | 0% | 0% | 63.47% | 18.81% | 17.73% | 0% | 100% |  | 2014 | 0% | 0% | 0% | 0% | 82.27% | 17.73% | 0% | 100% |  | 2014 | 0% | 0% | 0% | 0% | 0% | 100% | 0% | 100% |  | 2014 | 0% | 0% | 0% | 0% | 0% | 0% | 100% | 100%
2015 | 0% | 22.59% | 20.98% | 19.89% | 18.81% | 17.73% | 0% | 100% |  | 2015 | 0% | 22.59% | 20.98% | 19.89% | 18.81% | 17.73% | 0% | 100% |  | 2015 | 0% | 0% | 43.57% | 19.89% | 18.81% | 17.73% | 0% | 100% |  | 2015 | 0% | 0% | 0% | 63.47% | 18.81% | 17.73% | 0% | 100% |  | 2015 | 0% | 0% | 0% | 0% | 82.27% | 17.73% | 0% | 100% |  | 2015 | 0% | 0% | 0% | 0% | 0% | 100% | 0% | 100% |  | 2015 | 0% | 0% | 0% | 0% | 0% | 0% | 100% | 100%
2016 | 0% | 22.59% | 20.98% | 19.89% | 18.81% | 17.73% | 0% | 100% |  | 2016 | 0% | 22.59% | 20.98% | 19.89% | 18.81% | 17.73% | 0% | 100% |  | 2016 | 0% | 0% | 43.57% | 19.89% | 18.81% | 17.73% | 0% | 100% |  | 2016 | 0% | 0% | 0% | 63.47% | 18.81% | 17.73% | 0% | 100% |  | 2016 | 0% | 0% | 0% | 0% | 82.27% | 17.73% | 0% | 100% |  | 2016 | 0% | 0% | 0% | 0% | 0% | 100% | 0% | 100% |  | 2016 | 0% | 0% | 0% | 0% | 0% | 0% | 100% | 100%
2017 | 0% | 22.59% | 20.98% | 19.89% | 18.81% | 17.73% | 0% | 100% |  | 2017 | 0% | 22.59% | 20.98% | 19.89% | 18.81% | 17.73% | 0% | 100% |  | 2017 | 0% | 0% | 43.57% | 19.89% | 18.81% | 17.73% | 0% | 100% |  | 2017 | 0% | 0% | 0% | 63.47% | 18.81% | 17.73% | 0% | 100% |  | 2017 | 0% | 0% | 0% | 0% | 82.27% | 17.73% | 0% | 100% |  | 2017 | 0% | 0% | 0% | 0% | 0% | 100% | 0% | 100% |  | 2017 | 0% | 0% | 0% | 0% | 0% | 0% | 100% | 100%
2018 | 0% | 22.59% | 20.98% | 19.89% | 18.81% | 17.73% | 0% | 100% |  | 2018 | 0% | 22.59% | 20.98% | 19.89% | 18.81% | 17.73% | 0% | 100% |  | 2018 | 0% | 0% | 43.57% | 19.89% | 18.81% | 17.73% | 0% | 100% |  | 2018 | 0% | 0% | 0% | 63.47% | 18.81% | 17.73% | 0% | 100% |  | 2018 | 0% | 0% | 0% | 0% | 82.27% | 17.73% | 0% | 100% |  | 2018 | 0% | 0% | 0% | 0% | 0% | 100% | 0% | 100% |  | 2018 | 0% | 0% | 0% | 0% | 0% | 0% | 100% | 100%
2019 | 0% | 22.59% | 20.98% | 19.89% | 18.81% | 17.73% | 0% | 100% |  | 2019 | 0% | 22.59% | 20.98% | 19.89% | 18.81% | 17.73% | 0% | 100% |  | 2019 | 0% | 0% | 43.57% | 19.89% | 18.81% | 17.73% | 0% | 100% |  | 2019 | 0% | 0% | 0% | 63.47% | 18.81% | 17.73% | 0% | 100% |  | 2019 | 0% | 0% | 0% | 0% | 82.27% | 17.73% | 0% | 100% |  | 2019 | 0% | 0% | 0% | 0% | 0% | 100% | 0% | 100% |  | 2019 | 0% | 0% | 0% | 0% | 0% | 0% | 100% | 100%
2020 | 0% | 22.59% | 20.98% | 19.89% | 18.81% | 17.73% | 0% | 100% |  | 2020 | 0% | 22.59% | 20.98% | 19.89% | 18.81% | 17.73% | 0% | 100% |  | 2020 | 0% | 0% | 43.57% | 19.89% | 18.81% | 17.73% | 0% | 100% |  | 2020 | 0% | 0% | 0% | 63.47% | 18.81% | 17.73% | 0% | 100% |  | 2020 | 0% | 0% | 0% | 0% | 82.27% | 17.73% | 0% | 100% |  | 2020 | 0% | 0% | 0% | 0% | 0% | 100% | 0% | 100% |  | 2020 | 0% | 0% | 0% | 0% | 0% | 0% | 100% | 100%
2021 | 0% | 22.59% | 20.98% | 19.89% | 18.81% | 17.73% | 0% | 100% |  | 2021 | 0% | 22.59% | 20.98% | 19.89% | 18.81% | 17.73% | 0% | 100% |  | 2021 | 0% | 0% | 43.57% | 19.89% | 18.81% | 17.73% | 0% | 100% |  | 2021 | 0% | 0% | 0% | 63.47% | 18.81% | 17.73% | 0% | 100% |  | 2021 | 0% | 0% | 0% | 0% | 82.27% | 17.73% | 0% | 100% |  | 2021 | 0% | 0% | 0% | 0% | 0% | 100% | 0% | 100% |  | 2021 | 0% | 0% | 0% | 0% | 0% | 0% | 100% | 100%
2022 | 0% | 22.59% | 20.98% | 19.89% | 18.81% | 17.73% | 0% | 100% |  | 2022 | 0% | 22.59% | 20.98% | 19.89% | 18.81% | 17.73% | 0% | 100% |  | 2022 | 0% | 0% | 43.57% | 19.89% | 18.81% | 17.73% | 0% | 100% |  | 2022 | 0% | 0% | 0% | 63.47% | 18.81% | 17.73% | 0% | 100% |  | 2022 | 0% | 0% | 0% | 0% | 82.27% | 17.73% | 0% | 100% |  | 2022 | 0% | 0% | 0% | 0% | 0% | 100% | 0% | 100% |  | 2022 | 0% | 0% | 0% | 0% | 0% | 0% | 100% | 100%
2023 | 0% | 22.59% | 20.98% | 19.89% | 18.81% | 17.73% | 0% | 100% |  | 2023 | 0% | 22.59% | 20.98% | 19.89% | 18.81% | 17.73% | 0% | 100% |  | 2023 | 0% | 0% | 43.57% | 19.89% | 18.81% | 17.73% | 0% | 100% |  | 2023 | 0% | 0% | 0% | 63.47% | 18.81% | 17.73% | 0% | 100% |  | 2023 | 0% | 0% | 0% | 0% | 82.27% | 17.73% | 0% | 100% |  | 2023 | 0% | 0% | 0% | 0% | 0% | 100% | 0% | 100% |  | 2023 | 0% | 0% | 0% | 0% | 0% | 0% | 100% | 100%
2024 | 0% | 22.59% | 20.98% | 19.89% | 18.81% | 17.73% | 0% | 100% |  | 2024 | 0% | 22.59% | 20.98% | 19.89% | 18.81% | 17.73% | 0% | 100% |  | 2024 | 0% | 0% | 43.57% | 19.89% | 18.81% | 17.73% | 0% | 100% |  | 2024 | 0% | 0% | 0% | 63.47% | 18.81% | 17.73% | 0% | 100% |  | 2024 | 0% | 0% | 0% | 0% | 82.27% | 17.73% | 0% | 100% |  | 2024 | 0% | 0% | 0% | 0% | 0% | 100% | 0% | 100% |  | 2024 | 0% | 0% | 0% | 0% | 0% | 0% | 100% | 100%
2025 | 0% | 22.59% | 20.98% | 19.89% | 18.81% | 17.73% | 0% | 100% |  | 2025 | 0% | 22.59% | 20.98% | 19.89% | 18.81% | 17.73% | 0% | 100% |  | 2025 | 0% | 0% | 43.57% | 19.89% | 18.81% | 17.73% | 0% | 100% |  | 2025 | 0% | 0% | 0% | 63.47% | 18.81% | 17.73% | 0% | 100% |  | 2025 | 0% | 0% | 0% | 0% | 82.27% | 17.73% | 0% | 100% |  | 2025 | 0% | 0% | 0% | 0% | 0% | 100% | 0% | 100% |  | 2025 | 0% | 0% | 0% | 0% | 0% | 0% | 100% | 100%
2026 | 0% | 22.59% | 20.98% | 19.89% | 18.81% | 17.73% | 0% | 100% |  | 2026 | 0% | 22.59% | 20.98% | 19.89% | 18.81% | 17.73% | 0% | 100% |  | 2026 | 0% | 0% | 43.57% | 19.89% | 18.81% | 17.73% | 0% | 100% |  | 2026 | 0% | 0% | 0% | 63.47% | 18.81% | 17.73% | 0% | 100% |  | 2026 | 0% | 0% | 0% | 0% | 82.27% | 17.73% | 0% | 100% |  | 2026 | 0% | 0% | 0% | 0% | 0% | 100% | 0% | 100% |  | 2026 | 0% | 0% | 0% | 0% | 0% | 0% | 100% | 100%
2027 | 0% | 22.59% | 20.98% | 19.89% | 18.81% | 17.73% | 0% | 100% |  | 2027 | 0% | 22.59% | 20.98% | 19.89% | 18.81% | 17.73% | 0% | 100% |  | 2027 | 0% | 0% | 43.57% | 19.89% | 18.81% | 17.73% | 0% | 100% |  | 2027 | 0% | 0% | 0% | 63.47% | 18.81% | 17.73% | 0% | 100% |  | 2027 | 0% | 0% | 0% | 0% | 82.27% | 17.73% | 0% | 100% |  | 2027 | 0% | 0% | 0% | 0% | 0% | 100% | 0% | 100% |  | 2027 | 0% | 0% | 0% | 0% | 0% | 0% | 100% | 100%
2028 | 0% | 22.59% | 20.98% | 19.89% | 18.81% | 17.73% | 0% | 100% |  | 2028 | 0% | 22.59% | 20.98% | 19.89% | 18.81% | 17.73% | 0% | 100% |  | 2028 | 0% | 0% | 43.57% | 19.89% | 18.81% | 17.73% | 0% | 100% |  | 2028 | 0% | 0% | 0% | 63.47% | 18.81% | 17.73% | 0% | 100% |  | 2028 | 0% | 0% | 0% | 0% | 82.27% | 17.73% | 0% | 100% |  | 2028 | 0% | 0% | 0% | 0% | 0% | 100% | 0% | 100% |  | 2028 | 0% | 0% | 0% | 0% | 0% | 0% | 100% | 100%
2029 | 0% | 22.59% | 20.98% | 19.89% | 18.81% | 17.73% | 0% | 100% |  | 2029 | 0% | 22.59% | 20.98% | 19.89% | 18.81% | 17.73% | 0% | 100% |  | 2029 | 0% | 0% | 43.57% | 19.89% | 18.81% | 17.73% | 0% | 100% |  | 2029 | 0% | 0% | 0% | 63.47% | 18.81% | 17.73% | 0% | 100% |  | 2029 | 0% | 0% | 0% | 0% | 82.27% | 17.73% | 0% | 100% |  | 2029 | 0% | 0% | 0% | 0% | 0% | 100% | 0% | 100% |  | 2029 | 0% | 0% | 0% | 0% | 0% | 0% | 100% | 100%
2030 | 0% | 22.59% | 20.98% | 19.89% | 18.81% | 17.73% | 0% | 100% |  | 2030 | 0% | 22.59% | 20.98% | 19.89% | 18.81% | 17.73% | 0% | 100% |  | 2030 | 0% | 0% | 43.57% | 19.89% | 18.81% | 17.73% | 0% | 100% |  | 2030 | 0% | 0% | 0% | 63.47% | 18.81% | 17.73% | 0% | 100% |  | 2030 | 0% | 0% | 0% | 0% | 82.27% | 17.73% | 0% | 100% |  | 2030 | 0% | 0% | 0% | 0% | 0% | 100% | 0% | 100% |  | 2030 | 0% | 0% | 0% | 0% | 0% | 0% | 100% | 100%
2031 | 0% | 22.59% | 20.98% | 19.89% | 18.81% | 17.73% | 0% | 100% |  | 2031 | 0% | 22.59% | 20.98% | 19.89% | 18.81% | 17.73% | 0% | 100% |  | 2031 | 0% | 0% | 43.57% | 19.89% | 18.81% | 17.73% | 0% | 100% |  | 2031 | 0% | 0% | 0% | 63.47% | 18.81% | 17.73% | 0% | 100% |  | 2031 | 0% | 0% | 0% | 0% | 82.27% | 17.73% | 0% | 100% |  | 2031 | 0% | 0% | 0% | 0% | 0% | 100% | 0% | 100% |  | 2031 | 0% | 0% | 0% | 0% | 0% | 0% | 100% | 100%
2032 | 0% | 22.59% | 20.98% | 19.89% | 18.81% | 17.73% | 0% | 100% |  | 2032 | 0% | 22.59% | 20.98% | 19.89% | 18.81% | 17.73% | 0% | 100% |  | 2032 | 0% | 0% | 43.57% | 19.89% | 18.81% | 17.73% | 0% | 100% |  | 2032 | 0% | 0% | 0% | 63.47% | 18.81% | 17.73% | 0% | 100% |  | 2032 | 0% | 0% | 0% | 0% | 82.27% | 17.73% | 0% | 100% |  | 2032 | 0% | 0% | 0% | 0% | 0% | 100% | 0% | 100% |  | 2032 | 0% | 0% | 0% | 0% | 0% | 0% | 100% | 100%
2033 | 0% | 22.59% | 20.98% | 19.89% | 18.81% | 17.73% | 0% | 100% |  | 2033 | 0% | 22.59% | 20.98% | 19.89% | 18.81% | 17.73% | 0% | 100% |  | 2033 | 0% | 0% | 43.57% | 19.89% | 18.81% | 17.73% | 0% | 100% |  | 2033 | 0% | 0% | 0% | 63.47% | 18.81% | 17.73% | 0% | 100% |  | 2033 | 0% | 0% | 0% | 0% | 82.27% | 17.73% | 0% | 100% |  | 2033 | 0% | 0% | 0% | 0% | 0% | 100% | 0% | 100% |  | 2033 | 0% | 0% | 0% | 0% | 0% | 0% | 100% | 100%
2034 | 0% | 22.59% | 20.98% | 19.89% | 18.81% | 17.73% | 0% | 100% |  | 2034 | 0% | 22.59% | 20.98% | 19.89% | 18.81% | 17.73% | 0% | 100% |  | 2034 | 0% | 0% | 43.57% | 19.89% | 18.81% | 17.73% | 0% | 100% |  | 2034 | 0% | 0% | 0% | 63.47% | 18.81% | 17.73% | 0% | 100% |  | 2034 | 0% | 0% | 0% | 0% | 82.27% | 17.73% | 0% | 100% |  | 2034 | 0% | 0% | 0% | 0% | 0% | 100% | 0% | 100% |  | 2034 | 0% | 0% | 0% | 0% | 0% | 0% | 100% | 100%
2035 | 0% | 22.59% | 20.98% | 19.89% | 18.81% | 17.73% | 0% | 100% |  | 2035 | 0% | 22.59% | 20.98% | 19.89% | 18.81% | 17.73% | 0% | 100% |  | 2035 | 0% | 0% | 43.57% | 19.89% | 18.81% | 17.73% | 0% | 100% |  | 2035 | 0% | 0% | 0% | 63.47% | 18.81% | 17.73% | 0% | 100% |  | 2035 | 0% | 0% | 0% | 0% | 82.27% | 17.73% | 0% | 100% |  | 2035 | 0% | 0% | 0% | 0% | 0% | 100% | 0% | 100% |  | 2035 | 0% | 0% | 0% | 0% | 0% | 0% | 100% | 100%
2036 | 0% | 22.59% | 20.98% | 19.89% | 18.81% | 17.73% | 0% | 100% |  | 2036 | 0% | 22.59% | 20.98% | 19.89% | 18.81% | 17.73% | 0% | 100% |  | 2036 | 0% | 0% | 43.57% | 19.89% | 18.81% | 17.73% | 0% | 100% |  | 2036 | 0% | 0% | 0% | 63.47% | 18.81% | 17.73% | 0% | 100% |  | 2036 | 0% | 0% | 0% | 0% | 82.27% | 17.73% | 0% | 100% |  | 2036 | 0% | 0% | 0% | 0% | 0% | 100% | 0% | 100% |  | 2036 | 0% | 0% | 0% | 0% | 0% | 0% | 100% | 100%
2037 | 0% | 22.59% | 20.98% | 19.89% | 18.81% | 17.73% | 0% | 100% |  | 2037 | 0% | 22.59% | 20.98% | 19.89% | 18.81% | 17.73% | 0% | 100% |  | 2037 | 0% | 0% | 43.57% | 19.89% | 18.81% | 17.73% | 0% | 100% |  | 2037 | 0% | 0% | 0% | 63.47% | 18.81% | 17.73% | 0% | 100% |  | 2037 | 0% | 0% | 0% | 0% | 82.27% | 17.73% | 0% | 100% |  | 2037 | 0% | 0% | 0% | 0% | 0% | 100% | 0% | 100% |  | 2037 | 0% | 0% | 0% | 0% | 0% | 0% | 100% | 100%
2038 | 0% | 22.59% | 20.98% | 19.89% | 18.81% | 17.73% | 0% | 100% |  | 2038 | 0% | 22.59% | 20.98% | 19.89% | 18.81% | 17.73% | 0% | 100% |  | 2038 | 0% | 0% | 43.57% | 19.89% | 18.81% | 17.73% | 0% | 100% |  | 2038 | 0% | 0% | 0% | 63.47% | 18.81% | 17.73% | 0% | 100% |  | 2038 | 0% | 0% | 0% | 0% | 82.27% | 17.73% | 0% | 100% |  | 2038 | 0% | 0% | 0% | 0% | 0% | 100% | 0% | 100% |  | 2038 | 0% | 0% | 0% | 0% | 0% | 0% | 100% | 100%
2039 | 0% | 22.59% | 20.98% | 19.89% | 18.81% | 17.73% | 0% | 100% |  | 2039 | 0% | 22.59% | 20.98% | 19.89% | 18.81% | 17.73% | 0% | 100% |  | 2039 | 0% | 0% | 43.57% | 19.89% | 18.81% | 17.73% | 0% | 100% |  | 2039 | 0% | 0% | 0% | 63.47% | 18.81% | 17.73% | 0% | 100% |  | 2039 | 0% | 0% | 0% | 0% | 82.27% | 17.73% | 0% | 100% |  | 2039 | 0% | 0% | 0% | 0% | 0% | 100% | 0% | 100% |  | 2039 | 0% | 0% | 0% | 0% | 0% | 0% | 100% | 100%
2040 | 0% | 22.59% | 20.98% | 19.89% | 18.81% | 17.73% | 0% | 100% |  | 2040 | 0% | 22.59% | 20.98% | 19.89% | 18.81% | 17.73% | 0% | 100% |  | 2040 | 0% | 0% | 43.57% | 19.89% | 18.81% | 17.73% | 0% | 100% |  | 2040 | 0% | 0% | 0% | 63.47% | 18.81% | 17.73% | 0% | 100% |  | 2040 | 0% | 0% | 0% | 0% | 82.27% | 17.73% | 0% | 100% |  | 2040 | 0% | 0% | 0% | 0% | 0% | 100% | 0% | 100% |  | 2040 | 0% | 0% | 0% | 0% | 0% | 0% | 100% | 100%
2041 | 0% | 22.59% | 20.98% | 19.89% | 18.81% | 17.73% | 0% | 100% |  | 2041 | 0% | 22.59% | 20.98% | 19.89% | 18.81% | 17.73% | 0% | 100% |  | 2041 | 0% | 0% | 43.57% | 19.89% | 18.81% | 17.73% | 0% | 100% |  | 2041 | 0% | 0% | 0% | 63.47% | 18.81% | 17.73% | 0% | 100% |  | 2041 | 0% | 0% | 0% | 0% | 82.27% | 17.73% | 0% | 100% |  | 2041 | 0% | 0% | 0% | 0% | 0% | 100% | 0% | 100% |  | 2041 | 0% | 0% | 0% | 0% | 0% | 0% | 100% | 100%
2042 | 0% | 22.59% | 20.98% | 19.89% | 18.81% | 17.73% | 0% | 100% |  | 2042 | 0% | 22.59% | 20.98% | 19.89% | 18.81% | 17.73% | 0% | 100% |  | 2042 | 0% | 0% | 43.57% | 19.89% | 18.81% | 17.73% | 0% | 100% |  | 2042 | 0% | 0% | 0% | 63.47% | 18.81% | 17.73% | 0% | 100% |  | 2042 | 0% | 0% | 0% | 0% | 82.27% | 17.73% | 0% | 100% |  | 2042 | 0% | 0% | 0% | 0% | 0% | 100% | 0% | 100% |  | 2042 | 0% | 0% | 0% | 0% | 0% | 0% | 100% | 100%
2043 | 0% | 22.59% | 20.98% | 19.89% | 18.81% | 17.73% | 0% | 100% |  | 2043 | 0% | 22.59% | 20.98% | 19.89% | 18.81% | 17.73% | 0% | 100% |  | 2043 | 0% | 0% | 43.57% | 19.89% | 18.81% | 17.73% | 0% | 100% |  | 2043 | 0% | 0% | 0% | 63.47% | 18.81% | 17.73% | 0% | 100% |  | 2043 | 0% | 0% | 0% | 0% | 82.27% | 17.73% | 0% | 100% |  | 2043 | 0% | 0% | 0% | 0% | 0% | 100% | 0% | 100% |  | 2043 | 0% | 0% | 0% | 0% | 0% | 0% | 100% | 100%
2044 | 0% | 22.59% | 20.98% | 19.89% | 18.81% | 17.73% | 0% | 100% |  | 2044 | 0% | 22.59% | 20.98% | 19.89% | 18.81% | 17.73% | 0% | 100% |  | 2044 | 0% | 0% | 43.57% | 19.89% | 18.81% | 17.73% | 0% | 100% |  | 2044 | 0% | 0% | 0% | 63.47% | 18.81% | 17.73% | 0% | 100% |  | 2044 | 0% | 0% | 0% | 0% | 82.27% | 17.73% | 0% | 100% |  | 2044 | 0% | 0% | 0% | 0% | 0% | 100% | 0% | 100% |  | 2044 | 0% | 0% | 0% | 0% | 0% | 0% | 100% | 100%
2045 | 0% | 22.59% | 20.98% | 19.89% | 18.81% | 17.73% | 0% | 100% |  | 2045 | 0% | 22.59% | 20.98% | 19.89% | 18.81% | 17.73% | 0% | 100% |  | 2045 | 0% | 0% | 43.57% | 19.89% | 18.81% | 17.73% | 0% | 100% |  | 2045 | 0% | 0% | 0% | 63.47% | 18.81% | 17.73% | 0% | 100% |  | 2045 | 0% | 0% | 0% | 0% | 82.27% | 17.73% | 0% | 100% |  | 2045 | 0% | 0% | 0% | 0% | 0% | 100% | 0% | 100% |  | 2045 | 0% | 0% | 0% | 0% | 0% | 0% | 100% | 100%
2046 | 0% | 22.59% | 20.98% | 19.89% | 18.81% | 17.73% | 0% | 100% |  | 2046 | 0% | 22.59% | 20.98% | 19.89% | 18.81% | 17.73% | 0% | 100% |  | 2046 | 0% | 0% | 43.57% | 19.89% | 18.81% | 17.73% | 0% | 100% |  | 2046 | 0% | 0% | 0% | 63.47% | 18.81% | 17.73% | 0% | 100% |  | 2046 | 0% | 0% | 0% | 0% | 82.27% | 17.73% | 0% | 100% |  | 2046 | 0% | 0% | 0% | 0% | 0% | 100% | 0% | 100% |  | 2046 | 0% | 0% | 0% | 0% | 0% | 0% | 100% | 100%
PTAC 12000 | [9 empty] | PTAC 12000 | [9 empty] | PTAC 12000 | [9 empty] | PTAC 12000 | [9 empty] | PTAC 12000 | [9 empty] | PTAC 12000 | [9 empty] | PTAC 12000
Base Case Distribution | [9 empty] | Level 0 Case Distribution | [9 empty] | Level 1 Case Distribution | [9 empty] | Level 2 Case Distribution | [9 empty] | Level 3 Case Distribution | [9 empty] | Level 4 Case Distribution | [9 empty] | Level 5 Case Distribution
Year | Below Level 0 | Level 0 | Level 1 | Level 2 | Level 3 | Level 4 | Level 5 | Total |  | Year | Below Level 0 | Level 0 | Level 1 | Level 2 | Level 3 | Level 4 | Level 5 | Total |  | Year | Below Level 0 | Level 0 | Level 1 | Level 2 | Level 3 | Level 4 | Level 5 | Total |  | Year | Below Level 0 | Level 0 | Level 1 | Level 2 | Level 3 | Level 4 | Level 5 | Total |  | Year | Below Level 0 | Level 0 | Level 1 | Level 2 | Level 3 | Level 4 | Level 5 | Total |  | Year | Below Level 0 | Level 0 | Level 1 | Level 2 | Level 3 | Level 4 | Level 5 | Total |  | Year | Below Level 0 | Level 0 | Level 1 | Level 2 | Level 3 | Level 4 | Level 5 | Total
2012 | 0% | 22.81% | 21.08% | 19.9% | 18.7% | 17.5% | 0% | 100% |  | 2012 | 0% | 22.81% | 21.08% | 19.9% | 18.7% | 17.5% | 0% | 100% |  | 2012 | 0% | 0% | 43.89% | 19.9% | 18.7% | 17.5% | 0% | 100% |  | 2012 | 0% | 0% | 0% | 63.8% | 18.7% | 17.5% | 0% | 100% |  | 2012 | 0% | 0% | 0% | 0% | 82.5% | 17.5% | 0% | 100% |  | 2012 | 0% | 0% | 0% | 0% | 0% | 100% | 0% | 100% |  | 2012 | 0% | 0% | 0% | 0% | 0% | 0% | 100% | 100%
2013 | 0% | 22.81% | 21.08% | 19.9% | 18.7% | 17.5% | 0% | 100% |  | 2013 | 0% | 22.81% | 21.08% | 19.9% | 18.7% | 17.5% | 0% | 100% |  | 2013 | 0% | 0% | 43.89% | 19.9% | 18.7% | 17.5% | 0% | 100% |  | 2013 | 0% | 0% | 0% | 63.8% | 18.7% | 17.5% | 0% | 100% |  | 2013 | 0% | 0% | 0% | 0% | 82.5% | 17.5% | 0% | 100% |  | 2013 | 0% | 0% | 0% | 0% | 0% | 100% | 0% | 100% |  | 2013 | 0% | 0% | 0% | 0% | 0% | 0% | 100% | 100%
2014 | 0% | 22.81% | 21.08% | 19.9% | 18.7% | 17.5% | 0% | 100% |  | 2014 | 0% | 22.81% | 21.08% | 19.9% | 18.7% | 17.5% | 0% | 100% |  | 2014 | 0% | 0% | 43.89% | 19.9% | 18.7% | 17.5% | 0% | 100% |  | 2014 | 0% | 0% | 0% | 63.8% | 18.7% | 17.5% | 0% | 100% |  | 2014 | 0% | 0% | 0% | 0% | 82.5% | 17.5% | 0% | 100% |  | 2014 | 0% | 0% | 0% | 0% | 0% | 100% | 0% | 100% |  | 2014 | 0% | 0% | 0% | 0% | 0% | 0% | 100% | 100%
2015 | 0% | 22.81% | 21.08% | 19.9% | 18.7% | 17.5% | 0% | 100% |  | 2015 | 0% | 22.81% | 21.08% | 19.9% | 18.7% | 17.5% | 0% | 100% |  | 2015 | 0% | 0% | 43.89% | 19.9% | 18.7% | 17.5% | 0% | 100% |  | 2015 | 0% | 0% | 0% | 63.8% | 18.7% | 17.5% | 0% | 100% |  | 2015 | 0% | 0% | 0% | 0% | 82.5% | 17.5% | 0% | 100% |  | 2015 | 0% | 0% | 0% | 0% | 0% | 100% | 0% | 100% |  | 2015 | 0% | 0% | 0% | 0% | 0% | 0% | 100% | 100%
2016 | 0% | 22.81% | 21.08% | 19.9% | 18.7% | 17.5% | 0% | 100% |  | 2016 | 0% | 22.81% | 21.08% | 19.9% | 18.7% | 17.5% | 0% | 100% |  | 2016 | 0% | 0% | 43.89% | 19.9% | 18.7% | 17.5% | 0% | 100% |  | 2016 | 0% | 0% | 0% | 63.8% | 18.7% | 17.5% | 0% | 100% |  | 2016 | 0% | 0% | 0% | 0% | 82.5% | 17.5% | 0% | 100% |  | 2016 | 0% | 0% | 0% | 0% | 0% | 100% | 0% | 100% |  | 2016 | 0% | 0% | 0% | 0% | 0% | 0% | 100% | 100%
2017 | 0% | 22.81% | 21.08% | 19.9% | 18.7% | 17.5% | 0% | 100% |  | 2017 | 0% | 22.81% | 21.08% | 19.9% | 18.7% | 17.5% | 0% | 100% |  | 2017 | 0% | 0% | 43.89% | 19.9% | 18.7% | 17.5% | 0% | 100% |  | 2017 | 0% | 0% | 0% | 63.8% | 18.7% | 17.5% | 0% | 100% |  | 2017 | 0% | 0% | 0% | 0% | 82.5% | 17.5% | 0% | 100% |  | 2017 | 0% | 0% | 0% | 0% | 0% | 100% | 0% | 100% |  | 2017 | 0% | 0% | 0% | 0% | 0% | 0% | 100% | 100%
2018 | 0% | 22.81% | 21.08% | 19.9% | 18.7% | 17.5% | 0% | 100% |  | 2018 | 0% | 22.81% | 21.08% | 19.9% | 18.7% | 17.5% | 0% | 100% |  | 2018 | 0% | 0% | 43.89% | 19.9% | 18.7% | 17.5% | 0% | 100% |  | 2018 | 0% | 0% | 0% | 63.8% | 18.7% | 17.5% | 0% | 100% |  | 2018 | 0% | 0% | 0% | 0% | 82.5% | 17.5% | 0% | 100% |  | 2018 | 0% | 0% | 0% | 0% | 0% | 100% | 0% | 100% |  | 2018 | 0% | 0% | 0% | 0% | 0% | 0% | 100% | 100%
2019 | 0% | 22.81% | 21.08% | 19.9% | 18.7% | 17.5% | 0% | 100% |  | 2019 | 0% | 22.81% | 21.08% | 19.9% | 18.7% | 17.5% | 0% | 100% |  | 2019 | 0% | 0% | 43.89% | 19.9% | 18.7% | 17.5% | 0% | 100% |  | 2019 | 0% | 0% | 0% | 63.8% | 18.7% | 17.5% | 0% | 100% |  | 2019 | 0% | 0% | 0% | 0% | 82.5% | 17.5% | 0% | 100% |  | 2019 | 0% | 0% | 0% | 0% | 0% | 100% | 0% | 100% |  | 2019 | 0% | 0% | 0% | 0% | 0% | 0% | 100% | 100%
2020 | 0% | 22.81% | 21.08% | 19.9% | 18.7% | 17.5% | 0% | 100% |  | 2020 | 0% | 22.81% | 21.08% | 19.9% | 18.7% | 17.5% | 0% | 100% |  | 2020 | 0% | 0% | 43.89% | 19.9% | 18.7% | 17.5% | 0% | 100% |  | 2020 | 0% | 0% | 0% | 63.8% | 18.7% | 17.5% | 0% | 100% |  | 2020 | 0% | 0% | 0% | 0% | 82.5% | 17.5% | 0% | 100% |  | 2020 | 0% | 0% | 0% | 0% | 0% | 100% | 0% | 100% |  | 2020 | 0% | 0% | 0% | 0% | 0% | 0% | 100% | 100%
2021 | 0% | 22.81% | 21.08% | 19.9% | 18.7% | 17.5% | 0% | 100% |  | 2021 | 0% | 22.81% | 21.08% | 19.9% | 18.7% | 17.5% | 0% | 100% |  | 2021 | 0% | 0% | 43.89% | 19.9% | 18.7% | 17.5% | 0% | 100% |  | 2021 | 0% | 0% | 0% | 63.8% | 18.7% | 17.5% | 0% | 100% |  | 2021 | 0% | 0% | 0% | 0% | 82.5% | 17.5% | 0% | 100% |  | 2021 | 0% | 0% | 0% | 0% | 0% | 100% | 0% | 100% |  | 2021 | 0% | 0% | 0% | 0% | 0% | 0% | 100% | 100%
2022 | 0% | 22.81% | 21.08% | 19.9% | 18.7% | 17.5% | 0% | 100% |  | 2022 | 0% | 22.81% | 21.08% | 19.9% | 18.7% | 17.5% | 0% | 100% |  | 2022 | 0% | 0% | 43.89% | 19.9% | 18.7% | 17.5% | 0% | 100% |  | 2022 | 0% | 0% | 0% | 63.8% | 18.7% | 17.5% | 0% | 100% |  | 2022 | 0% | 0% | 0% | 0% | 82.5% | 17.5% | 0% | 100% |  | 2022 | 0% | 0% | 0% | 0% | 0% | 100% | 0% | 100% |  | 2022 | 0% | 0% | 0% | 0% | 0% | 0% | 100% | 100%
2023 | 0% | 22.81% | 21.08% | 19.9% | 18.7% | 17.5% | 0% | 100% |  | 2023 | 0% | 22.81% | 21.08% | 19.9% | 18.7% | 17.5% | 0% | 100% |  | 2023 | 0% | 0% | 43.89% | 19.9% | 18.7% | 17.5% | 0% | 100% |  | 2023 | 0% | 0% | 0% | 63.8% | 18.7% | 17.5% | 0% | 100% |  | 2023 | 0% | 0% | 0% | 0% | 82.5% | 17.5% | 0% | 100% |  | 2023 | 0% | 0% | 0% | 0% | 0% | 100% | 0% | 100% |  | 2023 | 0% | 0% | 0% | 0% | 0% | 0% | 100% | 100%
2024 | 0% | 22.81% | 21.08% | 19.9% | 18.7% | 17.5% | 0% | 100% |  | 2024 | 0% | 22.81% | 21.08% | 19.9% | 18.7% | 17.5% | 0% | 100% |  | 2024 | 0% | 0% | 43.89% | 19.9% | 18.7% | 17.5% | 0% | 100% |  | 2024 | 0% | 0% | 0% | 63.8% | 18.7% | 17.5% | 0% | 100% |  | 2024 | 0% | 0% | 0% | 0% | 82.5% | 17.5% | 0% | 100% |  | 2024 | 0% | 0% | 0% | 0% | 0% | 100% | 0% | 100% |  | 2024 | 0% | 0% | 0% | 0% | 0% | 0% | 100% | 100%
2025 | 0% | 22.81% | 21.08% | 19.9% | 18.7% | 17.5% | 0% | 100% |  | 2025 | 0% | 22.81% | 21.08% | 19.9% | 18.7% | 17.5% | 0% | 100% |  | 2025 | 0% | 0% | 43.89% | 19.9% | 18.7% | 17.5% | 0% | 100% |  | 2025 | 0% | 0% | 0% | 63.8% | 18.7% | 17.5% | 0% | 100% |  | 2025 | 0% | 0% | 0% | 0% | 82.5% | 17.5% | 0% | 100% |  | 2025 | 0% | 0% | 0% | 0% | 0% | 100% | 0% | 100% |  | 2025 | 0% | 0% | 0% | 0% | 0% | 0% | 100% | 100%
2026 | 0% | 22.81% | 21.08% | 19.9% | 18.7% | 17.5% | 0% | 100% |  | 2026 | 0% | 22.81% | 21.08% | 19.9% | 18.7% | 17.5% | 0% | 100% |  | 2026 | 0% | 0% | 43.89% | 19.9% | 18.7% | 17.5% | 0% | 100% |  | 2026 | 0% | 0% | 0% | 63.8% | 18.7% | 17.5% | 0% | 100% |  | 2026 | 0% | 0% | 0% | 0% | 82.5% | 17.5% | 0% | 100% |  | 2026 | 0% | 0% | 0% | 0% | 0% | 100% | 0% | 100% |  | 2026 | 0% | 0% | 0% | 0% | 0% | 0% | 100% | 100%
2027 | 0% | 22.81% | 21.08% | 19.9% | 18.7% | 17.5% | 0% | 100% |  | 2027 | 0% | 22.81% | 21.08% | 19.9% | 18.7% | 17.5% | 0% | 100% |  | 2027 | 0% | 0% | 43.89% | 19.9% | 18.7% | 17.5% | 0% | 100% |  | 2027 | 0% | 0% | 0% | 63.8% | 18.7% | 17.5% | 0% | 100% |  | 2027 | 0% | 0% | 0% | 0% | 82.5% | 17.5% | 0% | 100% |  | 2027 | 0% | 0% | 0% | 0% | 0% | 100% | 0% | 100% |  | 2027 | 0% | 0% | 0% | 0% | 0% | 0% | 100% | 100%
2028 | 0% | 22.81% | 21.08% | 19.9% | 18.7% | 17.5% | 0% | 100% |  | 2028 | 0% | 22.81% | 21.08% | 19.9% | 18.7% | 17.5% | 0% | 100% |  | 2028 | 0% | 0% | 43.89% | 19.9% | 18.7% | 17.5% | 0% | 100% |  | 2028 | 0% | 0% | 0% | 63.8% | 18.7% | 17.5% | 0% | 100% |  | 2028 | 0% | 0% | 0% | 0% | 82.5% | 17.5% | 0% | 100% |  | 2028 | 0% | 0% | 0% | 0% | 0% | 100% | 0% | 100% |  | 2028 | 0% | 0% | 0% | 0% | 0% | 0% | 100% | 100%
2029 | 0% | 22.81% | 21.08% | 19.9% | 18.7% | 17.5% | 0% | 100% |  | 2029 | 0% | 22.81% | 21.08% | 19.9% | 18.7% | 17.5% | 0% | 100% |  | 2029 | 0% | 0% | 43.89% | 19.9% | 18.7% | 17.5% | 0% | 100% |  | 2029 | 0% | 0% | 0% | 63.8% | 18.7% | 17.5% | 0% | 100% |  | 2029 | 0% | 0% | 0% | 0% | 82.5% | 17.5% | 0% | 100% |  | 2029 | 0% | 0% | 0% | 0% | 0% | 100% | 0% | 100% |  | 2029 | 0% | 0% | 0% | 0% | 0% | 0% | 100% | 100%
2030 | 0% | 22.81% | 21.08% | 19.9% | 18.7% | 17.5% | 0% | 100% |  | 2030 | 0% | 22.81% | 21.08% | 19.9% | 18.7% | 17.5% | 0% | 100% |  | 2030 | 0% | 0% | 43.89% | 19.9% | 18.7% | 17.5% | 0% | 100% |  | 2030 | 0% | 0% | 0% | 63.8% | 18.7% | 17.5% | 0% | 100% |  | 2030 | 0% | 0% | 0% | 0% | 82.5% | 17.5% | 0% | 100% |  | 2030 | 0% | 0% | 0% | 0% | 0% | 100% | 0% | 100% |  | 2030 | 0% | 0% | 0% | 0% | 0% | 0% | 100% | 100%
2031 | 0% | 22.81% | 21.08% | 19.9% | 18.7% | 17.5% | 0% | 100% |  | 2031 | 0% | 22.81% | 21.08% | 19.9% | 18.7% | 17.5% | 0% | 100% |  | 2031 | 0% | 0% | 43.89% | 19.9% | 18.7% | 17.5% | 0% | 100% |  | 2031 | 0% | 0% | 0% | 63.8% | 18.7% | 17.5% | 0% | 100% |  | 2031 | 0% | 0% | 0% | 0% | 82.5% | 17.5% | 0% | 100% |  | 2031 | 0% | 0% | 0% | 0% | 0% | 100% | 0% | 100% |  | 2031 | 0% | 0% | 0% | 0% | 0% | 0% | 100% | 100%
2032 | 0% | 22.81% | 21.08% | 19.9% | 18.7% | 17.5% | 0% | 100% |  | 2032 | 0% | 22.81% | 21.08% | 19.9% | 18.7% | 17.5% | 0% | 100% |  | 2032 | 0% | 0% | 43.89% | 19.9% | 18.7% | 17.5% | 0% | 100% |  | 2032 | 0% | 0% | 0% | 63.8% | 18.7% | 17.5% | 0% | 100% |  | 2032 | 0% | 0% | 0% | 0% | 82.5% | 17.5% | 0% | 100% |  | 2032 | 0% | 0% | 0% | 0% | 0% | 100% | 0% | 100% |  | 2032 | 0% | 0% | 0% | 0% | 0% | 0% | 100% | 100%
2033 | 0% | 22.81% | 21.08% | 19.9% | 18.7% | 17.5% | 0% | 100% |  | 2033 | 0% | 22.81% | 21.08% | 19.9% | 18.7% | 17.5% | 0% | 100% |  | 2033 | 0% | 0% | 43.89% | 19.9% | 18.7% | 17.5% | 0% | 100% |  | 2033 | 0% | 0% | 0% | 63.8% | 18.7% | 17.5% | 0% | 100% |  | 2033 | 0% | 0% | 0% | 0% | 82.5% | 17.5% | 0% | 100% |  | 2033 | 0% | 0% | 0% | 0% | 0% | 100% | 0% | 100% |  | 2033 | 0% | 0% | 0% | 0% | 0% | 0% | 100% | 100%
2034 | 0% | 22.81% | 21.08% | 19.9% | 18.7% | 17.5% | 0% | 100% |  | 2034 | 0% | 22.81% | 21.08% | 19.9% | 18.7% | 17.5% | 0% | 100% |  | 2034 | 0% | 0% | 43.89% | 19.9% | 18.7% | 17.5% | 0% | 100% |  | 2034 | 0% | 0% | 0% | 63.8% | 18.7% | 17.5% | 0% | 100% |  | 2034 | 0% | 0% | 0% | 0% | 82.5% | 17.5% | 0% | 100% |  | 2034 | 0% | 0% | 0% | 0% | 0% | 100% | 0% | 100% |  | 2034 | 0% | 0% | 0% | 0% | 0% | 0% | 100% | 100%
2035 | 0% | 22.81% | 21.08% | 19.9% | 18.7% | 17.5% | 0% | 100% |  | 2035 | 0% | 22.81% | 21.08% | 19.9% | 18.7% | 17.5% | 0% | 100% |  | 2035 | 0% | 0% | 43.89% | 19.9% | 18.7% | 17.5% | 0% | 100% |  | 2035 | 0% | 0% | 0% | 63.8% | 18.7% | 17.5% | 0% | 100% |  | 2035 | 0% | 0% | 0% | 0% | 82.5% | 17.5% | 0% | 100% |  | 2035 | 0% | 0% | 0% | 0% | 0% | 100% | 0% | 100% |  | 2035 | 0% | 0% | 0% | 0% | 0% | 0% | 100% | 100%
2036 | 0% | 22.81% | 21.08% | 19.9% | 18.7% | 17.5% | 0% | 100% |  | 2036 | 0% | 22.81% | 21.08% | 19.9% | 18.7% | 17.5% | 0% | 100% |  | 2036 | 0% | 0% | 43.89% | 19.9% | 18.7% | 17.5% | 0% | 100% |  | 2036 | 0% | 0% | 0% | 63.8% | 18.7% | 17.5% | 0% | 100% |  | 2036 | 0% | 0% | 0% | 0% | 82.5% | 17.5% | 0% | 100% |  | 2036 | 0% | 0% | 0% | 0% | 0% | 100% | 0% | 100% |  | 2036 | 0% | 0% | 0% | 0% | 0% | 0% | 100% | 100%
2037 | 0% | 22.81% | 21.08% | 19.9% | 18.7% | 17.5% | 0% | 100% |  | 2037 | 0% | 22.81% | 21.08% | 19.9% | 18.7% | 17.5% | 0% | 100% |  | 2037 | 0% | 0% | 43.89% | 19.9% | 18.7% | 17.5% | 0% | 100% |  | 2037 | 0% | 0% | 0% | 63.8% | 18.7% | 17.5% | 0% | 100% |  | 2037 | 0% | 0% | 0% | 0% | 82.5% | 17.5% | 0% | 100% |  | 2037 | 0% | 0% | 0% | 0% | 0% | 100% | 0% | 100% |  | 2037 | 0% | 0% | 0% | 0% | 0% | 0% | 100% | 100%
2038 | 0% | 22.81% | 21.08% | 19.9% | 18.7% | 17.5% | 0% | 100% |  | 2038 | 0% | 22.81% | 21.08% | 19.9% | 18.7% | 17.5% | 0% | 100% |  | 2038 | 0% | 0% | 43.89% | 19.9% | 18.7% | 17.5% | 0% | 100% |  | 2038 | 0% | 0% | 0% | 63.8% | 18.7% | 17.5% | 0% | 100% |  | 2038 | 0% | 0% | 0% | 0% | 82.5% | 17.5% | 0% | 100% |  | 2038 | 0% | 0% | 0% | 0% | 0% | 100% | 0% | 100% |  | 2038 | 0% | 0% | 0% | 0% | 0% | 0% | 100% | 100%
2039 | 0% | 22.81% | 21.08% | 19.9% | 18.7% | 17.5% | 0% | 100% |  | 2039 | 0% | 22.81% | 21.08% | 19.9% | 18.7% | 17.5% | 0% | 100% |  | 2039 | 0% | 0% | 43.89% | 19.9% | 18.7% | 17.5% | 0% | 100% |  | 2039 | 0% | 0% | 0% | 63.8% | 18.7% | 17.5% | 0% | 100% |  | 2039 | 0% | 0% | 0% | 0% | 82.5% | 17.5% | 0% | 100% |  | 2039 | 0% | 0% | 0% | 0% | 0% | 100% | 0% | 100% |  | 2039 | 0% | 0% | 0% | 0% | 0% | 0% | 100% | 100%
2040 | 0% | 22.81% | 21.08% | 19.9% | 18.7% | 17.5% | 0% | 100% |  | 2040 | 0% | 22.81% | 21.08% | 19.9% | 18.7% | 17.5% | 0% | 100% |  | 2040 | 0% | 0% | 43.89% | 19.9% | 18.7% | 17.5% | 0% | 100% |  | 2040 | 0% | 0% | 0% | 63.8% | 18.7% | 17.5% | 0% | 100% |  | 2040 | 0% | 0% | 0% | 0% | 82.5% | 17.5% | 0% | 100% |  | 2040 | 0% | 0% | 0% | 0% | 0% | 100% | 0% | 100% |  | 2040 | 0% | 0% | 0% | 0% | 0% | 0% | 100% | 100%
2041 | 0% | 22.81% | 21.08% | 19.9% | 18.7% | 17.5% | 0% | 100% |  | 2041 | 0% | 22.81% | 21.08% | 19.9% | 18.7% | 17.5% | 0% | 100% |  | 2041 | 0% | 0% | 43.89% | 19.9% | 18.7% | 17.5% | 0% | 100% |  | 2041 | 0% | 0% | 0% | 63.8% | 18.7% | 17.5% | 0% | 100% |  | 2041 | 0% | 0% | 0% | 0% | 82.5% | 17.5% | 0% | 100% |  | 2041 | 0% | 0% | 0% | 0% | 0% | 100% | 0% | 100% |  | 2041 | 0% | 0% | 0% | 0% | 0% | 0% | 100% | 100%
2042 | 0% | 22.81% | 21.08% | 19.9% | 18.7% | 17.5% | 0% | 100% |  | 2042 | 0% | 22.81% | 21.08% | 19.9% | 18.7% | 17.5% | 0% | 100% |  | 2042 | 0% | 0% | 43.89% | 19.9% | 18.7% | 17.5% | 0% | 100% |  | 2042 | 0% | 0% | 0% | 63.8% | 18.7% | 17.5% | 0% | 100% |  | 2042 | 0% | 0% | 0% | 0% | 82.5% | 17.5% | 0% | 100% |  | 2042 | 0% | 0% | 0% | 0% | 0% | 100% | 0% | 100% |  | 2042 | 0% | 0% | 0% | 0% | 0% | 0% | 100% | 100%
2043 | 0% | 22.81% | 21.08% | 19.9% | 18.7% | 17.5% | 0% | 100% |  | 2043 | 0% | 22.81% | 21.08% | 19.9% | 18.7% | 17.5% | 0% | 100% |  | 2043 | 0% | 0% | 43.89% | 19.9% | 18.7% | 17.5% | 0% | 100% |  | 2043 | 0% | 0% | 0% | 63.8% | 18.7% | 17.5% | 0% | 100% |  | 2043 | 0% | 0% | 0% | 0% | 82.5% | 17.5% | 0% | 100% |  | 2043 | 0% | 0% | 0% | 0% | 0% | 100% | 0% | 100% |  | 2043 | 0% | 0% | 0% | 0% | 0% | 0% | 100% | 100%
2044 | 0% | 22.81% | 21.08% | 19.9% | 18.7% | 17.5% | 0% | 100% |  | 2044 | 0% | 22.81% | 21.08% | 19.9% | 18.7% | 17.5% | 0% | 100% |  | 2044 | 0% | 0% | 43.89% | 19.9% | 18.7% | 17.5% | 0% | 100% |  | 2044 | 0% | 0% | 0% | 63.8% | 18.7% | 17.5% | 0% | 100% |  | 2044 | 0% | 0% | 0% | 0% | 82.5% | 17.5% | 0% | 100% |  | 2044 | 0% | 0% | 0% | 0% | 0% | 100% | 0% | 100% |  | 2044 | 0% | 0% | 0% | 0% | 0% | 0% | 100% | 100%
2045 | 0% | 22.81% | 21.08% | 19.9% | 18.7% | 17.5% | 0% | 100% |  | 2045 | 0% | 22.81% | 21.08% | 19.9% | 18.7% | 17.5% | 0% | 100% |  | 2045 | 0% | 0% | 43.89% | 19.9% | 18.7% | 17.5% | 0% | 100% |  | 2045 | 0% | 0% | 0% | 63.8% | 18.7% | 17.5% | 0% | 100% |  | 2045 | 0% | 0% | 0% | 0% | 82.5% | 17.5% | 0% | 100% |  | 2045 | 0% | 0% | 0% | 0% | 0% | 100% | 0% | 100% |  | 2045 | 0% | 0% | 0% | 0% | 0% | 0% | 100% | 100%
2046 | 0% | 22.81% | 21.08% | 19.9% | 18.7% | 17.5% | 0% | 100% |  | 2046 | 0% | 22.81% | 21.08% | 19.9% | 18.7% | 17.5% | 0% | 100% |  | 2046 | 0% | 0% | 43.89% | 19.9% | 18.7% | 17.5% | 0% | 100% |  | 2046 | 0% | 0% | 0% | 63.8% | 18.7% | 17.5% | 0% | 100% |  | 2046 | 0% | 0% | 0% | 0% | 82.5% | 17.5% | 0% | 100% |  | 2046 | 0% | 0% | 0% | 0% | 0% | 100% | 0% | 100% |  | 2046 | 0% | 0% | 0% | 0% | 0% | 0% | 100% | 100%
PTHP 9000 | [9 empty] | PTHP 9000 | [9 empty] | PTHP 9000 | [9 empty] | PTHP 9000 | [9 empty] | PTHP 9000 | [9 empty] | PTHP 9000 | [9 empty] | PTHP 9000
Base Case Distribution | [9 empty] | Level 0 Case Distribution | [9 empty] | Level 1 Case Distribution | [9 empty] | Level 2 Case Distribution | [9 empty] | Level 3 Case Distribution | [9 empty] | Level 4 Case Distribution | [9 empty] | Level 5 Case Distribution
Year | Below Level 0 | Level 0 | Level 1 | Level 2 | Level 3 | Level 4 | Level 5 | Total |  | Year | Below Level 0 | Level 0 | Level 1 | Level 2 | Level 3 | Level 4 | Level 5 | Total |  | Year | Below Level 0 | Level 0 | Level 1 | Level 2 | Level 3 | Level 4 | Level 5 | Total |  | Year | Below Level 0 | Level 0 | Level 1 | Level 2 | Level 3 | Level 4 | Level 5 | Total |  | Year | Below Level 0 | Level 0 | Level 1 | Level 2 | Level 3 | Level 4 | Level 5 | Total |  | Year | Below Level 0 | Level 0 | Level 1 | Level 2 | Level 3 | Level 4 | Level 5 | Total |  | Year | Below Level 0 | Level 0 | Level 1 | Level 2 | Level 3 | Level 4 | Level 5 | Total
2012 | 0% | 22.49% | 20.5% | 19.81% | 19.08% | 18.13% | 0% | 100% |  | 2012 | 0% | 22.49% | 20.5% | 19.81% | 19.08% | 18.13% | 0% | 100% |  | 2012 | 0% | 0% | 42.99% | 19.81% | 19.08% | 18.13% | 0% | 100% |  | 2012 | 0% | 0% | 0% | 62.8% | 19.08% | 18.13% | 0% | 100% |  | 2012 | 0% | 0% | 0% | 0% | 81.87% | 18.13% | 0% | 100% |  | 2012 | 0% | 0% | 0% | 0% | 0% | 100% | 0% | 100% |  | 2012 | 0% | 0% | 0% | 0% | 0% | 0% | 100% | 100%
2013 | 0% | 22.49% | 20.5% | 19.81% | 19.08% | 18.13% | 0% | 100% |  | 2013 | 0% | 22.49% | 20.5% | 19.81% | 19.08% | 18.13% | 0% | 100% |  | 2013 | 0% | 0% | 42.99% | 19.81% | 19.08% | 18.13% | 0% | 100% |  | 2013 | 0% | 0% | 0% | 62.8% | 19.08% | 18.13% | 0% | 100% |  | 2013 | 0% | 0% | 0% | 0% | 81.87% | 18.13% | 0% | 100% |  | 2013 | 0% | 0% | 0% | 0% | 0% | 100% | 0% | 100% |  | 2013 | 0% | 0% | 0% | 0% | 0% | 0% | 100% | 100%
2014 | 0% | 22.49% | 20.5% | 19.81% | 19.08% | 18.13% | 0% | 100% |  | 2014 | 0% | 22.49% | 20.5% | 19.81% | 19.08% | 18.13% | 0% | 100% |  | 2014 | 0% | 0% | 42.99% | 19.81% | 19.08% | 18.13% | 0% | 100% |  | 2014 | 0% | 0% | 0% | 62.8% | 19.08% | 18.13% | 0% | 100% |  | 2014 | 0% | 0% | 0% | 0% | 81.87% | 18.13% | 0% | 100% |  | 2014 | 0% | 0% | 0% | 0% | 0% | 100% | 0% | 100% |  | 2014 | 0% | 0% | 0% | 0% | 0% | 0% | 100% | 100%
2015 | 0% | 22.49% | 20.5% | 19.81% | 19.08% | 18.13% | 0% | 100% |  | 2015 | 0% | 22.49% | 20.5% | 19.81% | 19.08% | 18.13% | 0% | 100% |  | 2015 | 0% | 0% | 42.99% | 19.81% | 19.08% | 18.13% | 0% | 100% |  | 2015 | 0% | 0% | 0% | 62.8% | 19.08% | 18.13% | 0% | 100% |  | 2015 | 0% | 0% | 0% | 0% | 81.87% | 18.13% | 0% | 100% |  | 2015 | 0% | 0% | 0% | 0% | 0% | 100% | 0% | 100% |  | 2015 | 0% | 0% | 0% | 0% | 0% | 0% | 100% | 100%
2016 | 0% | 22.49% | 20.5% | 19.81% | 19.08% | 18.13% | 0% | 100% |  | 2016 | 0% | 22.49% | 20.5% | 19.81% | 19.08% | 18.13% | 0% | 100% |  | 2016 | 0% | 0% | 42.99% | 19.81% | 19.08% | 18.13% | 0% | 100% |  | 2016 | 0% | 0% | 0% | 62.8% | 19.08% | 18.13% | 0% | 100% |  | 2016 | 0% | 0% | 0% | 0% | 81.87% | 18.13% | 0% | 100% |  | 2016 | 0% | 0% | 0% | 0% | 0% | 100% | 0% | 100% |  | 2016 | 0% | 0% | 0% | 0% | 0% | 0% | 100% | 100%
2017 | 0% | 22.49% | 20.5% | 19.81% | 19.08% | 18.13% | 0% | 100% |  | 2017 | 0% | 22.49% | 20.5% | 19.81% | 19.08% | 18.13% | 0% | 100% |  | 2017 | 0% | 0% | 42.99% | 19.81% | 19.08% | 18.13% | 0% | 100% |  | 2017 | 0% | 0% | 0% | 62.8% | 19.08% | 18.13% | 0% | 100% |  | 2017 | 0% | 0% | 0% | 0% | 81.87% | 18.13% | 0% | 100% |  | 2017 | 0% | 0% | 0% | 0% | 0% | 100% | 0% | 100% |  | 2017 | 0% | 0% | 0% | 0% | 0% | 0% | 100% | 100%
2018 | 0% | 22.49% | 20.5% | 19.81% | 19.08% | 18.13% | 0% | 100% |  | 2018 | 0% | 22.49% | 20.5% | 19.81% | 19.08% | 18.13% | 0% | 100% |  | 2018 | 0% | 0% | 42.99% | 19.81% | 19.08% | 18.13% | 0% | 100% |  | 2018 | 0% | 0% | 0% | 62.8% | 19.08% | 18.13% | 0% | 100% |  | 2018 | 0% | 0% | 0% | 0% | 81.87% | 18.13% | 0% | 100% |  | 2018 | 0% | 0% | 0% | 0% | 0% | 100% | 0% | 100% |  | 2018 | 0% | 0% | 0% | 0% | 0% | 0% | 100% | 100%
2019 | 0% | 22.49% | 20.5% | 19.81% | 19.08% | 18.13% | 0% | 100% |  | 2019 | 0% | 22.49% | 20.5% | 19.81% | 19.08% | 18.13% | 0% | 100% |  | 2019 | 0% | 0% | 42.99% | 19.81% | 19.08% | 18.13% | 0% | 100% |  | 2019 | 0% | 0% | 0% | 62.8% | 19.08% | 18.13% | 0% | 100% |  | 2019 | 0% | 0% | 0% | 0% | 81.87% | 18.13% | 0% | 100% |  | 2019 | 0% | 0% | 0% | 0% | 0% | 100% | 0% | 100% |  | 2019 | 0% | 0% | 0% | 0% | 0% | 0% | 100% | 100%
2020 | 0% | 22.49% | 20.5% | 19.81% | 19.08% | 18.13% | 0% | 100% |  | 2020 | 0% | 22.49% | 20.5% | 19.81% | 19.08% | 18.13% | 0% | 100% |  | 2020 | 0% | 0% | 42.99% | 19.81% | 19.08% | 18.13% | 0% | 100% |  | 2020 | 0% | 0% | 0% | 62.8% | 19.08% | 18.13% | 0% | 100% |  | 2020 | 0% | 0% | 0% | 0% | 81.87% | 18.13% | 0% | 100% |  | 2020 | 0% | 0% | 0% | 0% | 0% | 100% | 0% | 100% |  | 2020 | 0% | 0% | 0% | 0% | 0% | 0% | 100% | 100%
2021 | 0% | 22.49% | 20.5% | 19.81% | 19.08% | 18.13% | 0% | 100% |  | 2021 | 0% | 22.49% | 20.5% | 19.81% | 19.08% | 18.13% | 0% | 100% |  | 2021 | 0% | 0% | 42.99% | 19.81% | 19.08% | 18.13% | 0% | 100% |  | 2021 | 0% | 0% | 0% | 62.8% | 19.08% | 18.13% | 0% | 100% |  | 2021 | 0% | 0% | 0% | 0% | 81.87% | 18.13% | 0% | 100% |  | 2021 | 0% | 0% | 0% | 0% | 0% | 100% | 0% | 100% |  | 2021 | 0% | 0% | 0% | 0% | 0% | 0% | 100% | 100%
2022 | 0% | 22.49% | 20.5% | 19.81% | 19.08% | 18.13% | 0% | 100% |  | 2022 | 0% | 22.49% | 20.5% | 19.81% | 19.08% | 18.13% | 0% | 100% |  | 2022 | 0% | 0% | 42.99% | 19.81% | 19.08% | 18.13% | 0% | 100% |  | 2022 | 0% | 0% | 0% | 62.8% | 19.08% | 18.13% | 0% | 100% |  | 2022 | 0% | 0% | 0% | 0% | 81.87% | 18.13% | 0% | 100% |  | 2022 | 0% | 0% | 0% | 0% | 0% | 100% | 0% | 100% |  | 2022 | 0% | 0% | 0% | 0% | 0% | 0% | 100% | 100%
2023 | 0% | 22.49% | 20.5% | 19.81% | 19.08% | 18.13% | 0% | 100% |  | 2023 | 0% | 22.49% | 20.5% | 19.81% | 19.08% | 18.13% | 0% | 100% |  | 2023 | 0% | 0% | 42.99% | 19.81% | 19.08% | 18.13% | 0% | 100% |  | 2023 | 0% | 0% | 0% | 62.8% | 19.08% | 18.13% | 0% | 100% |  | 2023 | 0% | 0% | 0% | 0% | 81.87% | 18.13% | 0% | 100% |  | 2023 | 0% | 0% | 0% | 0% | 0% | 100% | 0% | 100% |  | 2023 | 0% | 0% | 0% | 0% | 0% | 0% | 100% | 100%
2024 | 0% | 22.49% | 20.5% | 19.81% | 19.08% | 18.13% | 0% | 100% |  | 2024 | 0% | 22.49% | 20.5% | 19.81% | 19.08% | 18.13% | 0% | 100% |  | 2024 | 0% | 0% | 42.99% | 19.81% | 19.08% | 18.13% | 0% | 100% |  | 2024 | 0% | 0% | 0% | 62.8% | 19.08% | 18.13% | 0% | 100% |  | 2024 | 0% | 0% | 0% | 0% | 81.87% | 18.13% | 0% | 100% |  | 2024 | 0% | 0% | 0% | 0% | 0% | 100% | 0% | 100% |  | 2024 | 0% | 0% | 0% | 0% | 0% | 0% | 100% | 100%
2025 | 0% | 22.49% | 20.5% | 19.81% | 19.08% | 18.13% | 0% | 100% |  | 2025 | 0% | 22.49% | 20.5% | 19.81% | 19.08% | 18.13% | 0% | 100% |  | 2025 | 0% | 0% | 42.99% | 19.81% | 19.08% | 18.13% | 0% | 100% |  | 2025 | 0% | 0% | 0% | 62.8% | 19.08% | 18.13% | 0% | 100% |  | 2025 | 0% | 0% | 0% | 0% | 81.87% | 18.13% | 0% | 100% |  | 2025 | 0% | 0% | 0% | 0% | 0% | 100% | 0% | 100% |  | 2025 | 0% | 0% | 0% | 0% | 0% | 0% | 100% | 100%
2026 | 0% | 22.49% | 20.5% | 19.81% | 19.08% | 18.13% | 0% | 100% |  | 2026 | 0% | 22.49% | 20.5% | 19.81% | 19.08% | 18.13% | 0% | 100% |  | 2026 | 0% | 0% | 42.99% | 19.81% | 19.08% | 18.13% | 0% | 100% |  | 2026 | 0% | 0% | 0% | 62.8% | 19.08% | 18.13% | 0% | 100% |  | 2026 | 0% | 0% | 0% | 0% | 81.87% | 18.13% | 0% | 100% |  | 2026 | 0% | 0% | 0% | 0% | 0% | 100% | 0% | 100% |  | 2026 | 0% | 0% | 0% | 0% | 0% | 0% | 100% | 100%
2027 | 0% | 22.49% | 20.5% | 19.81% | 19.08% | 18.13% | 0% | 100% |  | 2027 | 0% | 22.49% | 20.5% | 19.81% | 19.08% | 18.13% | 0% | 100% |  | 2027 | 0% | 0% | 42.99% | 19.81% | 19.08% | 18.13% | 0% | 100% |  | 2027 | 0% | 0% | 0% | 62.8% | 19.08% | 18.13% | 0% | 100% |  | 2027 | 0% | 0% | 0% | 0% | 81.87% | 18.13% | 0% | 100% |  | 2027 | 0% | 0% | 0% | 0% | 0% | 100% | 0% | 100% |  | 2027 | 0% | 0% | 0% | 0% | 0% | 0% | 100% | 100%
2028 | 0% | 22.49% | 20.5% | 19.81% | 19.08% | 18.13% | 0% | 100% |  | 2028 | 0% | 22.49% | 20.5% | 19.81% | 19.08% | 18.13% | 0% | 100% |  | 2028 | 0% | 0% | 42.99% | 19.81% | 19.08% | 18.13% | 0% | 100% |  | 2028 | 0% | 0% | 0% | 62.8% | 19.08% | 18.13% | 0% | 100% |  | 2028 | 0% | 0% | 0% | 0% | 81.87% | 18.13% | 0% | 100% |  | 2028 | 0% | 0% | 0% | 0% | 0% | 100% | 0% | 100% |  | 2028 | 0% | 0% | 0% | 0% | 0% | 0% | 100% | 100%
2029 | 0% | 22.49% | 20.5% | 19.81% | 19.08% | 18.13% | 0% | 100% |  | 2029 | 0% | 22.49% | 20.5% | 19.81% | 19.08% | 18.13% | 0% | 100% |  | 2029 | 0% | 0% | 42.99% | 19.81% | 19.08% | 18.13% | 0% | 100% |  | 2029 | 0% | 0% | 0% | 62.8% | 19.08% | 18.13% | 0% | 100% |  | 2029 | 0% | 0% | 0% | 0% | 81.87% | 18.13% | 0% | 100% |  | 2029 | 0% | 0% | 0% | 0% | 0% | 100% | 0% | 100% |  | 2029 | 0% | 0% | 0% | 0% | 0% | 0% | 100% | 100%
2030 | 0% | 22.49% | 20.5% | 19.81% | 19.08% | 18.13% | 0% | 100% |  | 2030 | 0% | 22.49% | 20.5% | 19.81% | 19.08% | 18.13% | 0% | 100% |  | 2030 | 0% | 0% | 42.99% | 19.81% | 19.08% | 18.13% | 0% | 100% |  | 2030 | 0% | 0% | 0% | 62.8% | 19.08% | 18.13% | 0% | 100% |  | 2030 | 0% | 0% | 0% | 0% | 81.87% | 18.13% | 0% | 100% |  | 2030 | 0% | 0% | 0% | 0% | 0% | 100% | 0% | 100% |  | 2030 | 0% | 0% | 0% | 0% | 0% | 0% | 100% | 100%
2031 | 0% | 22.49% | 20.5% | 19.81% | 19.08% | 18.13% | 0% | 100% |  | 2031 | 0% | 22.49% | 20.5% | 19.81% | 19.08% | 18.13% | 0% | 100% |  | 2031 | 0% | 0% | 42.99% | 19.81% | 19.08% | 18.13% | 0% | 100% |  | 2031 | 0% | 0% | 0% | 62.8% | 19.08% | 18.13% | 0% | 100% |  | 2031 | 0% | 0% | 0% | 0% | 81.87% | 18.13% | 0% | 100% |  | 2031 | 0% | 0% | 0% | 0% | 0% | 100% | 0% | 100% |  | 2031 | 0% | 0% | 0% | 0% | 0% | 0% | 100% | 100%
2032 | 0% | 22.49% | 20.5% | 19.81% | 19.08% | 18.13% | 0% | 100% |  | 2032 | 0% | 22.49% | 20.5% | 19.81% | 19.08% | 18.13% | 0% | 100% |  | 2032 | 0% | 0% | 42.99% | 19.81% | 19.08% | 18.13% | 0% | 100% |  | 2032 | 0% | 0% | 0% | 62.8% | 19.08% | 18.13% | 0% | 100% |  | 2032 | 0% | 0% | 0% | 0% | 81.87% | 18.13% | 0% | 100% |  | 2032 | 0% | 0% | 0% | 0% | 0% | 100% | 0% | 100% |  | 2032 | 0% | 0% | 0% | 0% | 0% | 0% | 100% | 100%
2033 | 0% | 22.49% | 20.5% | 19.81% | 19.08% | 18.13% | 0% | 100% |  | 2033 | 0% | 22.49% | 20.5% | 19.81% | 19.08% | 18.13% | 0% | 100% |  | 2033 | 0% | 0% | 42.99% | 19.81% | 19.08% | 18.13% | 0% | 100% |  | 2033 | 0% | 0% | 0% | 62.8% | 19.08% | 18.13% | 0% | 100% |  | 2033 | 0% | 0% | 0% | 0% | 81.87% | 18.13% | 0% | 100% |  | 2033 | 0% | 0% | 0% | 0% | 0% | 100% | 0% | 100% |  | 2033 | 0% | 0% | 0% | 0% | 0% | 0% | 100% | 100%
2034 | 0% | 22.49% | 20.5% | 19.81% | 19.08% | 18.13% | 0% | 100% |  | 2034 | 0% | 22.49% | 20.5% | 19.81% | 19.08% | 18.13% | 0% | 100% |  | 2034 | 0% | 0% | 42.99% | 19.81% | 19.08% | 18.13% | 0% | 100% |  | 2034 | 0% | 0% | 0% | 62.8% | 19.08% | 18.13% | 0% | 100% |  | 2034 | 0% | 0% | 0% | 0% | 81.87% | 18.13% | 0% | 100% |  | 2034 | 0% | 0% | 0% | 0% | 0% | 100% | 0% | 100% |  | 2034 | 0% | 0% | 0% | 0% | 0% | 0% | 100% | 100%
2035 | 0% | 22.49% | 20.5% | 19.81% | 19.08% | 18.13% | 0% | 100% |  | 2035 | 0% | 22.49% | 20.5% | 19.81% | 19.08% | 18.13% | 0% | 100% |  | 2035 | 0% | 0% | 42.99% | 19.81% | 19.08% | 18.13% | 0% | 100% |  | 2035 | 0% | 0% | 0% | 62.8% | 19.08% | 18.13% | 0% | 100% |  | 2035 | 0% | 0% | 0% | 0% | 81.87% | 18.13% | 0% | 100% |  | 2035 | 0% | 0% | 0% | 0% | 0% | 100% | 0% | 100% |  | 2035 | 0% | 0% | 0% | 0% | 0% | 0% | 100% | 100%
2036 | 0% | 22.49% | 20.5% | 19.81% | 19.08% | 18.13% | 0% | 100% |  | 2036 | 0% | 22.49% | 20.5% | 19.81% | 19.08% | 18.13% | 0% | 100% |  | 2036 | 0% | 0% | 42.99% | 19.81% | 19.08% | 18.13% | 0% | 100% |  | 2036 | 0% | 0% | 0% | 62.8% | 19.08% | 18.13% | 0% | 100% |  | 2036 | 0% | 0% | 0% | 0% | 81.87% | 18.13% | 0% | 100% |  | 2036 | 0% | 0% | 0% | 0% | 0% | 100% | 0% | 100% |  | 2036 | 0% | 0% | 0% | 0% | 0% | 0% | 100% | 100%
2037 | 0% | 22.49% | 20.5% | 19.81% | 19.08% | 18.13% | 0% | 100% |  | 2037 | 0% | 22.49% | 20.5% | 19.81% | 19.08% | 18.13% | 0% | 100% |  | 2037 | 0% | 0% | 42.99% | 19.81% | 19.08% | 18.13% | 0% | 100% |  | 2037 | 0% | 0% | 0% | 62.8% | 19.08% | 18.13% | 0% | 100% |  | 2037 | 0% | 0% | 0% | 0% | 81.87% | 18.13% | 0% | 100% |  | 2037 | 0% | 0% | 0% | 0% | 0% | 100% | 0% | 100% |  | 2037 | 0% | 0% | 0% | 0% | 0% | 0% | 100% | 100%
2038 | 0% | 22.49% | 20.5% | 19.81% | 19.08% | 18.13% | 0% | 100% |  | 2038 | 0% | 22.49% | 20.5% | 19.81% | 19.08% | 18.13% | 0% | 100% |  | 2038 | 0% | 0% | 42.99% | 19.81% | 19.08% | 18.13% | 0% | 100% |  | 2038 | 0% | 0% | 0% | 62.8% | 19.08% | 18.13% | 0% | 100% |  | 2038 | 0% | 0% | 0% | 0% | 81.87% | 18.13% | 0% | 100% |  | 2038 | 0% | 0% | 0% | 0% | 0% | 100% | 0% | 100% |  | 2038 | 0% | 0% | 0% | 0% | 0% | 0% | 100% | 100%
2039 | 0% | 22.49% | 20.5% | 19.81% | 19.08% | 18.13% | 0% | 100% |  | 2039 | 0% | 22.49% | 20.5% | 19.81% | 19.08% | 18.13% | 0% | 100% |  | 2039 | 0% | 0% | 42.99% | 19.81% | 19.08% | 18.13% | 0% | 100% |  | 2039 | 0% | 0% | 0% | 62.8% | 19.08% | 18.13% | 0% | 100% |  | 2039 | 0% | 0% | 0% | 0% | 81.87% | 18.13% | 0% | 100% |  | 2039 | 0% | 0% | 0% | 0% | 0% | 100% | 0% | 100% |  | 2039 | 0% | 0% | 0% | 0% | 0% | 0% | 100% | 100%
2040 | 0% | 22.49% | 20.5% | 19.81% | 19.08% | 18.13% | 0% | 100% |  | 2040 | 0% | 22.49% | 20.5% | 19.81% | 19.08% | 18.13% | 0% | 100% |  | 2040 | 0% | 0% | 42.99% | 19.81% | 19.08% | 18.13% | 0% | 100% |  | 2040 | 0% | 0% | 0% | 62.8% | 19.08% | 18.13% | 0% | 100% |  | 2040 | 0% | 0% | 0% | 0% | 81.87% | 18.13% | 0% | 100% |  | 2040 | 0% | 0% | 0% | 0% | 0% | 100% | 0% | 100% |  | 2040 | 0% | 0% | 0% | 0% | 0% | 0% | 100% | 100%
2041 | 0% | 22.49% | 20.5% | 19.81% | 19.08% | 18.13% | 0% | 100% |  | 2041 | 0% | 22.49% | 20.5% | 19.81% | 19.08% | 18.13% | 0% | 100% |  | 2041 | 0% | 0% | 42.99% | 19.81% | 19.08% | 18.13% | 0% | 100% |  | 2041 | 0% | 0% | 0% | 62.8% | 19.08% | 18.13% | 0% | 100% |  | 2041 | 0% | 0% | 0% | 0% | 81.87% | 18.13% | 0% | 100% |  | 2041 | 0% | 0% | 0% | 0% | 0% | 100% | 0% | 100% |  | 2041 | 0% | 0% | 0% | 0% | 0% | 0% | 100% | 100%
2042 | 0% | 22.49% | 20.5% | 19.81% | 19.08% | 18.13% | 0% | 100% |  | 2042 | 0% | 22.49% | 20.5% | 19.81% | 19.08% | 18.13% | 0% | 100% |  | 2042 | 0% | 0% | 42.99% | 19.81% | 19.08% | 18.13% | 0% | 100% |  | 2042 | 0% | 0% | 0% | 62.8% | 19.08% | 18.13% | 0% | 100% |  | 2042 | 0% | 0% | 0% | 0% | 81.87% | 18.13% | 0% | 100% |  | 2042 | 0% | 0% | 0% | 0% | 0% | 100% | 0% | 100% |  | 2042 | 0% | 0% | 0% | 0% | 0% | 0% | 100% | 100%
2043 | 0% | 22.49% | 20.5% | 19.81% | 19.08% | 18.13% | 0% | 100% |  | 2043 | 0% | 22.49% | 20.5% | 19.81% | 19.08% | 18.13% | 0% | 100% |  | 2043 | 0% | 0% | 42.99% | 19.81% | 19.08% | 18.13% | 0% | 100% |  | 2043 | 0% | 0% | 0% | 62.8% | 19.08% | 18.13% | 0% | 100% |  | 2043 | 0% | 0% | 0% | 0% | 81.87% | 18.13% | 0% | 100% |  | 2043 | 0% | 0% | 0% | 0% | 0% | 100% | 0% | 100% |  | 2043 | 0% | 0% | 0% | 0% | 0% | 0% | 100% | 100%
2044 | 0% | 22.49% | 20.5% | 19.81% | 19.08% | 18.13% | 0% | 100% |  | 2044 | 0% | 22.49% | 20.5% | 19.81% | 19.08% | 18.13% | 0% | 100% |  | 2044 | 0% | 0% | 42.99% | 19.81% | 19.08% | 18.13% | 0% | 100% |  | 2044 | 0% | 0% | 0% | 62.8% | 19.08% | 18.13% | 0% | 100% |  | 2044 | 0% | 0% | 0% | 0% | 81.87% | 18.13% | 0% | 100% |  | 2044 | 0% | 0% | 0% | 0% | 0% | 100% | 0% | 100% |  | 2044 | 0% | 0% | 0% | 0% | 0% | 0% | 100% | 100%
2045 | 0% | 22.49% | 20.5% | 19.81% | 19.08% | 18.13% | 0% | 100% |  | 2045 | 0% | 22.49% | 20.5% | 19.81% | 19.08% | 18.13% | 0% | 100% |  | 2045 | 0% | 0% | 42.99% | 19.81% | 19.08% | 18.13% | 0% | 100% |  | 2045 | 0% | 0% | 0% | 62.8% | 19.08% | 18.13% | 0% | 100% |  | 2045 | 0% | 0% | 0% | 0% | 81.87% | 18.13% | 0% | 100% |  | 2045 | 0% | 0% | 0% | 0% | 0% | 100% | 0% | 100% |  | 2045 | 0% | 0% | 0% | 0% | 0% | 0% | 100% | 100%
2046 | 0% | 22.49% | 20.5% | 19.81% | 19.08% | 18.13% | 0% | 100% |  | 2046 | 0% | 22.49% | 20.5% | 19.81% | 19.08% | 18.13% | 0% | 100% |  | 2046 | 0% | 0% | 42.99% | 19.81% | 19.08% | 18.13% | 0% | 100% |  | 2046 | 0% | 0% | 0% | 62.8% | 19.08% | 18.13% | 0% | 100% |  | 2046 | 0% | 0% | 0% | 0% | 81.87% | 18.13% | 0% | 100% |  | 2046 | 0% | 0% | 0% | 0% | 0% | 100% | 0% | 100% |  | 2046 | 0% | 0% | 0% | 0% | 0% | 0% | 100% | 100%
Percentage distributions by Year and Case for Each Product Class
PTHP 12000 | [9 empty] | PTHP 12000 | [9 empty] | PTHP 12000 | [9 empty] | PTHP 12000 | [9 empty] | PTHP 12000 | [9 empty] | PTHP 12000 | [9 empty] | PTHP 12000
Base Case Distribution | [9 empty] | Level 0 Case Distribution | [9 empty] | Level 1 Case Distribution | [9 empty] | Level 2 Case Distribution | [9 empty] | Level 3 Case Distribution | [9 empty] | Level 4 Case Distribution | [9 empty] | Level 5 Case Distribution
Year | Below Level 0 | Level 0 | Level 1 | Level 2 | Level 3 | Level 4 | Level 5 | Total |  | Year | Below Level 0 | Level 0 | Level 1 | Level 2 | Level 3 | Level 4 | Level 5 | Total |  | Year | Below Level 0 | Level 0 | Level 1 | Level 2 | Level 3 | Level 4 | Level 5 | Total |  | Year | Below Level 0 | Level 0 | Level 1 | Level 2 | Level 3 | Level 4 | Level 5 | Total |  | Year | Below Level 0 | Level 0 | Level 1 | Level 2 | Level 3 | Level 4 | Level 5 | Total |  | Year | Below Level 0 | Level 0 | Level 1 | Level 2 | Level 3 | Level 4 | Level 5 | Total |  | Year | Below Level 0 | Level 0 | Level 1 | Level 2 | Level 3 | Level 4 | Level 5 | Total
2012 | 0% | 22.81% | 20.68% | 19.9% | 18.84% | 17.77% | 0% | 100% |  | 2012 | 0% | 22.81% | 20.68% | 19.9% | 18.84% | 17.77% | 0% | 100% |  | 2012 | 0% | 0% | 43.49% | 19.9% | 18.84% | 17.77% | 0% | 100% |  | 2012 | 0% | 0% | 0% | 63.39% | 18.84% | 17.77% | 0% | 100% |  | 2012 | 0% | 0% | 0% | 0% | 82.23% | 17.77% | 0% | 100% |  | 2012 | 0% | 0% | 0% | 0% | 0% | 100% | 0% | 100% |  | 2012 | 0% | 0% | 0% | 0% | 0% | 0% | 100% | 100%
2013 | 0% | 22.81% | 20.68% | 19.9% | 18.84% | 17.77% | 0% | 100% |  | 2013 | 0% | 22.81% | 20.68% | 19.9% | 18.84% | 17.77% | 0% | 100% |  | 2013 | 0% | 0% | 43.49% | 19.9% | 18.84% | 17.77% | 0% | 100% |  | 2013 | 0% | 0% | 0% | 63.39% | 18.84% | 17.77% | 0% | 100% |  | 2013 | 0% | 0% | 0% | 0% | 82.23% | 17.77% | 0% | 100% |  | 2013 | 0% | 0% | 0% | 0% | 0% | 100% | 0% | 100% |  | 2013 | 0% | 0% | 0% | 0% | 0% | 0% | 100% | 100%
2014 | 0% | 22.81% | 20.68% | 19.9% | 18.84% | 17.77% | 0% | 100% |  | 2014 | 0% | 22.81% | 20.68% | 19.9% | 18.84% | 17.77% | 0% | 100% |  | 2014 | 0% | 0% | 43.49% | 19.9% | 18.84% | 17.77% | 0% | 100% |  | 2014 | 0% | 0% | 0% | 63.39% | 18.84% | 17.77% | 0% | 100% |  | 2014 | 0% | 0% | 0% | 0% | 82.23% | 17.77% | 0% | 100% |  | 2014 | 0% | 0% | 0% | 0% | 0% | 100% | 0% | 100% |  | 2014 | 0% | 0% | 0% | 0% | 0% | 0% | 100% | 100%
2015 | 0% | 22.81% | 20.68% | 19.9% | 18.84% | 17.77% | 0% | 100% |  | 2015 | 0% | 22.81% | 20.68% | 19.9% | 18.84% | 17.77% | 0% | 100% |  | 2015 | 0% | 0% | 43.49% | 19.9% | 18.84% | 17.77% | 0% | 100% |  | 2015 | 0% | 0% | 0% | 63.39% | 18.84% | 17.77% | 0% | 100% |  | 2015 | 0% | 0% | 0% | 0% | 82.23% | 17.77% | 0% | 100% |  | 2015 | 0% | 0% | 0% | 0% | 0% | 100% | 0% | 100% |  | 2015 | 0% | 0% | 0% | 0% | 0% | 0% | 100% | 100%
2016 | 0% | 22.81% | 20.68% | 19.9% | 18.84% | 17.77% | 0% | 100% |  | 2016 | 0% | 22.81% | 20.68% | 19.9% | 18.84% | 17.77% | 0% | 100% |  | 2016 | 0% | 0% | 43.49% | 19.9% | 18.84% | 17.77% | 0% | 100% |  | 2016 | 0% | 0% | 0% | 63.39% | 18.84% | 17.77% | 0% | 100% |  | 2016 | 0% | 0% | 0% | 0% | 82.23% | 17.77% | 0% | 100% |  | 2016 | 0% | 0% | 0% | 0% | 0% | 100% | 0% | 100% |  | 2016 | 0% | 0% | 0% | 0% | 0% | 0% | 100% | 100%
2017 | 0% | 22.81% | 20.68% | 19.9% | 18.84% | 17.77% | 0% | 100% |  | 2017 | 0% | 22.81% | 20.68% | 19.9% | 18.84% | 17.77% | 0% | 100% |  | 2017 | 0% | 0% | 43.49% | 19.9% | 18.84% | 17.77% | 0% | 100% |  | 2017 | 0% | 0% | 0% | 63.39% | 18.84% | 17.77% | 0% | 100% |  | 2017 | 0% | 0% | 0% | 0% | 82.23% | 17.77% | 0% | 100% |  | 2017 | 0% | 0% | 0% | 0% | 0% | 100% | 0% | 100% |  | 2017 | 0% | 0% | 0% | 0% | 0% | 0% | 100% | 100%
2018 | 0% | 22.81% | 20.68% | 19.9% | 18.84% | 17.77% | 0% | 100% |  | 2018 | 0% | 22.81% | 20.68% | 19.9% | 18.84% | 17.77% | 0% | 100% |  | 2018 | 0% | 0% | 43.49% | 19.9% | 18.84% | 17.77% | 0% | 100% |  | 2018 | 0% | 0% | 0% | 63.39% | 18.84% | 17.77% | 0% | 100% |  | 2018 | 0% | 0% | 0% | 0% | 82.23% | 17.77% | 0% | 100% |  | 2018 | 0% | 0% | 0% | 0% | 0% | 100% | 0% | 100% |  | 2018 | 0% | 0% | 0% | 0% | 0% | 0% | 100% | 100%
2019 | 0% | 22.81% | 20.68% | 19.9% | 18.84% | 17.77% | 0% | 100% |  | 2019 | 0% | 22.81% | 20.68% | 19.9% | 18.84% | 17.77% | 0% | 100% |  | 2019 | 0% | 0% | 43.49% | 19.9% | 18.84% | 17.77% | 0% | 100% |  | 2019 | 0% | 0% | 0% | 63.39% | 18.84% | 17.77% | 0% | 100% |  | 2019 | 0% | 0% | 0% | 0% | 82.23% | 17.77% | 0% | 100% |  | 2019 | 0% | 0% | 0% | 0% | 0% | 100% | 0% | 100% |  | 2019 | 0% | 0% | 0% | 0% | 0% | 0% | 100% | 100%
2020 | 0% | 22.81% | 20.68% | 19.9% | 18.84% | 17.77% | 0% | 100% |  | 2020 | 0% | 22.81% | 20.68% | 19.9% | 18.84% | 17.77% | 0% | 100% |  | 2020 | 0% | 0% | 43.49% | 19.9% | 18.84% | 17.77% | 0% | 100% |  | 2020 | 0% | 0% | 0% | 63.39% | 18.84% | 17.77% | 0% | 100% |  | 2020 | 0% | 0% | 0% | 0% | 82.23% | 17.77% | 0% | 100% |  | 2020 | 0% | 0% | 0% | 0% | 0% | 100% | 0% | 100% |  | 2020 | 0% | 0% | 0% | 0% | 0% | 0% | 100% | 100%
2021 | 0% | 22.81% | 20.68% | 19.9% | 18.84% | 17.77% | 0% | 100% |  | 2021 | 0% | 22.81% | 20.68% | 19.9% | 18.84% | 17.77% | 0% | 100% |  | 2021 | 0% | 0% | 43.49% | 19.9% | 18.84% | 17.77% | 0% | 100% |  | 2021 | 0% | 0% | 0% | 63.39% | 18.84% | 17.77% | 0% | 100% |  | 2021 | 0% | 0% | 0% | 0% | 82.23% | 17.77% | 0% | 100% |  | 2021 | 0% | 0% | 0% | 0% | 0% | 100% | 0% | 100% |  | 2021 | 0% | 0% | 0% | 0% | 0% | 0% | 100% | 100%
2022 | 0% | 22.81% | 20.68% | 19.9% | 18.84% | 17.77% | 0% | 100% |  | 2022 | 0% | 22.81% | 20.68% | 19.9% | 18.84% | 17.77% | 0% | 100% |  | 2022 | 0% | 0% | 43.49% | 19.9% | 18.84% | 17.77% | 0% | 100% |  | 2022 | 0% | 0% | 0% | 63.39% | 18.84% | 17.77% | 0% | 100% |  | 2022 | 0% | 0% | 0% | 0% | 82.23% | 17.77% | 0% | 100% |  | 2022 | 0% | 0% | 0% | 0% | 0% | 100% | 0% | 100% |  | 2022 | 0% | 0% | 0% | 0% | 0% | 0% | 100% | 100%
2023 | 0% | 22.81% | 20.68% | 19.9% | 18.84% | 17.77% | 0% | 100% |  | 2023 | 0% | 22.81% | 20.68% | 19.9% | 18.84% | 17.77% | 0% | 100% |  | 2023 | 0% | 0% | 43.49% | 19.9% | 18.84% | 17.77% | 0% | 100% |  | 2023 | 0% | 0% | 0% | 63.39% | 18.84% | 17.77% | 0% | 100% |  | 2023 | 0% | 0% | 0% | 0% | 82.23% | 17.77% | 0% | 100% |  | 2023 | 0% | 0% | 0% | 0% | 0% | 100% | 0% | 100% |  | 2023 | 0% | 0% | 0% | 0% | 0% | 0% | 100% | 100%
2024 | 0% | 22.81% | 20.68% | 19.9% | 18.84% | 17.77% | 0% | 100% |  | 2024 | 0% | 22.81% | 20.68% | 19.9% | 18.84% | 17.77% | 0% | 100% |  | 2024 | 0% | 0% | 43.49% | 19.9% | 18.84% | 17.77% | 0% | 100% |  | 2024 | 0% | 0% | 0% | 63.39% | 18.84% | 17.77% | 0% | 100% |  | 2024 | 0% | 0% | 0% | 0% | 82.23% | 17.77% | 0% | 100% |  | 2024 | 0% | 0% | 0% | 0% | 0% | 100% | 0% | 100% |  | 2024 | 0% | 0% | 0% | 0% | 0% | 0% | 100% | 100%
2025 | 0% | 22.81% | 20.68% | 19.9% | 18.84% | 17.77% | 0% | 100% |  | 2025 | 0% | 22.81% | 20.68% | 19.9% | 18.84% | 17.77% | 0% | 100% |  | 2025 | 0% | 0% | 43.49% | 19.9% | 18.84% | 17.77% | 0% | 100% |  | 2025 | 0% | 0% | 0% | 63.39% | 18.84% | 17.77% | 0% | 100% |  | 2025 | 0% | 0% | 0% | 0% | 82.23% | 17.77% | 0% | 100% |  | 2025 | 0% | 0% | 0% | 0% | 0% | 100% | 0% | 100% |  | 2025 | 0% | 0% | 0% | 0% | 0% | 0% | 100% | 100%
2026 | 0% | 22.81% | 20.68% | 19.9% | 18.84% | 17.77% | 0% | 100% |  | 2026 | 0% | 22.81% | 20.68% | 19.9% | 18.84% | 17.77% | 0% | 100% |  | 2026 | 0% | 0% | 43.49% | 19.9% | 18.84% | 17.77% | 0% | 100% |  | 2026 | 0% | 0% | 0% | 63.39% | 18.84% | 17.77% | 0% | 100% |  | 2026 | 0% | 0% | 0% | 0% | 82.23% | 17.77% | 0% | 100% |  | 2026 | 0% | 0% | 0% | 0% | 0% | 100% | 0% | 100% |  | 2026 | 0% | 0% | 0% | 0% | 0% | 0% | 100% | 100%
2027 | 0% | 22.81% | 20.68% | 19.9% | 18.84% | 17.77% | 0% | 100% |  | 2027 | 0% | 22.81% | 20.68% | 19.9% | 18.84% | 17.77% | 0% | 100% |  | 2027 | 0% | 0% | 43.49% | 19.9% | 18.84% | 17.77% | 0% | 100% |  | 2027 | 0% | 0% | 0% | 63.39% | 18.84% | 17.77% | 0% | 100% |  | 2027 | 0% | 0% | 0% | 0% | 82.23% | 17.77% | 0% | 100% |  | 2027 | 0% | 0% | 0% | 0% | 0% | 100% | 0% | 100% |  | 2027 | 0% | 0% | 0% | 0% | 0% | 0% | 100% | 100%
2028 | 0% | 22.81% | 20.68% | 19.9% | 18.84% | 17.77% | 0% | 100% |  | 2028 | 0% | 22.81% | 20.68% | 19.9% | 18.84% | 17.77% | 0% | 100% |  | 2028 | 0% | 0% | 43.49% | 19.9% | 18.84% | 17.77% | 0% | 100% |  | 2028 | 0% | 0% | 0% | 63.39% | 18.84% | 17.77% | 0% | 100% |  | 2028 | 0% | 0% | 0% | 0% | 82.23% | 17.77% | 0% | 100% |  | 2028 | 0% | 0% | 0% | 0% | 0% | 100% | 0% | 100% |  | 2028 | 0% | 0% | 0% | 0% | 0% | 0% | 100% | 100%
2029 | 0% | 22.81% | 20.68% | 19.9% | 18.84% | 17.77% | 0% | 100% |  | 2029 | 0% | 22.81% | 20.68% | 19.9% | 18.84% | 17.77% | 0% | 100% |  | 2029 | 0% | 0% | 43.49% | 19.9% | 18.84% | 17.77% | 0% | 100% |  | 2029 | 0% | 0% | 0% | 63.39% | 18.84% | 17.77% | 0% | 100% |  | 2029 | 0% | 0% | 0% | 0% | 82.23% | 17.77% | 0% | 100% |  | 2029 | 0% | 0% | 0% | 0% | 0% | 100% | 0% | 100% |  | 2029 | 0% | 0% | 0% | 0% | 0% | 0% | 100% | 100%
2030 | 0% | 22.81% | 20.68% | 19.9% | 18.84% | 17.77% | 0% | 100% |  | 2030 | 0% | 22.81% | 20.68% | 19.9% | 18.84% | 17.77% | 0% | 100% |  | 2030 | 0% | 0% | 43.49% | 19.9% | 18.84% | 17.77% | 0% | 100% |  | 2030 | 0% | 0% | 0% | 63.39% | 18.84% | 17.77% | 0% | 100% |  | 2030 | 0% | 0% | 0% | 0% | 82.23% | 17.77% | 0% | 100% |  | 2030 | 0% | 0% | 0% | 0% | 0% | 100% | 0% | 100% |  | 2030 | 0% | 0% | 0% | 0% | 0% | 0% | 100% | 100%
2031 | 0% | 22.81% | 20.68% | 19.9% | 18.84% | 17.77% | 0% | 100% |  | 2031 | 0% | 22.81% | 20.68% | 19.9% | 18.84% | 17.77% | 0% | 100% |  | 2031 | 0% | 0% | 43.49% | 19.9% | 18.84% | 17.77% | 0% | 100% |  | 2031 | 0% | 0% | 0% | 63.39% | 18.84% | 17.77% | 0% | 100% |  | 2031 | 0% | 0% | 0% | 0% | 82.23% | 17.77% | 0% | 100% |  | 2031 | 0% | 0% | 0% | 0% | 0% | 100% | 0% | 100% |  | 2031 | 0% | 0% | 0% | 0% | 0% | 0% | 100% | 100%
2032 | 0% | 22.81% | 20.68% | 19.9% | 18.84% | 17.77% | 0% | 100% |  | 2032 | 0% | 22.81% | 20.68% | 19.9% | 18.84% | 17.77% | 0% | 100% |  | 2032 | 0% | 0% | 43.49% | 19.9% | 18.84% | 17.77% | 0% | 100% |  | 2032 | 0% | 0% | 0% | 63.39% | 18.84% | 17.77% | 0% | 100% |  | 2032 | 0% | 0% | 0% | 0% | 82.23% | 17.77% | 0% | 100% |  | 2032 | 0% | 0% | 0% | 0% | 0% | 100% | 0% | 100% |  | 2032 | 0% | 0% | 0% | 0% | 0% | 0% | 100% | 100%
2033 | 0% | 22.81% | 20.68% | 19.9% | 18.84% | 17.77% | 0% | 100% |  | 2033 | 0% | 22.81% | 20.68% | 19.9% | 18.84% | 17.77% | 0% | 100% |  | 2033 | 0% | 0% | 43.49% | 19.9% | 18.84% | 17.77% | 0% | 100% |  | 2033 | 0% | 0% | 0% | 63.39% | 18.84% | 17.77% | 0% | 100% |  | 2033 | 0% | 0% | 0% | 0% | 82.23% | 17.77% | 0% | 100% |  | 2033 | 0% | 0% | 0% | 0% | 0% | 100% | 0% | 100% |  | 2033 | 0% | 0% | 0% | 0% | 0% | 0% | 100% | 100%
2034 | 0% | 22.81% | 20.68% | 19.9% | 18.84% | 17.77% | 0% | 100% |  | 2034 | 0% | 22.81% | 20.68% | 19.9% | 18.84% | 17.77% | 0% | 100% |  | 2034 | 0% | 0% | 43.49% | 19.9% | 18.84% | 17.77% | 0% | 100% |  | 2034 | 0% | 0% | 0% | 63.39% | 18.84% | 17.77% | 0% | 100% |  | 2034 | 0% | 0% | 0% | 0% | 82.23% | 17.77% | 0% | 100% |  | 2034 | 0% | 0% | 0% | 0% | 0% | 100% | 0% | 100% |  | 2034 | 0% | 0% | 0% | 0% | 0% | 0% | 100% | 100%
2035 | 0% | 22.81% | 20.68% | 19.9% | 18.84% | 17.77% | 0% | 100% |  | 2035 | 0% | 22.81% | 20.68% | 19.9% | 18.84% | 17.77% | 0% | 100% |  | 2035 | 0% | 0% | 43.49% | 19.9% | 18.84% | 17.77% | 0% | 100% |  | 2035 | 0% | 0% | 0% | 63.39% | 18.84% | 17.77% | 0% | 100% |  | 2035 | 0% | 0% | 0% | 0% | 82.23% | 17.77% | 0% | 100% |  | 2035 | 0% | 0% | 0% | 0% | 0% | 100% | 0% | 100% |  | 2035 | 0% | 0% | 0% | 0% | 0% | 0% | 100% | 100%
2036 | 0% | 22.81% | 20.68% | 19.9% | 18.84% | 17.77% | 0% | 100% |  | 2036 | 0% | 22.81% | 20.68% | 19.9% | 18.84% | 17.77% | 0% | 100% |  | 2036 | 0% | 0% | 43.49% | 19.9% | 18.84% | 17.77% | 0% | 100% |  | 2036 | 0% | 0% | 0% | 63.39% | 18.84% | 17.77% | 0% | 100% |  | 2036 | 0% | 0% | 0% | 0% | 82.23% | 17.77% | 0% | 100% |  | 2036 | 0% | 0% | 0% | 0% | 0% | 100% | 0% | 100% |  | 2036 | 0% | 0% | 0% | 0% | 0% | 0% | 100% | 100%
2037 | 0% | 22.81% | 20.68% | 19.9% | 18.84% | 17.77% | 0% | 100% |  | 2037 | 0% | 22.81% | 20.68% | 19.9% | 18.84% | 17.77% | 0% | 100% |  | 2037 | 0% | 0% | 43.49% | 19.9% | 18.84% | 17.77% | 0% | 100% |  | 2037 | 0% | 0% | 0% | 63.39% | 18.84% | 17.77% | 0% | 100% |  | 2037 | 0% | 0% | 0% | 0% | 82.23% | 17.77% | 0% | 100% |  | 2037 | 0% | 0% | 0% | 0% | 0% | 100% | 0% | 100% |  | 2037 | 0% | 0% | 0% | 0% | 0% | 0% | 100% | 100%
2038 | 0% | 22.81% | 20.68% | 19.9% | 18.84% | 17.77% | 0% | 100% |  | 2038 | 0% | 22.81% | 20.68% | 19.9% | 18.84% | 17.77% | 0% | 100% |  | 2038 | 0% | 0% | 43.49% | 19.9% | 18.84% | 17.77% | 0% | 100% |  | 2038 | 0% | 0% | 0% | 63.39% | 18.84% | 17.77% | 0% | 100% |  | 2038 | 0% | 0% | 0% | 0% | 82.23% | 17.77% | 0% | 100% |  | 2038 | 0% | 0% | 0% | 0% | 0% | 100% | 0% | 100% |  | 2038 | 0% | 0% | 0% | 0% | 0% | 0% | 100% | 100%
2039 | 0% | 22.81% | 20.68% | 19.9% | 18.84% | 17.77% | 0% | 100% |  | 2039 | 0% | 22.81% | 20.68% | 19.9% | 18.84% | 17.77% | 0% | 100% |  | 2039 | 0% | 0% | 43.49% | 19.9% | 18.84% | 17.77% | 0% | 100% |  | 2039 | 0% | 0% | 0% | 63.39% | 18.84% | 17.77% | 0% | 100% |  | 2039 | 0% | 0% | 0% | 0% | 82.23% | 17.77% | 0% | 100% |  | 2039 | 0% | 0% | 0% | 0% | 0% | 100% | 0% | 100% |  | 2039 | 0% | 0% | 0% | 0% | 0% | 0% | 100% | 100%
2040 | 0% | 22.81% | 20.68% | 19.9% | 18.84% | 17.77% | 0% | 100% |  | 2040 | 0% | 22.81% | 20.68% | 19.9% | 18.84% | 17.77% | 0% | 100% |  | 2040 | 0% | 0% | 43.49% | 19.9% | 18.84% | 17.77% | 0% | 100% |  | 2040 | 0% | 0% | 0% | 63.39% | 18.84% | 17.77% | 0% | 100% |  | 2040 | 0% | 0% | 0% | 0% | 82.23% | 17.77% | 0% | 100% |  | 2040 | 0% | 0% | 0% | 0% | 0% | 100% | 0% | 100% |  | 2040 | 0% | 0% | 0% | 0% | 0% | 0% | 100% | 100%
2041 | 0% | 22.81% | 20.68% | 19.9% | 18.84% | 17.77% | 0% | 100% |  | 2041 | 0% | 22.81% | 20.68% | 19.9% | 18.84% | 17.77% | 0% | 100% |  | 2041 | 0% | 0% | 43.49% | 19.9% | 18.84% | 17.77% | 0% | 100% |  | 2041 | 0% | 0% | 0% | 63.39% | 18.84% | 17.77% | 0% | 100% |  | 2041 | 0% | 0% | 0% | 0% | 82.23% | 17.77% | 0% | 100% |  | 2041 | 0% | 0% | 0% | 0% | 0% | 100% | 0% | 100% |  | 2041 | 0% | 0% | 0% | 0% | 0% | 0% | 100% | 100%
2042 | 0% | 22.81% | 20.68% | 19.9% | 18.84% | 17.77% | 0% | 100% |  | 2042 | 0% | 22.81% | 20.68% | 19.9% | 18.84% | 17.77% | 0% | 100% |  | 2042 | 0% | 0% | 43.49% | 19.9% | 18.84% | 17.77% | 0% | 100% |  | 2042 | 0% | 0% | 0% | 63.39% | 18.84% | 17.77% | 0% | 100% |  | 2042 | 0% | 0% | 0% | 0% | 82.23% | 17.77% | 0% | 100% |  | 2042 | 0% | 0% | 0% | 0% | 0% | 100% | 0% | 100% |  | 2042 | 0% | 0% | 0% | 0% | 0% | 0% | 100% | 100%
2043 | 0% | 22.81% | 20.68% | 19.9% | 18.84% | 17.77% | 0% | 100% |  | 2043 | 0% | 22.81% | 20.68% | 19.9% | 18.84% | 17.77% | 0% | 100% |  | 2043 | 0% | 0% | 43.49% | 19.9% | 18.84% | 17.77% | 0% | 100% |  | 2043 | 0% | 0% | 0% | 63.39% | 18.84% | 17.77% | 0% | 100% |  | 2043 | 0% | 0% | 0% | 0% | 82.23% | 17.77% | 0% | 100% |  | 2043 | 0% | 0% | 0% | 0% | 0% | 100% | 0% | 100% |  | 2043 | 0% | 0% | 0% | 0% | 0% | 0% | 100% | 100%
2044 | 0% | 22.81% | 20.68% | 19.9% | 18.84% | 17.77% | 0% | 100% |  | 2044 | 0% | 22.81% | 20.68% | 19.9% | 18.84% | 17.77% | 0% | 100% |  | 2044 | 0% | 0% | 43.49% | 19.9% | 18.84% | 17.77% | 0% | 100% |  | 2044 | 0% | 0% | 0% | 63.39% | 18.84% | 17.77% | 0% | 100% |  | 2044 | 0% | 0% | 0% | 0% | 82.23% | 17.77% | 0% | 100% |  | 2044 | 0% | 0% | 0% | 0% | 0% | 100% | 0% | 100% |  | 2044 | 0% | 0% | 0% | 0% | 0% | 0% | 100% | 100%
2045 | 0% | 22.81% | 20.68% | 19.9% | 18.84% | 17.77% | 0% | 100% |  | 2045 | 0% | 22.81% | 20.68% | 19.9% | 18.84% | 17.77% | 0% | 100% |  | 2045 | 0% | 0% | 43.49% | 19.9% | 18.84% | 17.77% | 0% | 100% |  | 2045 | 0% | 0% | 0% | 63.39% | 18.84% | 17.77% | 0% | 100% |  | 2045 | 0% | 0% | 0% | 0% | 82.23% | 17.77% | 0% | 100% |  | 2045 | 0% | 0% | 0% | 0% | 0% | 100% | 0% | 100% |  | 2045 | 0% | 0% | 0% | 0% | 0% | 0% | 100% | 100%
2046 | 0% | 22.81% | 20.68% | 19.9% | 18.84% | 17.77% | 0% | 100% |  | 2046 | 0% | 22.81% | 20.68% | 19.9% | 18.84% | 17.77% | 0% | 100% |  | 2046 | 0% | 0% | 43.49% | 19.9% | 18.84% | 17.77% | 0% | 100% |  | 2046 | 0% | 0% | 0% | 63.39% | 18.84% | 17.77% | 0% | 100% |  | 2046 | 0% | 0% | 0% | 0% | 82.23% | 17.77% | 0% | 100% |  | 2046 | 0% | 0% | 0% | 0% | 0% | 100% | 0% | 100% |  | 2046 | 0% | 0% | 0% | 0% | 0% | 0% | 100% | 100%
PTAC 11000 | [9 empty] | PTAC 11000 | [9 empty] | PTAC 11000 | [9 empty] | PTAC 11000 | [9 empty] | PTAC 11000 | [9 empty] | PTAC 11000 | [9 empty] | PTAC 11000
Base Case Distribution | [9 empty] | Level 0 Case Distribution | [9 empty] | Level 1 Case Distribution | [9 empty] | Level 2 Case Distribution | [9 empty] | Level 3 Case Distribution | [9 empty] | Level 4 Case Distribution | [9 empty] | Level 5 Case Distribution
Year | Below Level 0 | Level 0 | Level 1 | Level 2 | Level 3 | Level 4 | Level 5 | Total |  | Year | Below Level 0 | Level 0 | Level 1 | Level 2 | Level 3 | Level 4 | Level 5 | Total |  | Year | Below Level 0 | Level 0 | Level 1 | Level 2 | Level 3 | Level 4 | Level 5 | Total |  | Year | Below Level 0 | Level 0 | Level 1 | Level 2 | Level 3 | Level 4 | Level 5 | Total |  | Year | Below Level 0 | Level 0 | Level 1 | Level 2 | Level 3 | Level 4 | Level 5 | Total |  | Year | Below Level 0 | Level 0 | Level 1 | Level 2 | Level 3 | Level 4 | Level 5 | Total |  | Year | Below Level 0 | Level 0 | Level 1 | Level 2 | Level 3 | Level 4 | Level 5 | Total
2012 | 0% | 27.42% | 25.44% | 24.25% | 22.89% | 0% | 0% | 100% |  | 2012 | 0% | 27.42% | 25.44% | 24.25% | 22.89% | 0% | 0% | 100% |  | 2012 | 0% | 0% | 52.86% | 24.25% | 22.89% | 0% | 0% | 100% |  | 2012 | 0% | 0% | 0% | 77.11% | 22.89% | 0% | 0% | 100% |  | 2012 | 0% | 0% | 0% | 0% | 100% | 0% | 0% | 100% |  | 2012 | 0% | 0% | 0% | 0% | 0% | 100% | 0% | 100% |  | 2012 | 0% | 0% | 0% | 0% | 0% | 0% | 100% | 100%
2013 | 0% | 27.42% | 25.44% | 24.25% | 22.89% | 0% | 0% | 100% |  | 2013 | 0% | 27.42% | 25.44% | 24.25% | 22.89% | 0% | 0% | 100% |  | 2013 | 0% | 0% | 52.86% | 24.25% | 22.89% | 0% | 0% | 100% |  | 2013 | 0% | 0% | 0% | 77.11% | 22.89% | 0% | 0% | 100% |  | 2013 | 0% | 0% | 0% | 0% | 100% | 0% | 0% | 100% |  | 2013 | 0% | 0% | 0% | 0% | 0% | 100% | 0% | 100% |  | 2013 | 0% | 0% | 0% | 0% | 0% | 0% | 100% | 100%
2014 | 0% | 27.42% | 25.44% | 24.25% | 22.89% | 0% | 0% | 100% |  | 2014 | 0% | 27.42% | 25.44% | 24.25% | 22.89% | 0% | 0% | 100% |  | 2014 | 0% | 0% | 52.86% | 24.25% | 22.89% | 0% | 0% | 100% |  | 2014 | 0% | 0% | 0% | 77.11% | 22.89% | 0% | 0% | 100% |  | 2014 | 0% | 0% | 0% | 0% | 100% | 0% | 0% | 100% |  | 2014 | 0% | 0% | 0% | 0% | 0% | 100% | 0% | 100% |  | 2014 | 0% | 0% | 0% | 0% | 0% | 0% | 100% | 100%
2015 | 0% | 27.42% | 25.44% | 24.25% | 22.89% | 0% | 0% | 100% |  | 2015 | 0% | 27.42% | 25.44% | 24.25% | 22.89% | 0% | 0% | 100% |  | 2015 | 0% | 0% | 52.86% | 24.25% | 22.89% | 0% | 0% | 100% |  | 2015 | 0% | 0% | 0% | 77.11% | 22.89% | 0% | 0% | 100% |  | 2015 | 0% | 0% | 0% | 0% | 100% | 0% | 0% | 100% |  | 2015 | 0% | 0% | 0% | 0% | 0% | 100% | 0% | 100% |  | 2015 | 0% | 0% | 0% | 0% | 0% | 0% | 100% | 100%
2016 | 0% | 27.42% | 25.44% | 24.25% | 22.89% | 0% | 0% | 100% |  | 2016 | 0% | 27.42% | 25.44% | 24.25% | 22.89% | 0% | 0% | 100% |  | 2016 | 0% | 0% | 52.86% | 24.25% | 22.89% | 0% | 0% | 100% |  | 2016 | 0% | 0% | 0% | 77.11% | 22.89% | 0% | 0% | 100% |  | 2016 | 0% | 0% | 0% | 0% | 100% | 0% | 0% | 100% |  | 2016 | 0% | 0% | 0% | 0% | 0% | 100% | 0% | 100% |  | 2016 | 0% | 0% | 0% | 0% | 0% | 0% | 100% | 100%
2017 | 0% | 27.42% | 25.44% | 24.25% | 22.89% | 0% | 0% | 100% |  | 2017 | 0% | 27.42% | 25.44% | 24.25% | 22.89% | 0% | 0% | 100% |  | 2017 | 0% | 0% | 52.86% | 24.25% | 22.89% | 0% | 0% | 100% |  | 2017 | 0% | 0% | 0% | 77.11% | 22.89% | 0% | 0% | 100% |  | 2017 | 0% | 0% | 0% | 0% | 100% | 0% | 0% | 100% |  | 2017 | 0% | 0% | 0% | 0% | 0% | 100% | 0% | 100% |  | 2017 | 0% | 0% | 0% | 0% | 0% | 0% | 100% | 100%
2018 | 0% | 27.42% | 25.44% | 24.25% | 22.89% | 0% | 0% | 100% |  | 2018 | 0% | 27.42% | 25.44% | 24.25% | 22.89% | 0% | 0% | 100% |  | 2018 | 0% | 0% | 52.86% | 24.25% | 22.89% | 0% | 0% | 100% |  | 2018 | 0% | 0% | 0% | 77.11% | 22.89% | 0% | 0% | 100% |  | 2018 | 0% | 0% | 0% | 0% | 100% | 0% | 0% | 100% |  | 2018 | 0% | 0% | 0% | 0% | 0% | 100% | 0% | 100% |  | 2018 | 0% | 0% | 0% | 0% | 0% | 0% | 100% | 100%
2019 | 0% | 27.42% | 25.44% | 24.25% | 22.89% | 0% | 0% | 100% |  | 2019 | 0% | 27.42% | 25.44% | 24.25% | 22.89% | 0% | 0% | 100% |  | 2019 | 0% | 0% | 52.86% | 24.25% | 22.89% | 0% | 0% | 100% |  | 2019 | 0% | 0% | 0% | 77.11% | 22.89% | 0% | 0% | 100% |  | 2019 | 0% | 0% | 0% | 0% | 100% | 0% | 0% | 100% |  | 2019 | 0% | 0% | 0% | 0% | 0% | 100% | 0% | 100% |  | 2019 | 0% | 0% | 0% | 0% | 0% | 0% | 100% | 100%
2020 | 0% | 27.42% | 25.44% | 24.25% | 22.89% | 0% | 0% | 100% |  | 2020 | 0% | 27.42% | 25.44% | 24.25% | 22.89% | 0% | 0% | 100% |  | 2020 | 0% | 0% | 52.86% | 24.25% | 22.89% | 0% | 0% | 100% |  | 2020 | 0% | 0% | 0% | 77.11% | 22.89% | 0% | 0% | 100% |  | 2020 | 0% | 0% | 0% | 0% | 100% | 0% | 0% | 100% |  | 2020 | 0% | 0% | 0% | 0% | 0% | 100% | 0% | 100% |  | 2020 | 0% | 0% | 0% | 0% | 0% | 0% | 100% | 100%
2021 | 0% | 27.42% | 25.44% | 24.25% | 22.89% | 0% | 0% | 100% |  | 2021 | 0% | 27.42% | 25.44% | 24.25% | 22.89% | 0% | 0% | 100% |  | 2021 | 0% | 0% | 52.86% | 24.25% | 22.89% | 0% | 0% | 100% |  | 2021 | 0% | 0% | 0% | 77.11% | 22.89% | 0% | 0% | 100% |  | 2021 | 0% | 0% | 0% | 0% | 100% | 0% | 0% | 100% |  | 2021 | 0% | 0% | 0% | 0% | 0% | 100% | 0% | 100% |  | 2021 | 0% | 0% | 0% | 0% | 0% | 0% | 100% | 100%
2022 | 0% | 27.42% | 25.44% | 24.25% | 22.89% | 0% | 0% | 100% |  | 2022 | 0% | 27.42% | 25.44% | 24.25% | 22.89% | 0% | 0% | 100% |  | 2022 | 0% | 0% | 52.86% | 24.25% | 22.89% | 0% | 0% | 100% |  | 2022 | 0% | 0% | 0% | 77.11% | 22.89% | 0% | 0% | 100% |  | 2022 | 0% | 0% | 0% | 0% | 100% | 0% | 0% | 100% |  | 2022 | 0% | 0% | 0% | 0% | 0% | 100% | 0% | 100% |  | 2022 | 0% | 0% | 0% | 0% | 0% | 0% | 100% | 100%
2023 | 0% | 27.42% | 25.44% | 24.25% | 22.89% | 0% | 0% | 100% |  | 2023 | 0% | 27.42% | 25.44% | 24.25% | 22.89% | 0% | 0% | 100% |  | 2023 | 0% | 0% | 52.86% | 24.25% | 22.89% | 0% | 0% | 100% |  | 2023 | 0% | 0% | 0% | 77.11% | 22.89% | 0% | 0% | 100% |  | 2023 | 0% | 0% | 0% | 0% | 100% | 0% | 0% | 100% |  | 2023 | 0% | 0% | 0% | 0% | 0% | 100% | 0% | 100% |  | 2023 | 0% | 0% | 0% | 0% | 0% | 0% | 100% | 100%
2024 | 0% | 27.42% | 25.44% | 24.25% | 22.89% | 0% | 0% | 100% |  | 2024 | 0% | 27.42% | 25.44% | 24.25% | 22.89% | 0% | 0% | 100% |  | 2024 | 0% | 0% | 52.86% | 24.25% | 22.89% | 0% | 0% | 100% |  | 2024 | 0% | 0% | 0% | 77.11% | 22.89% | 0% | 0% | 100% |  | 2024 | 0% | 0% | 0% | 0% | 100% | 0% | 0% | 100% |  | 2024 | 0% | 0% | 0% | 0% | 0% | 100% | 0% | 100% |  | 2024 | 0% | 0% | 0% | 0% | 0% | 0% | 100% | 100%
2025 | 0% | 27.42% | 25.44% | 24.25% | 22.89% | 0% | 0% | 100% |  | 2025 | 0% | 27.42% | 25.44% | 24.25% | 22.89% | 0% | 0% | 100% |  | 2025 | 0% | 0% | 52.86% | 24.25% | 22.89% | 0% | 0% | 100% |  | 2025 | 0% | 0% | 0% | 77.11% | 22.89% | 0% | 0% | 100% |  | 2025 | 0% | 0% | 0% | 0% | 100% | 0% | 0% | 100% |  | 2025 | 0% | 0% | 0% | 0% | 0% | 100% | 0% | 100% |  | 2025 | 0% | 0% | 0% | 0% | 0% | 0% | 100% | 100%
2026 | 0% | 27.42% | 25.44% | 24.25% | 22.89% | 0% | 0% | 100% |  | 2026 | 0% | 27.42% | 25.44% | 24.25% | 22.89% | 0% | 0% | 100% |  | 2026 | 0% | 0% | 52.86% | 24.25% | 22.89% | 0% | 0% | 100% |  | 2026 | 0% | 0% | 0% | 77.11% | 22.89% | 0% | 0% | 100% |  | 2026 | 0% | 0% | 0% | 0% | 100% | 0% | 0% | 100% |  | 2026 | 0% | 0% | 0% | 0% | 0% | 100% | 0% | 100% |  | 2026 | 0% | 0% | 0% | 0% | 0% | 0% | 100% | 100%
2027 | 0% | 27.42% | 25.44% | 24.25% | 22.89% | 0% | 0% | 100% |  | 2027 | 0% | 27.42% | 25.44% | 24.25% | 22.89% | 0% | 0% | 100% |  | 2027 | 0% | 0% | 52.86% | 24.25% | 22.89% | 0% | 0% | 100% |  | 2027 | 0% | 0% | 0% | 77.11% | 22.89% | 0% | 0% | 100% |  | 2027 | 0% | 0% | 0% | 0% | 100% | 0% | 0% | 100% |  | 2027 | 0% | 0% | 0% | 0% | 0% | 100% | 0% | 100% |  | 2027 | 0% | 0% | 0% | 0% | 0% | 0% | 100% | 100%
2028 | 0% | 27.42% | 25.44% | 24.25% | 22.89% | 0% | 0% | 100% |  | 2028 | 0% | 27.42% | 25.44% | 24.25% | 22.89% | 0% | 0% | 100% |  | 2028 | 0% | 0% | 52.86% | 24.25% | 22.89% | 0% | 0% | 100% |  | 2028 | 0% | 0% | 0% | 77.11% | 22.89% | 0% | 0% | 100% |  | 2028 | 0% | 0% | 0% | 0% | 100% | 0% | 0% | 100% |  | 2028 | 0% | 0% | 0% | 0% | 0% | 100% | 0% | 100% |  | 2028 | 0% | 0% | 0% | 0% | 0% | 0% | 100% | 100%
2029 | 0% | 27.42% | 25.44% | 24.25% | 22.89% | 0% | 0% | 100% |  | 2029 | 0% | 27.42% | 25.44% | 24.25% | 22.89% | 0% | 0% | 100% |  | 2029 | 0% | 0% | 52.86% | 24.25% | 22.89% | 0% | 0% | 100% |  | 2029 | 0% | 0% | 0% | 77.11% | 22.89% | 0% | 0% | 100% |  | 2029 | 0% | 0% | 0% | 0% | 100% | 0% | 0% | 100% |  | 2029 | 0% | 0% | 0% | 0% | 0% | 100% | 0% | 100% |  | 2029 | 0% | 0% | 0% | 0% | 0% | 0% | 100% | 100%
2030 | 0% | 27.42% | 25.44% | 24.25% | 22.89% | 0% | 0% | 100% |  | 2030 | 0% | 27.42% | 25.44% | 24.25% | 22.89% | 0% | 0% | 100% |  | 2030 | 0% | 0% | 52.86% | 24.25% | 22.89% | 0% | 0% | 100% |  | 2030 | 0% | 0% | 0% | 77.11% | 22.89% | 0% | 0% | 100% |  | 2030 | 0% | 0% | 0% | 0% | 100% | 0% | 0% | 100% |  | 2030 | 0% | 0% | 0% | 0% | 0% | 100% | 0% | 100% |  | 2030 | 0% | 0% | 0% | 0% | 0% | 0% | 100% | 100%
2031 | 0% | 27.42% | 25.44% | 24.25% | 22.89% | 0% | 0% | 100% |  | 2031 | 0% | 27.42% | 25.44% | 24.25% | 22.89% | 0% | 0% | 100% |  | 2031 | 0% | 0% | 52.86% | 24.25% | 22.89% | 0% | 0% | 100% |  | 2031 | 0% | 0% | 0% | 77.11% | 22.89% | 0% | 0% | 100% |  | 2031 | 0% | 0% | 0% | 0% | 100% | 0% | 0% | 100% |  | 2031 | 0% | 0% | 0% | 0% | 0% | 100% | 0% | 100% |  | 2031 | 0% | 0% | 0% | 0% | 0% | 0% | 100% | 100%
2032 | 0% | 27.42% | 25.44% | 24.25% | 22.89% | 0% | 0% | 100% |  | 2032 | 0% | 27.42% | 25.44% | 24.25% | 22.89% | 0% | 0% | 100% |  | 2032 | 0% | 0% | 52.86% | 24.25% | 22.89% | 0% | 0% | 100% |  | 2032 | 0% | 0% | 0% | 77.11% | 22.89% | 0% | 0% | 100% |  | 2032 | 0% | 0% | 0% | 0% | 100% | 0% | 0% | 100% |  | 2032 | 0% | 0% | 0% | 0% | 0% | 100% | 0% | 100% |  | 2032 | 0% | 0% | 0% | 0% | 0% | 0% | 100% | 100%
2033 | 0% | 27.42% | 25.44% | 24.25% | 22.89% | 0% | 0% | 100% |  | 2033 | 0% | 27.42% | 25.44% | 24.25% | 22.89% | 0% | 0% | 100% |  | 2033 | 0% | 0% | 52.86% | 24.25% | 22.89% | 0% | 0% | 100% |  | 2033 | 0% | 0% | 0% | 77.11% | 22.89% | 0% | 0% | 100% |  | 2033 | 0% | 0% | 0% | 0% | 100% | 0% | 0% | 100% |  | 2033 | 0% | 0% | 0% | 0% | 0% | 100% | 0% | 100% |  | 2033 | 0% | 0% | 0% | 0% | 0% | 0% | 100% | 100%
2034 | 0% | 27.42% | 25.44% | 24.25% | 22.89% | 0% | 0% | 100% |  | 2034 | 0% | 27.42% | 25.44% | 24.25% | 22.89% | 0% | 0% | 100% |  | 2034 | 0% | 0% | 52.86% | 24.25% | 22.89% | 0% | 0% | 100% |  | 2034 | 0% | 0% | 0% | 77.11% | 22.89% | 0% | 0% | 100% |  | 2034 | 0% | 0% | 0% | 0% | 100% | 0% | 0% | 100% |  | 2034 | 0% | 0% | 0% | 0% | 0% | 100% | 0% | 100% |  | 2034 | 0% | 0% | 0% | 0% | 0% | 0% | 100% | 100%
2035 | 0% | 27.42% | 25.44% | 24.25% | 22.89% | 0% | 0% | 100% |  | 2035 | 0% | 27.42% | 25.44% | 24.25% | 22.89% | 0% | 0% | 100% |  | 2035 | 0% | 0% | 52.86% | 24.25% | 22.89% | 0% | 0% | 100% |  | 2035 | 0% | 0% | 0% | 77.11% | 22.89% | 0% | 0% | 100% |  | 2035 | 0% | 0% | 0% | 0% | 100% | 0% | 0% | 100% |  | 2035 | 0% | 0% | 0% | 0% | 0% | 100% | 0% | 100% |  | 2035 | 0% | 0% | 0% | 0% | 0% | 0% | 100% | 100%
2036 | 0% | 27.42% | 25.44% | 24.25% | 22.89% | 0% | 0% | 100% |  | 2036 | 0% | 27.42% | 25.44% | 24.25% | 22.89% | 0% | 0% | 100% |  | 2036 | 0% | 0% | 52.86% | 24.25% | 22.89% | 0% | 0% | 100% |  | 2036 | 0% | 0% | 0% | 77.11% | 22.89% | 0% | 0% | 100% |  | 2036 | 0% | 0% | 0% | 0% | 100% | 0% | 0% | 100% |  | 2036 | 0% | 0% | 0% | 0% | 0% | 100% | 0% | 100% |  | 2036 | 0% | 0% | 0% | 0% | 0% | 0% | 100% | 100%
2037 | 0% | 27.42% | 25.44% | 24.25% | 22.89% | 0% | 0% | 100% |  | 2037 | 0% | 27.42% | 25.44% | 24.25% | 22.89% | 0% | 0% | 100% |  | 2037 | 0% | 0% | 52.86% | 24.25% | 22.89% | 0% | 0% | 100% |  | 2037 | 0% | 0% | 0% | 77.11% | 22.89% | 0% | 0% | 100% |  | 2037 | 0% | 0% | 0% | 0% | 100% | 0% | 0% | 100% |  | 2037 | 0% | 0% | 0% | 0% | 0% | 100% | 0% | 100% |  | 2037 | 0% | 0% | 0% | 0% | 0% | 0% | 100% | 100%
2038 | 0% | 27.42% | 25.44% | 24.25% | 22.89% | 0% | 0% | 100% |  | 2038 | 0% | 27.42% | 25.44% | 24.25% | 22.89% | 0% | 0% | 100% |  | 2038 | 0% | 0% | 52.86% | 24.25% | 22.89% | 0% | 0% | 100% |  | 2038 | 0% | 0% | 0% | 77.11% | 22.89% | 0% | 0% | 100% |  | 2038 | 0% | 0% | 0% | 0% | 100% | 0% | 0% | 100% |  | 2038 | 0% | 0% | 0% | 0% | 0% | 100% | 0% | 100% |  | 2038 | 0% | 0% | 0% | 0% | 0% | 0% | 100% | 100%
2039 | 0% | 27.42% | 25.44% | 24.25% | 22.89% | 0% | 0% | 100% |  | 2039 | 0% | 27.42% | 25.44% | 24.25% | 22.89% | 0% | 0% | 100% |  | 2039 | 0% | 0% | 52.86% | 24.25% | 22.89% | 0% | 0% | 100% |  | 2039 | 0% | 0% | 0% | 77.11% | 22.89% | 0% | 0% | 100% |  | 2039 | 0% | 0% | 0% | 0% | 100% | 0% | 0% | 100% |  | 2039 | 0% | 0% | 0% | 0% | 0% | 100% | 0% | 100% |  | 2039 | 0% | 0% | 0% | 0% | 0% | 0% | 100% | 100%
2040 | 0% | 27.42% | 25.44% | 24.25% | 22.89% | 0% | 0% | 100% |  | 2040 | 0% | 27.42% | 25.44% | 24.25% | 22.89% | 0% | 0% | 100% |  | 2040 | 0% | 0% | 52.86% | 24.25% | 22.89% | 0% | 0% | 100% |  | 2040 | 0% | 0% | 0% | 77.11% | 22.89% | 0% | 0% | 100% |  | 2040 | 0% | 0% | 0% | 0% | 100% | 0% | 0% | 100% |  | 2040 | 0% | 0% | 0% | 0% | 0% | 100% | 0% | 100% |  | 2040 | 0% | 0% | 0% | 0% | 0% | 0% | 100% | 100%
2041 | 0% | 27.42% | 25.44% | 24.25% | 22.89% | 0% | 0% | 100% |  | 2041 | 0% | 27.42% | 25.44% | 24.25% | 22.89% | 0% | 0% | 100% |  | 2041 | 0% | 0% | 52.86% | 24.25% | 22.89% | 0% | 0% | 100% |  | 2041 | 0% | 0% | 0% | 77.11% | 22.89% | 0% | 0% | 100% |  | 2041 | 0% | 0% | 0% | 0% | 100% | 0% | 0% | 100% |  | 2041 | 0% | 0% | 0% | 0% | 0% | 100% | 0% | 100% |  | 2041 | 0% | 0% | 0% | 0% | 0% | 0% | 100% | 100%
2042 | 0% | 27.42% | 25.44% | 24.25% | 22.89% | 0% | 0% | 100% |  | 2042 | 0% | 27.42% | 25.44% | 24.25% | 22.89% | 0% | 0% | 100% |  | 2042 | 0% | 0% | 52.86% | 24.25% | 22.89% | 0% | 0% | 100% |  | 2042 | 0% | 0% | 0% | 77.11% | 22.89% | 0% | 0% | 100% |  | 2042 | 0% | 0% | 0% | 0% | 100% | 0% | 0% | 100% |  | 2042 | 0% | 0% | 0% | 0% | 0% | 100% | 0% | 100% |  | 2042 | 0% | 0% | 0% | 0% | 0% | 0% | 100% | 100%
2043 | 0% | 27.42% | 25.44% | 24.25% | 22.89% | 0% | 0% | 100% |  | 2043 | 0% | 27.42% | 25.44% | 24.25% | 22.89% | 0% | 0% | 100% |  | 2043 | 0% | 0% | 52.86% | 24.25% | 22.89% | 0% | 0% | 100% |  | 2043 | 0% | 0% | 0% | 77.11% | 22.89% | 0% | 0% | 100% |  | 2043 | 0% | 0% | 0% | 0% | 100% | 0% | 0% | 100% |  | 2043 | 0% | 0% | 0% | 0% | 0% | 100% | 0% | 100% |  | 2043 | 0% | 0% | 0% | 0% | 0% | 0% | 100% | 100%
2044 | 0% | 27.42% | 25.44% | 24.25% | 22.89% | 0% | 0% | 100% |  | 2044 | 0% | 27.42% | 25.44% | 24.25% | 22.89% | 0% | 0% | 100% |  | 2044 | 0% | 0% | 52.86% | 24.25% | 22.89% | 0% | 0% | 100% |  | 2044 | 0% | 0% | 0% | 77.11% | 22.89% | 0% | 0% | 100% |  | 2044 | 0% | 0% | 0% | 0% | 100% | 0% | 0% | 100% |  | 2044 | 0% | 0% | 0% | 0% | 0% | 100% | 0% | 100% |  | 2044 | 0% | 0% | 0% | 0% | 0% | 0% | 100% | 100%
2045 | 0% | 27.42% | 25.44% | 24.25% | 22.89% | 0% | 0% | 100% |  | 2045 | 0% | 27.42% | 25.44% | 24.25% | 22.89% | 0% | 0% | 100% |  | 2045 | 0% | 0% | 52.86% | 24.25% | 22.89% | 0% | 0% | 100% |  | 2045 | 0% | 0% | 0% | 77.11% | 22.89% | 0% | 0% | 100% |  | 2045 | 0% | 0% | 0% | 0% | 100% | 0% | 0% | 100% |  | 2045 | 0% | 0% | 0% | 0% | 0% | 100% | 0% | 100% |  | 2045 | 0% | 0% | 0% | 0% | 0% | 0% | 100% | 100%
2046 | 0% | 27.42% | 25.44% | 24.25% | 22.89% | 0% | 0% | 100% |  | 2046 | 0% | 27.42% | 25.44% | 24.25% | 22.89% | 0% | 0% | 100% |  | 2046 | 0% | 0% | 52.86% | 24.25% | 22.89% | 0% | 0% | 100% |  | 2046 | 0% | 0% | 0% | 77.11% | 22.89% | 0% | 0% | 100% |  | 2046 | 0% | 0% | 0% | 0% | 100% | 0% | 0% | 100% |  | 2046 | 0% | 0% | 0% | 0% | 0% | 100% | 0% | 100% |  | 2046 | 0% | 0% | 0% | 0% | 0% | 0% | 100% | 100%
PTHP 11000 | [9 empty] | PTHP 11000 | [9 empty] | PTHP 11000 | [9 empty] | PTHP 11000 | [9 empty] | PTHP 11000 | [9 empty] | PTHP 11000 | [9 empty] | PTHP 11000
Base Case Distribution | [9 empty] | Level 0 Case Distribution | [9 empty] | Level 1 Case Distribution | [9 empty] | Level 2 Case Distribution | [9 empty] | Level 3 Case Distribution | [9 empty] | Level 4 Case Distribution | [9 empty] | Level 5 Case Distribution
Year | Below Level 0 | Level 0 | Level 1 | Level 2 | Level 3 | Level 4 | Level 5 | Total |  | Year | Below Level 0 | Level 0 | Level 1 | Level 2 | Level 3 | Level 4 | Level 5 | Total |  | Year | Below Level 0 | Level 0 | Level 1 | Level 2 | Level 3 | Level 4 | Level 5 | Total |  | Year | Below Level 0 | Level 0 | Level 1 | Level 2 | Level 3 | Level 4 | Level 5 | Total |  | Year | Below Level 0 | Level 0 | Level 1 | Level 2 | Level 3 | Level 4 | Level 5 | Total |  | Year | Below Level 0 | Level 0 | Level 1 | Level 2 | Level 3 | Level 4 | Level 5 | Total |  | Year | Below Level 0 | Level 0 | Level 1 | Level 2 | Level 3 | Level 4 | Level 5 | Total
2012 | 0% | 27.42% | 25.44% | 24.25% | 22.89% | 0% | 0% | 100% |  | 2012 | 0% | 27.42% | 25.44% | 24.25% | 22.89% | 0% | 0% | 100% |  | 2012 | 0% | 0% | 52.86% | 24.25% | 22.89% | 0% | 0% | 100% |  | 2012 | 0% | 0% | 0% | 77.11% | 22.89% | 0% | 0% | 100% |  | 2012 | 0% | 0% | 0% | 0% | 100% | 0% | 0% | 100% |  | 2012 | 0% | 0% | 0% | 0% | 0% | 100% | 0% | 100% |  | 2012 | 0% | 0% | 0% | 0% | 0% | 0% | 100% | 100%
2013 | 0% | 27.42% | 25.44% | 24.25% | 22.89% | 0% | 0% | 100% |  | 2013 | 0% | 27.42% | 25.44% | 24.25% | 22.89% | 0% | 0% | 100% |  | 2013 | 0% | 0% | 52.86% | 24.25% | 22.89% | 0% | 0% | 100% |  | 2013 | 0% | 0% | 0% | 77.11% | 22.89% | 0% | 0% | 100% |  | 2013 | 0% | 0% | 0% | 0% | 100% | 0% | 0% | 100% |  | 2013 | 0% | 0% | 0% | 0% | 0% | 100% | 0% | 100% |  | 2013 | 0% | 0% | 0% | 0% | 0% | 0% | 100% | 100%
2014 | 0% | 27.42% | 25.44% | 24.25% | 22.89% | 0% | 0% | 100% |  | 2014 | 0% | 27.42% | 25.44% | 24.25% | 22.89% | 0% | 0% | 100% |  | 2014 | 0% | 0% | 52.86% | 24.25% | 22.89% | 0% | 0% | 100% |  | 2014 | 0% | 0% | 0% | 77.11% | 22.89% | 0% | 0% | 100% |  | 2014 | 0% | 0% | 0% | 0% | 100% | 0% | 0% | 100% |  | 2014 | 0% | 0% | 0% | 0% | 0% | 100% | 0% | 100% |  | 2014 | 0% | 0% | 0% | 0% | 0% | 0% | 100% | 100%
2015 | 0% | 27.42% | 25.44% | 24.25% | 22.89% | 0% | 0% | 100% |  | 2015 | 0% | 27.42% | 25.44% | 24.25% | 22.89% | 0% | 0% | 100% |  | 2015 | 0% | 0% | 52.86% | 24.25% | 22.89% | 0% | 0% | 100% |  | 2015 | 0% | 0% | 0% | 77.11% | 22.89% | 0% | 0% | 100% |  | 2015 | 0% | 0% | 0% | 0% | 100% | 0% | 0% | 100% |  | 2015 | 0% | 0% | 0% | 0% | 0% | 100% | 0% | 100% |  | 2015 | 0% | 0% | 0% | 0% | 0% | 0% | 100% | 100%
2016 | 0% | 27.42% | 25.44% | 24.25% | 22.89% | 0% | 0% | 100% |  | 2016 | 0% | 27.42% | 25.44% | 24.25% | 22.89% | 0% | 0% | 100% |  | 2016 | 0% | 0% | 52.86% | 24.25% | 22.89% | 0% | 0% | 100% |  | 2016 | 0% | 0% | 0% | 77.11% | 22.89% | 0% | 0% | 100% |  | 2016 | 0% | 0% | 0% | 0% | 100% | 0% | 0% | 100% |  | 2016 | 0% | 0% | 0% | 0% | 0% | 100% | 0% | 100% |  | 2016 | 0% | 0% | 0% | 0% | 0% | 0% | 100% | 100%
2017 | 0% | 27.42% | 25.44% | 24.25% | 22.89% | 0% | 0% | 100% |  | 2017 | 0% | 27.42% | 25.44% | 24.25% | 22.89% | 0% | 0% | 100% |  | 2017 | 0% | 0% | 52.86% | 24.25% | 22.89% | 0% | 0% | 100% |  | 2017 | 0% | 0% | 0% | 77.11% | 22.89% | 0% | 0% | 100% |  | 2017 | 0% | 0% | 0% | 0% | 100% | 0% | 0% | 100% |  | 2017 | 0% | 0% | 0% | 0% | 0% | 100% | 0% | 100% |  | 2017 | 0% | 0% | 0% | 0% | 0% | 0% | 100% | 100%
2018 | 0% | 27.42% | 25.44% | 24.25% | 22.89% | 0% | 0% | 100% |  | 2018 | 0% | 27.42% | 25.44% | 24.25% | 22.89% | 0% | 0% | 100% |  | 2018 | 0% | 0% | 52.86% | 24.25% | 22.89% | 0% | 0% | 100% |  | 2018 | 0% | 0% | 0% | 77.11% | 22.89% | 0% | 0% | 100% |  | 2018 | 0% | 0% | 0% | 0% | 100% | 0% | 0% | 100% |  | 2018 | 0% | 0% | 0% | 0% | 0% | 100% | 0% | 100% |  | 2018 | 0% | 0% | 0% | 0% | 0% | 0% | 100% | 100%
2019 | 0% | 27.42% | 25.44% | 24.25% | 22.89% | 0% | 0% | 100% |  | 2019 | 0% | 27.42% | 25.44% | 24.25% | 22.89% | 0% | 0% | 100% |  | 2019 | 0% | 0% | 52.86% | 24.25% | 22.89% | 0% | 0% | 100% |  | 2019 | 0% | 0% | 0% | 77.11% | 22.89% | 0% | 0% | 100% |  | 2019 | 0% | 0% | 0% | 0% | 100% | 0% | 0% | 100% |  | 2019 | 0% | 0% | 0% | 0% | 0% | 100% | 0% | 100% |  | 2019 | 0% | 0% | 0% | 0% | 0% | 0% | 100% | 100%
2020 | 0% | 27.42% | 25.44% | 24.25% | 22.89% | 0% | 0% | 100% |  | 2020 | 0% | 27.42% | 25.44% | 24.25% | 22.89% | 0% | 0% | 100% |  | 2020 | 0% | 0% | 52.86% | 24.25% | 22.89% | 0% | 0% | 100% |  | 2020 | 0% | 0% | 0% | 77.11% | 22.89% | 0% | 0% | 100% |  | 2020 | 0% | 0% | 0% | 0% | 100% | 0% | 0% | 100% |  | 2020 | 0% | 0% | 0% | 0% | 0% | 100% | 0% | 100% |  | 2020 | 0% | 0% | 0% | 0% | 0% | 0% | 100% | 100%
2021 | 0% | 27.42% | 25.44% | 24.25% | 22.89% | 0% | 0% | 100% |  | 2021 | 0% | 27.42% | 25.44% | 24.25% | 22.89% | 0% | 0% | 100% |  | 2021 | 0% | 0% | 52.86% | 24.25% | 22.89% | 0% | 0% | 100% |  | 2021 | 0% | 0% | 0% | 77.11% | 22.89% | 0% | 0% | 100% |  | 2021 | 0% | 0% | 0% | 0% | 100% | 0% | 0% | 100% |  | 2021 | 0% | 0% | 0% | 0% | 0% | 100% | 0% | 100% |  | 2021 | 0% | 0% | 0% | 0% | 0% | 0% | 100% | 100%
2022 | 0% | 27.42% | 25.44% | 24.25% | 22.89% | 0% | 0% | 100% |  | 2022 | 0% | 27.42% | 25.44% | 24.25% | 22.89% | 0% | 0% | 100% |  | 2022 | 0% | 0% | 52.86% | 24.25% | 22.89% | 0% | 0% | 100% |  | 2022 | 0% | 0% | 0% | 77.11% | 22.89% | 0% | 0% | 100% |  | 2022 | 0% | 0% | 0% | 0% | 100% | 0% | 0% | 100% |  | 2022 | 0% | 0% | 0% | 0% | 0% | 100% | 0% | 100% |  | 2022 | 0% | 0% | 0% | 0% | 0% | 0% | 100% | 100%
2023 | 0% | 27.42% | 25.44% | 24.25% | 22.89% | 0% | 0% | 100% |  | 2023 | 0% | 27.42% | 25.44% | 24.25% | 22.89% | 0% | 0% | 100% |  | 2023 | 0% | 0% | 52.86% | 24.25% | 22.89% | 0% | 0% | 100% |  | 2023 | 0% | 0% | 0% | 77.11% | 22.89% | 0% | 0% | 100% |  | 2023 | 0% | 0% | 0% | 0% | 100% | 0% | 0% | 100% |  | 2023 | 0% | 0% | 0% | 0% | 0% | 100% | 0% | 100% |  | 2023 | 0% | 0% | 0% | 0% | 0% | 0% | 100% | 100%
2024 | 0% | 27.42% | 25.44% | 24.25% | 22.89% | 0% | 0% | 100% |  | 2024 | 0% | 27.42% | 25.44% | 24.25% | 22.89% | 0% | 0% | 100% |  | 2024 | 0% | 0% | 52.86% | 24.25% | 22.89% | 0% | 0% | 100% |  | 2024 | 0% | 0% | 0% | 77.11% | 22.89% | 0% | 0% | 100% |  | 2024 | 0% | 0% | 0% | 0% | 100% | 0% | 0% | 100% |  | 2024 | 0% | 0% | 0% | 0% | 0% | 100% | 0% | 100% |  | 2024 | 0% | 0% | 0% | 0% | 0% | 0% | 100% | 100%
2025 | 0% | 27.42% | 25.44% | 24.25% | 22.89% | 0% | 0% | 100% |  | 2025 | 0% | 27.42% | 25.44% | 24.25% | 22.89% | 0% | 0% | 100% |  | 2025 | 0% | 0% | 52.86% | 24.25% | 22.89% | 0% | 0% | 100% |  | 2025 | 0% | 0% | 0% | 77.11% | 22.89% | 0% | 0% | 100% |  | 2025 | 0% | 0% | 0% | 0% | 100% | 0% | 0% | 100% |  | 2025 | 0% | 0% | 0% | 0% | 0% | 100% | 0% | 100% |  | 2025 | 0% | 0% | 0% | 0% | 0% | 0% | 100% | 100%
2026 | 0% | 27.42% | 25.44% | 24.25% | 22.89% | 0% | 0% | 100% |  | 2026 | 0% | 27.42% | 25.44% | 24.25% | 22.89% | 0% | 0% | 100% |  | 2026 | 0% | 0% | 52.86% | 24.25% | 22.89% | 0% | 0% | 100% |  | 2026 | 0% | 0% | 0% | 77.11% | 22.89% | 0% | 0% | 100% |  | 2026 | 0% | 0% | 0% | 0% | 100% | 0% | 0% | 100% |  | 2026 | 0% | 0% | 0% | 0% | 0% | 100% | 0% | 100% |  | 2026 | 0% | 0% | 0% | 0% | 0% | 0% | 100% | 100%
2027 | 0% | 27.42% | 25.44% | 24.25% | 22.89% | 0% | 0% | 100% |  | 2027 | 0% | 27.42% | 25.44% | 24.25% | 22.89% | 0% | 0% | 100% |  | 2027 | 0% | 0% | 52.86% | 24.25% | 22.89% | 0% | 0% | 100% |  | 2027 | 0% | 0% | 0% | 77.11% | 22.89% | 0% | 0% | 100% |  | 2027 | 0% | 0% | 0% | 0% | 100% | 0% | 0% | 100% |  | 2027 | 0% | 0% | 0% | 0% | 0% | 100% | 0% | 100% |  | 2027 | 0% | 0% | 0% | 0% | 0% | 0% | 100% | 100%
2028 | 0% | 27.42% | 25.44% | 24.25% | 22.89% | 0% | 0% | 100% |  | 2028 | 0% | 27.42% | 25.44% | 24.25% | 22.89% | 0% | 0% | 100% |  | 2028 | 0% | 0% | 52.86% | 24.25% | 22.89% | 0% | 0% | 100% |  | 2028 | 0% | 0% | 0% | 77.11% | 22.89% | 0% | 0% | 100% |  | 2028 | 0% | 0% | 0% | 0% | 100% | 0% | 0% | 100% |  | 2028 | 0% | 0% | 0% | 0% | 0% | 100% | 0% | 100% |  | 2028 | 0% | 0% | 0% | 0% | 0% | 0% | 100% | 100%
2029 | 0% | 27.42% | 25.44% | 24.25% | 22.89% | 0% | 0% | 100% |  | 2029 | 0% | 27.42% | 25.44% | 24.25% | 22.89% | 0% | 0% | 100% |  | 2029 | 0% | 0% | 52.86% | 24.25% | 22.89% | 0% | 0% | 100% |  | 2029 | 0% | 0% | 0% | 77.11% | 22.89% | 0% | 0% | 100% |  | 2029 | 0% | 0% | 0% | 0% | 100% | 0% | 0% | 100% |  | 2029 | 0% | 0% | 0% | 0% | 0% | 100% | 0% | 100% |  | 2029 | 0% | 0% | 0% | 0% | 0% | 0% | 100% | 100%
2030 | 0% | 27.42% | 25.44% | 24.25% | 22.89% | 0% | 0% | 100% |  | 2030 | 0% | 27.42% | 25.44% | 24.25% | 22.89% | 0% | 0% | 100% |  | 2030 | 0% | 0% | 52.86% | 24.25% | 22.89% | 0% | 0% | 100% |  | 2030 | 0% | 0% | 0% | 77.11% | 22.89% | 0% | 0% | 100% |  | 2030 | 0% | 0% | 0% | 0% | 100% | 0% | 0% | 100% |  | 2030 | 0% | 0% | 0% | 0% | 0% | 100% | 0% | 100% |  | 2030 | 0% | 0% | 0% | 0% | 0% | 0% | 100% | 100%
2031 | 0% | 27.42% | 25.44% | 24.25% | 22.89% | 0% | 0% | 100% |  | 2031 | 0% | 27.42% | 25.44% | 24.25% | 22.89% | 0% | 0% | 100% |  | 2031 | 0% | 0% | 52.86% | 24.25% | 22.89% | 0% | 0% | 100% |  | 2031 | 0% | 0% | 0% | 77.11% | 22.89% | 0% | 0% | 100% |  | 2031 | 0% | 0% | 0% | 0% | 100% | 0% | 0% | 100% |  | 2031 | 0% | 0% | 0% | 0% | 0% | 100% | 0% | 100% |  | 2031 | 0% | 0% | 0% | 0% | 0% | 0% | 100% | 100%
2032 | 0% | 27.42% | 25.44% | 24.25% | 22.89% | 0% | 0% | 100% |  | 2032 | 0% | 27.42% | 25.44% | 24.25% | 22.89% | 0% | 0% | 100% |  | 2032 | 0% | 0% | 52.86% | 24.25% | 22.89% | 0% | 0% | 100% |  | 2032 | 0% | 0% | 0% | 77.11% | 22.89% | 0% | 0% | 100% |  | 2032 | 0% | 0% | 0% | 0% | 100% | 0% | 0% | 100% |  | 2032 | 0% | 0% | 0% | 0% | 0% | 100% | 0% | 100% |  | 2032 | 0% | 0% | 0% | 0% | 0% | 0% | 100% | 100%
2033 | 0% | 27.42% | 25.44% | 24.25% | 22.89% | 0% | 0% | 100% |  | 2033 | 0% | 27.42% | 25.44% | 24.25% | 22.89% | 0% | 0% | 100% |  | 2033 | 0% | 0% | 52.86% | 24.25% | 22.89% | 0% | 0% | 100% |  | 2033 | 0% | 0% | 0% | 77.11% | 22.89% | 0% | 0% | 100% |  | 2033 | 0% | 0% | 0% | 0% | 100% | 0% | 0% | 100% |  | 2033 | 0% | 0% | 0% | 0% | 0% | 100% | 0% | 100% |  | 2033 | 0% | 0% | 0% | 0% | 0% | 0% | 100% | 100%
2034 | 0% | 27.42% | 25.44% | 24.25% | 22.89% | 0% | 0% | 100% |  | 2034 | 0% | 27.42% | 25.44% | 24.25% | 22.89% | 0% | 0% | 100% |  | 2034 | 0% | 0% | 52.86% | 24.25% | 22.89% | 0% | 0% | 100% |  | 2034 | 0% | 0% | 0% | 77.11% | 22.89% | 0% | 0% | 100% |  | 2034 | 0% | 0% | 0% | 0% | 100% | 0% | 0% | 100% |  | 2034 | 0% | 0% | 0% | 0% | 0% | 100% | 0% | 100% |  | 2034 | 0% | 0% | 0% | 0% | 0% | 0% | 100% | 100%
2035 | 0% | 27.42% | 25.44% | 24.25% | 22.89% | 0% | 0% | 100% |  | 2035 | 0% | 27.42% | 25.44% | 24.25% | 22.89% | 0% | 0% | 100% |  | 2035 | 0% | 0% | 52.86% | 24.25% | 22.89% | 0% | 0% | 100% |  | 2035 | 0% | 0% | 0% | 77.11% | 22.89% | 0% | 0% | 100% |  | 2035 | 0% | 0% | 0% | 0% | 100% | 0% | 0% | 100% |  | 2035 | 0% | 0% | 0% | 0% | 0% | 100% | 0% | 100% |  | 2035 | 0% | 0% | 0% | 0% | 0% | 0% | 100% | 100%
2036 | 0% | 27.42% | 25.44% | 24.25% | 22.89% | 0% | 0% | 100% |  | 2036 | 0% | 27.42% | 25.44% | 24.25% | 22.89% | 0% | 0% | 100% |  | 2036 | 0% | 0% | 52.86% | 24.25% | 22.89% | 0% | 0% | 100% |  | 2036 | 0% | 0% | 0% | 77.11% | 22.89% | 0% | 0% | 100% |  | 2036 | 0% | 0% | 0% | 0% | 100% | 0% | 0% | 100% |  | 2036 | 0% | 0% | 0% | 0% | 0% | 100% | 0% | 100% |  | 2036 | 0% | 0% | 0% | 0% | 0% | 0% | 100% | 100%
2037 | 0% | 27.42% | 25.44% | 24.25% | 22.89% | 0% | 0% | 100% |  | 2037 | 0% | 27.42% | 25.44% | 24.25% | 22.89% | 0% | 0% | 100% |  | 2037 | 0% | 0% | 52.86% | 24.25% | 22.89% | 0% | 0% | 100% |  | 2037 | 0% | 0% | 0% | 77.11% | 22.89% | 0% | 0% | 100% |  | 2037 | 0% | 0% | 0% | 0% | 100% | 0% | 0% | 100% |  | 2037 | 0% | 0% | 0% | 0% | 0% | 100% | 0% | 100% |  | 2037 | 0% | 0% | 0% | 0% | 0% | 0% | 100% | 100%
2038 | 0% | 27.42% | 25.44% | 24.25% | 22.89% | 0% | 0% | 100% |  | 2038 | 0% | 27.42% | 25.44% | 24.25% | 22.89% | 0% | 0% | 100% |  | 2038 | 0% | 0% | 52.86% | 24.25% | 22.89% | 0% | 0% | 100% |  | 2038 | 0% | 0% | 0% | 77.11% | 22.89% | 0% | 0% | 100% |  | 2038 | 0% | 0% | 0% | 0% | 100% | 0% | 0% | 100% |  | 2038 | 0% | 0% | 0% | 0% | 0% | 100% | 0% | 100% |  | 2038 | 0% | 0% | 0% | 0% | 0% | 0% | 100% | 100%
2039 | 0% | 27.42% | 25.44% | 24.25% | 22.89% | 0% | 0% | 100% |  | 2039 | 0% | 27.42% | 25.44% | 24.25% | 22.89% | 0% | 0% | 100% |  | 2039 | 0% | 0% | 52.86% | 24.25% | 22.89% | 0% | 0% | 100% |  | 2039 | 0% | 0% | 0% | 77.11% | 22.89% | 0% | 0% | 100% |  | 2039 | 0% | 0% | 0% | 0% | 100% | 0% | 0% | 100% |  | 2039 | 0% | 0% | 0% | 0% | 0% | 100% | 0% | 100% |  | 2039 | 0% | 0% | 0% | 0% | 0% | 0% | 100% | 100%
2040 | 0% | 27.42% | 25.44% | 24.25% | 22.89% | 0% | 0% | 100% |  | 2040 | 0% | 27.42% | 25.44% | 24.25% | 22.89% | 0% | 0% | 100% |  | 2040 | 0% | 0% | 52.86% | 24.25% | 22.89% | 0% | 0% | 100% |  | 2040 | 0% | 0% | 0% | 77.11% | 22.89% | 0% | 0% | 100% |  | 2040 | 0% | 0% | 0% | 0% | 100% | 0% | 0% | 100% |  | 2040 | 0% | 0% | 0% | 0% | 0% | 100% | 0% | 100% |  | 2040 | 0% | 0% | 0% | 0% | 0% | 0% | 100% | 100%
2041 | 0% | 27.42% | 25.44% | 24.25% | 22.89% | 0% | 0% | 100% |  | 2041 | 0% | 27.42% | 25.44% | 24.25% | 22.89% | 0% | 0% | 100% |  | 2041 | 0% | 0% | 52.86% | 24.25% | 22.89% | 0% | 0% | 100% |  | 2041 | 0% | 0% | 0% | 77.11% | 22.89% | 0% | 0% | 100% |  | 2041 | 0% | 0% | 0% | 0% | 100% | 0% | 0% | 100% |  | 2041 | 0% | 0% | 0% | 0% | 0% | 100% | 0% | 100% |  | 2041 | 0% | 0% | 0% | 0% | 0% | 0% | 100% | 100%
2042 | 0% | 27.42% | 25.44% | 24.25% | 22.89% | 0% | 0% | 100% |  | 2042 | 0% | 27.42% | 25.44% | 24.25% | 22.89% | 0% | 0% | 100% |  | 2042 | 0% | 0% | 52.86% | 24.25% | 22.89% | 0% | 0% | 100% |  | 2042 | 0% | 0% | 0% | 77.11% | 22.89% | 0% | 0% | 100% |  | 2042 | 0% | 0% | 0% | 0% | 100% | 0% | 0% | 100% |  | 2042 | 0% | 0% | 0% | 0% | 0% | 100% | 0% | 100% |  | 2042 | 0% | 0% | 0% | 0% | 0% | 0% | 100% | 100%
2043 | 0% | 27.42% | 25.44% | 24.25% | 22.89% | 0% | 0% | 100% |  | 2043 | 0% | 27.42% | 25.44% | 24.25% | 22.89% | 0% | 0% | 100% |  | 2043 | 0% | 0% | 52.86% | 24.25% | 22.89% | 0% | 0% | 100% |  | 2043 | 0% | 0% | 0% | 77.11% | 22.89% | 0% | 0% | 100% |  | 2043 | 0% | 0% | 0% | 0% | 100% | 0% | 0% | 100% |  | 2043 | 0% | 0% | 0% | 0% | 0% | 100% | 0% | 100% |  | 2043 | 0% | 0% | 0% | 0% | 0% | 0% | 100% | 100%
2044 | 0% | 27.42% | 25.44% | 24.25% | 22.89% | 0% | 0% | 100% |  | 2044 | 0% | 27.42% | 25.44% | 24.25% | 22.89% | 0% | 0% | 100% |  | 2044 | 0% | 0% | 52.86% | 24.25% | 22.89% | 0% | 0% | 100% |  | 2044 | 0% | 0% | 0% | 77.11% | 22.89% | 0% | 0% | 100% |  | 2044 | 0% | 0% | 0% | 0% | 100% | 0% | 0% | 100% |  | 2044 | 0% | 0% | 0% | 0% | 0% | 100% | 0% | 100% |  | 2044 | 0% | 0% | 0% | 0% | 0% | 0% | 100% | 100%
2045 | 0% | 27.42% | 25.44% | 24.25% | 22.89% | 0% | 0% | 100% |  | 2045 | 0% | 27.42% | 25.44% | 24.25% | 22.89% | 0% | 0% | 100% |  | 2045 | 0% | 0% | 52.86% | 24.25% | 22.89% | 0% | 0% | 100% |  | 2045 | 0% | 0% | 0% | 77.11% | 22.89% | 0% | 0% | 100% |  | 2045 | 0% | 0% | 0% | 0% | 100% | 0% | 0% | 100% |  | 2045 | 0% | 0% | 0% | 0% | 0% | 100% | 0% | 100% |  | 2045 | 0% | 0% | 0% | 0% | 0% | 0% | 100% | 100%
2046 | 0% | 27.42% | 25.44% | 24.25% | 22.89% | 0% | 0% | 100% |  | 2046 | 0% | 27.42% | 25.44% | 24.25% | 22.89% | 0% | 0% | 100% |  | 2046 | 0% | 0% | 52.86% | 24.25% | 22.89% | 0% | 0% | 100% |  | 2046 | 0% | 0% | 0% | 77.11% | 22.89% | 0% | 0% | 100% |  | 2046 | 0% | 0% | 0% | 0% | 100% | 0% | 0% | 100% |  | 2046 | 0% | 0% | 0% | 0% | 0% | 100% | 0% | 100% |  | 2046 | 0% | 0% | 0% | 0% | 0% | 0% | 100% | 100%

## Market Share Distribution
Market Share Distribution
Market Share Assumptions into each Product Class
From Product Shares Tab
| ARI Shipments (2005) | Below | 1 | 2 | 3 | 4 | 5 | 6
| Sum | 100% | PTAC 9000 | PTAC 12000 | PTHP 9000 | PTHP 12000 | PTAC 11000 | PTHP 11000 | Total
| PTAC 9000 | 19.7% | 19.7% | 29% | 15.4% | 21% | 8.5% | 6.4% | 100%
| PTAC 12000 | 29%
| PTHP 9000 | 15.4%
| PTHP 12000 | 21%
| PTAC 11000 | 8.5%
| PTHP 11000 | 6.4%
| Total | 100% | 2: Shares Re-grouped by Standard vs Non-Standard
|  |  | % of Standard Sales |  |  |  | % of Non-Standard Sales
|  |  | 1 | 2 | 3 | 4 | 5 | 6
|  |  | PTAC 9000 | PTAC 12000 | PTHP 9000 | PTHP 12000 | PTAC 11000 | PTHP 11000
|  |  | 23.15% | 34.08% | 18.1% | 24.68% | 57.05% | 42.95%
[6 empty] | 100% |  | 100%
From Summary Tab
Market Share Assumptions | bar: % of Standard Sales 1 to % of Standard Sales 3
|  | PTAC 9000 | % of Standard Sales 1: 19.7%
|  | PTAC 12000 | % of Standard Sales 1: 29%
|  | PTHP 9000 | % of Standard Sales 1: 15.4%
|  | PTHP 12000 | % of Standard Sales 1: 21%
|  | PTAC 11000 | % of Standard Sales 1: 8.5%
|  | PTHP 11000 | % of Standard Sales 1: 6.4%
|  | Total | % of Standard Sales 1: 100%; % of Standard Sales 2: (must add up to 100%)

## Index Tables
TO SHIPMENTS MODEL |  |  | TO SHIPMENTS MODEL |  | TO SHIPMENTS MODEL BASE CASE |  |  | TO SHIPMENTS MODEL STANDARDS CASE |  |  | TO UES MODEL
Shipments Configuration Bins | Standard Configuration | Index | Abbreviated | All Equipment Configurations | Efficiency Level | Index | Notes | Efficiency Level | Index | Notes | Efficiency Level | Index | Notes
Standard-Size PTACs, ≤10,000 BTU/Hr | PTAC Standard Size - 9,000 Btu/h | 2 | PTAC 9000 | PTAC Standard Size - 9,000 Btu/h | Below Level 0 | 5 | Per DOE Below Level 0 is set to Level 0 | Below Level 0 | 4 | Per DOE Below Level 0 is set to Level 0 | Below Level 0 | 5 | Per DOE Below Level 0 is set to Level 0
Standard Size PTACs, >10,000 BTU/Hr | PTAC Standard Size - 12,000 Btu/h | 3 | PTAC 12000 | PTAC Standard Size - 12,000 Btu/h | Level 0 | 6 |  | Level 0 | 5 |  | Level 0 | 5
Standard-Size PTHPs, ≤10,000 BTU/Hr | PTHP Standard Size - 9,000 Btu/h | 4 | PTHP 9000 | PTHP Standard Size - 9,000 Btu/h | Level 1 | 7 |  | Level 1 | 6 |  | Level 1 | 6
Standard Size PTHPs, >10,000 BTU/Hr | PTHP Standard Size - 12,000 Btu/h | 5 | PTHP 12000 | PTHP Standard Size - 12,000 Btu/h | Level 2 | 8 |  | Level 2 | 7 |  | Level 2 | 7
Non-Standard Size PTACs | PTAC Non-Standard Size - 11,000 Btu/h | 6 | PTAC 11000 | PTAC Non-Standard Size - 11,000 Btu/h | Level 3 | 9 |  | Level 3 | 8 |  | Level 3 | 8
Non-Standard Size PTHPs | PTHP Non-Standard Size - 11,000 Btu/h | 7 | PTHP 11000 | PTHP Non-Standard Size - 11,000 Btu/h | Level 4 | 10 |  | Level 4 | 9 |  | Level 4 | 9
[5 empty] | Level 5 | 11 |  | Level 5 | 10 |  | Level 5 | 10

## TotalStockSF
Total of existing stock which includes, new, and replaced square footage
[10 empty] | 1 | 2 | 3 | 4 | 5 | 6 | 7 | 8 | 9 | 10 | 11 | 12 | 13 | 14 | 15 | 16 | 17 | 18 | 19 | 20 | 21 | 22 | 23 | 24 | 25 | 26 | 27 | 28 | 29 | 30 | 31 | 32 | 33 | 34 | 35 | 36 | 37 | 38 | 39 | 40 | 41 | 42 | 43 | 44 | 45 | 46 | 47 | 48 | 49 | 50 | 51
Unique ID Regional Floorspace | Index | Assuming this is 1,000,000 SQFT and not 100,000 SQFT | [7 empty] | Total of existing stock which includes, new, and replaced square footage 47: PROJECTED from prior 10 years
| 1 | Units | Vintage | Variable | Area | EC |  |  |  | 1985 | 1986 | 1987 | 1988 | 1989 | 1990 | 1991 | 1992 | 1993 | 1994 | 1995 | 1996 | 1997 | 1998 | 1999 | 2000 | 2001 | 2002 | 2003 | 2004 | 2005 | 2006 | 2007 | 2008 | 2009 | 2010 | 2011 | 2012 | 2013 | 2014 | 2015 | 2016 | 2017 | 2018 | 2019 | 2020 | 2021 | 2022 | 2023 | 2024 | 2025 | 2026 | 2027 | 2028 | 2029 | 2030 | 2031 | 2032 | 2033 | 2034 | 2035
Large OfficeIdaho | 2 | 1000,000SqFt | Stock | C_XSqFt | Idaho | Large Office |  |  |  | 4.5744 | 4.6872 | 4.8 | 4.9746 | 5.2387 | 5.5004 | 5.7081 | 5.9537 | 6.3358 | 6.7684 | 7.2123 | 7.5813 | 8.1032 | 8.6696 | 9.3583 | 10.3894 | 10.9641 | 11.4587 | 12.0339 | 12.8441 | 13.674 | 14.6292 | 15.4824 | 16.3694 | 17.1755 | 17.5739 | 17.6948 | 17.7454 | 17.8303 | 18.0129 | 18.2846 | 18.5211 | 18.7618 | 19.0393 | 19.323 | 19.6252 | 19.9245 | 20.2474 | 20.5621 | 20.9065 | 21.2411 | 21.5977 | 21.9703 | 22.3295 | 22.7025 | 23.1308 | 23.4089 | 23.7781 | 24.1488 | 24.5164 | 24.8838
Medium OfficeIdaho | 3 | 1000,000SqFt | Stock | C_XSqFt | Idaho | Medium Office |  |  |  | 1.1358 | 1.6492 | 2.1626 | 2.2413 | 2.3602 | 2.4781 | 2.5717 | 2.6824 | 2.8545 | 3.0494 | 3.2494 | 3.4157 | 3.6508 | 3.906 | 4.2163 | 4.6809 | 4.9398 | 5.1626 | 5.4218 | 5.7868 | 6.1607 | 6.5911 | 6.9755 | 7.3751 | 7.7383 | 7.9178 | 7.9722 | 7.995 | 8.0333 | 8.1156 | 8.238 | 8.3445 | 8.453 | 8.578 | 8.7058 | 8.8419 | 8.9768 | 9.1223 | 9.264 | 9.4193 | 9.57 | 9.7307 | 9.8985 | 10.0604 | 10.2284 | 10.4214 | 10.5466 | 10.713 | 10.88 | 11.0457 | 11.2112
Small OfficeIdaho | 4 | 1000,000SqFt | Stock | C_XSqFt | Idaho | Small Office |  |  |  | 2.1497 | 2.3436 | 2.5375 | 2.6298 | 2.7694 | 2.9078 | 3.0176 | 3.1475 | 3.3494 | 3.5781 | 3.8128 | 4.0079 | 4.2837 | 4.5832 | 4.9473 | 5.4924 | 5.7962 | 6.0576 | 6.3618 | 6.7901 | 7.2288 | 7.7338 | 8.1848 | 8.6537 | 9.0799 | 9.2905 | 9.3544 | 9.3811 | 9.426 | 9.5226 | 9.6662 | 9.7912 | 9.9185 | 10.0651 | 10.2151 | 10.3749 | 10.5331 | 10.7038 | 10.8702 | 11.0523 | 11.2291 | 11.4177 | 11.6146 | 11.8045 | 12.0017 | 12.2281 | 12.3751 | 12.5703 | 12.7663 | 12.9607 | 13.1549
Big Box-RetailIdaho | 5 | 1000,000SqFt | Stock | C_XSqFt | Idaho | Big Box-Retail |  |  |  | 0.53614 | 1.692 | 2.8479 | 2.9847 | 3.1312 | 3.2575 | 3.3111 | 3.4558 | 3.6642 | 3.846 | 4.0995 | 4.314 | 4.5329 | 4.878 | 5.3018 | 5.5966 | 5.848 | 6.0473 | 6.33 | 6.6138 | 6.9453 | 7.4651 | 7.8758 | 8.2522 | 8.6287 | 8.734 | 8.7825 | 8.8049 | 8.8377 | 8.9111 | 9.0194 | 9.1088 | 9.2007 | 9.3067 | 9.3981 | 9.4828 | 9.5801 | 9.6583 | 9.7453 | 9.83 | 9.922 | 10.0052 | 10.0899 | 10.1819 | 10.2629 | 10.3373 | 10.431 | 10.5173 | 10.6022 | 10.6869 | 10.771
Small Box-RetailIdaho | 6 | 1000,000SqFt | Stock | C_XSqFt | Idaho | Small Box-Retail |  |  |  | 5.5689 | 5.4144 | 5.2599 | 5.5128 | 5.7833 | 6.0166 | 6.1156 | 6.3829 | 6.7677 | 7.1035 | 7.5716 | 7.9679 | 8.3723 | 9.0096 | 9.7923 | 10.3369 | 10.8011 | 11.1692 | 11.6915 | 12.2156 | 12.8279 | 13.7878 | 14.5465 | 15.2417 | 15.9371 | 16.1316 | 16.2211 | 16.2625 | 16.323 | 16.4587 | 16.6587 | 16.8239 | 16.9935 | 17.1893 | 17.358 | 17.5146 | 17.6944 | 17.8387 | 17.9993 | 18.1559 | 18.3258 | 18.4795 | 18.6359 | 18.8058 | 18.9553 | 19.0928 | 19.266 | 19.4253 | 19.582 | 19.7386 | 19.8939
High End-RetailIdaho | 7 | 1000,000SqFt | Stock | C_XSqFt | Idaho | High End-Retail |  |  |  | 1.3922 | 1.3536 | 1.315 | 1.3782 | 1.4458 | 1.5042 | 1.5289 | 1.5957 | 1.6919 | 1.7759 | 1.8929 | 1.992 | 2.0931 | 2.2524 | 2.4481 | 2.5842 | 2.7003 | 2.7923 | 2.9229 | 3.0539 | 3.207 | 3.447 | 3.6366 | 3.8104 | 3.9843 | 4.0329 | 4.0553 | 4.0656 | 4.0808 | 4.1147 | 4.1647 | 4.206 | 4.2484 | 4.2973 | 4.3395 | 4.3787 | 4.4236 | 4.4597 | 4.4998 | 4.539 | 4.5815 | 4.6199 | 4.659 | 4.7014 | 4.7388 | 4.7732 | 4.8165 | 4.8563 | 4.8955 | 4.9346 | 4.9735
Anchor-RetailIdaho | 8 | 1000,000SqFt | Stock | C_XSqFt | Idaho | Anchor-Retail |  |  |  | 2.82 | 2.82 | 2.5389 | 2.6609 | 2.7915 | 2.9041 | 2.9519 | 3.0809 | 3.2666 | 3.4287 | 3.6547 | 3.846 | 4.0411 | 4.3487 | 4.7265 | 4.9894 | 5.2135 | 5.3911 | 5.6432 | 5.8962 | 6.1918 | 6.6551 | 7.0213 | 7.3569 | 7.6925 | 7.7864 | 7.8296 | 7.8496 | 7.8788 | 7.9443 | 8.0408 | 8.1205 | 8.2024 | 8.2969 | 8.3784 | 8.454 | 8.5407 | 8.6104 | 8.6879 | 8.7635 | 8.8455 | 8.9197 | 8.9952 | 9.0772 | 9.1494 | 9.2157 | 9.2993 | 9.3762 | 9.4518 | 9.5274 | 9.6024
K-12Idaho | 9 | 1000,000SqFt | Stock | C_XSqFt | Idaho | K-12 |  |  |  | 14.2961 | 14.4804 | 14.6647 | 14.8716 | 15.0088 | 15.6256 | 16.3111 | 16.7175 | 17.2535 | 18.2868 | 19.0667 | 19.7149 | 20.496 | 20.8946 | 21.5117 | 21.889 | 22.7291 | 23.6623 | 24.838 | 25.4422 | 26.1956 | 27.7292 | 28.9369 | 29.821 | 30.7935 | 30.9947 | 31.1713 | 31.2527 | 31.3965 | 31.7001 | 32.1374 | 32.5355 | 32.8977 | 33.2619 | 33.5775 | 33.83 | 34.0545 | 34.25 | 34.4538 | 34.6577 | 34.856 | 35.0574 | 35.2763 | 35.5039 | 35.7229 | 35.9267 | 36.1248 | 36.3387 | 36.5522 | 36.7662 | 36.9803
UniversityIdaho | 10 | 1000,000SqFt | Stock | C_XSqFt | Idaho | University |  |  |  | 7.3646 | 7.4596 | 7.5546 | 7.6611 | 7.7318 | 8.0495 | 8.4027 | 8.6121 | 8.8882 | 9.4205 | 9.8222 | 10.1561 | 10.5586 | 10.7639 | 11.0818 | 11.2762 | 11.709 | 12.2458 | 12.8331 | 13.136 | 13.3315 | 13.4451 | 13.6814 | 13.9545 | 14.2367 | 14.3269 | 14.4315 | 14.4769 | 14.5557 | 14.7124 | 14.9146 | 15.1123 | 15.3005 | 15.522 | 15.6965 | 15.8413 | 15.996 | 16.1334 | 16.2676 | 16.4144 | 16.5452 | 16.6736 | 16.8305 | 17.0127 | 17.1397 | 17.2909 | 17.4238 | 17.5719 | 17.7208 | 17.8691 | 18.0191
WarehouseIdaho | 11 | 1000,000SqFt | Stock | C_XSqFt | Idaho | Warehouse |  |  |  | 11.8904 | 12.41 | 12.9296 | 13.1652 | 13.4605 | 13.8563 | 14.5387 | 14.9183 | 15.2381 | 15.978 | 16.6139 | 17.3185 | 17.8119 | 19.0118 | 20.53 | 21.5799 | 22.671 | 23.4624 | 23.8754 | 24.6217 | 25.6634 | 26.7344 | 27.5316 | 28.2236 | 28.7956 | 29.6773 | 30.0838 | 30.2717 | 30.5832 | 31.2346 | 32.3046 | 33.3746 | 34.3206 | 35.7154 | 36.7432 | 37.5516 | 38.496 | 39.5732 | 40.7617 | 41.708 | 42.9985 | 43.9779 | 45.211 | 46.199 | 47.3499 | 48.3456 | 49.5207 | 50.6198 | 51.7109 | 52.8189 | 53.8925
SupermarketIdaho | 12 | 1000,000SqFt | Stock | C_XSqFt | Idaho | Supermarket |  |  |  | 4.016 | 4.016 | 3.7868 | 3.9664 | 4.1587 | 4.3244 | 4.3947 | 4.5846 | 4.858 | 5.0966 | 5.4292 | 5.7108 | 5.9981 | 6.4509 | 7.0069 | 7.3939 | 7.7237 | 7.8017 | 7.9078 | 8.0171 | 8.0419 | 8.0764 | 8.1057 | 8.1323 | 8.1582 | 8.273 | 8.289 | 8.3038 | 8.3205 | 8.354 | 8.3987 | 8.4448 | 8.4777 | 8.5225 | 8.5648 | 8.6025 | 8.6373 | 8.6721 | 8.7068 | 8.7425 | 8.7822 | 8.8169 | 8.861 | 8.9075 | 8.9422 | 8.982 | 9.0179 | 9.0584 | 9.0989 | 9.1391 | 9.1787
MIniMartIdaho | 13 | 1000,000SqFt | Stock | C_XSqFt | Idaho | MIniMart |  |  |  | 0.47565 | 1.004 | 1.5324 | 1.605 | 1.6828 | 1.7499 | 1.7783 | 1.8552 | 1.9658 | 2.0624 | 2.197 | 2.3109 | 2.4272 | 2.6104 | 2.8354 | 2.992 | 3.1254 | 3.157 | 3.1999 | 3.2442 | 3.2619 | 3.2866 | 3.3076 | 3.3266 | 3.3451 | 3.3943 | 3.4222 | 3.4333 | 3.4512 | 3.4882 | 3.5453 | 3.5965 | 3.6506 | 3.6974 | 3.7547 | 3.808 | 3.8649 | 3.9112 | 3.9539 | 4.011 | 4.0684 | 4.1196 | 4.1657 | 4.2152 | 4.2721 | 4.3152 | 4.3697 | 4.4218 | 4.4733 | 4.5229 | 4.5728
RestaurantIdaho | 14 | 1000,000SqFt | Stock | C_XSqFt | Idaho | Restaurant |  |  |  | 1.6652 | 1.69 | 1.7148 | 1.7392 | 1.7711 | 1.8168 | 1.8395 | 1.8938 | 1.9458 | 2.0138 | 2.1292 | 2.2015 | 2.3705 | 2.4663 | 2.5879 | 2.7656 | 2.8562 | 3.0172 | 3.2364 | 3.462 | 3.5234 | 3.6087 | 3.681 | 3.7468 | 3.8107 | 3.9263 | 3.9706 | 3.9901 | 4.0246 | 4.0937 | 4.1854 | 4.2703 | 4.3431 | 4.4097 | 4.4826 | 4.5586 | 4.6482 | 4.7313 | 4.8137 | 4.8926 | 4.9711 | 5.0558 | 5.1483 | 5.243 | 5.3435 | 5.4323 | 5.506 | 5.5959 | 5.6868 | 5.7784 | 5.8694
LodgingIdaho | 15 | 1000,000SqFt | Stock | C_XSqFt | Idaho | Lodging |  |  |  | 10.183 | 10.48 | 10.777 | 10.9576 | 11.0521 | 11.5206 | 11.6215 | 11.7584 | 12.1301 | 12.4292 | 12.8904 | 13.6745 | 13.833 | 13.9747 | 14.2243 | 14.4539 | 14.6823 | 14.9224 | 15.1694 | 15.5316 | 15.9225 | 16.5472 | 17.0903 | 17.5224 | 17.9158 | 18.1379 | 18.2735 | 18.3381 | 18.446 | 18.6363 | 18.8256 | 18.9916 | 19.0882 | 19.1999 | 19.344 | 19.491 | 19.6781 | 19.8165 | 19.9605 | 20.092 | 20.2148 | 20.3526 | 20.515 | 20.6851 | 20.8917 | 21.0353 | 21.1498 | 21.3078 | 21.4678 | 21.6308 | 21.7935
HospitalIdaho | 16 | 1000,000SqFt | Stock | C_XSqFt | Idaho | Hospital |  |  |  | 3.4659 | 3.56 | 3.6541 | 3.6901 | 3.7395 | 3.7563 | 3.8458 | 4.0317 | 4.2537 | 4.3149 | 4.5457 | 4.7435 | 4.9012 | 5.0529 | 5.2191 | 5.463 | 5.6531 | 5.8151 | 5.9554 | 6.2718 | 6.3533 | 6.5709 | 6.6559 | 6.7484 | 6.8656 | 6.9576 | 7.007 | 7.0329 | 7.0836 | 7.1857 | 7.3392 | 7.4787 | 7.6177 | 7.7552 | 7.8689 | 7.9721 | 8.0727 | 8.1613 | 8.2499 | 8.3335 | 8.4048 | 8.4624 | 8.5353 | 8.6175 | 8.6931 | 8.7715 | 8.8473 | 8.9188 | 8.9909 | 9.0649 | 9.1415
OtherHealthIdaho | 17 | 1000,000SqFt | Stock | C_XSqFt | Idaho | OtherHealth |  |  |  | 11.4152 | 11.59 | 11.7648 | 11.8316 | 11.9235 | 11.9545 | 12.1207 | 12.466 | 12.8782 | 12.992 | 13.4205 | 13.788 | 14.0809 | 14.3626 | 14.6713 | 15.1241 | 15.4771 | 15.8316 | 16.1389 | 16.8312 | 17.3999 | 17.8293 | 18.2017 | 18.6695 | 19.023 | 19.6806 | 19.8549 | 19.9401 | 20.1187 | 20.4884 | 21.0409 | 21.528 | 22.0496 | 22.5997 | 23.0294 | 23.4228 | 23.9046 | 24.3183 | 24.6947 | 25.0546 | 25.3866 | 25.6284 | 25.9395 | 26.2593 | 26.6044 | 26.8933 | 27.2557 | 27.5536 | 27.8577 | 28.168 | 28.4875
AssemblyIdaho | 18 | 1000,000SqFt | Stock | C_XSqFt | Idaho | Assembly |  |  |  | 9.4533 | 9.6152 | 9.7771 | 10.1794 | 10.3936 | 10.56 | 10.7016 | 10.9178 | 11.3501 | 11.6449 | 11.8479 | 12.2435 | 12.6102 | 13.1522 | 13.7088 | 14.4096 | 14.8846 | 15.2404 | 15.9049 | 16.9429 | 17.4094 | 18.3683 | 18.8348 | 19.3253 | 19.8376 | 20.9824 | 21.3146 | 21.4417 | 21.6754 | 22.3534 | 23.3316 | 24.1008 | 24.8413 | 25.5773 | 26.4134 | 27.181 | 28.0755 | 28.9294 | 29.8253 | 30.8178 | 31.7895 | 32.8359 | 34.0018 | 35.0681 | 36.0833 | 37.2782 | 38.1276 | 39.2185 | 40.3032 | 41.3749 | 42.4413
OtherIdaho | 19 | 1000,000SqFt | Stock | C_XSqFt | Idaho | Other |  |  |  | 18.3506 | 18.6648 | 18.979 | 20.1623 | 20.7924 | 21.2817 | 21.6982 | 22.334 | 23.6056 | 24.4727 | 25.0697 | 26.2334 | 27.3118 | 28.9059 | 30.5428 | 32.6041 | 34.0013 | 35.044 | 35.8461 | 36.1304 | 36.6363 | 37.4647 | 38.4773 | 39.2414 | 39.9805 | 40.3143 | 40.422 | 40.4739 | 40.586 | 40.8442 | 41.2147 | 41.5734 | 41.9548 | 42.3623 | 42.7203 | 43.0617 | 43.4606 | 43.8327 | 44.2151 | 44.6168 | 44.9958 | 45.3356 | 45.6951 | 46.0544 | 46.4218 | 46.8068 | 47.1772 | 47.5419 | 47.904 | 48.2656 | 48.6329
Large OfficeMontana West | 20 | 1000,000SqFt | Stock | C_XSqFt | Montana West | Large Office |  |  |  | 7.5327 | 7.0893 | 6.6458 | 6.677 | 6.6996 | 6.7173 | 6.7476 | 6.7611 | 6.7977 | 6.8857 | 6.9507 | 7.0476 | 7.0955 | 7.1945 | 7.2826 | 7.3997 | 7.4972 | 7.5852 | 7.7058 | 7.8057 | 7.8539 | 7.8998 | 7.9596 | 8.0252 | 8.0906 | 8.3111 | 8.3549 | 8.3724 | 8.4021 | 8.4578 | 8.5631 | 8.6681 | 8.7602 | 9.0527 | 9.1571 | 9.2741 | 9.3935 | 9.535 | 9.672 | 9.8168 | 9.9624 | 10.1191 | 10.2708 | 10.4154 | 10.5589 | 10.7374 | 10.8647 | 11.0168 | 11.1694 | 11.3207 | 11.4713
Medium OfficeMontana West | 21 | 1000,000SqFt | Stock | C_XSqFt | Montana West | Medium Office |  |  |  | 1.9945 | 2.4944 | 2.9942 | 3.0083 | 3.0185 | 3.0264 | 3.0401 | 3.0461 | 3.0626 | 3.1023 | 3.1316 | 3.1752 | 3.1968 | 3.2414 | 3.2811 | 3.3339 | 3.3778 | 3.4174 | 3.4718 | 3.5168 | 3.5385 | 3.5592 | 3.5861 | 3.6157 | 3.6451 | 3.7445 | 3.7642 | 3.7721 | 3.7855 | 3.8106 | 3.858 | 3.9053 | 3.9468 | 4.0786 | 4.1257 | 4.1784 | 4.2321 | 4.2959 | 4.3576 | 4.4229 | 4.4885 | 4.5591 | 4.6274 | 4.6926 | 4.7572 | 4.8377 | 4.895 | 4.9635 | 5.0323 | 5.1004 | 5.1683
Small OfficeMontana West | 22 | 1000,000SqFt | Stock | C_XSqFt | Montana West | Small Office |  |  |  | 3.5759 | 3.5446 | 3.5133 | 3.5298 | 3.5418 | 3.5511 | 3.5672 | 3.5742 | 3.5936 | 3.6401 | 3.6745 | 3.7257 | 3.751 | 3.8034 | 3.8499 | 3.9118 | 3.9634 | 4.0099 | 4.0737 | 4.1265 | 4.152 | 4.1762 | 4.2079 | 4.2425 | 4.2771 | 4.3937 | 4.4168 | 4.4261 | 4.4418 | 4.4713 | 4.5269 | 4.5824 | 4.6311 | 4.7857 | 4.8409 | 4.9028 | 4.9659 | 5.0407 | 5.1131 | 5.1897 | 5.2667 | 5.3495 | 5.4297 | 5.5061 | 5.582 | 5.6764 | 5.7437 | 5.8241 | 5.9047 | 5.9847 | 6.0643
Big Box-RetailMontana West | 23 | 1000,000SqFt | Stock | C_XSqFt | Montana West | Big Box-Retail |  |  |  | 0.48536 | 1.2286 | 1.9718 | 2.001 | 2.0352 | 2.0611 | 2.0829 | 2.1471 | 2.1931 | 2.2549 | 2.2825 | 2.3094 | 2.3431 | 2.3918 | 2.452 | 2.5374 | 2.5694 | 2.6093 | 2.6785 | 2.7107 | 2.7476 | 2.8712 | 2.9532 | 3.024 | 3.0936 | 3.1373 | 3.1439 | 3.1499 | 3.1628 | 3.1906 | 3.2261 | 3.2549 | 3.2746 | 3.364 | 3.3848 | 3.4121 | 3.4529 | 3.4872 | 3.5198 | 3.5529 | 3.5825 | 3.612 | 3.6448 | 3.6777 | 3.7137 | 3.7478 | 3.7769 | 3.8091 | 3.8416 | 3.8744 | 3.9076
Small Box-RetailMontana West | 24 | 1000,000SqFt | Stock | C_XSqFt | Montana West | Small Box-Retail |  |  |  | 4.221 | 3.9314 | 3.6418 | 3.6958 | 3.7591 | 3.8069 | 3.8471 | 3.9657 | 4.0506 | 4.1647 | 4.2158 | 4.2653 | 4.3277 | 4.4176 | 4.5288 | 4.6865 | 4.7456 | 4.8194 | 4.9472 | 5.0066 | 5.0748 | 5.3031 | 5.4545 | 5.5853 | 5.7139 | 5.7946 | 5.8067 | 5.8178 | 5.8416 | 5.8931 | 5.9585 | 6.0118 | 6.0482 | 6.2133 | 6.2516 | 6.3021 | 6.3774 | 6.4409 | 6.501 | 6.5621 | 6.6169 | 6.6713 | 6.7319 | 6.7926 | 6.8592 | 6.9221 | 6.9759 | 7.0353 | 7.0954 | 7.1559 | 7.2173
High End-RetailMontana West | 25 | 1000,000SqFt | Stock | C_XSqFt | Montana West | High End-Retail |  |  |  | 1.0552 | 0.98284 | 0.91045 | 0.92394 | 0.93977 | 0.95171 | 0.96177 | 0.99142 | 1.0127 | 1.0412 | 1.0539 | 1.0663 | 1.0819 | 1.1044 | 1.1322 | 1.1716 | 1.1864 | 1.2049 | 1.2368 | 1.2517 | 1.2687 | 1.3258 | 1.3636 | 1.3963 | 1.4285 | 1.4487 | 1.4517 | 1.4544 | 1.4604 | 1.4733 | 1.4896 | 1.5029 | 1.512 | 1.5533 | 1.5629 | 1.5755 | 1.5944 | 1.6102 | 1.6253 | 1.6405 | 1.6542 | 1.6678 | 1.683 | 1.6981 | 1.7148 | 1.7305 | 1.744 | 1.7588 | 1.7738 | 1.789 | 1.8043
Anchor-RetailMontana West | 26 | 1000,000SqFt | Stock | C_XSqFt | Montana West | Anchor-Retail |  |  |  | 2.3374 | 2.0476 | 1.7578 | 1.7839 | 1.8144 | 1.8375 | 1.8569 | 1.9142 | 1.9551 | 2.0102 | 2.0349 | 2.0588 | 2.0889 | 2.1323 | 2.1859 | 2.2621 | 2.2906 | 2.3262 | 2.3879 | 2.4166 | 2.4495 | 2.5597 | 2.6328 | 2.6959 | 2.758 | 2.7969 | 2.8028 | 2.8081 | 2.8196 | 2.8445 | 2.8761 | 2.9018 | 2.9193 | 2.999 | 3.0175 | 3.0419 | 3.0783 | 3.1089 | 3.1379 | 3.1674 | 3.1938 | 3.2201 | 3.2494 | 3.2786 | 3.3108 | 3.3412 | 3.3671 | 3.3958 | 3.4248 | 3.454 | 3.4836
K-12Montana West | 27 | 1000,000SqFt | Stock | C_XSqFt | Montana West | K-12 |  |  |  | 7.8814 | 7.9199 | 7.9584 | 7.9945 | 8.1035 | 8.2117 | 8.3404 | 8.4218 | 8.4606 | 8.6485 | 8.7521 | 8.777 | 8.9652 | 9.0898 | 9.1852 | 9.2768 | 9.3467 | 9.4721 | 9.559 | 9.6083 | 9.8152 | 9.8667 | 10.0692 | 10.1703 | 10.241 | 10.3223 | 10.3633 | 10.3828 | 10.4217 | 10.4965 | 10.6317 | 10.7616 | 10.8931 | 11.2635 | 11.3729 | 11.47 | 11.5677 | 11.6676 | 11.7562 | 11.8452 | 11.9392 | 12.0429 | 12.1324 | 12.2273 | 12.3261 | 12.4255 | 12.5147 | 12.6099 | 12.7068 | 12.8032 | 12.8985
UniversityMontana West | 28 | 1000,000SqFt | Stock | C_XSqFt | Montana West | University |  |  |  | 2.8139 | 2.8338 | 2.8536 | 2.8722 | 2.9284 | 2.9841 | 3.0504 | 3.0923 | 3.1123 | 3.2091 | 3.2625 | 3.2753 | 3.3722 | 3.4364 | 3.4856 | 3.5327 | 3.5688 | 3.6363 | 3.7484 | 3.7958 | 3.8839 | 4.0192 | 4.1836 | 4.2868 | 4.3666 | 4.4006 | 4.4139 | 4.4205 | 4.4332 | 4.4588 | 4.506 | 4.5503 | 4.5966 | 4.745 | 4.7859 | 4.8212 | 4.8608 | 4.8961 | 4.9307 | 4.9661 | 5.0015 | 5.0382 | 5.0774 | 5.1128 | 5.1497 | 5.1902 | 5.2231 | 5.2603 | 5.2976 | 5.3348 | 5.3719
WarehouseMontana West | 29 | 1000,000SqFt | Stock | C_XSqFt | Montana West | Warehouse |  |  |  | 6.6739 | 6.7508 | 6.8277 | 6.8606 | 6.9845 | 7.0045 | 7.0256 | 7.0712 | 7.1731 | 7.3159 | 7.4678 | 7.6433 | 7.7273 | 7.8831 | 8.1072 | 8.2505 | 8.3532 | 8.4041 | 8.5092 | 8.6282 | 8.6642 | 8.7588 | 8.8208 | 8.8852 | 8.9437 | 9.1094 | 9.1793 | 9.207 | 9.2585 | 9.3741 | 9.5442 | 9.7233 | 9.9309 | 10.3704 | 10.5323 | 10.6688 | 10.8746 | 11.0823 | 11.3238 | 11.4794 | 11.6829 | 11.8314 | 11.995 | 12.208 | 12.3574 | 12.5349 | 12.7365 | 12.9063 | 13.0753 | 13.2547 | 13.4307
SupermarketMontana West | 30 | 1000,000SqFt | Stock | C_XSqFt | Montana West | Supermarket |  |  |  | 2.0906 | 1.909 | 1.7274 | 1.7657 | 1.8107 | 1.8446 | 1.8732 | 1.9575 | 2.0178 | 2.0989 | 2.1352 | 2.1704 | 2.2147 | 2.2785 | 2.3575 | 2.4696 | 2.5116 | 2.5271 | 2.5537 | 2.5659 | 2.5711 | 2.5734 | 2.5775 | 2.5817 | 2.586 | 2.6273 | 2.6311 | 2.6323 | 2.6347 | 2.6408 | 2.6516 | 2.6622 | 2.6727 | 2.7414 | 2.7505 | 2.7584 | 2.769 | 2.7794 | 2.7897 | 2.8 | 2.8101 | 2.82 | 2.8299 | 2.8397 | 2.8494 | 2.859 | 2.8696 | 2.8794 | 2.8892 | 2.8991 | 2.9089
MIniMartMontana West | 31 | 1000,000SqFt | Stock | C_XSqFt | Montana West | MIniMart |  |  |  | 0.2555 | 0.47724 | 0.69898 | 0.7145 | 0.7327 | 0.74644 | 0.75801 | 0.7921 | 0.81652 | 0.84933 | 0.86401 | 0.87825 | 0.89618 | 0.92202 | 0.95399 | 0.99933 | 1.0163 | 1.0226 | 1.0334 | 1.0383 | 1.0422 | 1.044 | 1.047 | 1.0502 | 1.0534 | 1.0621 | 1.063 | 1.0642 | 1.0674 | 1.0766 | 1.0844 | 1.0869 | 1.0907 | 1.1184 | 1.1214 | 1.1298 | 1.1401 | 1.1505 | 1.1589 | 1.168 | 1.1771 | 1.1889 | 1.1967 | 1.2074 | 1.2213 | 1.2274 | 1.2377 | 1.2477 | 1.2579 | 1.2681 | 1.2782
RestaurantMontana West | 32 | 1000,000SqFt | Stock | C_XSqFt | Montana West | Restaurant |  |  |  | 1.6042 | 1.6126 | 1.621 | 1.6337 | 1.6384 | 1.6418 | 1.6566 | 1.6627 | 1.6982 | 1.7172 | 1.7393 | 1.7602 | 1.7838 | 1.8069 | 1.8185 | 1.8325 | 1.8445 | 1.8765 | 1.9314 | 1.9567 | 1.9695 | 1.9752 | 1.9853 | 1.9956 | 2.0062 | 2.0696 | 2.0846 | 2.0916 | 2.1043 | 2.1266 | 2.1583 | 2.1873 | 2.2107 | 2.2783 | 2.2985 | 2.321 | 2.3492 | 2.3754 | 2.3986 | 2.4207 | 2.4431 | 2.4692 | 2.4955 | 2.5235 | 2.5535 | 2.5788 | 2.6003 | 2.6264 | 2.6532 | 2.6802 | 2.7068
LodgingMontana West | 33 | 1000,000SqFt | Stock | C_XSqFt | Montana West | Lodging |  |  |  | 10.2201 | 10.2275 | 10.235 | 10.2685 | 10.3749 | 10.4038 | 10.4408 | 10.4884 | 10.5517 | 10.6105 | 10.7223 | 10.8218 | 10.895 | 11.0065 | 11.0769 | 11.1488 | 11.2998 | 11.4311 | 11.4698 | 11.5305 | 11.5988 | 11.7508 | 11.8739 | 11.9782 | 12.0774 | 12.2181 | 12.2309 | 12.2381 | 12.2501 | 12.2714 | 12.3096 | 12.3473 | 12.3847 | 12.6916 | 12.7246 | 12.7532 | 12.7917 | 12.8299 | 12.8678 | 12.9054 | 12.9426 | 12.9796 | 13.0164 | 13.0529 | 13.0893 | 13.1256 | 13.164 | 13.2007 | 13.2373 | 13.274 | 13.3108
HospitalMontana West | 34 | 1000,000SqFt | Stock | C_XSqFt | Montana West | Hospital |  |  |  | 1.3369 | 1.3626 | 1.3883 | 1.4242 | 1.4424 | 1.4598 | 1.4822 | 1.5044 | 1.5509 | 1.5743 | 1.6015 | 1.6403 | 1.6836 | 1.7108 | 1.7449 | 1.7942 | 1.8467 | 1.8899 | 1.915 | 1.9421 | 2.0409 | 2.1343 | 2.1829 | 2.227 | 2.2799 | 2.3099 | 2.315 | 2.319 | 2.3284 | 2.3441 | 2.3744 | 2.4034 | 2.4288 | 2.5092 | 2.5272 | 2.5449 | 2.5667 | 2.5826 | 2.596 | 2.6123 | 2.6223 | 2.6323 | 2.6424 | 2.6565 | 2.6688 | 2.6828 | 2.6946 | 2.7061 | 2.7179 | 2.7296 | 2.7424
OtherHealthMontana West | 35 | 1000,000SqFt | Stock | C_XSqFt | Montana West | OtherHealth |  |  |  | 2.4463 | 2.5305 | 2.6147 | 2.7321 | 2.7917 | 2.8488 | 2.9219 | 2.9949 | 3.1471 | 3.2237 | 3.3125 | 3.4398 | 3.5813 | 3.6704 | 3.7822 | 3.9435 | 4.1151 | 4.2567 | 4.3388 | 4.4277 | 4.4947 | 4.5556 | 4.5935 | 4.6368 | 4.6977 | 4.8455 | 4.8704 | 4.8835 | 4.9141 | 4.9752 | 5.0869 | 5.1874 | 5.3005 | 5.5307 | 5.6245 | 5.709 | 5.805 | 5.9073 | 6.003 | 6.0927 | 6.186 | 6.2735 | 6.3483 | 6.4412 | 6.5339 | 6.6219 | 6.7141 | 6.8002 | 6.8874 | 6.9755 | 7.0638
AssemblyMontana West | 36 | 1000,000SqFt | Stock | C_XSqFt | Montana West | Assembly |  |  |  | 3.7298 | 3.7937 | 3.8576 | 3.8974 | 3.9387 | 3.9849 | 4.0271 | 4.0515 | 4.086 | 4.1548 | 4.2463 | 4.3279 | 4.4658 | 4.614 | 4.7205 | 4.7829 | 4.8728 | 4.9068 | 4.9979 | 5.0855 | 5.2133 | 5.3558 | 5.4244 | 5.4857 | 5.5416 | 5.7698 | 5.8646 | 5.903 | 5.9548 | 6.0534 | 6.1636 | 6.2409 | 6.3614 | 6.6487 | 6.9285 | 7.1098 | 7.3506 | 7.6989 | 7.879 | 8.1506 | 8.3339 | 8.5339 | 8.7221 | 8.902 | 9.0615 | 9.1664 | 9.4769 | 9.6412 | 9.8224 | 9.9946 | 10.1785
OtherMontana West | 37 | 1000,000SqFt | Stock | C_XSqFt | Montana West | Other |  |  |  | 7.2403 | 7.3643 | 7.4883 | 7.5655 | 7.6457 | 7.7354 | 7.8172 | 7.8646 | 7.9317 | 8.0651 | 8.2428 | 8.4013 | 8.6688 | 8.9565 | 9.1634 | 9.2845 | 9.459 | 9.5304 | 9.6295 | 9.727 | 9.8189 | 9.9121 | 10.0287 | 10.1267 | 10.2281 | 10.3643 | 10.4065 | 10.4216 | 10.4563 | 10.5464 | 10.6554 | 10.7965 | 10.9468 | 11.322 | 11.456 | 11.589 | 11.7347 | 11.8757 | 12.0187 | 12.1865 | 12.3134 | 12.4336 | 12.5817 | 12.7233 | 12.8817 | 13.0277 | 13.1613 | 13.3033 | 13.4445 | 13.5852 | 13.7319
Large OfficeOregon | 38 | 1000,000SqFt | Stock | C_XSqFt | Oregon | Large Office |  |  |  | 35.2359 | 33.804 | 32.3721 | 33.0438 | 34.3727 | 35.3002 | 35.8275 | 36.3818 | 36.8519 | 37.521 | 38.8663 | 40.4702 | 41.9944 | 43.8523 | 45.4134 | 47.3203 | 48.8119 | 49.7263 | 50.4741 | 51.4954 | 52.5186 | 53.4973 | 54.6174 | 55.7889 | 56.8882 | 57.3346 | 57.6344 | 57.7754 | 58.0192 | 58.4885 | 59.2749 | 60.0659 | 60.8419 | 61.6118 | 62.3616 | 63.1578 | 64.0191 | 64.8993 | 65.8066 | 66.7345 | 67.7081 | 68.6389 | 69.5235 | 70.4058 | 71.3877 | 72.4468 | 73.2758 | 74.2198 | 75.1591 | 76.0946 | 77.0284
Medium OfficeOregon | 39 | 1000,000SqFt | Stock | C_XSqFt | Oregon | Medium Office |  |  |  | 9.203 | 11.894 | 14.585 | 14.8876 | 15.4863 | 15.9042 | 16.1418 | 16.3915 | 16.6033 | 16.9047 | 17.5108 | 18.2335 | 18.9202 | 19.7572 | 20.4606 | 21.3197 | 21.9918 | 22.4038 | 22.7407 | 23.2008 | 23.6618 | 24.1027 | 24.6074 | 25.1352 | 25.6305 | 25.8316 | 25.9666 | 26.0302 | 26.14 | 26.3515 | 26.7058 | 27.0621 | 27.4118 | 27.7587 | 28.0965 | 28.4552 | 28.8432 | 29.2398 | 29.6486 | 30.0666 | 30.5053 | 30.9246 | 31.3232 | 31.7207 | 32.1631 | 32.6403 | 33.0137 | 33.4391 | 33.8622 | 34.2838 | 34.7044
Small OfficeOregon | 40 | 1000,000SqFt | Stock | C_XSqFt | Oregon | Small Office |  |  |  | 16.6904 | 16.902 | 17.1136 | 17.4686 | 18.1712 | 18.6615 | 18.9403 | 19.2333 | 19.4818 | 19.8355 | 20.5467 | 21.3947 | 22.2004 | 23.1826 | 24.0079 | 25.016 | 25.8045 | 26.2879 | 26.6832 | 27.2231 | 27.764 | 28.2814 | 28.8736 | 29.4929 | 30.074 | 30.31 | 30.4685 | 30.5431 | 30.6719 | 30.9201 | 31.3358 | 31.7539 | 32.1642 | 32.5712 | 32.9676 | 33.3885 | 33.8438 | 34.3091 | 34.7888 | 35.2793 | 35.794 | 36.2861 | 36.7537 | 37.2201 | 37.7392 | 38.2991 | 38.7374 | 39.2364 | 39.733 | 40.2276 | 40.7212
Big Box-RetailOregon | 41 | 1000,000SqFt | Stock | C_XSqFt | Oregon | Big Box-Retail |  |  |  | 6.3161 | 16.77 | 27.2239 | 27.7646 | 28.3996 | 28.8343 | 29.2573 | 29.5449 | 30.0436 | 30.5544 | 31.3461 | 31.7053 | 32.2175 | 32.8263 | 33.4397 | 34.2136 | 34.8182 | 35.2452 | 35.7977 | 36.3256 | 37.1677 | 38.1137 | 38.935 | 39.6717 | 40.3997 | 40.9444 | 41.0363 | 41.1439 | 41.353 | 41.755 | 42.2306 | 42.5969 | 42.8922 | 43.168 | 43.4999 | 43.921 | 44.4478 | 44.9183 | 45.3513 | 45.7594 | 46.1279 | 46.441 | 46.8182 | 47.2707 | 47.7648 | 48.1302 | 48.5081 | 48.8954 | 49.2925 | 49.6987 | 50.1135
Small Box-RetailOregon | 42 | 1000,000SqFt | Stock | C_XSqFt | Oregon | Small Box-Retail |  |  |  | 57.0458 | 53.664 | 50.2822 | 51.2808 | 52.4536 | 53.2564 | 54.0377 | 54.5689 | 55.4901 | 56.4335 | 57.8956 | 58.5592 | 59.5051 | 60.6296 | 61.7626 | 63.1919 | 64.3086 | 65.0973 | 66.1178 | 67.0928 | 68.6481 | 70.3953 | 71.9123 | 73.273 | 74.6177 | 75.6236 | 75.7934 | 75.9921 | 76.3783 | 77.1208 | 77.9992 | 78.6758 | 79.2212 | 79.7305 | 80.3437 | 81.1214 | 82.0944 | 82.9634 | 83.7631 | 84.5169 | 85.1975 | 85.7758 | 86.4724 | 87.3083 | 88.2209 | 88.8957 | 89.5937 | 90.3091 | 91.0424 | 91.7927 | 92.5587
High End-RetailOregon | 43 | 1000,000SqFt | Stock | C_XSqFt | Oregon | High End-Retail |  |  |  | 14.2615 | 13.416 | 12.5705 | 12.8202 | 13.1134 | 13.3141 | 13.5094 | 13.6422 | 13.8725 | 14.1084 | 14.4739 | 14.6398 | 14.8763 | 15.1574 | 15.4407 | 15.798 | 16.0772 | 16.2743 | 16.5295 | 16.7732 | 17.162 | 17.5988 | 17.9781 | 18.3182 | 18.6544 | 18.9059 | 18.9484 | 18.998 | 19.0946 | 19.2802 | 19.4998 | 19.669 | 19.8053 | 19.9326 | 20.0859 | 20.2804 | 20.5236 | 20.7408 | 20.9408 | 21.1292 | 21.2994 | 21.444 | 21.6181 | 21.8271 | 22.0552 | 22.2239 | 22.3984 | 22.5773 | 22.7606 | 22.9482 | 23.1397
Anchor-RetailOregon | 44 | 1000,000SqFt | Stock | C_XSqFt | Oregon | Anchor-Retail |  |  |  | 31.6298 | 27.95 | 24.2702 | 24.7522 | 25.3183 | 25.7058 | 26.0829 | 26.3393 | 26.7839 | 27.2393 | 27.945 | 28.2653 | 28.7219 | 29.2646 | 29.8115 | 30.5014 | 31.0404 | 31.4211 | 31.9137 | 32.3843 | 33.135 | 33.9784 | 34.7106 | 35.3674 | 36.0164 | 36.502 | 36.5839 | 36.6798 | 36.8662 | 37.2246 | 37.6486 | 37.9752 | 38.2385 | 38.4843 | 38.7802 | 39.1556 | 39.6253 | 40.0447 | 40.4307 | 40.7946 | 41.1231 | 41.4022 | 41.7385 | 42.1419 | 42.5824 | 42.9081 | 43.245 | 43.5903 | 43.9443 | 44.3064 | 44.6762
K-12Oregon | 45 | 1000,000SqFt | Stock | C_XSqFt | Oregon | K-12 |  |  |  | 18.4019 | 18.81 | 19.2181 | 19.6161 | 20.0414 | 20.9262 | 21.6098 | 22.4669 | 23.3506 | 24.4265 | 25.4675 | 26.3817 | 27.5761 | 28.4019 | 29.6784 | 30.8802 | 32.4935 | 34.5633 | 35.9783 | 37.0814 | 38.1169 | 38.4066 | 39.3708 | 40.4183 | 41.4785 | 41.7259 | 41.8349 | 41.9172 | 42.0598 | 42.3159 | 42.7478 | 43.1845 | 43.6437 | 44.1142 | 44.5624 | 44.9406 | 45.2944 | 45.5958 | 45.9037 | 46.2138 | 46.5495 | 46.87 | 47.2086 | 47.5538 | 47.9302 | 48.2895 | 48.5694 | 48.915 | 49.2609 | 49.606 | 49.9481
UniversityOregon | 46 | 1000,000SqFt | Stock | C_XSqFt | Oregon | University |  |  |  | 9.4797 | 9.69 | 9.9003 | 10.1053 | 10.3243 | 10.7802 | 11.1323 | 11.5738 | 12.0291 | 12.5833 | 13.1196 | 13.5905 | 14.2059 | 14.6313 | 15.2889 | 15.908 | 16.7391 | 17.6773 | 18.6209 | 19.1541 | 19.7946 | 20.0863 | 20.5232 | 21.106 | 21.7146 | 21.871 | 21.9577 | 22.0081 | 22.095 | 22.2593 | 22.522 | 22.7918 | 23.0881 | 23.3877 | 23.6787 | 23.9453 | 24.2128 | 24.4613 | 24.6931 | 24.9289 | 25.1538 | 25.3768 | 25.6127 | 25.8475 | 26.1049 | 26.3468 | 26.5658 | 26.7996 | 27.0363 | 27.2737 | 27.5127
WarehouseOregon | 47 | 1000,000SqFt | Stock | C_XSqFt | Oregon | Warehouse |  |  |  | 78.4905 | 80.4 | 82.3095 | 85.1461 | 87.3742 | 88.9842 | 90.3984 | 91.9064 | 92.7455 | 94.0362 | 97.9182 | 101.7545 | 107.7463 | 112.1384 | 115.4707 | 118.5457 | 121.6887 | 123.9918 | 125.4405 | 127.5011 | 130.9083 | 133.7228 | 136.8712 | 139.8819 | 142.7074 | 144.7418 | 145.8269 | 146.3478 | 147.27 | 149.0784 | 152.1159 | 155.3768 | 158.6109 | 162.0312 | 165.0242 | 167.5249 | 170.8022 | 173.972 | 177.0662 | 180.1694 | 183.1018 | 185.8663 | 188.6404 | 191.498 | 194.3775 | 197.1869 | 200.2893 | 203.1069 | 205.9311 | 208.7676 | 211.642
SupermarketOregon | 48 | 1000,000SqFt | Stock | C_XSqFt | Oregon | Supermarket |  |  |  | 8.0212 | 7.36 | 6.6988 | 6.8318 | 6.9879 | 7.0948 | 7.1989 | 7.2696 | 7.3923 | 7.5179 | 7.7126 | 7.801 | 7.9269 | 8.0767 | 8.2275 | 8.4179 | 8.5666 | 8.7354 | 8.9529 | 9.1502 | 9.1684 | 9.1841 | 9.2005 | 9.2175 | 9.2363 | 9.3795 | 9.3926 | 9.4088 | 9.4373 | 9.4751 | 9.5153 | 9.5553 | 9.5951 | 9.6346 | 9.6693 | 9.6995 | 9.7403 | 9.781 | 9.8216 | 9.862 | 9.9021 | 9.9419 | 9.9814 | 10.0206 | 10.0597 | 10.0987 | 10.1399 | 10.1794 | 10.2188 | 10.2583 | 10.2978
MIniMartOregon | 49 | 1000,000SqFt | Stock | C_XSqFt | Oregon | MIniMart |  |  |  | 0.9693 | 1.84 | 2.7107 | 2.7645 | 2.8277 | 2.871 | 2.9131 | 2.9417 | 2.9913 | 3.0422 | 3.121 | 3.1567 | 3.2077 | 3.2683 | 3.3293 | 3.4063 | 3.4665 | 3.5348 | 3.6228 | 3.7027 | 3.7492 | 3.7892 | 3.8311 | 3.8747 | 3.9227 | 3.9502 | 3.9528 | 3.9607 | 3.9762 | 4.0059 | 4.0297 | 4.049 | 4.06 | 4.0774 | 4.096 | 4.1322 | 4.1795 | 4.2116 | 4.2469 | 4.2823 | 4.3098 | 4.3403 | 4.3718 | 4.4135 | 4.4595 | 4.4877 | 4.5183 | 4.5533 | 4.5883 | 4.6239 | 4.6604
RestaurantOregon | 50 | 1000,000SqFt | Stock | C_XSqFt | Oregon | Restaurant |  |  |  | 12.0321 | 12.1 | 12.1679 | 12.261 | 12.4345 | 12.621 | 12.7199 | 12.8235 | 12.9268 | 13.0298 | 13.1982 | 13.2913 | 13.4642 | 13.6524 | 13.8009 | 13.9373 | 14.0524 | 14.401 | 14.8501 | 15.2576 | 15.3025 | 15.3412 | 15.3817 | 15.4239 | 15.4703 | 15.921 | 16.032 | 16.0935 | 16.1937 | 16.3605 | 16.5574 | 16.7425 | 16.8902 | 17.0252 | 17.1904 | 17.3746 | 17.5752 | 17.7436 | 17.9171 | 18.0763 | 18.2394 | 18.4299 | 18.6425 | 18.8699 | 19.1279 | 19.3165 | 19.461 | 19.6695 | 19.8807 | 20.0942 | 20.3047
LodgingOregon | 51 | 1000,000SqFt | Stock | C_XSqFt | Oregon | Lodging |  |  |  | 37.4567 | 37.8 | 38.1433 | 38.9829 | 39.4653 | 40.1767 | 40.5747 | 40.8605 | 41.1632 | 41.6883 | 42.328 | 43.1264 | 45.6181 | 47.4301 | 48.7112 | 49.841 | 50.3018 | 50.4775 | 50.9198 | 51.2199 | 51.5474 | 52.0246 | 52.5837 | 53.129 | 53.5357 | 54.2108 | 54.4392 | 54.6008 | 54.8334 | 55.1142 | 55.3084 | 55.5416 | 55.736 | 55.9299 | 56.1133 | 56.4118 | 56.6165 | 56.8212 | 57.0256 | 57.2298 | 57.4337 | 57.6373 | 57.8959 | 58.2054 | 58.6066 | 58.8114 | 58.9734 | 59.2416 | 59.5146 | 59.7899 | 60.0638
HospitalOregon | 52 | 1000,000SqFt | Stock | C_XSqFt | Oregon | Hospital |  |  |  | 8.597 | 8.8 | 9.003 | 9.2908 | 9.6056 | 9.9549 | 10.1503 | 10.4867 | 10.624 | 10.9787 | 11.229 | 11.4259 | 11.8584 | 12.4066 | 13.3838 | 14.2314 | 14.8778 | 15.215 | 15.6059 | 15.9114 | 17.9906 | 18.4206 | 19.2446 | 20.0037 | 20.8055 | 21.0802 | 21.1464 | 21.2041 | 21.3179 | 21.5101 | 21.8363 | 22.139 | 22.4826 | 22.8235 | 23.1201 | 23.4049 | 23.6895 | 23.949 | 24.2031 | 24.4579 | 24.6853 | 24.8836 | 25.1149 | 25.3689 | 25.6131 | 25.8668 | 26.0913 | 26.3229 | 26.5562 | 26.7923 | 27.0339
OtherHealthOregon | 53 | 1000,000SqFt | Stock | C_XSqFt | Oregon | OtherHealth |  |  |  | 16.3145 | 16.7 | 17.0855 | 17.6317 | 18.2294 | 18.8927 | 19.2637 | 19.9023 | 20.1629 | 20.8363 | 21.3115 | 21.6853 | 22.5065 | 23.5473 | 25.4027 | 27.0118 | 28.239 | 29.3428 | 30.6223 | 31.6227 | 33.327 | 34.2643 | 35.3275 | 36.4109 | 37.6055 | 38.0463 | 38.1569 | 38.2484 | 38.4427 | 38.8157 | 39.3928 | 39.9496 | 40.5856 | 41.2568 | 41.8303 | 42.3453 | 42.9802 | 43.5297 | 44.0702 | 44.6097 | 45.1353 | 45.579 | 46.0925 | 46.6432 | 47.1826 | 47.696 | 48.2108 | 48.722 | 49.2354 | 49.7522 | 50.2753
AssemblyOregon | 54 | 1000,000SqFt | Stock | C_XSqFt | Oregon | Assembly |  |  |  | 20.7879 | 21.454 | 22.1201 | 23.2685 | 23.821 | 24.4687 | 25.157 | 25.5632 | 26.5393 | 26.9887 | 28.0282 | 29.939 | 31.9623 | 33.55 | 34.9301 | 36.3599 | 37.6687 | 39.1117 | 40.4668 | 41.7148 | 42.8496 | 43.9038 | 45.2116 | 46.6585 | 48.195 | 49.6688 | 50.3985 | 50.7613 | 51.2943 | 52.1826 | 53.5731 | 54.8439 | 56.1308 | 57.4114 | 59.3421 | 61.0554 | 63.089 | 64.8541 | 66.5332 | 68.1011 | 69.3815 | 70.7162 | 71.9605 | 73.3734 | 74.4295 | 75.6407 | 77.3781 | 78.6145 | 79.8635 | 81.1425 | 82.4626
OtherOregon | 55 | 1000,000SqFt | Stock | C_XSqFt | Oregon | Other |  |  |  | 40.353 | 41.646 | 42.939 | 45.1683 | 46.2409 | 47.498 | 48.8343 | 49.6226 | 51.5174 | 52.3899 | 54.4077 | 58.1169 | 62.0445 | 65.1265 | 67.8054 | 70.581 | 73.1217 | 74.6713 | 77.8497 | 81.0936 | 84.0209 | 86.3591 | 89.2932 | 92.1647 | 94.7731 | 95.7632 | 95.9802 | 96.1031 | 96.3558 | 96.898 | 97.7115 | 98.5215 | 99.362 | 100.2271 | 101.0171 | 101.7802 | 102.6579 | 103.4713 | 104.3503 | 105.1543 | 106.0098 | 106.7756 | 107.5669 | 108.4218 | 109.2731 | 110.0795 | 110.9017 | 111.7204 | 112.534 | 113.3574 | 114.1791
Large OfficeWashington | 56 | 1000,000SqFt | Stock | C_XSqFt | Washington | Large Office |  |  |  | 133.7262 | 130.032 | 126.3378 | 127.8472 | 129.4798 | 132.1495 | 134.0553 | 135.3677 | 136.3749 | 138.1587 | 140.0239 | 142.2405 | 144.8283 | 148.9853 | 154.642 | 160.071 | 163.5945 | 166.0297 | 168.1712 | 170.4737 | 171.8457 | 175.9502 | 178.4694 | 181.1011 | 183.5197 | 185.8583 | 189.9797 | 194.3912 | 198.5057 | 201.77 | 204.5203 | 207.02 | 209.5349 | 212.2958 | 215.2309 | 218.9046 | 221.7188 | 224.7648 | 227.9855 | 231.4568 | 235.1582 | 238.9516 | 242.7228 | 246.5557 | 250.5193 | 254.8411 | 257.7616 | 261.6796 | 265.5743 | 269.4246 | 273.2349
Medium OfficeWashington | 57 | 1000,000SqFt | Stock | C_XSqFt | Washington | Medium Office |  |  |  | 34.5836 | 45.752 | 56.9204 | 57.6004 | 58.336 | 59.5388 | 60.3974 | 60.9887 | 61.4425 | 62.2462 | 63.0865 | 64.0852 | 65.2511 | 67.124 | 69.6726 | 72.1186 | 73.706 | 74.8032 | 75.768 | 76.8054 | 77.4235 | 79.2728 | 80.4078 | 81.5935 | 82.6831 | 83.7368 | 85.5936 | 87.5812 | 89.4349 | 90.9056 | 92.1448 | 93.271 | 94.4041 | 95.648 | 96.9703 | 98.6255 | 99.8934 | 101.2658 | 102.7168 | 104.2808 | 105.9484 | 107.6575 | 109.3566 | 111.0834 | 112.8692 | 114.8164 | 116.1322 | 117.8974 | 119.6521 | 121.3868 | 123.1035
Small OfficeWashington | 58 | 1000,000SqFt | Stock | C_XSqFt | Washington | Small Office |  |  |  | 63.2433 | 65.016 | 66.7887 | 67.5866 | 68.4497 | 69.8611 | 70.8686 | 71.5624 | 72.0948 | 73.0378 | 74.0239 | 75.1957 | 76.5637 | 78.7613 | 81.7518 | 84.6218 | 86.4845 | 87.7719 | 88.904 | 90.1212 | 90.8465 | 93.0164 | 94.3482 | 95.7394 | 97.018 | 98.2543 | 100.4331 | 102.7652 | 104.9404 | 106.666 | 108.12 | 109.4415 | 110.771 | 112.2305 | 113.7822 | 115.7243 | 117.212 | 118.8223 | 120.5249 | 122.36 | 124.3168 | 126.3222 | 128.3158 | 130.3421 | 132.4374 | 134.7222 | 136.2661 | 138.3374 | 140.3963 | 142.4318 | 144.4461
Big Box-RetailWashington | 59 | 1000,000SqFt | Stock | C_XSqFt | Washington | Big Box-Retail |  |  |  | 11.6648 | 31.08 | 50.4952 | 51.5954 | 52.3705 | 53.0605 | 53.5368 | 54.2666 | 55.3873 | 57.117 | 58.3261 | 58.9734 | 59.7657 | 60.9202 | 62.5354 | 63.7248 | 64.9505 | 66.0079 | 66.7367 | 67.658 | 68.8373 | 70.3456 | 71.6219 | 72.852 | 74.025 | 74.3473 | 74.8506 | 76.2412 | 77.6529 | 78.7486 | 79.2915 | 79.6281 | 79.964 | 80.2987 | 80.6321 | 81.2507 | 81.8499 | 82.341 | 82.8155 | 83.258 | 83.6485 | 84.0229 | 84.4535 | 84.9895 | 85.5598 | 85.9759 | 86.3747 | 86.8235 | 87.2813 | 87.7498 | 88.226
Small Box-RetailWashington | 60 | 1000,000SqFt | Stock | C_XSqFt | Washington | Small Box-Retail |  |  |  | 99.456 | 99.456 | 93.2638 | 95.2958 | 96.7274 | 98.0018 | 98.8815 | 100.2294 | 102.2994 | 105.4942 | 107.7273 | 108.9229 | 110.3862 | 112.5186 | 115.5018 | 117.6987 | 119.9626 | 121.9155 | 123.2615 | 124.9632 | 127.1414 | 129.9271 | 132.2845 | 134.5565 | 136.723 | 137.3182 | 138.2477 | 140.8162 | 143.4235 | 145.4474 | 146.45 | 147.0718 | 147.6922 | 148.3103 | 148.9261 | 150.0686 | 151.1753 | 152.0824 | 152.9589 | 153.7762 | 154.4973 | 155.1889 | 155.9841 | 156.9742 | 158.0275 | 158.7961 | 159.5326 | 160.3616 | 161.207 | 162.0724 | 162.952
High End-RetailWashington | 61 | 1000,000SqFt | Stock | C_XSqFt | Washington | High End-Retail |  |  |  | 26.4121 | 24.864 | 23.3159 | 23.8239 | 24.1819 | 24.5005 | 24.7204 | 25.0574 | 25.5749 | 26.3735 | 26.9318 | 27.2307 | 27.5966 | 28.1297 | 28.8755 | 29.4247 | 29.9906 | 30.4789 | 30.8154 | 31.2408 | 31.7854 | 32.4818 | 33.0711 | 33.6391 | 34.1808 | 34.3295 | 34.5619 | 35.2041 | 35.8559 | 36.3619 | 36.6125 | 36.7679 | 36.9231 | 37.0776 | 37.2315 | 37.5172 | 37.7938 | 38.0206 | 38.2397 | 38.444 | 38.6243 | 38.7972 | 38.996 | 39.2435 | 39.5069 | 39.699 | 39.8831 | 40.0904 | 40.3018 | 40.5181 | 40.738
Anchor-RetailWashington | 62 | 1000,000SqFt | Stock | C_XSqFt | Washington | Anchor-Retail |  |  |  | 58.5835 | 51.8 | 45.0165 | 45.9973 | 46.6883 | 47.3035 | 47.7281 | 48.3787 | 49.3778 | 50.9199 | 51.9978 | 52.5748 | 53.2812 | 54.3104 | 55.7504 | 56.8107 | 57.9035 | 58.8461 | 59.4958 | 60.3172 | 61.3686 | 62.7131 | 63.851 | 64.9476 | 65.9934 | 66.2807 | 66.7293 | 67.9691 | 69.2276 | 70.2045 | 70.6884 | 70.9885 | 71.288 | 71.5863 | 71.8836 | 72.435 | 72.9692 | 73.4071 | 73.8301 | 74.2246 | 74.5727 | 74.9065 | 75.2903 | 75.7682 | 76.2766 | 76.6476 | 77.0031 | 77.4033 | 77.8113 | 78.229 | 78.6536
K-12Washington | 63 | 1000,000SqFt | Stock | C_XSqFt | Washington | K-12 |  |  |  | 105.0956 | 106.788 | 108.4804 | 109.9652 | 112.0526 | 114.1383 | 116.4493 | 119.6155 | 122.0133 | 123.4334 | 126.4159 | 128.3483 | 130.2561 | 132.564 | 135.0458 | 137.4084 | 139.5708 | 142.1951 | 145.9712 | 148.5334 | 151.5526 | 154.5457 | 157.4376 | 161.2199 | 164.6905 | 165.162 | 168.3148 | 172.0423 | 175.4882 | 178.2566 | 180.5785 | 182.6172 | 184.6862 | 186.8764 | 189.0841 | 191.2045 | 192.5693 | 193.7929 | 195.0355 | 196.2802 | 197.6436 | 198.9579 | 200.269 | 201.5733 | 202.8282 | 203.9668 | 205.3515 | 206.6494 | 207.9407 | 209.2228 | 210.4892
UniversityWashington | 64 | 1000,000SqFt | Stock | C_XSqFt | Washington | University |  |  |  | 54.1401 | 55.012 | 55.8839 | 56.6488 | 57.7241 | 58.7985 | 59.9891 | 61.6201 | 62.8553 | 63.5869 | 65.1234 | 66.1188 | 67.1016 | 68.2905 | 69.569 | 70.7861 | 71.9001 | 73.1013 | 74.6547 | 75.4718 | 76.7689 | 78.194 | 79.5316 | 81.0009 | 82.3364 | 82.7929 | 84.5045 | 86.4609 | 88.2755 | 89.7092 | 90.9105 | 91.992 | 93.1384 | 94.3444 | 95.604 | 96.8552 | 97.7574 | 98.5629 | 99.3655 | 100.1718 | 101.0201 | 101.8385 | 102.6607 | 103.4917 | 104.3007 | 105.0495 | 105.9122 | 106.7311 | 107.5488 | 108.363 | 109.1723
WarehouseWashington | 65 | 1000,000SqFt | Stock | C_XSqFt | Washington | Warehouse |  |  |  | 65.4562 | 70.7 | 75.9438 | 79.0218 | 82.5943 | 87.1791 | 90.6373 | 93.9361 | 97.0529 | 100.89 | 105.9355 | 112.2935 | 117.0752 | 123.1596 | 128.9204 | 134.112 | 140.1838 | 142.9267 | 147.7472 | 150.9052 | 155.8974 | 160.9955 | 165.6845 | 170.3121 | 174.9282 | 179.9383 | 191.0405 | 203.2356 | 214.3618 | 223.7877 | 232.0722 | 240.0082 | 247.873 | 256.3777 | 265.4787 | 274.5394 | 283.0017 | 292.2558 | 300.9635 | 309.6711 | 318.4774 | 326.8457 | 335.1765 | 343.6963 | 352.2454 | 360.8396 | 369.6179 | 378.0539 | 386.5577 | 395.0653 | 403.5916
SupermarketWashington | 66 | 1000,000SqFt | Stock | C_XSqFt | Washington | Supermarket |  |  |  | 26.16 | 26.16 | 23.8278 | 24.3457 | 24.7105 | 25.0353 | 25.2595 | 25.603 | 26.1305 | 26.9446 | 27.5137 | 27.8184 | 28.1913 | 28.7347 | 29.495 | 30.0548 | 30.6317 | 31.0038 | 31.2734 | 31.6233 | 31.6749 | 31.7258 | 31.7811 | 31.8492 | 31.9003 | 32.0516 | 32.2008 | 32.527 | 32.8361 | 32.9905 | 33.1401 | 33.2885 | 33.435 | 33.5792 | 33.7213 | 33.8615 | 34.0008 | 34.1391 | 34.2763 | 34.4121 | 34.5468 | 34.6802 | 34.8122 | 34.9431 | 35.0731 | 35.2022 | 35.3426 | 35.4741 | 35.6056 | 35.7373 | 35.8694
MIniMartWashington | 67 | 1000,000SqFt | Stock | C_XSqFt | Washington | MIniMart |  |  |  | 3.4379 | 6.54 | 9.6421 | 9.8516 | 9.9993 | 10.1307 | 10.2214 | 10.3604 | 10.5739 | 10.9033 | 11.1336 | 11.2569 | 11.4078 | 11.6277 | 11.9353 | 12.1619 | 12.3953 | 12.5459 | 12.655 | 12.7966 | 12.8692 | 12.9408 | 13.0185 | 13.1142 | 13.1861 | 13.2175 | 13.3858 | 13.6868 | 13.9848 | 14.2311 | 14.3647 | 14.429 | 14.4888 | 14.5226 | 14.6192 | 14.808 | 14.933 | 15.0703 | 15.2068 | 15.3297 | 15.4384 | 15.576 | 15.6952 | 15.854 | 15.9979 | 16.1161 | 16.2421 | 16.3733 | 16.5062 | 16.6419 | 16.778
RestaurantWashington | 68 | 1000,000SqFt | Stock | C_XSqFt | Washington | Restaurant |  |  |  | 18.562 | 18.8 | 19.038 | 19.213 | 19.4349 | 19.6215 | 19.9559 | 20.18 | 20.3766 | 20.6665 | 20.8659 | 21.1162 | 21.4481 | 21.7071 | 22.0425 | 22.3427 | 22.547 | 23.3152 | 23.8719 | 24.5944 | 24.722 | 24.8478 | 24.9844 | 25.1526 | 25.2789 | 25.5088 | 26.1855 | 27.0364 | 27.7658 | 28.2789 | 28.604 | 28.8598 | 29.1045 | 29.3487 | 29.6126 | 29.9642 | 30.2343 | 30.4792 | 30.724 | 30.9687 | 31.2132 | 31.4662 | 31.7506 | 32.0499 | 32.3834 | 32.6305 | 32.8608 | 33.1409 | 33.4233 | 33.7064 | 33.9882
LodgingWashington | 69 | 1000,000SqFt | Stock | C_XSqFt | Washington | Lodging |  |  |  | 45.6815 | 46.3 | 46.9185 | 49.127 | 50.6117 | 51.5649 | 52.473 | 52.8953 | 53.5017 | 54.1185 | 55.1821 | 56.228 | 58.2685 | 60.5829 | 62.3307 | 64.3168 | 65.469 | 65.8505 | 66.776 | 67.9183 | 69.4814 | 71.2739 | 73.036 | 74.4697 | 75.8389 | 76.1188 | 77.5862 | 79.5863 | 81.2341 | 82.115 | 82.4499 | 82.7425 | 83.0349 | 83.3265 | 83.6169 | 84.1394 | 84.4306 | 84.7216 | 85.0123 | 85.3025 | 85.5923 | 85.8817 | 86.248 | 86.652 | 87.1366 | 87.4274 | 87.6806 | 88.0406 | 88.4056 | 88.7728 | 89.1381
HospitalWashington | 70 | 1000,000SqFt | Stock | C_XSqFt | Washington | Hospital |  |  |  | 23.97 | 24.4 | 24.83 | 25.2154 | 25.8778 | 26.313 | 26.6778 | 27.3541 | 27.884 | 28.3857 | 28.7707 | 29.0982 | 29.6415 | 30.2898 | 31.2676 | 32.0549 | 32.7365 | 33.21 | 33.693 | 34.1721 | 35.5283 | 35.6951 | 36.2929 | 36.896 | 37.5528 | 37.7151 | 38.2625 | 39.1649 | 40.065 | 40.7298 | 41.2836 | 41.7176 | 42.2127 | 42.7202 | 43.1952 | 43.7639 | 44.0537 | 44.3403 | 44.6354 | 44.9207 | 45.1924 | 45.3881 | 45.632 | 45.9212 | 46.1847 | 46.479 | 46.7246 | 46.979 | 47.2334 | 47.4924 | 47.7579
OtherHealthWashington | 71 | 1000,000SqFt | Stock | C_XSqFt | Washington | OtherHealth |  |  |  | 51.4777 | 52.4 | 53.3223 | 54.1488 | 55.5694 | 56.5028 | 57.2851 | 58.7355 | 59.8719 | 60.9478 | 61.7737 | 62.4759 | 63.6413 | 65.0316 | 67.1287 | 68.817 | 70.279 | 71.8288 | 73.41 | 74.9782 | 76.678 | 78.8371 | 80.2835 | 81.7389 | 83.3154 | 84.2863 | 86.4453 | 89.2716 | 92.3293 | 94.8506 | 97.08 | 99.0818 | 101.2742 | 103.5452 | 105.7036 | 107.9577 | 109.9605 | 111.7374 | 113.4972 | 115.2438 | 116.9196 | 118.4004 | 119.9917 | 121.7073 | 123.3721 | 124.8905 | 126.6583 | 128.263 | 129.8704 | 131.4882 | 133.1273
AssemblyWashington | 72 | 1000,000SqFt | Stock | C_XSqFt | Washington | Assembly |  |  |  | 85.1454 | 86.258 | 87.3706 | 88.1739 | 88.966 | 90.383 | 92.3948 | 94.3631 | 95.72 | 97.3316 | 99.3876 | 101.678 | 104.1376 | 107.9467 | 112.7196 | 117.2721 | 120.6572 | 123.5225 | 125.4696 | 128.7121 | 130.3725 | 132.3142 | 134.7656 | 136.8496 | 139.0949 | 141.4143 | 142.5063 | 142.9192 | 143.474 | 144.3141 | 145.0969 | 145.7859 | 146.4746 | 147.3291 | 149.376 | 151.2909 | 153.2415 | 154.9941 | 156.7672 | 158.2977 | 159.5668 | 160.7352 | 161.9528 | 163.2634 | 164.2002 | 165.334 | 167.0983 | 168.2452 | 169.3943 | 170.5926 | 171.8365
OtherWashington | 73 | 1000,000SqFt | Stock | C_XSqFt | Washington | Other |  |  |  | 165.2823 | 167.442 | 169.6017 | 171.1611 | 172.6987 | 175.4494 | 179.3547 | 183.1754 | 185.8095 | 188.9378 | 192.9289 | 197.375 | 202.1495 | 209.5435 | 218.8086 | 227.6459 | 234.2168 | 238.772 | 244.1814 | 249.3 | 254.1201 | 262.6675 | 270.0249 | 276.8754 | 283.3355 | 285.0906 | 285.5224 | 285.7022 | 286.0539 | 286.7697 | 287.8581 | 288.844 | 289.8764 | 290.9204 | 291.9592 | 292.9564 | 294.002 | 295.0948 | 296.1064 | 297.1781 | 298.2388 | 299.2789 | 300.3114 | 301.3616 | 302.4094 | 303.456 | 304.5105 | 305.5528 | 306.6028 | 307.6454 | 308.691
Total Commercial Floor Area Forecast
[10 empty] | 1985 | 1986 | 1987 | 1988 | 1989 | 1990 | 1991 | 1992 | 1993 | 1994 | 1995 | 1996 | 1997 | 1998 | 1999 | 2000 | 2001 | 2002 | 2003 | 2004 | 2005 | 2006 | 2007 | 2008 | 2009 | 2010 | 2011 | 2012 | 2013 | 2014 | 2015 | 2016 | 2017 | 2018 | 2019 | 2020 | 2021 | 2022 | 2023 | 2024 | 2025 | 2026 | 2027 | 2028 | 2029 | 2030 | 2031 | 2032 | 2033 | 2034 | 2035
[5 empty] | Region | Large Office |  |  |  | 181.0691 | 175.6125 | 170.1558 | 172.5426 | 175.7907 | 179.6673 | 182.3386 | 184.4643 | 186.3603 | 189.3337 | 193.0531 | 197.3396 | 202.0214 | 208.7018 | 216.6963 | 225.1804 | 230.8677 | 234.7999 | 238.385 | 242.6189 | 245.8921 | 251.9765 | 256.5289 | 261.2846 | 265.674 | 269.0779 | 273.6638 | 278.2844 | 282.7572 | 286.7293 | 290.6429 | 294.275 | 297.8988 | 301.9997 | 306.0726 | 310.9618 | 315.0559 | 319.4465 | 324.0261 | 328.9146 | 334.0698 | 339.3074 | 344.4874 | 349.7064 | 355.1683 | 361.1562 | 365.311 | 370.6944 | 376.0516 | 381.3564 | 386.6184
[5 empty] | Region | Medium Office |  |  |  | 46.917 | 61.7896 | 76.6622 | 77.7375 | 79.2009 | 80.9475 | 82.151 | 83.1087 | 83.9629 | 85.3026 | 86.9783 | 88.9096 | 91.0189 | 94.0287 | 97.6306 | 101.453 | 104.0154 | 105.787 | 107.4022 | 109.3098 | 110.7845 | 113.5257 | 115.5768 | 117.7194 | 119.697 | 121.2306 | 123.2968 | 125.3785 | 127.3937 | 129.1833 | 130.9465 | 132.5829 | 134.2156 | 136.0632 | 137.8983 | 140.101 | 141.9456 | 143.9237 | 145.987 | 148.1895 | 150.5121 | 152.8719 | 155.2057 | 157.557 | 160.0179 | 162.7157 | 164.5876 | 167.013 | 169.4266 | 171.8167 | 174.1874
[5 empty] | Region | Small Office |  |  |  | 85.6593 | 87.8062 | 89.9532 | 91.2149 | 92.9321 | 94.9814 | 96.3936 | 97.5174 | 98.5197 | 100.0916 | 102.0578 | 104.3239 | 106.7989 | 110.3305 | 114.5569 | 119.042 | 122.0486 | 124.1274 | 126.0226 | 128.2609 | 129.9913 | 133.2078 | 135.6145 | 138.1285 | 140.449 | 142.2485 | 144.6728 | 147.1155 | 149.4801 | 151.5799 | 153.6489 | 155.569 | 157.4847 | 159.6526 | 161.8058 | 164.3905 | 166.5548 | 168.8759 | 171.297 | 173.8813 | 176.6065 | 179.3754 | 182.1139 | 184.8729 | 187.7603 | 190.9259 | 193.1223 | 195.9682 | 198.8003 | 201.6047 | 204.3865
[5 empty] | Region | Big Box-Retail |  |  |  | 19.0024 | 50.7706 | 82.5387 | 84.3457 | 85.9366 | 87.2134 | 88.1881 | 89.4144 | 91.2882 | 93.7723 | 96.0541 | 97.3021 | 98.8592 | 101.0163 | 103.7289 | 106.0724 | 108.1861 | 109.9097 | 111.543 | 113.3081 | 115.698 | 118.7955 | 121.3859 | 123.8 | 126.1472 | 127.163 | 127.8133 | 129.3399 | 131.0063 | 132.6054 | 133.7676 | 134.5888 | 135.3316 | 136.1373 | 136.9148 | 138.0666 | 139.3307 | 140.4048 | 141.4319 | 142.4003 | 143.281 | 144.0811 | 145.0064 | 146.1198 | 147.3012 | 148.1912 | 149.0908 | 150.0453 | 151.0175 | 152.0098 | 153.0181
[5 empty] | Region | Small Box-Retail |  |  |  | 166.2917 | 162.4658 | 152.4477 | 155.7851 | 158.7234 | 161.0817 | 162.8819 | 165.1469 | 168.6078 | 173.1959 | 177.4104 | 179.7154 | 182.5913 | 186.5754 | 191.5855 | 195.914 | 199.8179 | 203.0015 | 206.018 | 209.2782 | 213.6923 | 219.4134 | 224.1978 | 228.6565 | 232.9917 | 234.868 | 236.069 | 238.8886 | 241.9664 | 244.92 | 247.0665 | 248.5832 | 249.9552 | 251.4434 | 252.8794 | 255.0068 | 257.3415 | 259.3254 | 261.2223 | 263.011 | 264.6376 | 266.1154 | 267.8244 | 269.8808 | 272.0629 | 273.7067 | 275.3681 | 277.1313 | 278.9269 | 280.7595 | 282.6219
[5 empty] | Region | High End-Retail |  |  |  | 43.121 | 40.6164 | 38.1119 | 38.9463 | 39.6809 | 40.2704 | 40.7205 | 41.2867 | 42.152 | 43.299 | 44.3526 | 44.9289 | 45.6478 | 46.6438 | 47.8964 | 48.9785 | 49.9545 | 50.7504 | 51.5045 | 52.3196 | 53.4231 | 54.8533 | 56.0495 | 57.1641 | 58.2479 | 58.717 | 59.0172 | 59.7221 | 60.4916 | 61.23 | 61.7666 | 62.1458 | 62.4888 | 62.8609 | 63.2199 | 63.7517 | 64.3354 | 64.8313 | 65.3056 | 65.7528 | 66.1594 | 66.5289 | 66.9561 | 67.4702 | 68.0157 | 68.4267 | 68.842 | 69.2828 | 69.7317 | 70.1899 | 70.6555
[5 empty] | Region | Anchor-Retail |  |  |  | 95.3707 | 84.6176 | 73.5833 | 75.1943 | 76.6125 | 77.7508 | 78.6197 | 79.713 | 81.3835 | 83.5981 | 85.6323 | 86.7449 | 88.1331 | 90.0561 | 92.4744 | 94.5636 | 96.448 | 97.9846 | 99.4407 | 101.0143 | 103.1449 | 105.9063 | 108.2157 | 110.3678 | 112.4603 | 113.366 | 113.9456 | 115.3066 | 116.7922 | 118.2178 | 119.2539 | 119.986 | 120.6482 | 121.3666 | 122.0597 | 123.0865 | 124.2134 | 125.171 | 126.0866 | 126.95 | 127.7351 | 128.4485 | 129.2733 | 130.2659 | 131.3191 | 132.1126 | 132.9145 | 133.7656 | 134.6323 | 135.5169 | 136.4158
[5 empty] | Region | K-12 |  |  |  | 145.6749 | 147.9983 | 150.3217 | 152.4474 | 155.2063 | 158.9018 | 162.7107 | 167.2216 | 171.078 | 174.7952 | 179.7022 | 183.2219 | 187.2935 | 190.9502 | 195.421 | 199.4543 | 204.1402 | 209.8929 | 216.3466 | 220.6655 | 225.6804 | 230.5483 | 235.8145 | 241.6296 | 247.2034 | 248.2049 | 251.6844 | 255.595 | 259.3662 | 262.7691 | 266.0954 | 269.0989 | 272.1207 | 275.516 | 278.5969 | 281.4451 | 283.4859 | 285.3064 | 287.1492 | 288.997 | 290.9882 | 292.9283 | 294.8862 | 296.8584 | 298.8074 | 300.6084 | 302.5604 | 304.513 | 306.4606 | 308.3982 | 310.3162
[5 empty] | Region | University |  |  |  | 73.7984 | 74.9954 | 76.1923 | 77.2873 | 78.7086 | 80.6123 | 82.5745 | 84.8983 | 86.8849 | 88.7998 | 91.3277 | 93.1408 | 95.2383 | 97.1221 | 99.4253 | 101.503 | 103.9169 | 106.6607 | 109.857 | 111.5577 | 113.7788 | 115.7446 | 117.9199 | 120.3482 | 122.6544 | 123.3913 | 125.3075 | 127.3665 | 129.3594 | 131.1397 | 132.853 | 134.4463 | 136.1236 | 137.999 | 139.7651 | 141.463 | 142.8271 | 144.0537 | 145.2569 | 146.4813 | 147.7206 | 148.9271 | 150.1813 | 151.4647 | 152.6951 | 153.8774 | 155.1248 | 156.3629 | 157.6036 | 158.8407 | 160.076
[5 empty] | Region | Warehouse |  |  |  | 162.511 | 170.2608 | 178.0106 | 184.1937 | 190.4135 | 197.024 | 202.5999 | 207.832 | 212.2096 | 218.2201 | 227.9354 | 239.0098 | 250.3607 | 262.1929 | 273.0282 | 282.488 | 292.8967 | 298.785 | 305.5723 | 311.6562 | 321.1333 | 330.2114 | 338.9081 | 347.3028 | 355.3747 | 363.4667 | 376.1305 | 389.0621 | 401.4734 | 413.4748 | 426.0368 | 438.4828 | 450.7354 | 464.4947 | 477.7784 | 490.2846 | 503.1745 | 516.8833 | 530.1152 | 543.0279 | 556.2606 | 568.5214 | 581.023 | 593.6013 | 606.3302 | 618.9069 | 632.1643 | 644.687 | 657.275 | 669.9066 | 682.5568
[5 empty] | Region | Supermarket |  |  |  | 40.2878 | 39.445 | 36.0408 | 36.9096 | 37.6678 | 38.2991 | 38.7263 | 39.4147 | 40.3986 | 41.658 | 42.7907 | 43.5005 | 44.3309 | 45.5408 | 47.087 | 48.3361 | 49.4336 | 50.0679 | 50.6878 | 51.3565 | 51.4564 | 51.5598 | 51.6648 | 51.7807 | 51.8808 | 52.3313 | 52.5135 | 52.8719 | 53.2286 | 53.4603 | 53.7057 | 53.9508 | 54.1805 | 54.4777 | 54.7059 | 54.9219 | 55.1474 | 55.3716 | 55.5944 | 55.8165 | 56.0411 | 56.2591 | 56.4845 | 56.7109 | 56.9244 | 57.1419 | 57.37 | 57.5912 | 57.8125 | 58.0337 | 58.2548
[5 empty] | Region | MIniMart |  |  |  | 5.1384 | 9.8612 | 14.5841 | 14.9357 | 15.2425 | 15.498 | 15.6708 | 15.9494 | 16.3475 | 16.8572 | 17.3155 | 17.6028 | 17.9388 | 18.4284 | 19.0541 | 19.5595 | 20.0036 | 20.2603 | 20.5111 | 20.7817 | 20.9226 | 21.0605 | 21.2042 | 21.3658 | 21.5074 | 21.6241 | 21.8238 | 22.1451 | 22.4796 | 22.8019 | 23.0241 | 23.1614 | 23.2902 | 23.4157 | 23.5913 | 23.8781 | 24.1176 | 24.3435 | 24.5665 | 24.791 | 24.9937 | 25.2249 | 25.4294 | 25.69 | 25.9507 | 26.1464 | 26.3678 | 26.5961 | 26.8258 | 27.0568 | 27.2894
[5 empty] | Region | Restaurant |  |  |  | 33.8635 | 34.2026 | 34.5417 | 34.8469 | 35.2789 | 35.7011 | 36.1719 | 36.56 | 36.9474 | 37.4273 | 37.9326 | 38.3692 | 39.0666 | 39.6327 | 40.2498 | 40.8781 | 41.3001 | 42.6098 | 43.8898 | 45.2706 | 45.5174 | 45.7729 | 46.0325 | 46.319 | 46.5662 | 47.4258 | 48.2727 | 49.2116 | 50.0884 | 50.8597 | 51.5051 | 52.06 | 52.5486 | 53.0618 | 53.584 | 54.2184 | 54.8068 | 55.3295 | 55.8533 | 56.3583 | 56.8668 | 57.4211 | 58.0369 | 58.6863 | 59.4083 | 59.958 | 60.4281 | 61.0328 | 61.644 | 62.2592 | 62.8691
[5 empty] | Region | Lodging |  |  |  | 103.5413 | 104.8075 | 106.0738 | 109.336 | 111.504 | 113.666 | 115.11 | 116.0026 | 117.3467 | 118.8465 | 121.1228 | 123.8507 | 128.6146 | 132.9942 | 136.3431 | 139.7605 | 141.7529 | 142.6815 | 144.335 | 146.2003 | 148.5501 | 151.5965 | 154.584 | 157.0992 | 159.3678 | 160.6857 | 162.5298 | 164.7634 | 166.7636 | 168.1369 | 168.8934 | 169.6231 | 170.2438 | 171.148 | 171.7987 | 172.7954 | 173.5169 | 174.1892 | 174.8661 | 175.5297 | 176.1834 | 176.8512 | 177.6752 | 178.5955 | 179.7242 | 180.3997 | 180.9678 | 181.7907 | 182.6253 | 183.4675 | 184.3062
[5 empty] | Region | Hospital |  |  |  | 37.3697 | 38.1226 | 38.8755 | 39.6204 | 40.6653 | 41.484 | 42.1561 | 43.3769 | 44.3125 | 45.2536 | 46.1468 | 46.9079 | 48.0847 | 49.4601 | 51.6155 | 53.5435 | 55.1141 | 56.1299 | 57.1693 | 58.2974 | 61.9131 | 62.8209 | 64.3763 | 65.8751 | 67.5038 | 68.0628 | 68.7309 | 69.7209 | 70.7948 | 71.7697 | 72.8334 | 73.7387 | 74.7417 | 75.8082 | 76.7114 | 77.6858 | 78.3827 | 79.0332 | 79.6844 | 80.3244 | 80.9049 | 81.3664 | 81.9245 | 82.5641 | 83.1597 | 83.8 | 84.3578 | 84.9267 | 85.4983 | 86.0792 | 86.6757
[5 empty] | Region | OtherHealth |  |  |  | 81.6538 | 83.2205 | 84.7872 | 86.3442 | 88.514 | 90.1987 | 91.5914 | 94.0987 | 96.0601 | 97.9999 | 99.8182 | 101.389 | 103.8099 | 106.6119 | 110.9847 | 114.8964 | 118.1102 | 121.26 | 124.51 | 127.8598 | 131.8996 | 135.4863 | 138.4062 | 141.4561 | 144.6416 | 146.8586 | 149.3275 | 152.3436 | 155.8048 | 159.1299 | 162.6006 | 165.7468 | 169.2099 | 172.9323 | 176.1878 | 179.4348 | 182.6504 | 185.4928 | 188.2651 | 191.0008 | 193.6274 | 195.8814 | 198.372 | 201.051 | 203.6929 | 206.1017 | 208.8389 | 211.3388 | 213.8508 | 216.3839 | 218.9539
[5 empty] | Region | Assembly |  |  |  | 119.1165 | 121.1209 | 123.1254 | 125.5192 | 127.1194 | 129.3966 | 132.2805 | 134.8955 | 137.6954 | 140.12 | 143.51 | 148.1885 | 153.1759 | 159.2629 | 166.0789 | 172.8245 | 178.0834 | 182.7815 | 186.8392 | 192.4553 | 195.8449 | 199.9421 | 204.2363 | 208.319 | 212.6691 | 217.8354 | 220.084 | 221.0252 | 222.3985 | 224.9037 | 228.1652 | 230.9716 | 233.8081 | 236.9664 | 242.0599 | 246.6371 | 251.7566 | 256.4765 | 261.0047 | 265.3672 | 269.0717 | 272.8212 | 276.6372 | 280.6069 | 283.7745 | 287.4192 | 292.0809 | 295.7193 | 299.3834 | 303.1046 | 306.9189
[5 empty] | Region | Other |  |  |  | 231.2261 | 235.1171 | 239.0081 | 244.0572 | 247.3777 | 251.9646 | 257.7044 | 262.9967 | 268.8642 | 273.8655 | 280.649 | 290.1265 | 300.1746 | 312.5325 | 326.3202 | 340.1155 | 350.7988 | 358.0177 | 367.5068 | 376.251 | 384.5963 | 396.4034 | 407.8241 | 418.4082 | 428.3171 | 431.5324 | 432.3312 | 432.7009 | 433.4519 | 435.0583 | 437.4397 | 439.7355 | 442.14 | 444.8317 | 447.1526 | 449.3873 | 451.8552 | 454.2744 | 456.6904 | 459.1357 | 461.5579 | 463.8238 | 466.1551 | 468.5612 | 470.9861 | 473.37 | 475.7508 | 478.1185 | 480.4853 | 482.8536 | 485.2349
[6 empty] | Total |  |  |  | 1671.6125 | 1722.8306 | 1765.0139 | 1801.264 | 1836.5752 | 1874.6589 | 1908.5898 | 1943.8979 | 1980.4193 | 2022.4363 | 2073.7896 | 2124.572 | 2183.1591 | 2252.0812 | 2330.1767 | 2404.5636 | 2466.8887 | 2515.5075 | 2567.541 | 2618.4618 | 2673.919 | 2738.8253 | 2798.54 | 2857.0247 | 2913.3533 | 2948.0901 | 2987.2141 | 3030.8419 | 3075.0968 | 3117.9698 | 3160.2454 | 3198.7466 | 3237.1654 | 3280.1753 | 3322.7825 | 3367.5165 | 3410.4984 | 3452.7328 | 3494.4029 | 3535.9292 | 3577.2178 | 3616.7544 | 3657.6726 | 3700.2633 | 3743.0991 | 3784.9647 | 3825.2478 | 3866.5775 | 3908.0517 | 3949.6378 | 3991.3555
[6 empty] | 5th Plan Forecast Total |  |  |  | 2001: 2361.0117; 2002: 2410.4215; 2003: 2460.8848; 2004: 2513.2827; 2005: 2566.3818; 2006: 2612.6227; 2007: 2658.5539; 2008: 2706.6837; 2009: 2755.3601; 2010: 2805.0013; 2011: 2847.7857; 2012: 2891.5252; 2013: 2935.9425; 2014: 2981.1664; 2015: 3027.4314; 2016: 3074.5671; 2017: 3122.5936; 2018: 3171.5315; 2019: 3221.4019; 2020: 3272.2266; 2021: 3324.028; 2022: 3376.829; 2023: 3430.6533; 2024: 3485.5251; 2025: 3541.4694
[6 empty] | 5th Plan Annual Additions |  |  |  | 2000: 5th Plan Annual Additions; 2002: 61.8961; 2003: 61.301; 2004: 63.1671; 2005: 63.7915; 2006: 56.8624; 2007: 56.4773; 2008: 58.6068; 2009: 59.0854; 2010: 59.9866; 2011: 53.0405; 2012: 53.9291; 2013: 54.5416; 2014: 55.2816; 2015: 56.2618; 2016: 57.0686; 2017: 57.8961; 2018: 58.7448; 2019: 59.6154; 2020: 60.5085; 2021: 61.4246; 2022: 62.3643; 2023: 63.3283; 2024: 64.3172; 2025: 65.3318
[6 empty] | Year | Small Office | Lodging | HEALTHCARE | bar: 1985
[9 empty] | Hospital | 1985: OtherHealth
[6 empty] | 1985 | 85.6593 | 103.5413 | 37.3697 | 1985: 81.6538; 2007: Cumulative; 2032: Annual Additions of Floor Area New and Replacement
[6 empty] | 1986 | 87.8062 | 104.8075 | 38.1226 | 1985: 83.2205; 2007: 256.5289; 2008: 9.167%
[6 empty] | 1987 | 89.9532 | 106.0738 | 38.8755 | 1985: 84.7872; 2007: 372.1057; 2008: 13.3%
[6 empty] | 1988 | 91.2149 | 109.336 | 39.6204 | 1985: 86.3442; 2007: 507.7202; 2008: 18.14%
[6 empty] | 1989 | 92.9321 | 111.504 | 40.6653 | 1985: 88.514; 2007: 629.1061; 2008: 22.48%
[6 empty] | 1990 | 94.9814 | 113.666 | 41.484 | 1985: 90.1987; 2007: 853.304; 2008: 30.49%
[6 empty] | 1991 | 96.3936 | 115.11 | 42.1561 | 1985: 91.5914; 2007: 909.3534; 2008: 32.49%
[6 empty] | 1992 | 97.5174 | 116.0026 | 43.3769 | 1985: 94.0987; 2007: 1017.5691; 2008: 36.36%
[6 empty] | 1993 | 98.5197 | 117.3467 | 44.3125 | 1985: 96.0601; 2007: 1253.3836; 2008: 44.79%
[6 empty] | 1994 | 100.0916 | 118.8465 | 45.2536 | 1985: 97.9999; 2007: 1371.3035; 2008: 49%
[6 empty] | 1995 | 102.0578 | 121.1228 | 46.1468 | 1985: 99.8182; 2007: 1710.2115; 2008: 61.11%
[6 empty] | 1996 | 104.3239 | 123.8507 | 46.9079 | 1985: 101.389; 2007: 1761.8763; 2008: 62.96%
[6 empty] | 1997 | 106.7989 | 128.6146 | 48.0847 | 1985: 103.8099; 2007: 1783.0806; 2008: 63.71%
[6 empty] | 1998 | 110.3305 | 132.9942 | 49.4601 | 1985: 106.6119; 2007: 1829.113; 2008: 65.36%
[6 empty] | 1999 | 114.5569 | 136.3431 | 51.6155 | 1985: 110.9847; 2007: 1983.697; 2008: 70.88%
[6 empty] | 2000 | 119.042 | 139.7605 | 53.5435 | 1985: 114.8964; 2007: 2048.0734; 2008: 73.18%
[6 empty] | 2001 | 122.0486 | 141.7529 | 55.1141 | 1985: 118.1102; 2007: 2186.4796; 2008: 78.13%
[6 empty] | 2002 | 124.1274 | 142.6815 | 56.1299 | 1985: 121.26; 2007: 2390.7159; 2008: 85.43%
[6 empty] | 2003 | 126.0226 | 144.335 | 57.1693 | 1985: 124.51; 2007: 2798.54; 2008: 100%
[6 empty] | 2004 | 128.2609 | 146.2003 | 58.2974 | 1985: 127.8598
[6 empty] | 2005 | 129.9913 | 148.5501 | 61.9131 | 1985: 131.8996
[6 empty] | 2006 | 133.2078 | 151.5965 | 62.8209 | 1985: 135.4863
[6 empty] | 2007 | 135.6145 | 154.584 | 64.3763 | 1985: 138.4062
[6 empty] | 2008 | 138.1285 | 157.0992 | 65.8751 | 1985: 141.4561
[6 empty] | 2009 | 140.449 | 159.3678 | 67.5038 | 1985: 144.6416
[6 empty] | 2010 | 142.2485 | 160.6857 | 68.0628 | 1985: 146.8586
[6 empty] | 2011 | 144.6728 | 162.5298 | 68.7309 | 1985: 149.3275
[6 empty] | 2012 | 147.1155 | 164.7634 | 69.7209 | 1985: 152.3436
[6 empty] | 2013 | 149.4801 | 166.7636 | 70.7948 | 1985: 155.8048
[6 empty] | 2014 | 151.5799 | 168.1369 | 71.7697 | 1985: 159.1299
[6 empty] | 2015 | 153.6489 | 168.8934 | 72.8334 | 1985: 162.6006
[6 empty] | 2016 | 155.569 | 169.6231 | 73.7387 | 1985: 165.7468
[6 empty] | 2017 | 157.4847 | 170.2438 | 74.7417 | 1985: 169.2099
[6 empty] | 2018 | 159.6526 | 171.148 | 75.8082 | 1985: 172.9323
[6 empty] | 2019 | 161.8058 | 171.7987 | 76.7114 | 1985: 176.1878
[6 empty] | 2020 | 164.3905 | 172.7954 | 77.6858 | 1985: 179.4348
[6 empty] | 2021 | 166.5548 | 173.5169 | 78.3827 | 1985: 182.6504
[6 empty] | 2022 | 168.8759 | 174.1892 | 79.0332 | 1985: 185.4928
[6 empty] | 2023 | 171.297 | 174.8661 | 79.6844 | 1985: 188.2651
[6 empty] | 2024 | 173.8813 | 175.5297 | 80.3244 | 1985: 191.0008
[6 empty] | 2025 | 176.6065 | 176.1834 | 80.9049 | 1985: 193.6274
[6 empty] | 2026 | 179.3754 | 176.8512 | 81.3664 | 1985: 195.8814
[6 empty] | 2027 | 182.1139 | 177.6752 | 81.9245 | 1985: 198.372
[6 empty] | 2028 | 184.8729 | 178.5955 | 82.5641 | 1985: 201.051
[6 empty] | 2029 | 187.7603 | 179.7242 | 83.1597 | 1985: 203.6929
[6 empty] | 2030 | 190.9259 | 180.3997 | 83.8 | 1985: 206.1017
[6 empty] | 2031 | 193.1223 | 180.9678 | 84.3578 | 1985: 208.8389
[6 empty] | 2032 | 195.9682 | 181.7907 | 84.9267 | 1985: 211.3388
[6 empty] | 2033 | 198.8003 | 182.6253 | 85.4983 | 1985: 213.8508
[6 empty] | 2034 | 201.6047 | 183.4675 | 86.0792 | 1985: 216.3839
[6 empty] | 2035 | 204.3865 | 184.3062 | 86.6757 | 1985: 218.9539

## AEO COMMERCIAL FLOORSPACE
Shipments Scaling Factor Development
1 | 2 | 3 | 4 | 5 | 6 | 7 | 8 | 9 | 10 | 11 | 12 | 13 | 14 | 15 | 16 | 17 | 18 | 19 | 20 | 21 | 22 | 23 | 24 | 25 | 26 | 27 | 28 | 29 | 30 | 31 | 32
AEO Commercial Building Stock Forecast (Millions of Square Feet) | [30 empty] | ANY Building SHIPMENTS WEIGHTING FACTOR | Mapping AEO to Regional
Health Care | [7 empty] | Lodging | [7 empty] | Office-Small | [7 empty] | Totals of Lodging, Health Care and Small Office | [7 empty] | Regional | AEO
Year | New | CumNew | Pre-2008 | Stock | REGIONAL STOCK | ANY Health Care SHIPMENTS WEIGHTING FACTOR | NOTES | Year | New | CumNew | Pre-2008 | Stock | REGIONAL STOCK | ANY Lodging SHIPMENTS WEIGHTING FACTOR | NOTES | Year | New | CumNew | Pre-2008 | Stock | REGIONAL STOCK | ANY Office-Small SHIPMENTS WEIGHTING FACTOR | NOTES | Year | New | Cum New | Pre-2008 | Stock | % New | REGIONAL STOCK |  | Lodging | Lodging
2000 | 67.8 | 67.8 | 1825.46 | 1875.4537 | 168.4399 | 0.089813 | Backcasted from Next 10 Years | 2000 | 172.465 | 172.465 | 4523.9856 | 4544.6442 | 139.7605 | 0.030753 | Backcasted from Next 10 Years | 2000 | 179.113 | 179.113 | 5690.4062 | 5868.8028 | 119.042 | 0.020284 | Backcasted from Next 10 Years | 2000 | 419.378 | 419.378 | 12039.8518 | 12288.9007 | 0.025549 | 427.2424 | 0.034767 | Hospital | Health Care
2001 | 69.773 | 137.573 | 1802.5832 | 1921.1875 | 173.2243 | 0.090165 |  | 2001 | 163.757 | 336.222 | 4475.1716 | 4654.6449 | 141.7529 | 0.030454 |  | 2001 | 175.18 | 354.293 | 5634.1264 | 5949.0185 | 122.0486 | 0.020516 |  | 2001 | 408.71 | 828.088 | 11911.8812 | 12524.8509 | 0.025411 | 437.0258 | 0.034893 | OtherHealth | Health Care
2002 | 61.096 | 198.669 | 1779.7693 | 1966.7527 | 177.3899 | 0.090194 |  | 2002 | 145.024 | 481.246 | 4426.5478 | 4764.6671 | 142.6815 | 0.029946 |  | 2002 | 170.652 | 524.945 | 5578.0367 | 6029.2283 | 124.1274 | 0.020588 |  | 2002 | 376.772 | 1204.86 | 11784.3538 | 12760.6482 | 0.025289 | 444.1987 | 0.03481 | Small Office | Small Office
2003 | 66.905 | 265.574 | 1757.046 | 2012.0319 | 181.6793 | 0.090296 |  | 2003 | 122.08 | 603.326 | 4378.201 | 4874.7624 | 144.335 | 0.029609 |  | 2003 | 129.838 | 654.783 | 5522.2172 | 6109.5285 | 126.0226 | 0.020627 |  | 2003 | 318.823 | 1523.683 | 11657.4642 | 12996.3228 | 0.025175 | 452.0369 | 0.034782
2004 | 69.53 | 335.104 | 1734.4158 | 2057.024 | 186.1572 | 0.090498 |  | 2004 | 133.064 | 736.39 | 4330.1369 | 4984.8499 | 146.2003 | 0.029329 |  | 2004 | 115.107 | 769.89 | 5466.6677 | 6189.957 | 128.2609 | 0.020721 |  | 2004 | 317.701 | 1841.384 | 11531.2203 | 13231.831 | 0.025058 | 460.6184 | 0.034811
2005 | 66.818 | 401.922 | 1711.8623 | 2101.8163 | 193.8127 | 0.092212 |  | 2005 | 128.91 | 865.3 | 4282.3046 | 5094.7906 | 148.5501 | 0.029157 |  | 2005 | 121.154 | 891.044 | 5411.3353 | 6270.466 | 129.9913 | 0.020731 |  | 2005 | 316.882 | 2158.266 | 11405.5022 | 13467.0729 | 0.024927 | 472.3541 | 0.035075
2006 | 66.582 | 468.504 | 1689.3578 | 2146.5465 | 198.3071 | 0.092384 |  | 2006 | 136.67 | 1001.97 | 4234.6162 | 5204.4484 | 151.5965 | 0.029128 |  | 2006 | 123.973 | 1015.017 | 5356.1313 | 6350.9215 | 133.2078 | 0.020975 |  | 2006 | 327.225 | 2485.491 | 11280.1053 | 13701.9164 | 0.024778 | 483.1114 | 0.035259
2007 | 65.868 | 534.372 | 1666.8665 | 2191.3484 | 202.7825 | 0.092538 |  | 2007 | 142.996 | 1144.966 | 4186.9631 | 5313.6517 | 154.584 | 0.029092 |  | 2007 | 126.891 | 1141.908 | 5300.9485 | 6431.1355 | 135.6145 | 0.021087 |  | 2007 | 335.755 | 2821.246 | 11154.7781 | 13936.1356 | 0.024606 | 492.981 | 0.035374
2008 | 65.444 | 599.816 | 1642.008 | 2241.824 | 207.3312 | 0.092483 |  | 2008 | 149.188 | 1294.154 | 4132.142 | 5426.296 | 157.0992 | 0.028951 |  | 2008 | 130.355 | 1272.263 | 5238.849 | 6511.112 | 138.1285 | 0.021214 |  | 2008 | 344.987 | 3166.233 | 11012.999 | 14179.232 | 0.02433 | 502.559 | 0.035443
2009 | 65.22 | 665.036 | 1620.233 | 2285.269 | 212.1454 | 0.092832 |  | 2009 | 153.694 | 1447.848 | 4086.675 | 5534.523 | 159.3678 | 0.028795 |  | 2009 | 132.834 | 1405.097 | 5185.874 | 6590.971 | 140.449 | 0.021309 |  | 2009 | 351.748 | 3517.981 | 10892.782 | 14410.763 | 0.024409 | 511.9622 | 0.035526
2010 | 65.502 | 730.538 | 1598.162 | 2328.7 | 214.9215 | 0.092292 |  | 2010 | 156.451 | 1604.299 | 4040.311 | 5644.61 | 160.6857 | 0.028467 |  | 2010 | 134.593 | 1539.69 | 5131.975 | 6671.665 | 142.2485 | 0.021321 |  | 2010 | 356.546 | 3874.527 | 10770.448 | 14644.975 | 0.024346 | 517.8556 | 0.035361
2011 | 66.398 | 796.936 | 1575.791 | 2372.727 | 218.0583 | 0.091902 |  | 2011 | 157.581 | 1761.88 | 3993.026 | 5754.906 | 162.5298 | 0.028242 |  | 2011 | 135.698 | 1675.388 | 5077.158 | 6752.546 | 144.6728 | 0.021425 |  | 2011 | 359.677 | 4234.204 | 10645.975 | 14880.179 | 0.024172 | 525.2609 | 0.035299
2012 | 67.716 | 864.652 | 1553.112 | 2417.764 | 222.0645 | 0.091847 |  | 2012 | 158.139 | 1920.019 | 3944.815 | 5864.834 | 164.7634 | 0.028093 |  | 2012 | 136.447 | 1811.835 | 5021.427 | 6833.262 | 147.1155 | 0.021529 |  | 2012 | 362.302 | 4596.506 | 10519.354 | 15115.86 | 0.023968 | 533.9435 | 0.035323
2013 | 69.101 | 933.753 | 1530.127 | 2463.88 | 226.5996 | 0.091969 |  | 2013 | 158.621 | 2078.64 | 3895.662 | 5974.302 | 166.7636 | 0.027913 |  | 2013 | 136.834 | 1948.669 | 4964.785 | 6913.454 | 149.4801 | 0.021622 |  | 2013 | 364.556 | 4961.062 | 10390.574 | 15351.636 | 0.023747 | 542.8433 | 0.035361
2014 | 70.371 | 1004.124 | 1506.826 | 2510.95 | 230.8996 | 0.091957 |  | 2014 | 159.791 | 2238.431 | 3845.552 | 6083.983 | 168.1369 | 0.027636 |  | 2014 | 137.212 | 2085.881 | 4907.24 | 6993.121 | 151.5799 | 0.021676 |  | 2014 | 367.374 | 5328.436 | 10259.618 | 15588.054 | 0.023568 | 550.6164 | 0.035323
2015 | 71.414 | 1075.538 | 1483.204 | 2558.742 | 235.434 | 0.092012 |  | 2015 | 161.663 | 2400.094 | 3794.473 | 6194.567 | 168.8934 | 0.027265 |  | 2015 | 137.918 | 2223.799 | 4848.787 | 7072.586 | 153.6489 | 0.021725 |  | 2015 | 370.995 | 5699.431 | 10126.464 | 15825.895 | 0.023442 | 557.9763 | 0.035257
2016 | 72.203 | 1147.741 | 1459.25 | 2606.991 | 239.4855 | 0.091863 |  | 2016 | 164.195 | 2564.289 | 3742.416 | 6306.705 | 169.6231 | 0.026896 |  | 2016 | 139.259 | 2363.058 | 4789.439 | 7152.497 | 155.569 | 0.02175 |  | 2016 | 375.657 | 6075.088 | 9991.105 | 16066.193 | 0.023382 | 564.6775 | 0.035147
2017 | 72.874 | 1220.615 | 1434.961 | 2655.576 | 243.9517 | 0.091864 |  | 2017 | 167.937 | 2732.226 | 3689.363 | 6421.589 | 170.2438 | 0.026511 |  | 2017 | 141.477 | 2504.535 | 4729.195 | 7233.73 | 157.4847 | 0.021771 |  | 2017 | 382.288 | 6457.376 | 9853.519 | 16310.895 | 0.023438 | 571.6802 | 0.035049
2018 | 73.58 | 1294.195 | 1410.327 | 2704.522 | 248.7405 | 0.091972 |  | 2018 | 172.637 | 2904.863 | 3635.303 | 6540.166 | 171.148 | 0.026169 |  | 2018 | 144.344 | 2648.879 | 4668.058 | 7316.937 | 159.6526 | 0.02182 |  | 2018 | 390.561 | 6847.937 | 9713.688 | 16561.625 | 0.023582 | 579.5411 | 0.034993
2019 | 74.233 | 1368.428 | 1385.336 | 2753.764 | 252.8992 | 0.091838 |  | 2019 | 176.52 | 3081.383 | 3580.224 | 6661.607 | 171.7987 | 0.025789 |  | 2019 | 147.111 | 2795.99 | 4606.033 | 7402.023 | 161.8058 | 0.02186 |  | 2019 | 397.864 | 7245.801 | 9571.593 | 16817.394 | 0.023658 | 586.5037 | 0.034875
2020 | 75.076 | 1443.504 | 1359.984 | 2803.488 | 257.1205 | 0.091715 |  | 2020 | 180.04 | 3261.423 | 3524.108 | 6785.531 | 172.7954 | 0.025465 |  | 2020 | 149.733 | 2945.723 | 4543.123 | 7488.846 | 164.3905 | 0.021951 |  | 2020 | 404.849 | 7650.65 | 9427.215 | 17077.865 | 0.023706 | 594.3064 | 0.0348
2021 | 76.141 | 1519.645 | 1334.256 | 2853.901 | 261.0331 | 0.091465 |  | 2021 | 183.752 | 3445.175 | 3466.936 | 6912.111 | 173.5169 | 0.025103 |  | 2021 | 152.278 | 3098.001 | 4479.329 | 7577.33 | 166.5548 | 0.021981 |  | 2021 | 412.171 | 8062.821 | 9280.521 | 17343.342 | 0.023765 | 601.1048 | 0.034659
2022 | 77.417 | 1597.062 | 1308.151 | 2905.213 | 264.526 | 0.091052 |  | 2022 | 187.754 | 3632.929 | 3408.695 | 7041.624 | 174.1892 | 0.024737 |  | 2022 | 154.78 | 3252.781 | 4414.65 | 7667.431 | 168.8759 | 0.022025 |  | 2022 | 419.951 | 8482.772 | 9131.496 | 17614.268 | 0.023842 | 607.5911 | 0.034494
2023 | 78.796 | 1675.858 | 1281.648 | 2957.506 | 267.9495 | 0.0906 |  | 2023 | 192.072 | 3825.001 | 3349.366 | 7174.367 | 174.8661 | 0.024374 |  | 2023 | 157.112 | 3409.893 | 4349.089 | 7758.982 | 171.297 | 0.022077 |  | 2023 | 427.98 | 8910.752 | 8980.103 | 17890.855 | 0.023922 | 614.1126 | 0.034326
2024 | 80.147 | 1756.005 | 1254.741 | 3010.746 | 271.3252 | 0.090119 |  | 2024 | 196.553 | 4021.554 | 3288.932 | 7310.486 | 175.5297 | 0.024011 |  | 2024 | 159.245 | 3569.138 | 4282.639 | 7851.777 | 173.8813 | 0.022145 |  | 2024 | 435.945 | 9346.697 | 8826.312 | 18173.009 | 0.023989 | 620.7361 | 0.034157
2025 | 81.482 | 1837.487 | 1227.423 | 3064.91 | 274.5323 | 0.089573 |  | 2025 | 201.313 | 4222.867 | 3227.372 | 7450.239 | 176.1834 | 0.023648 |  | 2025 | 161.511 | 3730.649 | 4215.309 | 7945.958 | 176.6065 | 0.022226 |  | 2025 | 444.306 | 9791.003 | 8670.104 | 18461.107 | 0.024067 | 627.3222 | 0.033981
2026 | 82.762 | 1920.249 | 1199.677 | 3119.926 | 277.2478 | 0.088864 |  | 2026 | 206.092 | 4428.959 | 3164.664 | 7593.623 | 176.8512 | 0.023289 |  | 2026 | 163.963 | 3894.612 | 4147.088 | 8041.7 | 179.3754 | 0.022306 |  | 2026 | 452.817 | 10243.82 | 8511.429 | 18755.249 | 0.024143 | 633.4744 | 0.033776
2027 | 83.974 | 2004.223 | 1171.496 | 3175.719 | 280.2965 | 0.088262 |  | 2027 | 210.678 | 4639.637 | 3100.79 | 7740.427 | 177.6752 | 0.022954 |  | 2027 | 166.609 | 4061.221 | 4077.978 | 8139.199 | 182.1139 | 0.022375 |  | 2027 | 461.261 | 10705.081 | 8350.264 | 19055.345 | 0.024206 | 640.0856 | 0.033591
2028 | 85.065 | 2089.288 | 1142.867 | 3232.155 | 283.6151 | 0.087748 |  | 2028 | 214.47 | 4854.107 | 3035.727 | 7889.834 | 178.5955 | 0.022636 |  | 2028 | 169.04 | 4230.261 | 4007.975 | 8238.236 | 184.8729 | 0.022441 |  | 2028 | 468.575 | 11173.656 | 8186.569 | 19360.225 | 0.024203 | 647.0834 | 0.033423
2029 | 86.198 | 2175.486 | 1113.776 | 3289.262 | 286.8526 | 0.087209 |  | 2029 | 217.867 | 5071.974 | 2969.449 | 8041.423 | 179.7242 | 0.02235 |  | 2029 | 171.399 | 4401.66 | 3937.075 | 8338.735 | 187.7603 | 0.022517 |  | 2029 | 475.464 | 11649.12 | 8020.3 | 19669.42 | 0.024173 | 654.3371 | 0.033267
2030 | 87.398 | 2262.884 | 1084.216 | 3347.1 | 289.9017 | 0.086613 |  | 2030 | 221.048 | 5293.022 | 2901.935 | 8194.957 | 180.3997 | 0.022013 |  | 2030 | 173.712 | 4575.372 | 3865.273 | 8440.645 | 190.9259 | 0.02262 |  | 2030 | 482.158 | 12131.278 | 7851.424 | 19982.702 | 0.024129 | 661.2273 | 0.03309
2031 | 88.8342 | 2338.2415 | 1059.0794 | 3397.3209 | 293.1967 | 0.086302 | Projected from Prior 10 Years | 2031 | 226.6799 | 5473.8495 | 2846.2179 | 8320.0674 | 180.9678 | 0.021751 | Projected from Prior 10 Years | 2031 | 176.079 | 4725.0436 | 3802.3971 | 8527.4407 | 193.1223 | 0.022647 | Projected from Prior 10 Years | 2031 | 491.5931 | 12537.1346 | 7707.6944 | 20244.829 | 0.024301 | 667.2867 | 0.032961
2032 | 90.0468 | 2422.8977 | 1030.6294 | 3453.527 | 296.2655 | 0.085786 |  | 2032 | 230.9124 | 5686.4209 | 2781.6303 | 8468.0512 | 181.7907 | 0.021468 |  | 2032 | 178.4748 | 4892.9554 | 3732.75 | 8625.7054 | 195.9682 | 0.022719 |  | 2032 | 499.434 | 13002.274 | 7545.0096 | 20547.2837 | 0.02433 | 674.0244 | 0.032804
2033 | 91.2385 | 2507.4877 | 1002.1831 | 3509.6708 | 299.3491 | 0.085293 |  | 2033 | 235.0433 | 5898.8437 | 2717.0579 | 8615.9016 | 182.6253 | 0.021196 |  | 2033 | 180.9094 | 5060.8372 | 3663.1251 | 8723.9622 | 198.8003 | 0.022788 |  | 2033 | 507.1912 | 13467.1686 | 7382.3661 | 20849.5347 | 0.024355 | 680.7747 | 0.032652
2034 | 92.4327 | 2591.8703 | 973.7923 | 3565.6626 | 302.4631 | 0.084827 |  | 2034 | 239.1008 | 6110.5554 | 2652.6398 | 8763.1952 | 183.4675 | 0.020936 |  | 2034 | 183.36 | 5228.4232 | 3593.6273 | 8822.0505 | 201.6047 | 0.022852 |  | 2034 | 514.8935 | 13930.8489 | 7220.0593 | 21150.9082 | 0.024378 | 687.5353 | 0.032506
2035 | 93.6352 | 2675.9365 | 945.5009 | 3621.4374 | 305.6296 | 0.084395 |  | 2035 | 243.1115 | 6321.1097 | 2588.4925 | 8909.6022 | 184.3062 | 0.020686 |  | 2035 | 185.7732 | 5395.446 | 3524.3413 | 8919.7873 | 204.3865 | 0.022914 |  | 2035 | 522.52 | 14392.4922 | 7058.3348 | 21450.827 | 0.0244 | 694.3223 | 0.032368
Source: Adapted from PTAC/PTHP Final Rule NIA
Floor Space Lookup and Weights
1 | 2 | 3 | 4 | 5 | 6 | 7
Unique ID Annual Shipments Scaling | Year | State | Regional Building Type | AEO Building Type | Total Regional Stock | Regional Shipments Weighting Factor
2005Lodging | 2005 | Any | Lodging | Lodging | 139.7605 | 0.030753 |  |  |  | 2035 | Idaho | Lodging | 21.7935 | 11.82% | 0.0024461
2006Lodging | 2006 | Any | Lodging | Lodging | 141.7529 | 0.030454 |  |  |  | 2035 | Montana West | Lodging | 13.3108 | 7.222% | 0.001494
2007Lodging | 2007 | Any | Lodging | Lodging | 142.6815 | 0.029946 |  |  |  | 2035 | Oregon | Lodging | 60.0638 | 32.59% | 0.0067415
2008Lodging | 2008 | Any | Lodging | Lodging | 144.335 | 0.029609 |  |  |  | 2035 | Washington | Lodging | 89.1381 | 48.36% | 0.010005
2009Lodging | 2009 | Any | Lodging | Lodging | 146.2003 | 0.029329 | [6 empty] | 184.3062
2010Lodging | 2010 | Any | Lodging | Lodging | 148.5501 | 0.029157 | [5 empty] | QC | OK
2011Lodging | 2011 | Any | Lodging | Lodging | 151.5965 | 0.029128 |  |  |  | Total regional shipments weighting factor multiplied by the % state distribution (The "Regional Shipments Correction Factor" in the "Regional Rollup" tab) for ratio of total.
2012Lodging | 2012 | Any | Lodging | Lodging | 154.584 | 0.029092
2013Lodging | 2013 | Any | Lodging | Lodging | 157.0992 | 0.028951
2014Lodging | 2014 | Any | Lodging | Lodging | 159.3678 | 0.028795
2015Lodging | 2015 | Any | Lodging | Lodging | 160.6857 | 0.028467
2016Lodging | 2016 | Any | Lodging | Lodging | 162.5298 | 0.028242
2017Lodging | 2017 | Any | Lodging | Lodging | 164.7634 | 0.028093
2018Lodging | 2018 | Any | Lodging | Lodging | 166.7636 | 0.027913
2019Lodging | 2019 | Any | Lodging | Lodging | 168.1369 | 0.027636
2020Lodging | 2020 | Any | Lodging | Lodging | 168.8934 | 0.027265
2021Lodging | 2021 | Any | Lodging | Lodging | 169.6231 | 0.026896
2022Lodging | 2022 | Any | Lodging | Lodging | 170.2438 | 0.026511
2023Lodging | 2023 | Any | Lodging | Lodging | 171.148 | 0.026169
2024Lodging | 2024 | Any | Lodging | Lodging | 171.7987 | 0.025789
2025Lodging | 2025 | Any | Lodging | Lodging | 172.7954 | 0.025465
2026Lodging | 2026 | Any | Lodging | Lodging | 173.5169 | 0.025103
2027Lodging | 2027 | Any | Lodging | Lodging | 174.1892 | 0.024737
2028Lodging | 2028 | Any | Lodging | Lodging | 174.8661 | 0.024374
2029Lodging | 2029 | Any | Lodging | Lodging | 175.5297 | 0.024011
2030Lodging | 2030 | Any | Lodging | Lodging | 176.1834 | 0.023648
2031Lodging | 2031 | Any | Lodging | Lodging | 176.8512 | 0.023289
2032Lodging | 2032 | Any | Lodging | Lodging | 177.6752 | 0.022954
2033Lodging | 2033 | Any | Lodging | Lodging | 178.5955 | 0.022636
2034Lodging | 2034 | Any | Lodging | Lodging | 179.7242 | 0.02235
2005Hospital | 2005 | Any | Hospital | Health Care | 168.4399 | 0.089813
2006Hospital | 2006 | Any | Hospital | Health Care | 173.2243 | 0.090165
2007Hospital | 2007 | Any | Hospital | Health Care | 177.3899 | 0.090194
2008Hospital | 2008 | Any | Hospital | Health Care | 181.6793 | 0.090296
2009Hospital | 2009 | Any | Hospital | Health Care | 186.1572 | 0.090498
2010Hospital | 2010 | Any | Hospital | Health Care | 193.8127 | 0.092212
2011Hospital | 2011 | Any | Hospital | Health Care | 198.3071 | 0.092384
2012Hospital | 2012 | Any | Hospital | Health Care | 202.7825 | 0.092538
2013Hospital | 2013 | Any | Hospital | Health Care | 207.3312 | 0.092483
2014Hospital | 2014 | Any | Hospital | Health Care | 212.1454 | 0.092832
2015Hospital | 2015 | Any | Hospital | Health Care | 214.9215 | 0.092292
2016Hospital | 2016 | Any | Hospital | Health Care | 218.0583 | 0.091902
2017Hospital | 2017 | Any | Hospital | Health Care | 222.0645 | 0.091847
2018Hospital | 2018 | Any | Hospital | Health Care | 226.5996 | 0.091969
2019Hospital | 2019 | Any | Hospital | Health Care | 230.8996 | 0.091957
2020Hospital | 2020 | Any | Hospital | Health Care | 235.434 | 0.092012
2021Hospital | 2021 | Any | Hospital | Health Care | 239.4855 | 0.091863
2022Hospital | 2022 | Any | Hospital | Health Care | 243.9517 | 0.091864
2023Hospital | 2023 | Any | Hospital | Health Care | 248.7405 | 0.091972
2024Hospital | 2024 | Any | Hospital | Health Care | 252.8992 | 0.091838
2025Hospital | 2025 | Any | Hospital | Health Care | 257.1205 | 0.091715
2026Hospital | 2026 | Any | Hospital | Health Care | 261.0331 | 0.091465
2027Hospital | 2027 | Any | Hospital | Health Care | 264.526 | 0.091052
2028Hospital | 2028 | Any | Hospital | Health Care | 267.9495 | 0.0906
2029Hospital | 2029 | Any | Hospital | Health Care | 271.3252 | 0.090119
2030Hospital | 2030 | Any | Hospital | Health Care | 274.5323 | 0.089573
2031Hospital | 2031 | Any | Hospital | Health Care | 277.2478 | 0.088864
2032Hospital | 2032 | Any | Hospital | Health Care | 280.2965 | 0.088262
2033Hospital | 2033 | Any | Hospital | Health Care | 283.6151 | 0.087748
2034Hospital | 2034 | Any | Hospital | Health Care | 286.8526 | 0.087209
2005OtherHealth | 2005 | Any | OtherHealth | Health Care | 168.4399 | 0.089813
2006OtherHealth | 2006 | Any | OtherHealth | Health Care | 173.2243 | 0.090165
2007OtherHealth | 2007 | Any | OtherHealth | Health Care | 177.3899 | 0.090194
2008OtherHealth | 2008 | Any | OtherHealth | Health Care | 181.6793 | 0.090296
2009OtherHealth | 2009 | Any | OtherHealth | Health Care | 186.1572 | 0.090498
2010OtherHealth | 2010 | Any | OtherHealth | Health Care | 193.8127 | 0.092212
2011OtherHealth | 2011 | Any | OtherHealth | Health Care | 198.3071 | 0.092384
2012OtherHealth | 2012 | Any | OtherHealth | Health Care | 202.7825 | 0.092538
2013OtherHealth | 2013 | Any | OtherHealth | Health Care | 207.3312 | 0.092483
2014OtherHealth | 2014 | Any | OtherHealth | Health Care | 212.1454 | 0.092832
2015OtherHealth | 2015 | Any | OtherHealth | Health Care | 214.9215 | 0.092292
2016OtherHealth | 2016 | Any | OtherHealth | Health Care | 218.0583 | 0.091902
2017OtherHealth | 2017 | Any | OtherHealth | Health Care | 222.0645 | 0.091847
2018OtherHealth | 2018 | Any | OtherHealth | Health Care | 226.5996 | 0.091969
2019OtherHealth | 2019 | Any | OtherHealth | Health Care | 230.8996 | 0.091957
2020OtherHealth | 2020 | Any | OtherHealth | Health Care | 235.434 | 0.092012
2021OtherHealth | 2021 | Any | OtherHealth | Health Care | 239.4855 | 0.091863
2022OtherHealth | 2022 | Any | OtherHealth | Health Care | 243.9517 | 0.091864
2023OtherHealth | 2023 | Any | OtherHealth | Health Care | 248.7405 | 0.091972
2024OtherHealth | 2024 | Any | OtherHealth | Health Care | 252.8992 | 0.091838
2025OtherHealth | 2025 | Any | OtherHealth | Health Care | 257.1205 | 0.091715
2026OtherHealth | 2026 | Any | OtherHealth | Health Care | 261.0331 | 0.091465
2027OtherHealth | 2027 | Any | OtherHealth | Health Care | 264.526 | 0.091052
2028OtherHealth | 2028 | Any | OtherHealth | Health Care | 267.9495 | 0.0906
2029OtherHealth | 2029 | Any | OtherHealth | Health Care | 271.3252 | 0.090119
2030OtherHealth | 2030 | Any | OtherHealth | Health Care | 274.5323 | 0.089573
2031OtherHealth | 2031 | Any | OtherHealth | Health Care | 277.2478 | 0.088864
2032OtherHealth | 2032 | Any | OtherHealth | Health Care | 280.2965 | 0.088262
2033OtherHealth | 2033 | Any | OtherHealth | Health Care | 283.6151 | 0.087748
2034OtherHealth | 2034 | Any | OtherHealth | Health Care | 286.8526 | 0.087209
2005Small Office | 2005 | Any | Small Office | Small Office | 119.042 | 0.020284
2006Small Office | 2006 | Any | Small Office | Small Office | 122.0486 | 0.020516
2007Small Office | 2007 | Any | Small Office | Small Office | 124.1274 | 0.020588
2008Small Office | 2008 | Any | Small Office | Small Office | 126.0226 | 0.020627
2009Small Office | 2009 | Any | Small Office | Small Office | 128.2609 | 0.020721
2010Small Office | 2010 | Any | Small Office | Small Office | 129.9913 | 0.020731
2011Small Office | 2011 | Any | Small Office | Small Office | 133.2078 | 0.020975
2012Small Office | 2012 | Any | Small Office | Small Office | 135.6145 | 0.021087
2013Small Office | 2013 | Any | Small Office | Small Office | 138.1285 | 0.021214
2014Small Office | 2014 | Any | Small Office | Small Office | 140.449 | 0.021309
2015Small Office | 2015 | Any | Small Office | Small Office | 142.2485 | 0.021321
2016Small Office | 2016 | Any | Small Office | Small Office | 144.6728 | 0.021425
2017Small Office | 2017 | Any | Small Office | Small Office | 147.1155 | 0.021529
2018Small Office | 2018 | Any | Small Office | Small Office | 149.4801 | 0.021622
2019Small Office | 2019 | Any | Small Office | Small Office | 151.5799 | 0.021676
2020Small Office | 2020 | Any | Small Office | Small Office | 153.6489 | 0.021725
2021Small Office | 2021 | Any | Small Office | Small Office | 155.569 | 0.02175
2022Small Office | 2022 | Any | Small Office | Small Office | 157.4847 | 0.021771
2023Small Office | 2023 | Any | Small Office | Small Office | 159.6526 | 0.02182
2024Small Office | 2024 | Any | Small Office | Small Office | 161.8058 | 0.02186
2025Small Office | 2025 | Any | Small Office | Small Office | 164.3905 | 0.021951
2026Small Office | 2026 | Any | Small Office | Small Office | 166.5548 | 0.021981
2027Small Office | 2027 | Any | Small Office | Small Office | 168.8759 | 0.022025
2028Small Office | 2028 | Any | Small Office | Small Office | 171.297 | 0.022077
2029Small Office | 2029 | Any | Small Office | Small Office | 173.8813 | 0.022145
2030Small Office | 2030 | Any | Small Office | Small Office | 176.6065 | 0.022226
2031Small Office | 2031 | Any | Small Office | Small Office | 179.3754 | 0.022306
2032Small Office | 2032 | Any | Small Office | Small Office | 182.1139 | 0.022375
2033Small Office | 2033 | Any | Small Office | Small Office | 184.8729 | 0.022441
2034Small Office | 2034 | Any | Small Office | Small Office | 187.7603 | 0.022517
2005Any | 2005 | Any | Any | Any | 427.2424 | 0.034767
2006Any | 2006 | Any | Any | Any | 437.0258 | 0.034893
2007Any | 2007 | Any | Any | Any | 444.1987 | 0.03481
2008Any | 2008 | Any | Any | Any | 452.0369 | 0.034782
2009Any | 2009 | Any | Any | Any | 460.6184 | 0.034811
2010Any | 2010 | Any | Any | Any | 472.3541 | 0.035075
2011Any | 2011 | Any | Any | Any | 483.1114 | 0.035259
2012Any | 2012 | Any | Any | Any | 492.981 | 0.035374
2013Any | 2013 | Any | Any | Any | 502.559 | 0.035443
2014Any | 2014 | Any | Any | Any | 511.9622 | 0.035526
2015Any | 2015 | Any | Any | Any | 517.8556 | 0.035361
2016Any | 2016 | Any | Any | Any | 525.2609 | 0.035299
2017Any | 2017 | Any | Any | Any | 533.9435 | 0.035323
2018Any | 2018 | Any | Any | Any | 542.8433 | 0.035361
2019Any | 2019 | Any | Any | Any | 550.6164 | 0.035323
2020Any | 2020 | Any | Any | Any | 557.9763 | 0.035257
2021Any | 2021 | Any | Any | Any | 564.6775 | 0.035147
2022Any | 2022 | Any | Any | Any | 571.6802 | 0.035049
2023Any | 2023 | Any | Any | Any | 579.5411 | 0.034993
2024Any | 2024 | Any | Any | Any | 586.5037 | 0.034875
2025Any | 2025 | Any | Any | Any | 594.3064 | 0.0348
2026Any | 2026 | Any | Any | Any | 601.1048 | 0.034659
2027Any | 2027 | Any | Any | Any | 607.5911 | 0.034494
2028Any | 2028 | Any | Any | Any | 614.1126 | 0.034326
2029Any | 2029 | Any | Any | Any | 620.7361 | 0.034157
2030Any | 2030 | Any | Any | Any | 627.3222 | 0.033981
2031Any | 2031 | Any | Any | Any | 633.4744 | 0.033776
2032Any | 2032 | Any | Any | Any | 640.0856 | 0.033591
2033Any | 2033 | Any | Any | Any | 647.0834 | 0.033423
2034Any | 2034 | Any | Any | Any | 654.3371 | 0.033267

## GRIM PTAC Efficiencies
TSL A choosen for federal rulemaking
Equipment Class | TSL A (EER)
PTAC 9,000 Btu/h Standard Size | 11.1
PTAC 12,000 Btu/h Standard Size | 10.2
PTHP 9,000 Btu/h Standard Size | 11.3
PTHP 12,000 Btu/h Standard Size | 10.4
Trial Standard Levels | Baseline | TSL 1 | TSL 2 | TSL 3 | TSL A | TSL 4 | TSL 5 | TSL 6
| Baseline | TSL 1 | TSL 2 | TSL 3 | TSL 4 | TSL 5
Equipment Class | Baseline EER | TSL 1 (EER) | TSL 2 (EER) | TSL 3 (EER) | TSL A (EER) | TSL 4 (EER) | TSL 5 (EER) | TSL 6 Max Tech (EER)
PTAC 9,000 Btu/h Standard Size | 10.6 | 10.9 | 10.9 | 11.1 | 11.1 | 10.9 | 11.3 | 11.5
PTAC 12,000 Btu/h Standard Size | 9.9 | 10.2 | 10.2 | 10.4 | 10.2 | 10.2 | 10.6 | 10.8
PTHP 9,000 Btu/h Standard Size | 10.4 | 10.9 | 11.1 | 11.1 | 11.3 | 11.3 | 11.3 | 11.5
PTHP 12,000 Btu/h Standard Size | 9.7 | 10.2 | 10.4 | 10.4 | 10.4 | 10.6 | 10.6 | 10.8
Equipment Class | Baseline EER | TSL 1 (EER) | TSL 2 (EER) | TSL 3 (EER) | TSL 4 (EER) | TSL 5 (EER)
PTAC Non-Standard Size | 8.6 | 9.4 | 9.4 | 9.7 | 9.4 | 10
PTHP Non-Standard Size | 8.5 | 9.4 | 9.7 | 9.7 | 10 | 10

## Notes
ES 06/20/2013 Use Population Proxy to weight shipments- Commercial Floorspace by State should suffice.
National results are scaled based on scaling factor developed from totals of Lodging, Health Care and Small Office.
http://www.gpo.gov/fdsys/pkg/CFR-2011-title10-vol3/pdf/CFR-2011-title10-vol3-sec431-97.pdf
Shipments Model
BASE CASE DOCUMENTATION
For Product Classes 1 through 4 (Standard Sizes)
|  |  |  | For 2005: | Linearly Interpolated from subsequent 5 years (2006-2011)
|  |  |  | For 2006 Year: | Product Class Market Share % of Sales * (2006 Year Selected Efficiency Level Shipments / Total of All 2006 Year Shipments) * (2006 Standard Stock in Existence in 2000 and Replacements (From PT + 2006 New Net Cumulative Standard Stock)
|  |  |  | For All Years after 2006 (2007 through 2011): | Prior Year Surviving Stocks * [ 1 + Prior Year Weighted Net Stock Change Rate for Std Units (10 yr Avg Life) ]
|  |  |  | For All Years after 2011 (starting 2012 through 2042): | (Prior Year Surviving Stocks) - [ (Prior Year Selected Efficiency Level Shipments / Total of All Prior Year Shipments) * Product Class Market Share % of Sales * Prior Year Losses from Stock from 2000 Inventory ] + [ (Ratio of Prior Year Efficiency Level Shipments / Total of All Prior Year Shipments) * Product Class Market Share % of Sales * (Prior Year New Shipments During the Year (Units) + Prior Year Std Replacement Units for Yr 2000 Inventory) ]
|  |  |  | Starting 2043 until 2062 | (Prior Year Surving Stocks) * [ 1 + (Current Year Weighted Net Stock Change Rate for Std Units (10 yr Avg Life)) ]
For Product Classes 5 and 6 (Non-Standard Sizes)
|  |  |  | For 2005: | Linearly Interpolated from subsequent 5 years (2006-2011)
|  |  |  | For 2006 Year: | Product Class Market Share % of Sales * (2006 Year Selected Efficiency Level Shipments / Total of All 2006 Year Shipments) * (2006 Non-Standard Stock)
|  |  |  | For All Years after 2006 (2007 through 2011): | Prior Year Surviving Stocks * [ 1 + Prior Year Weighted Net Stock Change Rate for Std Units (10 yr Avg Life) ]
|  |  |  | For All Years after 2011 (starting 2012): | (Prior Year Surviving Stocks) - [ (Prior Year Selected Efficiency Level Shipments / Total of All Prior Year Shipments) * Product Class Market Share % of Sales * Prior Year Non-Standard Units Losses from Stock ] + [ (Ratio of Prior Year Efficiency Level Shipments / Total of All Prior Year Shipments) * Product Class Market Share % of Sales * (Prior Year Non-Standard Replacements) ]
|  |  |  | Starting 2043 until 2062 | (Prior Year Surving Stocks) * [ 1 + (Current Year Weighted Net Stock Change Rate for NON-Std Units (10 yr Avg Life) (From Shipments Calculation_7_08-19-2007.xls) ]
STANDARDS CASE DOCUMENTATION
For Product Classes 1 through 4 (Standard Sizes)
|  |  |  | For 2005 - 2012 | Copied from Base Case
|  |  |  | Starting 2013 until 2062 | (Prior Year Stocks) - [ (Current Year Baseline Shipment at Efficiency Level / Current Year Baseline Total of All Shipments) * Product Class Market Share % of Sales * Current Year Losses from Stock from 2000 Inventory + (Current Year Standards Shipment at Efficiency Level / Current Year Standard Total of All Shipments) * Product Class Market Share % of Sales * (Current Year New Shipments During the Year (Units) + Current Year Std Replacement Units for Yr 2000 Inventory) ]
For Product Classes 5 and 6 (Non-Standard Sizes)
|  |  |  | For 2005 - 2012 | Copied from Base Case
|  |  |  | Starting 2013 until 2062 | (Prior Year Stocks) - [ (Current Year Baseline Shipment at Efficiency Level / Current Year Baseline Total of All Shipments) * Product Class Market Share % of Sales * Current Year Losses from Stock from 2000 Inventory + (Current Year Standards Shipment at Efficiency Level / Current Year Standard Total of All Shipments) * Product Class Market Share % of Sales * (Current Year New Shipments During the Year (Units) + Current Year Std Replacement Units for Yr 2000 Inventory) ]
Efficiency Levels selected for TSLA as used in the current federal standard
Efficiency Level
|  | PTAC 9000 | Level 2
|  | PTAC 12000 | Level 1
|  | PTHP 9000 | Level 3
|  | PTHP 12000 | Level 2
| PTAC Non-Standard Size | PTAC 11000 | Level 0 | NIA shows 0, not incorporated into cumulative totals - Based on Final Rule Standards Equation [PTAC: EER = 10.9 – (0.213 × Cap* ), PTHP: EER = 10.8 – (0.213 × Cap* ) COP = 2.9 – (0.026 × Cap*)]. Final Rule efficiency levels are at the baseline and therefore there are no savings attributable to federal standards.
| PTHP Non-Standard Size | PTHP 11000 | Level 0
Manually Mapped through Navigant Analysis
Modeling Methodology
DOE used a wholebuilding hourly simulation program, DOE2.1E (also refer to DOE2 in this chapter), to estimate the energy use in a representative hotel/motel building for various efficiency levels and equipment classes at 239 TMY2 climate locations. The DOE2.1E program has a builtin PTAC/PTHP module in its HVAC system components. DOE used the Energy Information Agency (EIA) 2003 Commercial Building Energy Consumption Survey (2003 CBECS) as the primary source of data to develop the representative building size and other building characteristics for this analysis (i.e., aspect ratio, building construction type, etc.). DOE modeled hotel/motel guest rooms facing in all orientations by rotating a symmetrical rectangular floor plan prototype building 90 degrees to capture the orientation driven changes in annual energy use of the PTAC and PTHP.