{"text_format":"1","workbook":"xlsx","n_sheets":36,"sheets":["COVER","Definitions","Comments","Navigation","Product Classes","Efficiency Levels","UEC Data","Constants & Menus","Usage Data","Shipment Data","Product Class Dist","EL Development","Efficiency Dist","SM - 1-5 HP","SM - 6-20 HP","SM - 21-50 HP","SM - 51-100 HP","SM - 101-200 HP","SM - 201-500 HP","UEC Data Aggregation","UEC Development","UEC - 1-5 HP","UEC - 6-20 HP","UEC - 21-50 HP","UEC - 51-100 HP","UEC - 101-200 HP","UEC - 201-500 HP","Results - 1-5 HP","Results - 6-20 HP","Results - 21-50 HP","Results - 51-100 HP","Results - 101-200 HP","Results - 201-500 HP","Results - ALL","SUMMARY RESULTS","Charts"],"not_rendered":{"charts":21,"images":0,"macros":1,"external_links":1,"defined_names":78,"comments":0,"pivot_tables":0},"unopened":[],"bounds":{"document_bytes":16777216,"sheet_cells":100000,"rows_first":2000,"rows_last":500,"rows_between":2000,"halvings":0,"cell_chars":16384,"cell_head_chars":4096},"cells_cut":0,"cells_raw":0,"read":"whole","date_system":"1900"}

{"sheet":"COVER","index":0,"n_rows":29,"n_cols":5,"rows_kept":29,"cut":false,"hidden":false,"merged":[[19,2,20,4],[23,2,23,4],[18,2,18,3],[8,2,8,3],[9,2,9,3],[13,2,13,4],[10,2,10,4],[16,2,16,4]]}
[]
[null,null,"COVER"]
[]
[null,null,"NAVIGATION"]
[]
[null,null,"COMMENTS"]
[]
[]
[null,null,"Bonneville Power Administration"]
[null,null,"6P Energy Conservation Standards Savings Model"]
[null,null,"ELECTRIC MOTORS"]
[]
[null,null,"Product Description"]
[null,null,"The impact of the Department of Energy's 2016 rulemaking on electric motors was mostly based on an expansion of scope. The DOE did not significantly revise standards for products that were previously covered by the 2007 Energy Independence and Security Act \n(EISA 2007), which took effect in 2010, but significantly expanded the number of motors that were covered under this new rulemaking.\n\nElectric motors are machines that convert electrical power into rotational mechanical power. DOE specifies nine criteria that determine whether a product falls under the coverage of electric motors:\n\n1. Are single-speed, induction motors\n2. Are rated for continuous duty (MG 1) operation or for duty type S1 (IEC)\n3. Contain a squirrel cage (MG 1) or cage (IEC) rotor\n4. Operate on polyphase alternating current 60-hertz sinusoidal line power\n5. Are rated 600 volts or less\n6. Have a 2-, 4-, 6-, or 8-pole configuration\n7. Are built in a three-digit or four-digit NEMA frame size (or IEC metric equivalent), including those designs between two consecutive NEMA frame sizes (or IEC metric equivalent), or an enclosed 45 NEMA frame size (or IEC metric equivalent)\n8. Produce at least one horsepower (0.746 kW) but not greater than 500 horsepower (373 kW)\n9. Meet all of the performance requirements of one of the following motor types: a NEMA Design A, B, or C motor or an IEC Design N or H motor\n\nThe key difference between electric motors and small electric motors in DOE terminology is that electric motors only come in three digit or four digit NEMA frame sizes, while small electric motors are built in two digit NEMA frame sizes."]
[]
[null,null,"Standard Compliance Year"]
[null,null,"2016, per DOE Final Rule published May 29, 2014"]
[]
[null,null,"Major changes from previous rulemaking"]
[null,null,"No previous standards exist for electric motors. The most recent conservation standards for electric motors is from the Energy Independence and Security Act 2007."]
[]
[]
[null,null,"6P Baseline "]
[null,null,"The Northwest Council did not model electric motors in the 6P. "]
[]
[null,null,"Prepared By:"]
[null,null,"Navigant Consulting",null,"Cadeo Group"]
[null,null,"One Market Street | Spear Street Tower, Suite 1200 ",null,"840 First Street, Suite 300"]
[null,null,"San Francisco, CA 94105",null,"Washington, DC  20002"]

{"sheet":"Definitions","index":1,"n_rows":36,"n_cols":4,"rows_kept":36,"cut":false,"hidden":false,"merged":[]}
[]
[null,null,"Definitions"]
[]
[null,null,"NAVIGATION"]
[]
[null,null,"COMMENTS"]
[]
[]
[null,null,"Category","Definition"]
[null,null,"Average Megawatt (aMW)","The average number of megawatts over a specified time period"]
[null,null,"Adjustment to 6P Baseline ","Adjustment to reconcile the 6P projected energy consumption and the modeled consumption calculated using best available data."]
[null,null,"Department of Energy Aggregate Lifecycle Savings ","Sum of 'Total First Year Savings'.  This accounts for the cumulative savings in accordance with DOE Carbon Accounting Practices."]
[null,null,"Department of Energy Notice of Proposed Rulemaking (DOE NOPR)","Federal Register notice detailing analyses conducted by the DOE to establish proposed energy conservation standards. "]
[null,null,"Efficiency Level (EL)","The discrete efficiency ratings of a product.  Each efficiency level is associated with a different UEC."]
[null,null,"Efficiency Level Distribution","The mix of various equipment efficiencies shipped in a given year."]
[null,null,"Incremental Savings ","Savings due to the higher standards for units installed in a particular year. First year savings are highest following the standards compliance year while the stock turns over, after which first year savings are only attributed to shipments associated with new construction. "]
[null,null,"Governmental Regulatory Impact Model (GRIM)","The industry cash flow model used by DOE to assess impacts on manufacturers due to proposed energy conservation standards"]
[null,null,"Installed Unit Energy Consumption (Installed UEC)","The average annual unit energy consumption of all installed units in a given year."]
[null,null,"Market Unit Energy Consumption (Market UEC)","The average annual unit energy consumption of units shipped in a given year.   "]
[null,null,"National Impact Analysis (NIA)","The energy impact analysis used by DOE to calculate energy savings associated with each standard. "]
[null,null,"Pre-case ","The case representing 6P baseline assumptions where energy consumption due to the product accounts for shipment and shipment UEC by year, without the affect of standards announced following the development of the 6P."]
[null,null,"Post-case","The case in which standards are implemented. If the 6P already captured the analyzed standard, the post-case will be the same as the pre-case."]
[null,null,"Product Class","Product classificiation determined by product configuration, size, application, location, and other attributes that contribute to consumer utility.  DOE is allowed to establish different standards for each product class."]
[null,null,"Product Class Distribution ","Market share/mix of each product class shipped in a given year."]
[null,null,"Product Lifetime","The average time a given class of products stays in the field as part of the installed stock.  Some products will last longer (delaying replacement) whereas others will fail and be retired earlier (accelerating replacement), but the lifetime represents the market average."]
[null,null,"Shipments ","Sales of products.  This may be presented by product class, efficiency distribution, or delineated by other metrics. Shipments may be attributed to new construction and/or replacements and retrofits. "]
[null,null,"Sixth Power Plan (6P)","The Pacific Northwest Resource Plan published by the Northwest Power Conservation Council. The 6P timeframe is from 2010-2015."]
[null,null,"Sixth Power Plan Baseline (6P Baseline)","The 6P assumes equipment efficiency and shipment units in the region.  When available, the 6P assumptions are the baseline for each standard impact analysis."]
[null,null,"Standard Compliance Year","The year when the appliance standard goes into effect. "]
[null,null,"Stock ","All units installed in previous years which remain in operation."]
[null,null,"Technical Support Document (TSD)","TSDs are published by the DOE as companion documents to Federal Register notices (e.g., ANOPRs/preliminary analyses and NOPRs).  The TSDs include technical detail that supports the notices.  The final rule TSD includes the discussion of the Manufacturer Impact Analysis (MIA) and National Impact Analysis (NIA)."]
[null,null,"Cumulative Savings through 2034","The sum of incremental savings from 2010 through 2034"]
[null,null,"Trial Standard Level (TSL)","A proposed  efficiency standard evaluated by DOE during the NOPR and Final Rule phase analyses.  A TSL may specify different standard efficiency levels for each product class included in the rulemaking."]
[null,null,"Technical Support Document (TSD)","TSD's are published by the DOE as companion documents to Federal Register notices (e.g., ANOPRs/preliminary analyses and NOPRs).  The TSDs include technical detail that supports the notices.  The final rule TSD includes the discussion of the Manufacturer Impact Analysis (MIA) and National Impact Analysis (NIA)."]
[null,null,"Total First Year Savings through 2034","The sum of first year savings from 2010 through 2034"]
[null,null,"Trial Standard Level (TSL)","A proposed  efficiency standard evaluated by DOE during the NOPR and Final Rule phase analyses.  A TSL may specify different standard efficiency levels for each product class included in the rulemaking."]

{"sheet":"Comments","index":2,"n_rows":8,"n_cols":4,"rows_kept":8,"cut":false,"hidden":false,"merged":[[13,3,13,7],[14,3,14,7],[15,3,15,7],[16,3,16,7],[7,3,7,7],[8,3,8,7],[9,3,9,7],[10,3,10,7],[11,3,11,7],[12,3,12,7]]}
[]
[null,null,"Comments"]
[]
[null,null,"NAVIGATION"]
[]
[]
[null,null,"Tab","Comment"]
[null,null,"Example","Please use this space to document your comments as you review the model.  We look forward to receiving your feedback.  Thank you."]

{"sheet":"Navigation","index":3,"n_rows":39,"n_cols":14,"rows_kept":39,"cut":false,"hidden":false,"merged":[[16,13,20,13],[16,11,20,11]]}
[]
[null,null,"NAVIGATION"]
[]
[null,null,"COMMENTS"]
[]
[]
[null,null,"INFORMATION TABS",null,"INPUT TABS",null,null,"UEC CALCULATIONS",null,null,null,"RESULTS",null,"CHARTS"]
[]
[null,null,"COVER",null,"PRODUCT CLASSES"]
[]
[null,null,"DEFINITIONS",null,"EFFICIENCY LEVELS"]
[]
[null,null,"COMMENTS",null,"UEC DATA",null,null,"UEC DATA AGGREGATION"]
[]
[null,null,"NAVIGATION",null,"CONSTANTS & MENUS"]
[]
[null,null,null,null,"USAGE DATA",null,null,"UEC DEVELOPMENT",null,null,null,"SUMMARY RESULTS",null,"CHARTS - ALL"]
[]
[null,null,null,null,"SHIPMENT DATA"]
[]
[null,null,null,null,"PRODUCT CLASS DISTRIBUTION"]
[]
[null,null,null,null,"EL DEVELOPMENT"]
[]
[null,null,null,null,"EFFICIENCY DISTRIBUTION",null,null,"UEC",null,null,null,"Results"]
[]
[null,null,null,null,"STOCK MODEL - 1-5 HP",null,null,"UEC - 1-5 HP",null,null,null,"RESULTS - 1-5 HP"]
[]
[null,null,null,null,"STOCK MODEL - 6-20 HP",null,null,"UEC - 6-20 HP",null,null,null,"RESULTS - 6-20 HP"]
[]
[null,null,null,null,"STOCK MODEL - 21-50 HP",null,null,"UEC - 21-50 HP",null,null,null,"RESULTS - 21-50 HP"]
[]
[null,null,null,null,"STOCK MODEL - 51-100 HP",null,null,"UEC - 51-100 HP",null,null,null,"RESULTS - 51-100 HP"]
[]
[null,null,null,null,"STOCK MODEL - 101-200 HP",null,null,"UEC - 101-200 HP",null,null,null,"RESULTS - 101-200 HP"]
[]
[null,null,null,null,"STOCK MODEL - 201-500 HP",null,null,"UEC - 201-500 HP",null,null,null,"RESULTS - 201-500 HP"]
[]
[null,null,null,null,null,null,null,null,null,null,null,"RESULTS - All Motors"]

{"sheet":"Product Classes","index":4,"n_rows":27,"n_cols":8,"rows_kept":27,"cut":false,"hidden":false,"merged":[[13,5,14,5],[11,5,12,5],[13,3,14,3],[13,2,14,2],[11,3,12,3],[11,4,12,4],[13,4,14,4],[9,3,10,3],[9,4,10,4],[9,5,10,5],[9,2,10,2],[11,2,12,2]]}
[]
[null,null,"Selection of Product Classes for Model"]
[]
[null,null,"NAVIGATION"]
[]
[null,null,"COMMENTS"]
[]
[]
[null,null,"DOE Equipment Class Groups","Equipment Class Group","Horsepower Rating","Pole Configuration","Enclosure","Adopted TSL**"]
[null,null,"NEMA Design A & B",1,"1–500","2, 4, 6, 8","Open",2]
[null,null,null,null,null,null,"Enclosed",2]
[null,null,"NEMA Design C",2,"1–200","4, 6, 8","Open",2]
[null,null,null,null,null,null,"Enclosed",2]
[null,null,"Fire Pump",3,"1–500","2, 4, 6, 8","Open",2]
[null,null,null,null,null,null,"Enclosed",2]
[]
[null,null,"Sources","DOE Electric Motors 2014 Final Rule 10 CFR Part 431, Table I.1 Energy Conservation Standards for Electric Motors (page 9)"]
[]
[null,null,"NEMA Design A & B Product Classes","Abbreviation","2014 DFR PCs","Representative PCs","6P PCs","Model PCs"]
[null,null,"NEMA Design A & B: 1-5 HP Motors","1-5 HP","40 motor variations by horsepower and pole configuration","2010-DOE-PC38","N/A","PC1"]
[null,null,"NEMA Design A & B: 6-20 HP Motors","6-20 HP","32 motor variations by horsepower and pole configuration","-","N/A","PC2"]
[null,null,"NEMA Design A & B: 21-50 HP Motors","21-50 HP","24 motor variations by horsepower and pole configuration","2010-DOE-PC86","N/A","PC3"]
[null,null,"NEMA Design A & B: 51-100 HP Motors","51-100 HP","24 motor variations by horsepower and pole configuration","2010-DOE-PC118","N/A","PC4"]
[null,null,"NEMA Design A & B: 101-200 HP Motors","101-200 HP","24 motor variations by horsepower and pole configuration","-","N/A","PC5"]
[null,null,"NEMA Design A & B: 201-500 HP Motors","201-500 HP","32 motor variations by horsepower and pole configuration","-","N/A","PC6"]
[]
[null,null,"Sources","DOE Electric Motors 2014 Final Rule, Technical Support Document Chapter 3: Market and Technology Assessment, Table 3.2 NEMA Design A and B Equipment Classes (page 3-11 to 3-12)"]

{"sheet":"Efficiency Levels","index":5,"n_rows":89,"n_cols":6,"rows_kept":89,"cut":false,"hidden":false,"merged":[[5,2,5,4],[3,2,3,4],[1,2,1,4]]}
[]
[null,null,"Efficiency Levels and Standards for Each Product Class"]
[]
[null,null,"NAVIGATION"]
[]
[null,null,"COMMENTS"]
[]
[]
[null,null,"PC1"]
[]
[null,null," Model ELs","Compliance Year","Model Efficiency Levels","Explanation"]
[null,null,"EL0","-","Pre-EISA 2007","Assumed to be the baseline before EISA 2007 came into effect in 2010"]
[null,null,"EL1","-","CSL 0 - Baseline","Lowest observed efficiency under expanded scope of Final Rule"]
[null,null,"EL2","-","CSL 1 - Standard","NEMA Standards Publication MG-1-2011 Table 12-11"]
[null,null,"EL3",2016,"CSL 2 - Premium","NEMA Standards Publication MG-1-2011 Table 12-12"]
[null,null,"EL4","-","CSL 3 - Best-in-Market","One NEMA nominal efficiency level improvement over 'Premium'"]
[null,null,"EL5","-","CSL 4 - Maximum Technology","One NEMA nominal efficiency level improvement over 'Best-in-Market'"]
[]
[null,null,"Sources","DOE Electric Motors 2014 Final Rule, Technical Support Document Chapter 5: Engineering Analysis, Table 5-4 Efficiency Levels for ECG-1 (page 5-11)"]
[]
[]
[]
[null,null,"PC2"]
[]
[null,null," Model ELs","Compliance Year","Model Efficiency Levels","Explanation"]
[null,null,"EL0","-","Pre-EISA 2007","Assumed to be the baseline before EISA 2007 came into effect in 2010"]
[null,null,"EL1","-","CSL 0 - Baseline","Lowest observed efficiency under expanded scope of Final Rule"]
[null,null,"EL2","-","CSL 1 - Standard","NEMA Standards Publication MG-1-2011 Table 12-11"]
[null,null,"EL3",2016,"CSL 2 - Premium","NEMA Standards Publication MG-1-2011 Table 12-12"]
[null,null,"EL4","-","CSL 3 - Best-in-Market","One NEMA nominal efficiency level improvement over 'Premium'"]
[null,null,"EL5","-","CSL 4 - Maximum Technology","One NEMA nominal efficiency level improvement over 'Best-in-Market'"]
[]
[null,null,"Sources","DOE Electric Motors 2014 Final Rule, Technical Support Document Chapter 5: Engineering Analysis, Table 5-4 Efficiency Levels for ECG-1 (page 5-11)"]
[]
[]
[]
[null,null,"PC3"]
[]
[null,null," Model ELs","Compliance Year","Model Efficiency Levels","Explanation"]
[null,null,"EL0","-","Pre-EISA 2007","Assumed to be the baseline before EISA 2007 came into effect in 2010"]
[null,null,"EL1","-","CSL 0 - Baseline","Lowest observed efficiency under expanded scope of Final Rule"]
[null,null,"EL2","-","CSL 1 - Standard","NEMA Standards Publication MG-1-2011 Table 12-11"]
[null,null,"EL3",2016,"CSL 2 - Premium","NEMA Standards Publication MG-1-2011 Table 12-12"]
[null,null,"EL4","-","CSL 3 - Best-in-Market","One NEMA nominal efficiency level improvement over 'Premium'"]
[null,null,"EL5","-","CSL 4 - Maximum Technology","One NEMA nominal efficiency level improvement over 'Best-in-Market'"]
[]
[null,null,"Sources","DOE Electric Motors 2014 Final Rule, Technical Support Document Chapter 5: Engineering Analysis, Table 5-4 Efficiency Levels for ECG-1 (page 5-11)"]
[]
[]
[]
[null,null,"PC4"]
[]
[null,null," Model ELs","Compliance Year","Model Efficiency Levels","Explanation"]
[null,null,"EL0","-","Pre-EISA 2007","Assumed to be the baseline before EISA 2007 came into effect in 2010"]
[null,null,"EL1","-","CSL 0 - Baseline","Lowest observed efficiency under expanded scope of Final Rule"]
[null,null,"EL2","-","CSL 1 - Standard","NEMA Standards Publication MG-1-2011 Table 12-11"]
[null,null,"EL3",2016,"CSL 2 - Premium","NEMA Standards Publication MG-1-2011 Table 12-12"]
[null,null,"EL4","-","CSL 3 - Best-in-Market","One NEMA nominal efficiency level improvement over 'Premium'"]
[null,null,"EL5","-","CSL 4 - Maximum Technology","One NEMA nominal efficiency level improvement over 'Best-in-Market'"]
[]
[null,null,"Sources","DOE Electric Motors 2014 Final Rule, Technical Support Document Chapter 5: Engineering Analysis, Table 5-4 Efficiency Levels for ECG-1 (page 5-11)"]
[]
[]
[]
[null,null,"PC5"]
[]
[null,null," Model ELs","Compliance Year","Model Efficiency Levels","Explanation"]
[null,null,"EL0","-","Pre-EISA 2007","Assumed to be the baseline before EISA 2007 came into effect in 2010"]
[null,null,"EL1","-","CSL 0 - Baseline","Lowest observed efficiency under expanded scope of Final Rule"]
[null,null,"EL2","-","CSL 1 - Standard","NEMA Standards Publication MG-1-2011 Table 12-11"]
[null,null,"EL3",2016,"CSL 2 - Premium","NEMA Standards Publication MG-1-2011 Table 12-12"]
[null,null,"EL4","-","CSL 3 - Best-in-Market","One NEMA nominal efficiency level improvement over 'Premium'"]
[null,null,"EL5","-","CSL 4 - Maximum Technology","One NEMA nominal efficiency level improvement over 'Best-in-Market'"]
[]
[null,null,"Sources","DOE Electric Motors 2014 Final Rule, Technical Support Document Chapter 5: Engineering Analysis, Table 5-4 Efficiency Levels for ECG-1 (page 5-11)"]
[]
[]
[]
[null,null,"PC6"]
[]
[null,null," Model ELs","Compliance Year","Model Efficiency Levels","Explanation"]
[null,null,"EL0","-","Pre-EISA 2007","Assumed to be the baseline before EISA 2007 came into effect in 2010"]
[null,null,"EL1","-","CSL 0 - Baseline","Lowest observed efficiency under expanded scope of Final Rule"]
[null,null,"EL2","-","CSL 1 - Standard","NEMA Standards Publication MG-1-2011 Table 12-11"]
[null,null,"EL3",2016,"CSL 2 - Premium","NEMA Standards Publication MG-1-2011 Table 12-12"]
[null,null,"EL4","-","CSL 3 - Best-in-Market","One NEMA nominal efficiency level improvement over 'Premium'"]
[null,null,"EL5","-","CSL 4 - Maximum Technology","One NEMA nominal efficiency level improvement over 'Best-in-Market'"]
[]
[null,null,"Sources","DOE Electric Motors 2014 Final Rule, Technical Support Document Chapter 5: Engineering Analysis, Table 5-4 Efficiency Levels for ECG-1 (page 5-11)"]

{"sheet":"UEC Data","index":6,"n_rows":3613,"n_cols":13,"rows_kept":3613,"cut":false,"hidden":false,"merged":[[1,2,1,6],[3,2,3,6],[5,2,5,6]]}
[]
[null,null,"UEC Raw Data"]
[]
[null,null,"NAVIGATION"]
[]
[null,null,"COMMENTS"]
[]
[]
[null,null,"Unit Lifetime Site Energy Consumption (Billions of Btu)",null,null,null,null,null,"Pre-Weighting for Consolidation of Motor Configuration and Sector"]
[]
[null,null,"Sector","HP","Motor Configuration","CSL",2016,null,"Sector","HP","Motor Configuration",null,2016]
[null,null,"Industry",1,"Open, 2 poles","CSL 0",0.11748993322526519,null,"Industry",1,"Open, 2 poles",null,{"$f":"G12*INDEX('Shipment Data'!$BG$10:$CH$34,MATCH(CONCATENATE('UEC Data'!$C12,'UEC Data'!$E12),'Shipment Data'!$BI$10:$BI$34,0),MATCH('UEC Data'!$D12,'Shipment Data'!$BG$10:$CH$10,0))","v":1.0264920569607932E-3}]
[null,null,"Industry",1,"Open, 2 poles","CSL 1",0.11748993322526519,null,"Industry",1,"Open, 2 poles",null,{"$f":"G13*INDEX('Shipment Data'!$BG$10:$CH$34,MATCH(CONCATENATE('UEC Data'!$C13,'UEC Data'!$E13),'Shipment Data'!$BI$10:$BI$34,0),MATCH('UEC Data'!$D13,'Shipment Data'!$BG$10:$CH$10,0))","v":1.0264920569607932E-3}]
[null,null,"Industry",1,"Open, 2 poles","CSL 2",0.11520116829230546,null,"Industry",1,"Open, 2 poles",null,{"$f":"G14*INDEX('Shipment Data'!$BG$10:$CH$34,MATCH(CONCATENATE('UEC Data'!$C14,'UEC Data'!$E14),'Shipment Data'!$BI$10:$BI$34,0),MATCH('UEC Data'!$D14,'Shipment Data'!$BG$10:$CH$10,0))","v":1.00649545844857E-3}]
[null,null,"Industry",1,"Open, 2 poles","CSL 3",0.11299987208289836,null,"Industry",1,"Open, 2 poles",null,{"$f":"G15*INDEX('Shipment Data'!$BG$10:$CH$34,MATCH(CONCATENATE('UEC Data'!$C15,'UEC Data'!$E15),'Shipment Data'!$BI$10:$BI$34,0),MATCH('UEC Data'!$D15,'Shipment Data'!$BG$10:$CH$10,0))","v":9.8726306115337441E-4}]
[null,null,"Industry",1,"Open, 2 poles","CSL 4",0.110881124481344,null,"Industry",1,"Open, 2 poles",null,{"$f":"G16*INDEX('Shipment Data'!$BG$10:$CH$34,MATCH(CONCATENATE('UEC Data'!$C16,'UEC Data'!$E16),'Shipment Data'!$BI$10:$BI$34,0),MATCH('UEC Data'!$D16,'Shipment Data'!$BG$10:$CH$10,0))","v":9.6875187875674858E-4}]
[null,null,"Industry",1,"Open, 2 poles","-",0,null,"Industry",1,"Open, 2 poles",null,{"$f":"G17*INDEX('Shipment Data'!$BG$10:$CH$34,MATCH(CONCATENATE('UEC Data'!$C17,'UEC Data'!$E17),'Shipment Data'!$BI$10:$BI$34,0),MATCH('UEC Data'!$D17,'Shipment Data'!$BG$10:$CH$10,0))","v":0}]
[null,null,"Industry",1,"Open, 4 poles","CSL 0",0.11748993322526519,null,"Industry",1,"Open, 4 poles",null,{"$f":"G18*INDEX('Shipment Data'!$BG$10:$CH$34,MATCH(CONCATENATE('UEC Data'!$C18,'UEC Data'!$E18),'Shipment Data'!$BI$10:$BI$34,0),MATCH('UEC Data'!$D18,'Shipment Data'!$BG$10:$CH$10,0))","v":6.3570473001256138E-3}]
[null,null,"Industry",1,"Open, 4 poles","CSL 1",0.10752109040615175,null,"Industry",1,"Open, 4 poles",null,{"$f":"G19*INDEX('Shipment Data'!$BG$10:$CH$34,MATCH(CONCATENATE('UEC Data'!$C19,'UEC Data'!$E19),'Shipment Data'!$BI$10:$BI$34,0),MATCH('UEC Data'!$D19,'Shipment Data'!$BG$10:$CH$10,0))","v":5.8176614685998022E-3}]
[null,null,"Industry",1,"Open, 4 poles","CSL 2",0.10374842056733943,null,"Industry",1,"Open, 4 poles",null,{"$f":"G20*INDEX('Shipment Data'!$BG$10:$CH$34,MATCH(CONCATENATE('UEC Data'!$C20,'UEC Data'!$E20),'Shipment Data'!$BI$10:$BI$34,0),MATCH('UEC Data'!$D20,'Shipment Data'!$BG$10:$CH$10,0))","v":5.6135329960173546E-3}]
[null,null,"Industry",1,"Open, 4 poles","CSL 3",0.10254901686135862,null,"Industry",1,"Open, 4 poles",null,{"$f":"G21*INDEX('Shipment Data'!$BG$10:$CH$34,MATCH(CONCATENATE('UEC Data'!$C21,'UEC Data'!$E21),'Shipment Data'!$BI$10:$BI$34,0),MATCH('UEC Data'!$D21,'Shipment Data'!$BG$10:$CH$10,0))","v":5.5486366608032802E-3}]
[null,null,"Industry",1,"Open, 4 poles","CSL 4",0.1013770280972288,null,"Industry",1,"Open, 4 poles",null,{"$f":"G22*INDEX('Shipment Data'!$BG$10:$CH$34,MATCH(CONCATENATE('UEC Data'!$C22,'UEC Data'!$E22),'Shipment Data'!$BI$10:$BI$34,0),MATCH('UEC Data'!$D22,'Shipment Data'!$BG$10:$CH$10,0))","v":5.4852236703940996E-3}]
[null,null,"Industry",1,"Open, 4 poles","-",0,null,"Industry",1,"Open, 4 poles",null,{"$f":"G23*INDEX('Shipment Data'!$BG$10:$CH$34,MATCH(CONCATENATE('UEC Data'!$C23,'UEC Data'!$E23),'Shipment Data'!$BI$10:$BI$34,0),MATCH('UEC Data'!$D23,'Shipment Data'!$BG$10:$CH$10,0))","v":0}]
[null,null,"Industry",1,"Open, 6 poles","CSL 0",0.11748993322526519,null,"Industry",1,"Open, 6 poles",null,{"$f":"G24*INDEX('Shipment Data'!$BG$10:$CH$34,MATCH(CONCATENATE('UEC Data'!$C24,'UEC Data'!$E24),'Shipment Data'!$BI$10:$BI$34,0),MATCH('UEC Data'!$D24,'Shipment Data'!$BG$10:$CH$10,0))","v":9.2744457778036601E-4}]
[null,null,"Industry",1,"Open, 6 poles","CSL 1",0.110881124481344,null,"Industry",1,"Open, 6 poles",null,{"$f":"G25*INDEX('Shipment Data'!$BG$10:$CH$34,MATCH(CONCATENATE('UEC Data'!$C25,'UEC Data'!$E25),'Shipment Data'!$BI$10:$BI$34,0),MATCH('UEC Data'!$D25,'Shipment Data'!$BG$10:$CH$10,0))","v":8.7527582028022028E-4}]
[null,null,"Industry",1,"Open, 6 poles","CSL 2",0.10752109040615175,null,"Industry",1,"Open, 6 poles",null,{"$f":"G26*INDEX('Shipment Data'!$BG$10:$CH$34,MATCH(CONCATENATE('UEC Data'!$C26,'UEC Data'!$E26),'Shipment Data'!$BI$10:$BI$34,0),MATCH('UEC Data'!$D26,'Shipment Data'!$BG$10:$CH$10,0))","v":8.4875231057475898E-4}]
[null,null,"Industry",1,"Open, 6 poles","CSL 3",0.10560107093461335,null,"Industry",1,"Open, 6 poles",null,{"$f":"G27*INDEX('Shipment Data'!$BG$10:$CH$34,MATCH(CONCATENATE('UEC Data'!$C27,'UEC Data'!$E27),'Shipment Data'!$BI$10:$BI$34,0),MATCH('UEC Data'!$D27,'Shipment Data'!$BG$10:$CH$10,0))","v":8.3359601931449567E-4}]
[null,null,"Industry",1,"Open, 6 poles","CSL 4",0.10374842056733943,null,"Industry",1,"Open, 6 poles",null,{"$f":"G28*INDEX('Shipment Data'!$BG$10:$CH$34,MATCH(CONCATENATE('UEC Data'!$C28,'UEC Data'!$E28),'Shipment Data'!$BI$10:$BI$34,0),MATCH('UEC Data'!$D28,'Shipment Data'!$BG$10:$CH$10,0))","v":8.1897152774757463E-4}]
[null,null,"Industry",1,"Open, 6 poles","-",0,null,"Industry",1,"Open, 6 poles",null,{"$f":"G29*INDEX('Shipment Data'!$BG$10:$CH$34,MATCH(CONCATENATE('UEC Data'!$C29,'UEC Data'!$E29),'Shipment Data'!$BI$10:$BI$34,0),MATCH('UEC Data'!$D29,'Shipment Data'!$BG$10:$CH$10,0))","v":0}]
[null,null,"Industry",1,"Open, 8 poles","CSL 0",0.13440136300768971,null,"Industry",1,"Open, 8 poles",null,{"$f":"G30*INDEX('Shipment Data'!$BG$10:$CH$34,MATCH(CONCATENATE('UEC Data'!$C30,'UEC Data'!$E30),'Shipment Data'!$BI$10:$BI$34,0),MATCH('UEC Data'!$D30,'Shipment Data'!$BG$10:$CH$10,0))","v":9.2703529067631417E-5}]
[null,null,"Industry",1,"Open, 8 poles","CSL 1",0.1198714859257773,null,"Industry",1,"Open, 8 poles",null,{"$f":"G31*INDEX('Shipment Data'!$BG$10:$CH$34,MATCH(CONCATENATE('UEC Data'!$C31,'UEC Data'!$E31),'Shipment Data'!$BI$10:$BI$34,0),MATCH('UEC Data'!$D31,'Shipment Data'!$BG$10:$CH$10,0))","v":8.2681525925184767E-5}]
[null,null,"Industry",1,"Open, 8 poles","CSL 2",0.11748993322526519,null,"Industry",1,"Open, 8 poles",null,{"$f":"G32*INDEX('Shipment Data'!$BG$10:$CH$34,MATCH(CONCATENATE('UEC Data'!$C32,'UEC Data'!$E32),'Shipment Data'!$BI$10:$BI$34,0),MATCH('UEC Data'!$D32,'Shipment Data'!$BG$10:$CH$10,0))","v":8.1038846602167865E-5}]
[null,null,"Industry",1,"Open, 8 poles","CSL 3",0.11520116829230546,null,"Industry",1,"Open, 8 poles",null,{"$f":"G33*INDEX('Shipment Data'!$BG$10:$CH$34,MATCH(CONCATENATE('UEC Data'!$C33,'UEC Data'!$E33),'Shipment Data'!$BI$10:$BI$34,0),MATCH('UEC Data'!$D33,'Shipment Data'!$BG$10:$CH$10,0))","v":7.9460167772255495E-5}]
[null,null,"Industry",1,"Open, 8 poles","CSL 4",0.11299987208289836,null,"Industry",1,"Open, 8 poles",null,{"$f":"G34*INDEX('Shipment Data'!$BG$10:$CH$34,MATCH(CONCATENATE('UEC Data'!$C34,'UEC Data'!$E34),'Shipment Data'!$BI$10:$BI$34,0),MATCH('UEC Data'!$D34,'Shipment Data'!$BG$10:$CH$10,0))","v":7.794182061737164E-5}]
[null,null,"Industry",1,"Open, 8 poles","-",0,null,"Industry",1,"Open, 8 poles",null,{"$f":"G35*INDEX('Shipment Data'!$BG$10:$CH$34,MATCH(CONCATENATE('UEC Data'!$C35,'UEC Data'!$E35),'Shipment Data'!$BI$10:$BI$34,0),MATCH('UEC Data'!$D35,'Shipment Data'!$BG$10:$CH$10,0))","v":0}]
[null,null,"Industry",1,"Enclosed, 2 poles","CSL 0",0.11748993322526519,null,"Industry",1,"Enclosed, 2 poles",null,{"$f":"G36*INDEX('Shipment Data'!$BG$10:$CH$34,MATCH(CONCATENATE('UEC Data'!$C36,'UEC Data'!$E36),'Shipment Data'!$BI$10:$BI$34,0),MATCH('UEC Data'!$D36,'Shipment Data'!$BG$10:$CH$10,0))","v":4.1014660696986087E-3}]
[null,null,"Industry",1,"Enclosed, 2 poles","CSL 1",0.11748993322526519,null,"Industry",1,"Enclosed, 2 poles",null,{"$f":"G37*INDEX('Shipment Data'!$BG$10:$CH$34,MATCH(CONCATENATE('UEC Data'!$C37,'UEC Data'!$E37),'Shipment Data'!$BI$10:$BI$34,0),MATCH('UEC Data'!$D37,'Shipment Data'!$BG$10:$CH$10,0))","v":4.1014660696986087E-3}]
[null,null,"Industry",1,"Enclosed, 2 poles","CSL 2",0.11520116829230546,null,"Industry",1,"Enclosed, 2 poles",null,{"$f":"G38*INDEX('Shipment Data'!$BG$10:$CH$34,MATCH(CONCATENATE('UEC Data'!$C38,'UEC Data'!$E38),'Shipment Data'!$BI$10:$BI$34,0),MATCH('UEC Data'!$D38,'Shipment Data'!$BG$10:$CH$10,0))","v":4.021567380029155E-3}]
[null,null,"Industry",1,"Enclosed, 2 poles","CSL 3",0.11299987208289836,null,"Industry",1,"Enclosed, 2 poles",null,{"$f":"G39*INDEX('Shipment Data'!$BG$10:$CH$34,MATCH(CONCATENATE('UEC Data'!$C39,'UEC Data'!$E39),'Shipment Data'!$BI$10:$BI$34,0),MATCH('UEC Data'!$D39,'Shipment Data'!$BG$10:$CH$10,0))","v":3.9447221434680884E-3}]
[null,null,"Industry",1,"Enclosed, 2 poles","CSL 4",0.110881124481344,null,"Industry",1,"Enclosed, 2 poles",null,{"$f":"G40*INDEX('Shipment Data'!$BG$10:$CH$34,MATCH(CONCATENATE('UEC Data'!$C40,'UEC Data'!$E40),'Shipment Data'!$BI$10:$BI$34,0),MATCH('UEC Data'!$D40,'Shipment Data'!$BG$10:$CH$10,0))","v":3.8707586032780614E-3}]
[null,null,"Industry",1,"Enclosed, 2 poles","-",0,null,"Industry",1,"Enclosed, 2 poles",null,{"$f":"G41*INDEX('Shipment Data'!$BG$10:$CH$34,MATCH(CONCATENATE('UEC Data'!$C41,'UEC Data'!$E41),'Shipment Data'!$BI$10:$BI$34,0),MATCH('UEC Data'!$D41,'Shipment Data'!$BG$10:$CH$10,0))","v":0}]
[null,null,"Industry",1,"Enclosed, 4 poles","CSL 0",0.11520116829230546,null,"Industry",1,"Enclosed, 4 poles",null,{"$f":"G42*INDEX('Shipment Data'!$BG$10:$CH$34,MATCH(CONCATENATE('UEC Data'!$C42,'UEC Data'!$E42),'Shipment Data'!$BI$10:$BI$34,0),MATCH('UEC Data'!$D42,'Shipment Data'!$BG$10:$CH$10,0))","v":1.4889952549767663E-2}]
[null,null,"Industry",1,"Enclosed, 4 poles","CSL 1",0.10752109040615175,null,"Industry",1,"Enclosed, 4 poles",null,{"$f":"G43*INDEX('Shipment Data'!$BG$10:$CH$34,MATCH(CONCATENATE('UEC Data'!$C43,'UEC Data'!$E43),'Shipment Data'!$BI$10:$BI$34,0),MATCH('UEC Data'!$D43,'Shipment Data'!$BG$10:$CH$10,0))","v":1.3897289046449816E-2}]
[null,null,"Industry",1,"Enclosed, 4 poles","CSL 2",0.10374842056733943,null,"Industry",1,"Enclosed, 4 poles",null,{"$f":"G44*INDEX('Shipment Data'!$BG$10:$CH$34,MATCH(CONCATENATE('UEC Data'!$C44,'UEC Data'!$E44),'Shipment Data'!$BI$10:$BI$34,0),MATCH('UEC Data'!$D44,'Shipment Data'!$BG$10:$CH$10,0))","v":1.3409664869381405E-2}]
[null,null,"Industry",1,"Enclosed, 4 poles","CSL 3",0.10254901686135862,null,"Industry",1,"Enclosed, 4 poles",null,{"$f":"G45*INDEX('Shipment Data'!$BG$10:$CH$34,MATCH(CONCATENATE('UEC Data'!$C45,'UEC Data'!$E45),'Shipment Data'!$BI$10:$BI$34,0),MATCH('UEC Data'!$D45,'Shipment Data'!$BG$10:$CH$10,0))","v":1.3254639841989711E-2}]
[null,null,"Industry",1,"Enclosed, 4 poles","CSL 4",0.1013770280972288,null,"Industry",1,"Enclosed, 4 poles",null,{"$f":"G46*INDEX('Shipment Data'!$BG$10:$CH$34,MATCH(CONCATENATE('UEC Data'!$C46,'UEC Data'!$E46),'Shipment Data'!$BI$10:$BI$34,0),MATCH('UEC Data'!$D46,'Shipment Data'!$BG$10:$CH$10,0))","v":1.3103158243795543E-2}]
[null,null,"Industry",1,"Enclosed, 4 poles","-",0,null,"Industry",1,"Enclosed, 4 poles",null,{"$f":"G47*INDEX('Shipment Data'!$BG$10:$CH$34,MATCH(CONCATENATE('UEC Data'!$C47,'UEC Data'!$E47),'Shipment Data'!$BI$10:$BI$34,0),MATCH('UEC Data'!$D47,'Shipment Data'!$BG$10:$CH$10,0))","v":0}]
[null,null,"Industry",1,"Enclosed, 6 poles","CSL 0",0.110881124481344,null,"Industry",1,"Enclosed, 6 poles",null,{"$f":"G48*INDEX('Shipment Data'!$BG$10:$CH$34,MATCH(CONCATENATE('UEC Data'!$C48,'UEC Data'!$E48),'Shipment Data'!$BI$10:$BI$34,0),MATCH('UEC Data'!$D48,'Shipment Data'!$BG$10:$CH$10,0))","v":1.9544994045092292E-3}]
[null,null,"Industry",1,"Enclosed, 6 poles","CSL 1",0.110881124481344,null,"Industry",1,"Enclosed, 6 poles",null,{"$f":"G49*INDEX('Shipment Data'!$BG$10:$CH$34,MATCH(CONCATENATE('UEC Data'!$C49,'UEC Data'!$E49),'Shipment Data'!$BI$10:$BI$34,0),MATCH('UEC Data'!$D49,'Shipment Data'!$BG$10:$CH$10,0))","v":1.9544994045092292E-3}]
[null,null,"Industry",1,"Enclosed, 6 poles","CSL 2",0.10752109040615175,null,"Industry",1,"Enclosed, 6 poles",null,{"$f":"G50*INDEX('Shipment Data'!$BG$10:$CH$34,MATCH(CONCATENATE('UEC Data'!$C50,'UEC Data'!$E50),'Shipment Data'!$BI$10:$BI$34,0),MATCH('UEC Data'!$D50,'Shipment Data'!$BG$10:$CH$10,0))","v":1.8952721498271313E-3}]
[null,null,"Industry",1,"Enclosed, 6 poles","CSL 3",0.10560107093461335,null,"Industry",1,"Enclosed, 6 poles",null,{"$f":"G51*INDEX('Shipment Data'!$BG$10:$CH$34,MATCH(CONCATENATE('UEC Data'!$C51,'UEC Data'!$E51),'Shipment Data'!$BI$10:$BI$34,0),MATCH('UEC Data'!$D51,'Shipment Data'!$BG$10:$CH$10,0))","v":1.8614280042945045E-3}]
[null,null,"Industry",1,"Enclosed, 6 poles","CSL 4",0.10374842056733943,null,"Industry",1,"Enclosed, 6 poles",null,{"$f":"G52*INDEX('Shipment Data'!$BG$10:$CH$34,MATCH(CONCATENATE('UEC Data'!$C52,'UEC Data'!$E52),'Shipment Data'!$BI$10:$BI$34,0),MATCH('UEC Data'!$D52,'Shipment Data'!$BG$10:$CH$10,0))","v":1.8287713726402148E-3}]
[null,null,"Industry",1,"Enclosed, 6 poles","-",0,null,"Industry",1,"Enclosed, 6 poles",null,{"$f":"G53*INDEX('Shipment Data'!$BG$10:$CH$34,MATCH(CONCATENATE('UEC Data'!$C53,'UEC Data'!$E53),'Shipment Data'!$BI$10:$BI$34,0),MATCH('UEC Data'!$D53,'Shipment Data'!$BG$10:$CH$10,0))","v":0}]
[null,null,"Industry",1,"Enclosed, 8 poles","CSL 0",0.12320124942371558,null,"Industry",1,"Enclosed, 8 poles",null,{"$f":"G54*INDEX('Shipment Data'!$BG$10:$CH$34,MATCH(CONCATENATE('UEC Data'!$C54,'UEC Data'!$E54),'Shipment Data'!$BI$10:$BI$34,0),MATCH('UEC Data'!$D54,'Shipment Data'!$BG$10:$CH$10,0))","v":9.725286892002449E-4}]
[null,null,"Industry",1,"Enclosed, 8 poles","CSL 1",0.1198714859257773,null,"Industry",1,"Enclosed, 8 poles",null,{"$f":"G55*INDEX('Shipment Data'!$BG$10:$CH$34,MATCH(CONCATENATE('UEC Data'!$C55,'UEC Data'!$E55),'Shipment Data'!$BI$10:$BI$34,0),MATCH('UEC Data'!$D55,'Shipment Data'!$BG$10:$CH$10,0))","v":9.4624413003267056E-4}]
[null,null,"Industry",1,"Enclosed, 8 poles","CSL 2",0.11748993322526519,null,"Industry",1,"Enclosed, 8 poles",null,{"$f":"G56*INDEX('Shipment Data'!$BG$10:$CH$34,MATCH(CONCATENATE('UEC Data'!$C56,'UEC Data'!$E56),'Shipment Data'!$BI$10:$BI$34,0),MATCH('UEC Data'!$D56,'Shipment Data'!$BG$10:$CH$10,0))","v":9.2744457778036601E-4}]
[null,null,"Industry",1,"Enclosed, 8 poles","CSL 3",0.11520116829230546,null,"Industry",1,"Enclosed, 8 poles",null,{"$f":"G57*INDEX('Shipment Data'!$BG$10:$CH$34,MATCH(CONCATENATE('UEC Data'!$C57,'UEC Data'!$E57),'Shipment Data'!$BI$10:$BI$34,0),MATCH('UEC Data'!$D57,'Shipment Data'!$BG$10:$CH$10,0))","v":9.0937747561581339E-4}]
[null,null,"Industry",1,"Enclosed, 8 poles","CSL 4",0.11299987208289836,null,"Industry",1,"Enclosed, 8 poles",null,{"$f":"G58*INDEX('Shipment Data'!$BG$10:$CH$34,MATCH(CONCATENATE('UEC Data'!$C58,'UEC Data'!$E58),'Shipment Data'!$BI$10:$BI$34,0),MATCH('UEC Data'!$D58,'Shipment Data'!$BG$10:$CH$10,0))","v":8.9200083595436476E-4}]
[null,null,"Industry",1,"Enclosed, 8 poles","-",0,null,"Industry",1,"Enclosed, 8 poles",null,{"$f":"G59*INDEX('Shipment Data'!$BG$10:$CH$34,MATCH(CONCATENATE('UEC Data'!$C59,'UEC Data'!$E59),'Shipment Data'!$BI$10:$BI$34,0),MATCH('UEC Data'!$D59,'Shipment Data'!$BG$10:$CH$10,0))","v":0}]
[null,null,"Industry",1.5,"Open, 2 poles","CSL 0",0.17980722888866593,null,"Industry",1.5,"Open, 2 poles",null,{"$f":"G60*INDEX('Shipment Data'!$BG$10:$CH$34,MATCH(CONCATENATE('UEC Data'!$C60,'UEC Data'!$E60),'Shipment Data'!$BI$10:$BI$34,0),MATCH('UEC Data'!$D60,'Shipment Data'!$BG$10:$CH$10,0))","v":1.5709489925785098E-3}]
[null,null,"Industry",1.5,"Open, 2 poles","CSL 1",0.16128163560922762,null,"Industry",1.5,"Open, 2 poles",null,{"$f":"G61*INDEX('Shipment Data'!$BG$10:$CH$34,MATCH(CONCATENATE('UEC Data'!$C61,'UEC Data'!$E61),'Shipment Data'!$BI$10:$BI$34,0),MATCH('UEC Data'!$D61,'Shipment Data'!$BG$10:$CH$10,0))","v":1.4090936418279965E-3}]
[null,null,"Industry",1.5,"Open, 2 poles","CSL 2",0.15840160640192,null,"Industry",1.5,"Open, 2 poles",null,{"$f":"G62*INDEX('Shipment Data'!$BG$10:$CH$34,MATCH(CONCATENATE('UEC Data'!$C62,'UEC Data'!$E62),'Shipment Data'!$BI$10:$BI$34,0),MATCH('UEC Data'!$D62,'Shipment Data'!$BG$10:$CH$10,0))","v":1.3839312553667825E-3}]
[null,null,"Industry",1.5,"Open, 2 poles","CSL 3",0.15562263085100911,null,"Industry",1.5,"Open, 2 poles",null,{"$f":"G63*INDEX('Shipment Data'!$BG$10:$CH$34,MATCH(CONCATENATE('UEC Data'!$C63,'UEC Data'!$E63),'Shipment Data'!$BI$10:$BI$34,0),MATCH('UEC Data'!$D63,'Shipment Data'!$BG$10:$CH$10,0))","v":1.3596517596585931E-3}]
[null,null,"Industry",1.5,"Open, 2 poles","CSL 4",0.15382352529203791,null,"Industry",1.5,"Open, 2 poles",null,{"$f":"G64*INDEX('Shipment Data'!$BG$10:$CH$34,MATCH(CONCATENATE('UEC Data'!$C64,'UEC Data'!$E64),'Shipment Data'!$BI$10:$BI$34,0),MATCH('UEC Data'!$D64,'Shipment Data'!$BG$10:$CH$10,0))","v":1.3439332422058928E-3}]
[null,null,"Industry",1.5,"Open, 2 poles","-",0,null,"Industry",1.5,"Open, 2 poles",null,{"$f":"G65*INDEX('Shipment Data'!$BG$10:$CH$34,MATCH(CONCATENATE('UEC Data'!$C65,'UEC Data'!$E65),'Shipment Data'!$BI$10:$BI$34,0),MATCH('UEC Data'!$D65,'Shipment Data'!$BG$10:$CH$10,0))","v":0}]
[null,null,"Industry",1.5,"Open, 4 poles","CSL 0",0.17280175243845816,null,"Industry",1.5,"Open, 4 poles",null,{"$f":"G66*INDEX('Shipment Data'!$BG$10:$CH$34,MATCH(CONCATENATE('UEC Data'!$C66,'UEC Data'!$E66),'Shipment Data'!$BI$10:$BI$34,0),MATCH('UEC Data'!$D66,'Shipment Data'!$BG$10:$CH$10,0))","v":9.3498130745353902E-3}]
[null,null,"Industry",1.5,"Open, 4 poles","CSL 1",0.15840160640192,null,"Industry",1.5,"Open, 4 poles",null,{"$f":"G67*INDEX('Shipment Data'!$BG$10:$CH$34,MATCH(CONCATENATE('UEC Data'!$C67,'UEC Data'!$E67),'Shipment Data'!$BI$10:$BI$34,0),MATCH('UEC Data'!$D67,'Shipment Data'!$BG$10:$CH$10,0))","v":8.570661984990775E-3}]
[null,null,"Industry",1.5,"Open, 4 poles","CSL 2",0.15382352529203791,null,"Industry",1.5,"Open, 4 poles",null,{"$f":"G68*INDEX('Shipment Data'!$BG$10:$CH$34,MATCH(CONCATENATE('UEC Data'!$C68,'UEC Data'!$E68),'Shipment Data'!$BI$10:$BI$34,0),MATCH('UEC Data'!$D68,'Shipment Data'!$BG$10:$CH$10,0))","v":8.3229549912049137E-3}]
[null,null,"Industry",1.5,"Open, 4 poles","CSL 3",0.1520655421458432,null,"Industry",1.5,"Open, 4 poles",null,{"$f":"G69*INDEX('Shipment Data'!$BG$10:$CH$34,MATCH(CONCATENATE('UEC Data'!$C69,'UEC Data'!$E69),'Shipment Data'!$BI$10:$BI$34,0),MATCH('UEC Data'!$D69,'Shipment Data'!$BG$10:$CH$10,0))","v":8.2278355055911447E-3}]
[null,null,"Industry",1.5,"Open, 4 poles","CSL 4",0.15034728743233083,null,"Industry",1.5,"Open, 4 poles",null,{"$f":"G70*INDEX('Shipment Data'!$BG$10:$CH$34,MATCH(CONCATENATE('UEC Data'!$C70,'UEC Data'!$E70),'Shipment Data'!$BI$10:$BI$34,0),MATCH('UEC Data'!$D70,'Shipment Data'!$BG$10:$CH$10,0))","v":8.1348656128725997E-3}]
[null,null,"Industry",1.5,"Open, 4 poles","-",0,null,"Industry",1.5,"Open, 4 poles",null,{"$f":"G71*INDEX('Shipment Data'!$BG$10:$CH$34,MATCH(CONCATENATE('UEC Data'!$C71,'UEC Data'!$E71),'Shipment Data'!$BI$10:$BI$34,0),MATCH('UEC Data'!$D71,'Shipment Data'!$BG$10:$CH$10,0))","v":0}]
[null,null,"Industry",1.5,"Open, 6 poles","CSL 0",0.17623489983789772,null,"Industry",1.5,"Open, 6 poles",null,{"$f":"G72*INDEX('Shipment Data'!$BG$10:$CH$34,MATCH(CONCATENATE('UEC Data'!$C72,'UEC Data'!$E72),'Shipment Data'!$BI$10:$BI$34,0),MATCH('UEC Data'!$D72,'Shipment Data'!$BG$10:$CH$10,0))","v":1.3911668666705473E-3}]
[null,null,"Industry",1.5,"Open, 6 poles","CSL 1",0.15840160640192,null,"Industry",1.5,"Open, 6 poles",null,{"$f":"G73*INDEX('Shipment Data'!$BG$10:$CH$34,MATCH(CONCATENATE('UEC Data'!$C73,'UEC Data'!$E73),'Shipment Data'!$BI$10:$BI$34,0),MATCH('UEC Data'!$D73,'Shipment Data'!$BG$10:$CH$10,0))","v":1.250394028971742E-3}]
[null,null,"Industry",1.5,"Open, 6 poles","CSL 2",0.15382352529203791,null,"Industry",1.5,"Open, 6 poles",null,{"$f":"G74*INDEX('Shipment Data'!$BG$10:$CH$34,MATCH(CONCATENATE('UEC Data'!$C74,'UEC Data'!$E74),'Shipment Data'!$BI$10:$BI$34,0),MATCH('UEC Data'!$D74,'Shipment Data'!$BG$10:$CH$10,0))","v":1.2142554732211138E-3}]
[null,null,"Industry",1.5,"Open, 6 poles","CSL 3",0.1520655421458432,null,"Industry",1.5,"Open, 6 poles",null,{"$f":"G75*INDEX('Shipment Data'!$BG$10:$CH$34,MATCH(CONCATENATE('UEC Data'!$C75,'UEC Data'!$E75),'Shipment Data'!$BI$10:$BI$34,0),MATCH('UEC Data'!$D75,'Shipment Data'!$BG$10:$CH$10,0))","v":1.2003782678128723E-3}]
[null,null,"Industry",1.5,"Open, 6 poles","CSL 4",0.15034728743233083,null,"Industry",1.5,"Open, 6 poles",null,{"$f":"G76*INDEX('Shipment Data'!$BG$10:$CH$34,MATCH(CONCATENATE('UEC Data'!$C76,'UEC Data'!$E76),'Shipment Data'!$BI$10:$BI$34,0),MATCH('UEC Data'!$D76,'Shipment Data'!$BG$10:$CH$10,0))","v":1.1868146715663993E-3}]
[null,null,"Industry",1.5,"Open, 6 poles","-",0,null,"Industry",1.5,"Open, 6 poles",null,{"$f":"G77*INDEX('Shipment Data'!$BG$10:$CH$34,MATCH(CONCATENATE('UEC Data'!$C77,'UEC Data'!$E77),'Shipment Data'!$BI$10:$BI$34,0),MATCH('UEC Data'!$D77,'Shipment Data'!$BG$10:$CH$10,0))","v":0}]
[null,null,"Industry",1.5,"Open, 8 poles","CSL 0",0.18480187413557331,null,"Industry",1.5,"Open, 8 poles",null,{"$f":"G78*INDEX('Shipment Data'!$BG$10:$CH$34,MATCH(CONCATENATE('UEC Data'!$C78,'UEC Data'!$E78),'Shipment Data'!$BI$10:$BI$34,0),MATCH('UEC Data'!$D78,'Shipment Data'!$BG$10:$CH$10,0))","v":1.2746735246799308E-4}]
[null,null,"Industry",1.5,"Open, 8 poles","CSL 1",0.17623489983789772,null,"Industry",1.5,"Open, 8 poles",null,{"$f":"G79*INDEX('Shipment Data'!$BG$10:$CH$34,MATCH(CONCATENATE('UEC Data'!$C79,'UEC Data'!$E79),'Shipment Data'!$BI$10:$BI$34,0),MATCH('UEC Data'!$D79,'Shipment Data'!$BG$10:$CH$10,0))","v":1.2155826990325169E-4}]
[null,null,"Industry",1.5,"Open, 8 poles","CSL 2",0.17280175243845816,null,"Industry",1.5,"Open, 8 poles",null,{"$f":"G80*INDEX('Shipment Data'!$BG$10:$CH$34,MATCH(CONCATENATE('UEC Data'!$C80,'UEC Data'!$E80),'Shipment Data'!$BI$10:$BI$34,0),MATCH('UEC Data'!$D80,'Shipment Data'!$BG$10:$CH$10,0))","v":1.1919025165838315E-4}]
[null,null,"Industry",1.5,"Open, 8 poles","CSL 3",0.16949980812434748,null,"Industry",1.5,"Open, 8 poles",null,{"$f":"G81*INDEX('Shipment Data'!$BG$10:$CH$34,MATCH(CONCATENATE('UEC Data'!$C81,'UEC Data'!$E81),'Shipment Data'!$BI$10:$BI$34,0),MATCH('UEC Data'!$D81,'Shipment Data'!$BG$10:$CH$10,0))","v":1.1691273092605735E-4}]
[null,null,"Industry",1.5,"Open, 8 poles","CSL 4",0.16632168672201597,null,"Industry",1.5,"Open, 8 poles",null,{"$f":"G82*INDEX('Shipment Data'!$BG$10:$CH$34,MATCH(CONCATENATE('UEC Data'!$C82,'UEC Data'!$E82),'Shipment Data'!$BI$10:$BI$34,0),MATCH('UEC Data'!$D82,'Shipment Data'!$BG$10:$CH$10,0))","v":1.1472061722119378E-4}]
[null,null,"Industry",1.5,"Open, 8 poles","-",0,null,"Industry",1.5,"Open, 8 poles",null,{"$f":"G83*INDEX('Shipment Data'!$BG$10:$CH$34,MATCH(CONCATENATE('UEC Data'!$C83,'UEC Data'!$E83),'Shipment Data'!$BI$10:$BI$34,0),MATCH('UEC Data'!$D83,'Shipment Data'!$BG$10:$CH$10,0))","v":0}]
[null,null,"Industry",1.5,"Enclosed, 2 poles","CSL 0",0.16632168672201597,null,"Industry",1.5,"Enclosed, 2 poles",null,{"$f":"G84*INDEX('Shipment Data'!$BG$10:$CH$34,MATCH(CONCATENATE('UEC Data'!$C84,'UEC Data'!$E84),'Shipment Data'!$BI$10:$BI$34,0),MATCH('UEC Data'!$D84,'Shipment Data'!$BG$10:$CH$10,0))","v":5.8061379049170851E-3}]
[null,null,"Industry",1.5,"Enclosed, 2 poles","CSL 1",0.16128163560922762,null,"Industry",1.5,"Enclosed, 2 poles",null,{"$f":"G85*INDEX('Shipment Data'!$BG$10:$CH$34,MATCH(CONCATENATE('UEC Data'!$C85,'UEC Data'!$E85),'Shipment Data'!$BI$10:$BI$34,0),MATCH('UEC Data'!$D85,'Shipment Data'!$BG$10:$CH$10,0))","v":5.6301943320408105E-3}]
[null,null,"Industry",1.5,"Enclosed, 2 poles","CSL 2",0.15840160640192,null,"Industry",1.5,"Enclosed, 2 poles",null,{"$f":"G86*INDEX('Shipment Data'!$BG$10:$CH$34,MATCH(CONCATENATE('UEC Data'!$C86,'UEC Data'!$E86),'Shipment Data'!$BI$10:$BI$34,0),MATCH('UEC Data'!$D86,'Shipment Data'!$BG$10:$CH$10,0))","v":5.5296551475400822E-3}]
[null,null,"Industry",1.5,"Enclosed, 2 poles","CSL 3",0.15562263085100911,null,"Industry",1.5,"Enclosed, 2 poles",null,{"$f":"G87*INDEX('Shipment Data'!$BG$10:$CH$34,MATCH(CONCATENATE('UEC Data'!$C87,'UEC Data'!$E87),'Shipment Data'!$BI$10:$BI$34,0),MATCH('UEC Data'!$D87,'Shipment Data'!$BG$10:$CH$10,0))","v":5.4326436537235892E-3}]
[null,null,"Industry",1.5,"Enclosed, 2 poles","CSL 4",0.15382352529203791,null,"Industry",1.5,"Enclosed, 2 poles",null,{"$f":"G88*INDEX('Shipment Data'!$BG$10:$CH$34,MATCH(CONCATENATE('UEC Data'!$C88,'UEC Data'!$E88),'Shipment Data'!$BI$10:$BI$34,0),MATCH('UEC Data'!$D88,'Shipment Data'!$BG$10:$CH$10,0))","v":5.3698385247788081E-3}]
[null,null,"Industry",1.5,"Enclosed, 2 poles","-",0,null,"Industry",1.5,"Enclosed, 2 poles",null,{"$f":"G89*INDEX('Shipment Data'!$BG$10:$CH$34,MATCH(CONCATENATE('UEC Data'!$C89,'UEC Data'!$E89),'Shipment Data'!$BI$10:$BI$34,0),MATCH('UEC Data'!$D89,'Shipment Data'!$BG$10:$CH$10,0))","v":0}]
[null,null,"Industry",1.5,"Enclosed, 4 poles","CSL 0",0.16632168672201597,null,"Industry",1.5,"Enclosed, 4 poles",null,{"$f":"G90*INDEX('Shipment Data'!$BG$10:$CH$34,MATCH(CONCATENATE('UEC Data'!$C90,'UEC Data'!$E90),'Shipment Data'!$BI$10:$BI$34,0),MATCH('UEC Data'!$D90,'Shipment Data'!$BG$10:$CH$10,0))","v":2.1497368993727034E-2}]
[null,null,"Industry",1.5,"Enclosed, 4 poles","CSL 1",0.15840160640192,null,"Industry",1.5,"Enclosed, 4 poles",null,{"$f":"G91*INDEX('Shipment Data'!$BG$10:$CH$34,MATCH(CONCATENATE('UEC Data'!$C91,'UEC Data'!$E91),'Shipment Data'!$BI$10:$BI$34,0),MATCH('UEC Data'!$D91,'Shipment Data'!$BG$10:$CH$10,0))","v":2.0473684755930512E-2}]
[null,null,"Industry",1.5,"Enclosed, 4 poles","CSL 2",0.15382352529203791,null,"Industry",1.5,"Enclosed, 4 poles",null,{"$f":"G92*INDEX('Shipment Data'!$BG$10:$CH$34,MATCH(CONCATENATE('UEC Data'!$C92,'UEC Data'!$E92),'Shipment Data'!$BI$10:$BI$34,0),MATCH('UEC Data'!$D92,'Shipment Data'!$BG$10:$CH$10,0))","v":1.9881959762984545E-2}]
[null,null,"Industry",1.5,"Enclosed, 4 poles","CSL 3",0.1520655421458432,null,"Industry",1.5,"Enclosed, 4 poles",null,{"$f":"G93*INDEX('Shipment Data'!$BG$10:$CH$34,MATCH(CONCATENATE('UEC Data'!$C93,'UEC Data'!$E93),'Shipment Data'!$BI$10:$BI$34,0),MATCH('UEC Data'!$D93,'Shipment Data'!$BG$10:$CH$10,0))","v":1.9654737365693294E-2}]
[null,null,"Industry",1.5,"Enclosed, 4 poles","CSL 4",0.15034728743233083,null,"Industry",1.5,"Enclosed, 4 poles",null,{"$f":"G94*INDEX('Shipment Data'!$BG$10:$CH$34,MATCH(CONCATENATE('UEC Data'!$C94,'UEC Data'!$E94),'Shipment Data'!$BI$10:$BI$34,0),MATCH('UEC Data'!$D94,'Shipment Data'!$BG$10:$CH$10,0))","v":1.943264993783235E-2}]
[null,null,"Industry",1.5,"Enclosed, 4 poles","-",0,null,"Industry",1.5,"Enclosed, 4 poles",null,{"$f":"G95*INDEX('Shipment Data'!$BG$10:$CH$34,MATCH(CONCATENATE('UEC Data'!$C95,'UEC Data'!$E95),'Shipment Data'!$BI$10:$BI$34,0),MATCH('UEC Data'!$D95,'Shipment Data'!$BG$10:$CH$10,0))","v":0}]
[null,null,"Industry",1.5,"Enclosed, 6 poles","CSL 0",0.17623489983789772,null,"Industry",1.5,"Enclosed, 6 poles",null,{"$f":"G96*INDEX('Shipment Data'!$BG$10:$CH$34,MATCH(CONCATENATE('UEC Data'!$C96,'UEC Data'!$E96),'Shipment Data'!$BI$10:$BI$34,0),MATCH('UEC Data'!$D96,'Shipment Data'!$BG$10:$CH$10,0))","v":3.1064891197497657E-3}]
[null,null,"Industry",1.5,"Enclosed, 6 poles","CSL 1",0.15562263085100911,null,"Industry",1.5,"Enclosed, 6 poles",null,{"$f":"G97*INDEX('Shipment Data'!$BG$10:$CH$34,MATCH(CONCATENATE('UEC Data'!$C97,'UEC Data'!$E97),'Shipment Data'!$BI$10:$BI$34,0),MATCH('UEC Data'!$D97,'Shipment Data'!$BG$10:$CH$10,0))","v":2.7431570589603192E-3}]
[null,null,"Industry",1.5,"Enclosed, 6 poles","CSL 2",0.1520655421458432,null,"Industry",1.5,"Enclosed, 6 poles",null,{"$f":"G98*INDEX('Shipment Data'!$BG$10:$CH$34,MATCH(CONCATENATE('UEC Data'!$C98,'UEC Data'!$E98),'Shipment Data'!$BI$10:$BI$34,0),MATCH('UEC Data'!$D98,'Shipment Data'!$BG$10:$CH$10,0))","v":2.6804563261840835E-3}]
[null,null,"Industry",1.5,"Enclosed, 6 poles","CSL 3",0.15034728743233083,null,"Industry",1.5,"Enclosed, 6 poles",null,{"$f":"G99*INDEX('Shipment Data'!$BG$10:$CH$34,MATCH(CONCATENATE('UEC Data'!$C99,'UEC Data'!$E99),'Shipment Data'!$BI$10:$BI$34,0),MATCH('UEC Data'!$D99,'Shipment Data'!$BG$10:$CH$10,0))","v":2.6501686840803085E-3}]
[null,null,"Industry",1.5,"Enclosed, 6 poles","CSL 4",0.14866742947219308,null,"Industry",1.5,"Enclosed, 6 poles",null,{"$f":"G100*INDEX('Shipment Data'!$BG$10:$CH$34,MATCH(CONCATENATE('UEC Data'!$C100,'UEC Data'!$E100),'Shipment Data'!$BI$10:$BI$34,0),MATCH('UEC Data'!$D100,'Shipment Data'!$BG$10:$CH$10,0))","v":2.6205578607944955E-3}]
[null,null,"Industry",1.5,"Enclosed, 6 poles","-",0,null,"Industry",1.5,"Enclosed, 6 poles",null,{"$f":"G101*INDEX('Shipment Data'!$BG$10:$CH$34,MATCH(CONCATENATE('UEC Data'!$C101,'UEC Data'!$E101),'Shipment Data'!$BI$10:$BI$34,0),MATCH('UEC Data'!$D101,'Shipment Data'!$BG$10:$CH$10,0))","v":0}]
[null,null,"Industry",1.5,"Enclosed, 8 poles","CSL 0",0.17623489983789772,null,"Industry",1.5,"Enclosed, 8 poles",null,{"$f":"G102*INDEX('Shipment Data'!$BG$10:$CH$34,MATCH(CONCATENATE('UEC Data'!$C102,'UEC Data'!$E102),'Shipment Data'!$BI$10:$BI$34,0),MATCH('UEC Data'!$D102,'Shipment Data'!$BG$10:$CH$10,0))","v":1.3911668666705473E-3}]
[null,null,"Industry",1.5,"Enclosed, 8 poles","CSL 1",0.17280175243845816,null,"Industry",1.5,"Enclosed, 8 poles",null,{"$f":"G103*INDEX('Shipment Data'!$BG$10:$CH$34,MATCH(CONCATENATE('UEC Data'!$C103,'UEC Data'!$E103),'Shipment Data'!$BI$10:$BI$34,0),MATCH('UEC Data'!$D103,'Shipment Data'!$BG$10:$CH$10,0))","v":1.3640662134237185E-3}]
[null,null,"Industry",1.5,"Enclosed, 8 poles","CSL 2",0.16949980812434748,null,"Industry",1.5,"Enclosed, 8 poles",null,{"$f":"G104*INDEX('Shipment Data'!$BG$10:$CH$34,MATCH(CONCATENATE('UEC Data'!$C104,'UEC Data'!$E104),'Shipment Data'!$BI$10:$BI$34,0),MATCH('UEC Data'!$D104,'Shipment Data'!$BG$10:$CH$10,0))","v":1.3380012539315454E-3}]
[null,null,"Industry",1.5,"Enclosed, 8 poles","CSL 3",0.16632168672201597,null,"Industry",1.5,"Enclosed, 8 poles",null,{"$f":"G105*INDEX('Shipment Data'!$BG$10:$CH$34,MATCH(CONCATENATE('UEC Data'!$C105,'UEC Data'!$E105),'Shipment Data'!$BI$10:$BI$34,0),MATCH('UEC Data'!$D105,'Shipment Data'!$BG$10:$CH$10,0))","v":1.312913730420329E-3}]
[null,null,"Industry",1.5,"Enclosed, 8 poles","CSL 4",0.16326055138357395,null,"Industry",1.5,"Enclosed, 8 poles",null,{"$f":"G106*INDEX('Shipment Data'!$BG$10:$CH$34,MATCH(CONCATENATE('UEC Data'!$C106,'UEC Data'!$E106),'Shipment Data'!$BI$10:$BI$34,0),MATCH('UEC Data'!$D106,'Shipment Data'!$BG$10:$CH$10,0))","v":1.2887496740322248E-3}]
[null,null,"Industry",1.5,"Enclosed, 8 poles","-",0,null,"Industry",1.5,"Enclosed, 8 poles",null,{"$f":"G107*INDEX('Shipment Data'!$BG$10:$CH$34,MATCH(CONCATENATE('UEC Data'!$C107,'UEC Data'!$E107),'Shipment Data'!$BI$10:$BI$34,0),MATCH('UEC Data'!$D107,'Shipment Data'!$BG$10:$CH$10,0))","v":0}]
[null,null,"Industry",2,"Open, 2 poles","CSL 0",0.23040233658461093,null,"Industry",2,"Open, 2 poles",null,{"$f":"G108*INDEX('Shipment Data'!$BG$10:$CH$34,MATCH(CONCATENATE('UEC Data'!$C108,'UEC Data'!$E108),'Shipment Data'!$BI$10:$BI$34,0),MATCH('UEC Data'!$D108,'Shipment Data'!$BG$10:$CH$10,0))","v":2.012990916897139E-3}]
[null,null,"Industry",2,"Open, 2 poles","CSL 1",0.2112021418692267,null,"Industry",2,"Open, 2 poles",null,{"$f":"G109*INDEX('Shipment Data'!$BG$10:$CH$34,MATCH(CONCATENATE('UEC Data'!$C109,'UEC Data'!$E109),'Shipment Data'!$BI$10:$BI$34,0),MATCH('UEC Data'!$D109,'Shipment Data'!$BG$10:$CH$10,0))","v":1.8452416738223777E-3}]
[null,null,"Industry",2,"Open, 2 poles","CSL 2",0.20749684113467887,null,"Industry",2,"Open, 2 poles",null,{"$f":"G110*INDEX('Shipment Data'!$BG$10:$CH$34,MATCH(CONCATENATE('UEC Data'!$C110,'UEC Data'!$E110),'Shipment Data'!$BI$10:$BI$34,0),MATCH('UEC Data'!$D110,'Shipment Data'!$BG$10:$CH$10,0))","v":1.8128690128781254E-3}]
[null,null,"Industry",2,"Open, 2 poles","CSL 3",0.20509803372271723,null,"Industry",2,"Open, 2 poles",null,{"$f":"G111*INDEX('Shipment Data'!$BG$10:$CH$34,MATCH(CONCATENATE('UEC Data'!$C111,'UEC Data'!$E111),'Shipment Data'!$BI$10:$BI$34,0),MATCH('UEC Data'!$D111,'Shipment Data'!$BG$10:$CH$10,0))","v":1.7919109896078578E-3}]
[null,null,"Industry",2,"Open, 2 poles","CSL 4",0.2027540561944576,null,"Industry",2,"Open, 2 poles",null,{"$f":"G112*INDEX('Shipment Data'!$BG$10:$CH$34,MATCH(CONCATENATE('UEC Data'!$C112,'UEC Data'!$E112),'Shipment Data'!$BI$10:$BI$34,0),MATCH('UEC Data'!$D112,'Shipment Data'!$BG$10:$CH$10,0))","v":1.7714320068694823E-3}]
[null,null,"Industry",2,"Open, 2 poles","-",0,null,"Industry",2,"Open, 2 poles",null,{"$f":"G113*INDEX('Shipment Data'!$BG$10:$CH$34,MATCH(CONCATENATE('UEC Data'!$C113,'UEC Data'!$E113),'Shipment Data'!$BI$10:$BI$34,0),MATCH('UEC Data'!$D113,'Shipment Data'!$BG$10:$CH$10,0))","v":0}]
[null,null,"Industry",2,"Open, 4 poles","CSL 0",0.22176224896268801,null,"Industry",2,"Open, 4 poles",null,{"$f":"G114*INDEX('Shipment Data'!$BG$10:$CH$34,MATCH(CONCATENATE('UEC Data'!$C114,'UEC Data'!$E114),'Shipment Data'!$BI$10:$BI$34,0),MATCH('UEC Data'!$D114,'Shipment Data'!$BG$10:$CH$10,0))","v":1.199892677898709E-2}]
[null,null,"Industry",2,"Open, 4 poles","CSL 1",0.2112021418692267,null,"Industry",2,"Open, 4 poles",null,{"$f":"G115*INDEX('Shipment Data'!$BG$10:$CH$34,MATCH(CONCATENATE('UEC Data'!$C115,'UEC Data'!$E115),'Shipment Data'!$BI$10:$BI$34,0),MATCH('UEC Data'!$D115,'Shipment Data'!$BG$10:$CH$10,0))","v":1.142754931332104E-2}]
[null,null,"Industry",2,"Open, 4 poles","CSL 2",0.20509803372271723,null,"Industry",2,"Open, 4 poles",null,{"$f":"G116*INDEX('Shipment Data'!$BG$10:$CH$34,MATCH(CONCATENATE('UEC Data'!$C116,'UEC Data'!$E116),'Shipment Data'!$BI$10:$BI$34,0),MATCH('UEC Data'!$D116,'Shipment Data'!$BG$10:$CH$10,0))","v":1.1097273321606559E-2}]
[null,null,"Industry",2,"Open, 4 poles","CSL 3",0.2027540561944576,null,"Industry",2,"Open, 4 poles",null,{"$f":"G117*INDEX('Shipment Data'!$BG$10:$CH$34,MATCH(CONCATENATE('UEC Data'!$C117,'UEC Data'!$E117),'Shipment Data'!$BI$10:$BI$34,0),MATCH('UEC Data'!$D117,'Shipment Data'!$BG$10:$CH$10,0))","v":1.0970447340788197E-2}]
[null,null,"Industry",2,"Open, 4 poles","CSL 4",0.20046304990977445,null,"Industry",2,"Open, 4 poles",null,{"$f":"G118*INDEX('Shipment Data'!$BG$10:$CH$34,MATCH(CONCATENATE('UEC Data'!$C118,'UEC Data'!$E118),'Shipment Data'!$BI$10:$BI$34,0),MATCH('UEC Data'!$D118,'Shipment Data'!$BG$10:$CH$10,0))","v":1.0846487483830138E-2}]
[null,null,"Industry",2,"Open, 4 poles","-",0,null,"Industry",2,"Open, 4 poles",null,{"$f":"G119*INDEX('Shipment Data'!$BG$10:$CH$34,MATCH(CONCATENATE('UEC Data'!$C119,'UEC Data'!$E119),'Shipment Data'!$BI$10:$BI$34,0),MATCH('UEC Data'!$D119,'Shipment Data'!$BG$10:$CH$10,0))","v":0}]
[null,null,"Industry",2,"Open, 6 poles","CSL 0",0.22599974416579671,null,"Industry",2,"Open, 6 poles",null,{"$f":"G120*INDEX('Shipment Data'!$BG$10:$CH$34,MATCH(CONCATENATE('UEC Data'!$C120,'UEC Data'!$E120),'Shipment Data'!$BI$10:$BI$34,0),MATCH('UEC Data'!$D120,'Shipment Data'!$BG$10:$CH$10,0))","v":1.7840016719087286E-3}]
[null,null,"Industry",2,"Open, 6 poles","CSL 1",0.20749684113467887,null,"Industry",2,"Open, 6 poles",null,{"$f":"G121*INDEX('Shipment Data'!$BG$10:$CH$34,MATCH(CONCATENATE('UEC Data'!$C121,'UEC Data'!$E121),'Shipment Data'!$BI$10:$BI$34,0),MATCH('UEC Data'!$D121,'Shipment Data'!$BG$10:$CH$10,0))","v":1.6379430554951486E-3}]
[null,null,"Industry",2,"Open, 6 poles","CSL 2",0.2027540561944576,null,"Industry",2,"Open, 6 poles",null,{"$f":"G122*INDEX('Shipment Data'!$BG$10:$CH$34,MATCH(CONCATENATE('UEC Data'!$C122,'UEC Data'!$E122),'Shipment Data'!$BI$10:$BI$34,0),MATCH('UEC Data'!$D122,'Shipment Data'!$BG$10:$CH$10,0))","v":1.6005043570838308E-3}]
[null,null,"Industry",2,"Open, 6 poles","CSL 3",0.20046304990977445,null,"Industry",2,"Open, 6 poles",null,{"$f":"G123*INDEX('Shipment Data'!$BG$10:$CH$34,MATCH(CONCATENATE('UEC Data'!$C123,'UEC Data'!$E123),'Shipment Data'!$BI$10:$BI$34,0),MATCH('UEC Data'!$D123,'Shipment Data'!$BG$10:$CH$10,0))","v":1.5824195620885331E-3}]
[null,null,"Industry",2,"Open, 6 poles","CSL 4",0.19822323929625746,null,"Industry",2,"Open, 6 poles",null,{"$f":"G124*INDEX('Shipment Data'!$BG$10:$CH$34,MATCH(CONCATENATE('UEC Data'!$C124,'UEC Data'!$E124),'Shipment Data'!$BI$10:$BI$34,0),MATCH('UEC Data'!$D124,'Shipment Data'!$BG$10:$CH$10,0))","v":1.5647388965903375E-3}]
[null,null,"Industry",2,"Open, 6 poles","-",0,null,"Industry",2,"Open, 6 poles",null,{"$f":"G125*INDEX('Shipment Data'!$BG$10:$CH$34,MATCH(CONCATENATE('UEC Data'!$C125,'UEC Data'!$E125),'Shipment Data'!$BI$10:$BI$34,0),MATCH('UEC Data'!$D125,'Shipment Data'!$BG$10:$CH$10,0))","v":0}]
[null,null,"Industry",2,"Open, 8 poles","CSL 0",0.22599974416579671,null,"Industry",2,"Open, 8 poles",null,{"$f":"G126*INDEX('Shipment Data'!$BG$10:$CH$34,MATCH(CONCATENATE('UEC Data'!$C126,'UEC Data'!$E126),'Shipment Data'!$BI$10:$BI$34,0),MATCH('UEC Data'!$D126,'Shipment Data'!$BG$10:$CH$10,0))","v":1.5588364123474328E-4}]
[null,null,"Industry",2,"Open, 8 poles","CSL 1",0.20749684113467887,null,"Industry",2,"Open, 8 poles",null,{"$f":"G127*INDEX('Shipment Data'!$BG$10:$CH$34,MATCH(CONCATENATE('UEC Data'!$C127,'UEC Data'!$E127),'Shipment Data'!$BI$10:$BI$34,0),MATCH('UEC Data'!$D127,'Shipment Data'!$BG$10:$CH$10,0))","v":1.431212378587994E-4}]
[null,null,"Industry",2,"Open, 8 poles","CSL 2",0.20509803372271723,null,"Industry",2,"Open, 8 poles",null,{"$f":"G128*INDEX('Shipment Data'!$BG$10:$CH$34,MATCH(CONCATENATE('UEC Data'!$C128,'UEC Data'!$E128),'Shipment Data'!$BI$10:$BI$34,0),MATCH('UEC Data'!$D128,'Shipment Data'!$BG$10:$CH$10,0))","v":1.4146665707430458E-4}]
[null,null,"Industry",2,"Open, 8 poles","CSL 3",0.2027540561944576,null,"Industry",2,"Open, 8 poles",null,{"$f":"G129*INDEX('Shipment Data'!$BG$10:$CH$34,MATCH(CONCATENATE('UEC Data'!$C129,'UEC Data'!$E129),'Shipment Data'!$BI$10:$BI$34,0),MATCH('UEC Data'!$D129,'Shipment Data'!$BG$10:$CH$10,0))","v":1.3984989527916967E-4}]
[null,null,"Industry",2,"Open, 8 poles","CSL 4",0.20046304990977445,null,"Industry",2,"Open, 8 poles",null,{"$f":"G130*INDEX('Shipment Data'!$BG$10:$CH$34,MATCH(CONCATENATE('UEC Data'!$C130,'UEC Data'!$E130),'Shipment Data'!$BI$10:$BI$34,0),MATCH('UEC Data'!$D130,'Shipment Data'!$BG$10:$CH$10,0))","v":1.3826967047375532E-4}]
[null,null,"Industry",2,"Open, 8 poles","-",0,null,"Industry",2,"Open, 8 poles",null,{"$f":"G131*INDEX('Shipment Data'!$BG$10:$CH$34,MATCH(CONCATENATE('UEC Data'!$C131,'UEC Data'!$E131),'Shipment Data'!$BI$10:$BI$34,0),MATCH('UEC Data'!$D131,'Shipment Data'!$BG$10:$CH$10,0))","v":0}]
[null,null,"Industry",2,"Enclosed, 2 poles","CSL 0",0.2150421808123035,null,"Industry",2,"Enclosed, 2 poles",null,{"$f":"G132*INDEX('Shipment Data'!$BG$10:$CH$34,MATCH(CONCATENATE('UEC Data'!$C132,'UEC Data'!$E132),'Shipment Data'!$BI$10:$BI$34,0),MATCH('UEC Data'!$D132,'Shipment Data'!$BG$10:$CH$10,0))","v":7.5069257760544189E-3}]
[null,null,"Industry",2,"Enclosed, 2 poles","CSL 1",0.2112021418692267,null,"Industry",2,"Enclosed, 2 poles",null,{"$f":"G133*INDEX('Shipment Data'!$BG$10:$CH$34,MATCH(CONCATENATE('UEC Data'!$C133,'UEC Data'!$E133),'Shipment Data'!$BI$10:$BI$34,0),MATCH('UEC Data'!$D133,'Shipment Data'!$BG$10:$CH$10,0))","v":7.3728735300534485E-3}]
[null,null,"Industry",2,"Enclosed, 2 poles","CSL 2",0.20749684113467887,null,"Industry",2,"Enclosed, 2 poles",null,{"$f":"G134*INDEX('Shipment Data'!$BG$10:$CH$34,MATCH(CONCATENATE('UEC Data'!$C134,'UEC Data'!$E134),'Shipment Data'!$BI$10:$BI$34,0),MATCH('UEC Data'!$D134,'Shipment Data'!$BG$10:$CH$10,0))","v":7.2435248716314583E-3}]
[null,null,"Industry",2,"Enclosed, 2 poles","CSL 3",0.20509803372271723,null,"Industry",2,"Enclosed, 2 poles",null,{"$f":"G135*INDEX('Shipment Data'!$BG$10:$CH$34,MATCH(CONCATENATE('UEC Data'!$C135,'UEC Data'!$E135),'Shipment Data'!$BI$10:$BI$34,0),MATCH('UEC Data'!$D135,'Shipment Data'!$BG$10:$CH$10,0))","v":7.1597846997050818E-3}]
[null,null,"Industry",2,"Enclosed, 2 poles","CSL 4",0.2027540561944576,null,"Industry",2,"Enclosed, 2 poles",null,{"$f":"G136*INDEX('Shipment Data'!$BG$10:$CH$34,MATCH(CONCATENATE('UEC Data'!$C136,'UEC Data'!$E136),'Shipment Data'!$BI$10:$BI$34,0),MATCH('UEC Data'!$D136,'Shipment Data'!$BG$10:$CH$10,0))","v":7.0779585888513094E-3}]
[null,null,"Industry",2,"Enclosed, 2 poles","-",0,null,"Industry",2,"Enclosed, 2 poles",null,{"$f":"G137*INDEX('Shipment Data'!$BG$10:$CH$34,MATCH(CONCATENATE('UEC Data'!$C137,'UEC Data'!$E137),'Shipment Data'!$BI$10:$BI$34,0),MATCH('UEC Data'!$D137,'Shipment Data'!$BG$10:$CH$10,0))","v":0}]
[null,null,"Industry",2,"Enclosed, 4 poles","CSL 0",0.22599974416579671,null,"Industry",2,"Enclosed, 4 poles",null,{"$f":"G138*INDEX('Shipment Data'!$BG$10:$CH$34,MATCH(CONCATENATE('UEC Data'!$C138,'UEC Data'!$E138),'Shipment Data'!$BI$10:$BI$34,0),MATCH('UEC Data'!$D138,'Shipment Data'!$BG$10:$CH$10,0))","v":2.9210862326932728E-2}]
[null,null,"Industry",2,"Enclosed, 4 poles","CSL 1",0.2112021418692267,null,"Industry",2,"Enclosed, 4 poles",null,{"$f":"G139*INDEX('Shipment Data'!$BG$10:$CH$34,MATCH(CONCATENATE('UEC Data'!$C139,'UEC Data'!$E139),'Shipment Data'!$BI$10:$BI$34,0),MATCH('UEC Data'!$D139,'Shipment Data'!$BG$10:$CH$10,0))","v":2.7298246341240704E-2}]
[null,null,"Industry",2,"Enclosed, 4 poles","CSL 2",0.20509803372271723,null,"Industry",2,"Enclosed, 4 poles",null,{"$f":"G140*INDEX('Shipment Data'!$BG$10:$CH$34,MATCH(CONCATENATE('UEC Data'!$C140,'UEC Data'!$E140),'Shipment Data'!$BI$10:$BI$34,0),MATCH('UEC Data'!$D140,'Shipment Data'!$BG$10:$CH$10,0))","v":2.6509279683979411E-2}]
[null,null,"Industry",2,"Enclosed, 4 poles","CSL 3",0.2027540561944576,null,"Industry",2,"Enclosed, 4 poles",null,{"$f":"G141*INDEX('Shipment Data'!$BG$10:$CH$34,MATCH(CONCATENATE('UEC Data'!$C141,'UEC Data'!$E141),'Shipment Data'!$BI$10:$BI$34,0),MATCH('UEC Data'!$D141,'Shipment Data'!$BG$10:$CH$10,0))","v":2.6206316487591075E-2}]
[null,null,"Industry",2,"Enclosed, 4 poles","CSL 4",0.20046304990977445,null,"Industry",2,"Enclosed, 4 poles",null,{"$f":"G142*INDEX('Shipment Data'!$BG$10:$CH$34,MATCH(CONCATENATE('UEC Data'!$C142,'UEC Data'!$E142),'Shipment Data'!$BI$10:$BI$34,0),MATCH('UEC Data'!$D142,'Shipment Data'!$BG$10:$CH$10,0))","v":2.5910199917109817E-2}]
[null,null,"Industry",2,"Enclosed, 4 poles","-",0,null,"Industry",2,"Enclosed, 4 poles",null,{"$f":"G143*INDEX('Shipment Data'!$BG$10:$CH$34,MATCH(CONCATENATE('UEC Data'!$C143,'UEC Data'!$E143),'Shipment Data'!$BI$10:$BI$34,0),MATCH('UEC Data'!$D143,'Shipment Data'!$BG$10:$CH$10,0))","v":0}]
[null,null,"Industry",2,"Enclosed, 6 poles","CSL 0",0.22176224896268801,null,"Industry",2,"Enclosed, 6 poles",null,{"$f":"G144*INDEX('Shipment Data'!$BG$10:$CH$34,MATCH(CONCATENATE('UEC Data'!$C144,'UEC Data'!$E144),'Shipment Data'!$BI$10:$BI$34,0),MATCH('UEC Data'!$D144,'Shipment Data'!$BG$10:$CH$10,0))","v":3.9089988090184576E-3}]
[null,null,"Industry",2,"Enclosed, 6 poles","CSL 1",0.20509803372271723,null,"Industry",2,"Enclosed, 6 poles",null,{"$f":"G145*INDEX('Shipment Data'!$BG$10:$CH$34,MATCH(CONCATENATE('UEC Data'!$C145,'UEC Data'!$E145),'Shipment Data'!$BI$10:$BI$34,0),MATCH('UEC Data'!$D145,'Shipment Data'!$BG$10:$CH$10,0))","v":3.6152590141211166E-3}]
[null,null,"Industry",2,"Enclosed, 6 poles","CSL 2",0.20046304990977445,null,"Industry",2,"Enclosed, 6 poles",null,{"$f":"G146*INDEX('Shipment Data'!$BG$10:$CH$34,MATCH(CONCATENATE('UEC Data'!$C146,'UEC Data'!$E146),'Shipment Data'!$BI$10:$BI$34,0),MATCH('UEC Data'!$D146,'Shipment Data'!$BG$10:$CH$10,0))","v":3.5335582454404128E-3}]
[null,null,"Industry",2,"Enclosed, 6 poles","CSL 3",0.19822323929625746,null,"Industry",2,"Enclosed, 6 poles",null,{"$f":"G147*INDEX('Shipment Data'!$BG$10:$CH$34,MATCH(CONCATENATE('UEC Data'!$C147,'UEC Data'!$E147),'Shipment Data'!$BI$10:$BI$34,0),MATCH('UEC Data'!$D147,'Shipment Data'!$BG$10:$CH$10,0))","v":3.4940771477259954E-3}]
[null,null,"Industry",2,"Enclosed, 6 poles","CSL 4",0.19668492147466787,null,"Industry",2,"Enclosed, 6 poles",null,{"$f":"G148*INDEX('Shipment Data'!$BG$10:$CH$34,MATCH(CONCATENATE('UEC Data'!$C148,'UEC Data'!$E148),'Shipment Data'!$BI$10:$BI$34,0),MATCH('UEC Data'!$D148,'Shipment Data'!$BG$10:$CH$10,0))","v":3.466961249683776E-3}]
[null,null,"Industry",2,"Enclosed, 6 poles","-",0,null,"Industry",2,"Enclosed, 6 poles",null,{"$f":"G149*INDEX('Shipment Data'!$BG$10:$CH$34,MATCH(CONCATENATE('UEC Data'!$C149,'UEC Data'!$E149),'Shipment Data'!$BI$10:$BI$34,0),MATCH('UEC Data'!$D149,'Shipment Data'!$BG$10:$CH$10,0))","v":0}]
[null,null,"Industry",2,"Enclosed, 8 poles","CSL 0",0.22176224896268801,null,"Industry",2,"Enclosed, 8 poles",null,{"$f":"G150*INDEX('Shipment Data'!$BG$10:$CH$34,MATCH(CONCATENATE('UEC Data'!$C150,'UEC Data'!$E150),'Shipment Data'!$BI$10:$BI$34,0),MATCH('UEC Data'!$D150,'Shipment Data'!$BG$10:$CH$10,0))","v":1.7505516405604399E-3}]
[null,null,"Industry",2,"Enclosed, 8 poles","CSL 1",0.2150421808123035,null,"Industry",2,"Enclosed, 8 poles",null,{"$f":"G151*INDEX('Shipment Data'!$BG$10:$CH$34,MATCH(CONCATENATE('UEC Data'!$C151,'UEC Data'!$E151),'Shipment Data'!$BI$10:$BI$34,0),MATCH('UEC Data'!$D151,'Shipment Data'!$BG$10:$CH$10,0))","v":1.6975046211495173E-3}]
[null,null,"Industry",2,"Enclosed, 8 poles","CSL 2",0.2112021418692267,null,"Industry",2,"Enclosed, 8 poles",null,{"$f":"G152*INDEX('Shipment Data'!$BG$10:$CH$34,MATCH(CONCATENATE('UEC Data'!$C152,'UEC Data'!$E152),'Shipment Data'!$BI$10:$BI$34,0),MATCH('UEC Data'!$D152,'Shipment Data'!$BG$10:$CH$10,0))","v":1.6671920386289905E-3}]
[null,null,"Industry",2,"Enclosed, 8 poles","CSL 3",0.20749684113467887,null,"Industry",2,"Enclosed, 8 poles",null,{"$f":"G153*INDEX('Shipment Data'!$BG$10:$CH$34,MATCH(CONCATENATE('UEC Data'!$C153,'UEC Data'!$E153),'Shipment Data'!$BI$10:$BI$34,0),MATCH('UEC Data'!$D153,'Shipment Data'!$BG$10:$CH$10,0))","v":1.6379430554951486E-3}]
[null,null,"Industry",2,"Enclosed, 8 poles","CSL 4",0.20509803372271723,null,"Industry",2,"Enclosed, 8 poles",null,{"$f":"G154*INDEX('Shipment Data'!$BG$10:$CH$34,MATCH(CONCATENATE('UEC Data'!$C154,'UEC Data'!$E154),'Shipment Data'!$BI$10:$BI$34,0),MATCH('UEC Data'!$D154,'Shipment Data'!$BG$10:$CH$10,0))","v":1.6190072976281524E-3}]
[null,null,"Industry",2,"Enclosed, 8 poles","-",0,null,"Industry",2,"Enclosed, 8 poles",null,{"$f":"G155*INDEX('Shipment Data'!$BG$10:$CH$34,MATCH(CONCATENATE('UEC Data'!$C155,'UEC Data'!$E155),'Shipment Data'!$BI$10:$BI$34,0),MATCH('UEC Data'!$D155,'Shipment Data'!$BG$10:$CH$10,0))","v":0}]
[null,null,"Industry",3,"Open, 2 poles","CSL 0",0.33264337344403194,null,"Industry",3,"Open, 2 poles",null,{"$f":"G156*INDEX('Shipment Data'!$BG$10:$CH$34,MATCH(CONCATENATE('UEC Data'!$C156,'UEC Data'!$E156),'Shipment Data'!$BI$10:$BI$34,0),MATCH('UEC Data'!$D156,'Shipment Data'!$BG$10:$CH$10,0))","v":2.9062556362702435E-3}]
[null,null,"Industry",3,"Open, 2 poles","CSL 1",0.31680321280384,null,"Industry",3,"Open, 2 poles",null,{"$f":"G157*INDEX('Shipment Data'!$BG$10:$CH$34,MATCH(CONCATENATE('UEC Data'!$C157,'UEC Data'!$E157),'Shipment Data'!$BI$10:$BI$34,0),MATCH('UEC Data'!$D157,'Shipment Data'!$BG$10:$CH$10,0))","v":2.7678625107335655E-3}]
[null,null,"Industry",3,"Open, 2 poles","CSL 2",0.31124526170201822,null,"Industry",3,"Open, 2 poles",null,{"$f":"G158*INDEX('Shipment Data'!$BG$10:$CH$34,MATCH(CONCATENATE('UEC Data'!$C158,'UEC Data'!$E158),'Shipment Data'!$BI$10:$BI$34,0),MATCH('UEC Data'!$D158,'Shipment Data'!$BG$10:$CH$10,0))","v":2.7193035193171871E-3}]
[null,null,"Industry",3,"Open, 2 poles","CSL 3",0.30764705058407582,null,"Industry",3,"Open, 2 poles",null,{"$f":"G159*INDEX('Shipment Data'!$BG$10:$CH$34,MATCH(CONCATENATE('UEC Data'!$C159,'UEC Data'!$E159),'Shipment Data'!$BI$10:$BI$34,0),MATCH('UEC Data'!$D159,'Shipment Data'!$BG$10:$CH$10,0))","v":2.687866484411786E-3}]
[null,null,"Industry",3,"Open, 2 poles","CSL 4",0.30413108429168639,null,"Industry",3,"Open, 2 poles",null,{"$f":"G160*INDEX('Shipment Data'!$BG$10:$CH$34,MATCH(CONCATENATE('UEC Data'!$C160,'UEC Data'!$E160),'Shipment Data'!$BI$10:$BI$34,0),MATCH('UEC Data'!$D160,'Shipment Data'!$BG$10:$CH$10,0))","v":2.657148010304223E-3}]
[null,null,"Industry",3,"Open, 2 poles","-",0,null,"Industry",3,"Open, 2 poles",null,{"$f":"G161*INDEX('Shipment Data'!$BG$10:$CH$34,MATCH(CONCATENATE('UEC Data'!$C161,'UEC Data'!$E161),'Shipment Data'!$BI$10:$BI$34,0),MATCH('UEC Data'!$D161,'Shipment Data'!$BG$10:$CH$10,0))","v":0}]
[null,null,"Industry",3,"Open, 4 poles","CSL 0",0.33899961624869496,null,"Industry",3,"Open, 4 poles",null,{"$f":"G162*INDEX('Shipment Data'!$BG$10:$CH$34,MATCH(CONCATENATE('UEC Data'!$C162,'UEC Data'!$E162),'Shipment Data'!$BI$10:$BI$34,0),MATCH('UEC Data'!$D162,'Shipment Data'!$BG$10:$CH$10,0))","v":1.8342308451954781E-2}]
[null,null,"Industry",3,"Open, 4 poles","CSL 1",0.30764705058407582,null,"Industry",3,"Open, 4 poles",null,{"$f":"G163*INDEX('Shipment Data'!$BG$10:$CH$34,MATCH(CONCATENATE('UEC Data'!$C163,'UEC Data'!$E163),'Shipment Data'!$BI$10:$BI$34,0),MATCH('UEC Data'!$D163,'Shipment Data'!$BG$10:$CH$10,0))","v":1.6645909982409834E-2}]
[null,null,"Industry",3,"Open, 4 poles","CSL 2",0.29733485894438616,null,"Industry",3,"Open, 4 poles",null,{"$f":"G164*INDEX('Shipment Data'!$BG$10:$CH$34,MATCH(CONCATENATE('UEC Data'!$C164,'UEC Data'!$E164),'Shipment Data'!$BI$10:$BI$34,0),MATCH('UEC Data'!$D164,'Shipment Data'!$BG$10:$CH$10,0))","v":1.60879465193123E-2}]
[null,null,"Industry",3,"Open, 4 poles","CSL 3",0.29502738221200175,null,"Industry",3,"Open, 4 poles",null,{"$f":"G165*INDEX('Shipment Data'!$BG$10:$CH$34,MATCH(CONCATENATE('UEC Data'!$C165,'UEC Data'!$E165),'Shipment Data'!$BI$10:$BI$34,0),MATCH('UEC Data'!$D165,'Shipment Data'!$BG$10:$CH$10,0))","v":1.596309549310921E-2}]
[null,null,"Industry",3,"Open, 4 poles","CSL 4",0.29243373489585228,null,"Industry",3,"Open, 4 poles",null,{"$f":"G166*INDEX('Shipment Data'!$BG$10:$CH$34,MATCH(CONCATENATE('UEC Data'!$C166,'UEC Data'!$E166),'Shipment Data'!$BI$10:$BI$34,0),MATCH('UEC Data'!$D166,'Shipment Data'!$BG$10:$CH$10,0))","v":1.5822760587675282E-2}]
[null,null,"Industry",3,"Open, 4 poles","-",0,null,"Industry",3,"Open, 4 poles",null,{"$f":"G167*INDEX('Shipment Data'!$BG$10:$CH$34,MATCH(CONCATENATE('UEC Data'!$C167,'UEC Data'!$E167),'Shipment Data'!$BI$10:$BI$34,0),MATCH('UEC Data'!$D167,'Shipment Data'!$BG$10:$CH$10,0))","v":0}]
[null,null,"Industry",3,"Open, 6 poles","CSL 0",0.32652110276714791,null,"Industry",3,"Open, 6 poles",null,{"$f":"G168*INDEX('Shipment Data'!$BG$10:$CH$34,MATCH(CONCATENATE('UEC Data'!$C168,'UEC Data'!$E168),'Shipment Data'!$BI$10:$BI$34,0),MATCH('UEC Data'!$D168,'Shipment Data'!$BG$10:$CH$10,0))","v":2.5774993480644497E-3}]
[null,null,"Industry",3,"Open, 6 poles","CSL 1",0.30764705058407582,null,"Industry",3,"Open, 6 poles",null,{"$f":"G169*INDEX('Shipment Data'!$BG$10:$CH$34,MATCH(CONCATENATE('UEC Data'!$C169,'UEC Data'!$E169),'Shipment Data'!$BI$10:$BI$34,0),MATCH('UEC Data'!$D169,'Shipment Data'!$BG$10:$CH$10,0))","v":2.4285109464422276E-3}]
[null,null,"Industry",3,"Open, 6 poles","CSL 2",0.30069457486466167,null,"Industry",3,"Open, 6 poles",null,{"$f":"G170*INDEX('Shipment Data'!$BG$10:$CH$34,MATCH(CONCATENATE('UEC Data'!$C170,'UEC Data'!$E170),'Shipment Data'!$BI$10:$BI$34,0),MATCH('UEC Data'!$D170,'Shipment Data'!$BG$10:$CH$10,0))","v":2.3736293431327986E-3}]
[null,null,"Industry",3,"Open, 6 poles","CSL 3",0.29733485894438616,null,"Industry",3,"Open, 6 poles",null,{"$f":"G171*INDEX('Shipment Data'!$BG$10:$CH$34,MATCH(CONCATENATE('UEC Data'!$C171,'UEC Data'!$E171),'Shipment Data'!$BI$10:$BI$34,0),MATCH('UEC Data'!$D171,'Shipment Data'!$BG$10:$CH$10,0))","v":2.3471083448855048E-3}]
[null,null,"Industry",3,"Open, 6 poles","CSL 4",0.29502738221200175,null,"Industry",3,"Open, 6 poles",null,{"$f":"G172*INDEX('Shipment Data'!$BG$10:$CH$34,MATCH(CONCATENATE('UEC Data'!$C172,'UEC Data'!$E172),'Shipment Data'!$BI$10:$BI$34,0),MATCH('UEC Data'!$D172,'Shipment Data'!$BG$10:$CH$10,0))","v":2.3288935351136659E-3}]
[null,null,"Industry",3,"Open, 6 poles","-",0,null,"Industry",3,"Open, 6 poles",null,{"$f":"G173*INDEX('Shipment Data'!$BG$10:$CH$34,MATCH(CONCATENATE('UEC Data'!$C173,'UEC Data'!$E173),'Shipment Data'!$BI$10:$BI$34,0),MATCH('UEC Data'!$D173,'Shipment Data'!$BG$10:$CH$10,0))","v":0}]
[null,null,"Industry",3,"Open, 8 poles","CSL 0",0.33264337344403194,null,"Industry",3,"Open, 8 poles",null,{"$f":"G174*INDEX('Shipment Data'!$BG$10:$CH$34,MATCH(CONCATENATE('UEC Data'!$C174,'UEC Data'!$E174),'Shipment Data'!$BI$10:$BI$34,0),MATCH('UEC Data'!$D174,'Shipment Data'!$BG$10:$CH$10,0))","v":2.2944123444238766E-4}]
[null,null,"Industry",3,"Open, 8 poles","CSL 1",0.30764705058407582,null,"Industry",3,"Open, 8 poles",null,{"$f":"G175*INDEX('Shipment Data'!$BG$10:$CH$34,MATCH(CONCATENATE('UEC Data'!$C175,'UEC Data'!$E175),'Shipment Data'!$BI$10:$BI$34,0),MATCH('UEC Data'!$D175,'Shipment Data'!$BG$10:$CH$10,0))","v":2.1219998561145681E-4}]
[null,null,"Industry",3,"Open, 8 poles","CSL 2",0.30413108429168639,null,"Industry",3,"Open, 8 poles",null,{"$f":"G176*INDEX('Shipment Data'!$BG$10:$CH$34,MATCH(CONCATENATE('UEC Data'!$C176,'UEC Data'!$E176),'Shipment Data'!$BI$10:$BI$34,0),MATCH('UEC Data'!$D176,'Shipment Data'!$BG$10:$CH$10,0))","v":2.0977484291875446E-4}]
[null,null,"Industry",3,"Open, 8 poles","CSL 3",0.30069457486466167,null,"Industry",3,"Open, 8 poles",null,{"$f":"G177*INDEX('Shipment Data'!$BG$10:$CH$34,MATCH(CONCATENATE('UEC Data'!$C177,'UEC Data'!$E177),'Shipment Data'!$BI$10:$BI$34,0),MATCH('UEC Data'!$D177,'Shipment Data'!$BG$10:$CH$10,0))","v":2.0740450571063294E-4}]
[null,null,"Industry",3,"Open, 8 poles","CSL 4",0.29733485894438616,null,"Industry",3,"Open, 8 poles",null,{"$f":"G178*INDEX('Shipment Data'!$BG$10:$CH$34,MATCH(CONCATENATE('UEC Data'!$C178,'UEC Data'!$E178),'Shipment Data'!$BI$10:$BI$34,0),MATCH('UEC Data'!$D178,'Shipment Data'!$BG$10:$CH$10,0))","v":2.0508713693174322E-4}]
[null,null,"Industry",3,"Open, 8 poles","-",0,null,"Industry",3,"Open, 8 poles",null,{"$f":"G179*INDEX('Shipment Data'!$BG$10:$CH$34,MATCH(CONCATENATE('UEC Data'!$C179,'UEC Data'!$E179),'Shipment Data'!$BI$10:$BI$34,0),MATCH('UEC Data'!$D179,'Shipment Data'!$BG$10:$CH$10,0))","v":0}]
[null,null,"Industry",3,"Enclosed, 2 poles","CSL 0",0.31680321280384,null,"Industry",3,"Enclosed, 2 poles",null,{"$f":"G180*INDEX('Shipment Data'!$BG$10:$CH$34,MATCH(CONCATENATE('UEC Data'!$C180,'UEC Data'!$E180),'Shipment Data'!$BI$10:$BI$34,0),MATCH('UEC Data'!$D180,'Shipment Data'!$BG$10:$CH$10,0))","v":1.1059310295080166E-2}]
[null,null,"Industry",3,"Enclosed, 2 poles","CSL 1",0.31124526170201822,null,"Industry",3,"Enclosed, 2 poles",null,{"$f":"G181*INDEX('Shipment Data'!$BG$10:$CH$34,MATCH(CONCATENATE('UEC Data'!$C181,'UEC Data'!$E181),'Shipment Data'!$BI$10:$BI$34,0),MATCH('UEC Data'!$D181,'Shipment Data'!$BG$10:$CH$10,0))","v":1.086528730744718E-2}]
[null,null,"Industry",3,"Enclosed, 2 poles","CSL 2",0.30764705058407582,null,"Industry",3,"Enclosed, 2 poles",null,{"$f":"G182*INDEX('Shipment Data'!$BG$10:$CH$34,MATCH(CONCATENATE('UEC Data'!$C182,'UEC Data'!$E182),'Shipment Data'!$BI$10:$BI$34,0),MATCH('UEC Data'!$D182,'Shipment Data'!$BG$10:$CH$10,0))","v":1.0739677049557618E-2}]
[null,null,"Industry",3,"Enclosed, 2 poles","CSL 3",0.30413108429168639,null,"Industry",3,"Enclosed, 2 poles",null,{"$f":"G183*INDEX('Shipment Data'!$BG$10:$CH$34,MATCH(CONCATENATE('UEC Data'!$C183,'UEC Data'!$E183),'Shipment Data'!$BI$10:$BI$34,0),MATCH('UEC Data'!$D183,'Shipment Data'!$BG$10:$CH$10,0))","v":1.061693788327696E-2}]
[null,null,"Industry",3,"Enclosed, 2 poles","CSL 4",0.30069457486466167,null,"Industry",3,"Enclosed, 2 poles",null,{"$f":"G184*INDEX('Shipment Data'!$BG$10:$CH$34,MATCH(CONCATENATE('UEC Data'!$C184,'UEC Data'!$E184),'Shipment Data'!$BI$10:$BI$34,0),MATCH('UEC Data'!$D184,'Shipment Data'!$BG$10:$CH$10,0))","v":1.049697248346592E-2}]
[null,null,"Industry",3,"Enclosed, 2 poles","-",0,null,"Industry",3,"Enclosed, 2 poles",null,{"$f":"G185*INDEX('Shipment Data'!$BG$10:$CH$34,MATCH(CONCATENATE('UEC Data'!$C185,'UEC Data'!$E185),'Shipment Data'!$BI$10:$BI$34,0),MATCH('UEC Data'!$D185,'Shipment Data'!$BG$10:$CH$10,0))","v":0}]
[null,null,"Industry",3,"Enclosed, 4 poles","CSL 0",0.33264337344403194,null,"Industry",3,"Enclosed, 4 poles",null,{"$f":"G186*INDEX('Shipment Data'!$BG$10:$CH$34,MATCH(CONCATENATE('UEC Data'!$C186,'UEC Data'!$E186),'Shipment Data'!$BI$10:$BI$34,0),MATCH('UEC Data'!$D186,'Shipment Data'!$BG$10:$CH$10,0))","v":4.2994737987454082E-2}]
[null,null,"Industry",3,"Enclosed, 4 poles","CSL 1",0.30413108429168639,null,"Industry",3,"Enclosed, 4 poles",null,{"$f":"G187*INDEX('Shipment Data'!$BG$10:$CH$34,MATCH(CONCATENATE('UEC Data'!$C187,'UEC Data'!$E187),'Shipment Data'!$BI$10:$BI$34,0),MATCH('UEC Data'!$D187,'Shipment Data'!$BG$10:$CH$10,0))","v":3.9309474731386594E-2}]
[null,null,"Industry",3,"Enclosed, 4 poles","CSL 2",0.29733485894438616,null,"Industry",3,"Enclosed, 4 poles",null,{"$f":"G188*INDEX('Shipment Data'!$BG$10:$CH$34,MATCH(CONCATENATE('UEC Data'!$C188,'UEC Data'!$E188),'Shipment Data'!$BI$10:$BI$34,0),MATCH('UEC Data'!$D188,'Shipment Data'!$BG$10:$CH$10,0))","v":3.8431050715042762E-2}]
[null,null,"Industry",3,"Enclosed, 4 poles","CSL 3",0.29502738221200175,null,"Industry",3,"Enclosed, 4 poles",null,{"$f":"G189*INDEX('Shipment Data'!$BG$10:$CH$34,MATCH(CONCATENATE('UEC Data'!$C189,'UEC Data'!$E189),'Shipment Data'!$BI$10:$BI$34,0),MATCH('UEC Data'!$D189,'Shipment Data'!$BG$10:$CH$10,0))","v":3.813280531038056E-2}]
[null,null,"Industry",3,"Enclosed, 4 poles","CSL 4",0.29243373489585228,null,"Industry",3,"Enclosed, 4 poles",null,{"$f":"G190*INDEX('Shipment Data'!$BG$10:$CH$34,MATCH(CONCATENATE('UEC Data'!$C190,'UEC Data'!$E190),'Shipment Data'!$BI$10:$BI$34,0),MATCH('UEC Data'!$D190,'Shipment Data'!$BG$10:$CH$10,0))","v":3.7797571857102488E-2}]
[null,null,"Industry",3,"Enclosed, 4 poles","-",0,null,"Industry",3,"Enclosed, 4 poles",null,{"$f":"G191*INDEX('Shipment Data'!$BG$10:$CH$34,MATCH(CONCATENATE('UEC Data'!$C191,'UEC Data'!$E191),'Shipment Data'!$BI$10:$BI$34,0),MATCH('UEC Data'!$D191,'Shipment Data'!$BG$10:$CH$10,0))","v":0}]
[null,null,"Industry",3,"Enclosed, 6 poles","CSL 0",0.32256327121845524,null,"Industry",3,"Enclosed, 6 poles",null,{"$f":"G192*INDEX('Shipment Data'!$BG$10:$CH$34,MATCH(CONCATENATE('UEC Data'!$C192,'UEC Data'!$E192),'Shipment Data'!$BI$10:$BI$34,0),MATCH('UEC Data'!$D192,'Shipment Data'!$BG$10:$CH$10,0))","v":5.6858164494813903E-3}]
[null,null,"Industry",3,"Enclosed, 6 poles","CSL 1",0.30413108429168639,null,"Industry",3,"Enclosed, 6 poles",null,{"$f":"G193*INDEX('Shipment Data'!$BG$10:$CH$34,MATCH(CONCATENATE('UEC Data'!$C193,'UEC Data'!$E193),'Shipment Data'!$BI$10:$BI$34,0),MATCH('UEC Data'!$D193,'Shipment Data'!$BG$10:$CH$10,0))","v":5.3609126523681688E-3}]
[null,null,"Industry",3,"Enclosed, 6 poles","CSL 2",0.29733485894438616,null,"Industry",3,"Enclosed, 6 poles",null,{"$f":"G194*INDEX('Shipment Data'!$BG$10:$CH$34,MATCH(CONCATENATE('UEC Data'!$C194,'UEC Data'!$E194),'Shipment Data'!$BI$10:$BI$34,0),MATCH('UEC Data'!$D194,'Shipment Data'!$BG$10:$CH$10,0))","v":5.2411157215889919E-3}]
[null,null,"Industry",3,"Enclosed, 6 poles","CSL 3",0.29502738221200175,null,"Industry",3,"Enclosed, 6 poles",null,{"$f":"G195*INDEX('Shipment Data'!$BG$10:$CH$34,MATCH(CONCATENATE('UEC Data'!$C195,'UEC Data'!$E195),'Shipment Data'!$BI$10:$BI$34,0),MATCH('UEC Data'!$D195,'Shipment Data'!$BG$10:$CH$10,0))","v":5.200441874525662E-3}]
[null,null,"Industry",3,"Enclosed, 6 poles","CSL 4",0.29243373489585228,null,"Industry",3,"Enclosed, 6 poles",null,{"$f":"G196*INDEX('Shipment Data'!$BG$10:$CH$34,MATCH(CONCATENATE('UEC Data'!$C196,'UEC Data'!$E196),'Shipment Data'!$BI$10:$BI$34,0),MATCH('UEC Data'!$D196,'Shipment Data'!$BG$10:$CH$10,0))","v":5.1547237042001617E-3}]
[null,null,"Industry",3,"Enclosed, 6 poles","-",0,null,"Industry",3,"Enclosed, 6 poles",null,{"$f":"G197*INDEX('Shipment Data'!$BG$10:$CH$34,MATCH(CONCATENATE('UEC Data'!$C197,'UEC Data'!$E197),'Shipment Data'!$BI$10:$BI$34,0),MATCH('UEC Data'!$D197,'Shipment Data'!$BG$10:$CH$10,0))","v":0}]
[null,null,"Industry",3,"Enclosed, 8 poles","CSL 0",0.33899961624869496,null,"Industry",3,"Enclosed, 8 poles",null,{"$f":"G198*INDEX('Shipment Data'!$BG$10:$CH$34,MATCH(CONCATENATE('UEC Data'!$C198,'UEC Data'!$E198),'Shipment Data'!$BI$10:$BI$34,0),MATCH('UEC Data'!$D198,'Shipment Data'!$BG$10:$CH$10,0))","v":2.6760025078630908E-3}]
[null,null,"Industry",3,"Enclosed, 8 poles","CSL 1",0.31680321280384,null,"Industry",3,"Enclosed, 8 poles",null,{"$f":"G199*INDEX('Shipment Data'!$BG$10:$CH$34,MATCH(CONCATENATE('UEC Data'!$C199,'UEC Data'!$E199),'Shipment Data'!$BI$10:$BI$34,0),MATCH('UEC Data'!$D199,'Shipment Data'!$BG$10:$CH$10,0))","v":2.5007880579434841E-3}]
[null,null,"Industry",3,"Enclosed, 8 poles","CSL 2",0.31124526170201822,null,"Industry",3,"Enclosed, 8 poles",null,{"$f":"G200*INDEX('Shipment Data'!$BG$10:$CH$34,MATCH(CONCATENATE('UEC Data'!$C200,'UEC Data'!$E200),'Shipment Data'!$BI$10:$BI$34,0),MATCH('UEC Data'!$D200,'Shipment Data'!$BG$10:$CH$10,0))","v":2.4569145832427212E-3}]
[null,null,"Industry",3,"Enclosed, 8 poles","CSL 3",0.30764705058407582,null,"Industry",3,"Enclosed, 8 poles",null,{"$f":"G201*INDEX('Shipment Data'!$BG$10:$CH$34,MATCH(CONCATENATE('UEC Data'!$C201,'UEC Data'!$E201),'Shipment Data'!$BI$10:$BI$34,0),MATCH('UEC Data'!$D201,'Shipment Data'!$BG$10:$CH$10,0))","v":2.4285109464422276E-3}]
[null,null,"Industry",3,"Enclosed, 8 poles","CSL 4",0.30413108429168639,null,"Industry",3,"Enclosed, 8 poles",null,{"$f":"G202*INDEX('Shipment Data'!$BG$10:$CH$34,MATCH(CONCATENATE('UEC Data'!$C202,'UEC Data'!$E202),'Shipment Data'!$BI$10:$BI$34,0),MATCH('UEC Data'!$D202,'Shipment Data'!$BG$10:$CH$10,0))","v":2.4007565356257447E-3}]
[null,null,"Industry",3,"Enclosed, 8 poles","-",0,null,"Industry",3,"Enclosed, 8 poles",null,{"$f":"G203*INDEX('Shipment Data'!$BG$10:$CH$34,MATCH(CONCATENATE('UEC Data'!$C203,'UEC Data'!$E203),'Shipment Data'!$BI$10:$BI$34,0),MATCH('UEC Data'!$D203,'Shipment Data'!$BG$10:$CH$10,0))","v":0}]
[null,null,"Industry",5,"Open, 2 poles","CSL 0",0.55440562240671998,null,"Industry",5,"Open, 2 poles",null,{"$f":"G204*INDEX('Shipment Data'!$BG$10:$CH$34,MATCH(CONCATENATE('UEC Data'!$C204,'UEC Data'!$E204),'Shipment Data'!$BI$10:$BI$34,0),MATCH('UEC Data'!$D204,'Shipment Data'!$BG$10:$CH$10,0))","v":4.8437593937837396E-3}]
[null,null,"Industry",5,"Open, 2 poles","CSL 1",0.51874210283669708,null,"Industry",5,"Open, 2 poles",null,{"$f":"G205*INDEX('Shipment Data'!$BG$10:$CH$34,MATCH(CONCATENATE('UEC Data'!$C205,'UEC Data'!$E205),'Shipment Data'!$BI$10:$BI$34,0),MATCH('UEC Data'!$D205,'Shipment Data'!$BG$10:$CH$10,0))","v":4.5321725321953122E-3}]
[null,null,"Industry",5,"Open, 2 poles","CSL 2",0.51274508430679311,null,"Industry",5,"Open, 2 poles",null,{"$f":"G206*INDEX('Shipment Data'!$BG$10:$CH$34,MATCH(CONCATENATE('UEC Data'!$C206,'UEC Data'!$E206),'Shipment Data'!$BI$10:$BI$34,0),MATCH('UEC Data'!$D206,'Shipment Data'!$BG$10:$CH$10,0))","v":4.4797774740196437E-3}]
[null,null,"Industry",5,"Open, 2 poles","CSL 3",0.50688514048614408,null,"Industry",5,"Open, 2 poles",null,{"$f":"G207*INDEX('Shipment Data'!$BG$10:$CH$34,MATCH(CONCATENATE('UEC Data'!$C207,'UEC Data'!$E207),'Shipment Data'!$BI$10:$BI$34,0),MATCH('UEC Data'!$D207,'Shipment Data'!$BG$10:$CH$10,0))","v":4.4285800171737057E-3}]
[null,null,"Industry",5,"Open, 2 poles","CSL 4",0.50115762477443626,null,"Industry",5,"Open, 2 poles",null,{"$f":"G208*INDEX('Shipment Data'!$BG$10:$CH$34,MATCH(CONCATENATE('UEC Data'!$C208,'UEC Data'!$E208),'Shipment Data'!$BI$10:$BI$34,0),MATCH('UEC Data'!$D208,'Shipment Data'!$BG$10:$CH$10,0))","v":4.3785395650022515E-3}]
[null,null,"Industry",5,"Open, 2 poles","-",0,null,"Industry",5,"Open, 2 poles",null,{"$f":"G209*INDEX('Shipment Data'!$BG$10:$CH$34,MATCH(CONCATENATE('UEC Data'!$C209,'UEC Data'!$E209),'Shipment Data'!$BI$10:$BI$34,0),MATCH('UEC Data'!$D209,'Shipment Data'!$BG$10:$CH$10,0))","v":0}]
[null,null,"Industry",5,"Open, 4 poles","CSL 0",0.53760545203075882,null,"Industry",5,"Open, 4 poles",null,{"$f":"G210*INDEX('Shipment Data'!$BG$10:$CH$34,MATCH(CONCATENATE('UEC Data'!$C210,'UEC Data'!$E210),'Shipment Data'!$BI$10:$BI$34,0),MATCH('UEC Data'!$D210,'Shipment Data'!$BG$10:$CH$10,0))","v":2.9088307342999001E-2}]
[null,null,"Industry",5,"Open, 4 poles","CSL 1",0.50688514048614408,null,"Industry",5,"Open, 4 poles",null,{"$f":"G211*INDEX('Shipment Data'!$BG$10:$CH$34,MATCH(CONCATENATE('UEC Data'!$C211,'UEC Data'!$E211),'Shipment Data'!$BI$10:$BI$34,0),MATCH('UEC Data'!$D211,'Shipment Data'!$BG$10:$CH$10,0))","v":2.742611835197049E-2}]
[null,null,"Industry",5,"Open, 4 poles","CSL 2",0.49555809824064367,null,"Industry",5,"Open, 4 poles",null,{"$f":"G212*INDEX('Shipment Data'!$BG$10:$CH$34,MATCH(CONCATENATE('UEC Data'!$C212,'UEC Data'!$E212),'Shipment Data'!$BI$10:$BI$34,0),MATCH('UEC Data'!$D212,'Shipment Data'!$BG$10:$CH$10,0))","v":2.6813244198853833E-2}]
[null,null,"Industry",5,"Open, 4 poles","CSL 3",0.49171230368666968,null,"Industry",5,"Open, 4 poles",null,{"$f":"G213*INDEX('Shipment Data'!$BG$10:$CH$34,MATCH(CONCATENATE('UEC Data'!$C213,'UEC Data'!$E213),'Shipment Data'!$BI$10:$BI$34,0),MATCH('UEC Data'!$D213,'Shipment Data'!$BG$10:$CH$10,0))","v":2.6605159155182016E-2}]
[null,null,"Industry",5,"Open, 4 poles","CSL 4",0.48738955815975388,null,"Industry",5,"Open, 4 poles",null,{"$f":"G214*INDEX('Shipment Data'!$BG$10:$CH$34,MATCH(CONCATENATE('UEC Data'!$C214,'UEC Data'!$E214),'Shipment Data'!$BI$10:$BI$34,0),MATCH('UEC Data'!$D214,'Shipment Data'!$BG$10:$CH$10,0))","v":2.6371267646125469E-2}]
[null,null,"Industry",5,"Open, 4 poles","-",0,null,"Industry",5,"Open, 4 poles",null,{"$f":"G215*INDEX('Shipment Data'!$BG$10:$CH$34,MATCH(CONCATENATE('UEC Data'!$C215,'UEC Data'!$E215),'Shipment Data'!$BI$10:$BI$34,0),MATCH('UEC Data'!$D215,'Shipment Data'!$BG$10:$CH$10,0))","v":0}]
[null,null,"Industry",5,"Open, 6 poles","CSL 0",0.52800535467306675,null,"Industry",5,"Open, 6 poles",null,{"$f":"G216*INDEX('Shipment Data'!$BG$10:$CH$34,MATCH(CONCATENATE('UEC Data'!$C216,'UEC Data'!$E216),'Shipment Data'!$BI$10:$BI$34,0),MATCH('UEC Data'!$D216,'Shipment Data'!$BG$10:$CH$10,0))","v":4.1679800965724748E-3}]
[null,null,"Industry",5,"Open, 6 poles","CSL 1",0.50688514048614408,null,"Industry",5,"Open, 6 poles",null,{"$f":"G217*INDEX('Shipment Data'!$BG$10:$CH$34,MATCH(CONCATENATE('UEC Data'!$C217,'UEC Data'!$E217),'Shipment Data'!$BI$10:$BI$34,0),MATCH('UEC Data'!$D217,'Shipment Data'!$BG$10:$CH$10,0))","v":4.0012608927095759E-3}]
[null,null,"Industry",5,"Open, 6 poles","CSL 2",0.49555809824064367,null,"Industry",5,"Open, 6 poles",null,{"$f":"G218*INDEX('Shipment Data'!$BG$10:$CH$34,MATCH(CONCATENATE('UEC Data'!$C218,'UEC Data'!$E218),'Shipment Data'!$BI$10:$BI$34,0),MATCH('UEC Data'!$D218,'Shipment Data'!$BG$10:$CH$10,0))","v":3.9118472414758423E-3}]
[null,null,"Industry",5,"Open, 6 poles","CSL 3",0.49171230368666968,null,"Industry",5,"Open, 6 poles",null,{"$f":"G219*INDEX('Shipment Data'!$BG$10:$CH$34,MATCH(CONCATENATE('UEC Data'!$C219,'UEC Data'!$E219),'Shipment Data'!$BI$10:$BI$34,0),MATCH('UEC Data'!$D219,'Shipment Data'!$BG$10:$CH$10,0))","v":3.881489225189444E-3}]
[null,null,"Industry",5,"Open, 6 poles","CSL 4",0.48738955815975388,null,"Industry",5,"Open, 6 poles",null,{"$f":"G220*INDEX('Shipment Data'!$BG$10:$CH$34,MATCH(CONCATENATE('UEC Data'!$C220,'UEC Data'!$E220),'Shipment Data'!$BI$10:$BI$34,0),MATCH('UEC Data'!$D220,'Shipment Data'!$BG$10:$CH$10,0))","v":3.8473662429899763E-3}]
[null,null,"Industry",5,"Open, 6 poles","-",0,null,"Industry",5,"Open, 6 poles",null,{"$f":"G221*INDEX('Shipment Data'!$BG$10:$CH$34,MATCH(CONCATENATE('UEC Data'!$C221,'UEC Data'!$E221),'Shipment Data'!$BI$10:$BI$34,0),MATCH('UEC Data'!$D221,'Shipment Data'!$BG$10:$CH$10,0))","v":0}]
[null,null,"Industry",5,"Open, 8 poles","CSL 0",0.52800535467306675,null,"Industry",5,"Open, 8 poles",null,{"$f":"G222*INDEX('Shipment Data'!$BG$10:$CH$34,MATCH(CONCATENATE('UEC Data'!$C222,'UEC Data'!$E222),'Shipment Data'!$BI$10:$BI$34,0),MATCH('UEC Data'!$D222,'Shipment Data'!$BG$10:$CH$10,0))","v":3.641924356228375E-4}]
[null,null,"Industry",5,"Open, 8 poles","CSL 1",0.50688514048614408,null,"Industry",5,"Open, 8 poles",null,{"$f":"G223*INDEX('Shipment Data'!$BG$10:$CH$34,MATCH(CONCATENATE('UEC Data'!$C223,'UEC Data'!$E223),'Shipment Data'!$BI$10:$BI$34,0),MATCH('UEC Data'!$D223,'Shipment Data'!$BG$10:$CH$10,0))","v":3.49624738197924E-4}]
[null,null,"Industry",5,"Open, 8 poles","CSL 2",0.50115762477443626,null,"Industry",5,"Open, 8 poles",null,{"$f":"G224*INDEX('Shipment Data'!$BG$10:$CH$34,MATCH(CONCATENATE('UEC Data'!$C224,'UEC Data'!$E224),'Shipment Data'!$BI$10:$BI$34,0),MATCH('UEC Data'!$D224,'Shipment Data'!$BG$10:$CH$10,0))","v":3.4567417618438818E-4}]
[null,null,"Industry",5,"Open, 8 poles","CSL 3",0.49555809824064367,null,"Industry",5,"Open, 8 poles",null,{"$f":"G225*INDEX('Shipment Data'!$BG$10:$CH$34,MATCH(CONCATENATE('UEC Data'!$C225,'UEC Data'!$E225),'Shipment Data'!$BI$10:$BI$34,0),MATCH('UEC Data'!$D225,'Shipment Data'!$BG$10:$CH$10,0))","v":3.4181189488623854E-4}]
[null,null,"Industry",5,"Open, 8 poles","CSL 4",0.49171230368666968,null,"Industry",5,"Open, 8 poles",null,{"$f":"G226*INDEX('Shipment Data'!$BG$10:$CH$34,MATCH(CONCATENATE('UEC Data'!$C226,'UEC Data'!$E226),'Shipment Data'!$BI$10:$BI$34,0),MATCH('UEC Data'!$D226,'Shipment Data'!$BG$10:$CH$10,0))","v":3.3915925268645619E-4}]
[null,null,"Industry",5,"Open, 8 poles","-",0,null,"Industry",5,"Open, 8 poles",null,{"$f":"G227*INDEX('Shipment Data'!$BG$10:$CH$34,MATCH(CONCATENATE('UEC Data'!$C227,'UEC Data'!$E227),'Shipment Data'!$BI$10:$BI$34,0),MATCH('UEC Data'!$D227,'Shipment Data'!$BG$10:$CH$10,0))","v":0}]
[null,null,"Industry",5,"Enclosed, 2 poles","CSL 0",0.54420183794524668,null,"Industry",5,"Enclosed, 2 poles",null,{"$f":"G228*INDEX('Shipment Data'!$BG$10:$CH$34,MATCH(CONCATENATE('UEC Data'!$C228,'UEC Data'!$E228),'Shipment Data'!$BI$10:$BI$34,0),MATCH('UEC Data'!$D228,'Shipment Data'!$BG$10:$CH$10,0))","v":1.8997588236947527E-2}]
[null,null,"Industry",5,"Enclosed, 2 poles","CSL 1",0.50688514048614408,null,"Industry",5,"Enclosed, 2 poles",null,{"$f":"G229*INDEX('Shipment Data'!$BG$10:$CH$34,MATCH(CONCATENATE('UEC Data'!$C229,'UEC Data'!$E229),'Shipment Data'!$BI$10:$BI$34,0),MATCH('UEC Data'!$D229,'Shipment Data'!$BG$10:$CH$10,0))","v":1.7694896472128269E-2}]
[null,null,"Industry",5,"Enclosed, 2 poles","CSL 2",0.50115762477443626,null,"Industry",5,"Enclosed, 2 poles",null,{"$f":"G230*INDEX('Shipment Data'!$BG$10:$CH$34,MATCH(CONCATENATE('UEC Data'!$C230,'UEC Data'!$E230),'Shipment Data'!$BI$10:$BI$34,0),MATCH('UEC Data'!$D230,'Shipment Data'!$BG$10:$CH$10,0))","v":1.7494954139109873E-2}]
[null,null,"Industry",5,"Enclosed, 2 poles","CSL 3",0.49555809824064367,null,"Industry",5,"Enclosed, 2 poles",null,{"$f":"G231*INDEX('Shipment Data'!$BG$10:$CH$34,MATCH(CONCATENATE('UEC Data'!$C231,'UEC Data'!$E231),'Shipment Data'!$BI$10:$BI$34,0),MATCH('UEC Data'!$D231,'Shipment Data'!$BG$10:$CH$10,0))","v":1.7299479791186855E-2}]
[null,null,"Industry",5,"Enclosed, 2 poles","CSL 4",0.49171230368666968,null,"Industry",5,"Enclosed, 2 poles",null,{"$f":"G232*INDEX('Shipment Data'!$BG$10:$CH$34,MATCH(CONCATENATE('UEC Data'!$C232,'UEC Data'!$E232),'Shipment Data'!$BI$10:$BI$34,0),MATCH('UEC Data'!$D232,'Shipment Data'!$BG$10:$CH$10,0))","v":1.716522662207565E-2}]
[null,null,"Industry",5,"Enclosed, 2 poles","-",0,null,"Industry",5,"Enclosed, 2 poles",null,{"$f":"G233*INDEX('Shipment Data'!$BG$10:$CH$34,MATCH(CONCATENATE('UEC Data'!$C233,'UEC Data'!$E233),'Shipment Data'!$BI$10:$BI$34,0),MATCH('UEC Data'!$D233,'Shipment Data'!$BG$10:$CH$10,0))","v":0}]
[null,null,"Industry",5,"Enclosed, 4 poles","CSL 0",0.53760545203075882,null,"Industry",5,"Enclosed, 4 poles",null,{"$f":"G234*INDEX('Shipment Data'!$BG$10:$CH$34,MATCH(CONCATENATE('UEC Data'!$C234,'UEC Data'!$E234),'Shipment Data'!$BI$10:$BI$34,0),MATCH('UEC Data'!$D234,'Shipment Data'!$BG$10:$CH$10,0))","v":6.9486445232249033E-2}]
[null,null,"Industry",5,"Enclosed, 4 poles","CSL 1",0.50688514048614408,null,"Industry",5,"Enclosed, 4 poles",null,{"$f":"G235*INDEX('Shipment Data'!$BG$10:$CH$34,MATCH(CONCATENATE('UEC Data'!$C235,'UEC Data'!$E235),'Shipment Data'!$BI$10:$BI$34,0),MATCH('UEC Data'!$D235,'Shipment Data'!$BG$10:$CH$10,0))","v":6.5515791218977659E-2}]
[null,null,"Industry",5,"Enclosed, 4 poles","CSL 2",0.49555809824064367,null,"Industry",5,"Enclosed, 4 poles",null,{"$f":"G236*INDEX('Shipment Data'!$BG$10:$CH$34,MATCH(CONCATENATE('UEC Data'!$C236,'UEC Data'!$E236),'Shipment Data'!$BI$10:$BI$34,0),MATCH('UEC Data'!$D236,'Shipment Data'!$BG$10:$CH$10,0))","v":6.4051751191737949E-2}]
[null,null,"Industry",5,"Enclosed, 4 poles","CSL 3",0.49171230368666968,null,"Industry",5,"Enclosed, 4 poles",null,{"$f":"G237*INDEX('Shipment Data'!$BG$10:$CH$34,MATCH(CONCATENATE('UEC Data'!$C237,'UEC Data'!$E237),'Shipment Data'!$BI$10:$BI$34,0),MATCH('UEC Data'!$D237,'Shipment Data'!$BG$10:$CH$10,0))","v":6.3554675517300943E-2}]
[null,null,"Industry",5,"Enclosed, 4 poles","CSL 4",0.48738955815975388,null,"Industry",5,"Enclosed, 4 poles",null,{"$f":"G238*INDEX('Shipment Data'!$BG$10:$CH$34,MATCH(CONCATENATE('UEC Data'!$C238,'UEC Data'!$E238),'Shipment Data'!$BI$10:$BI$34,0),MATCH('UEC Data'!$D238,'Shipment Data'!$BG$10:$CH$10,0))","v":6.2995953095170823E-2}]
[null,null,"Industry",5,"Enclosed, 4 poles","-",0,null,"Industry",5,"Enclosed, 4 poles",null,{"$f":"G239*INDEX('Shipment Data'!$BG$10:$CH$34,MATCH(CONCATENATE('UEC Data'!$C239,'UEC Data'!$E239),'Shipment Data'!$BI$10:$BI$34,0),MATCH('UEC Data'!$D239,'Shipment Data'!$BG$10:$CH$10,0))","v":0}]
[null,null,"Industry",5,"Enclosed, 6 poles","CSL 0",0.51874210283669708,null,"Industry",5,"Enclosed, 6 poles",null,{"$f":"G240*INDEX('Shipment Data'!$BG$10:$CH$34,MATCH(CONCATENATE('UEC Data'!$C240,'UEC Data'!$E240),'Shipment Data'!$BI$10:$BI$34,0),MATCH('UEC Data'!$D240,'Shipment Data'!$BG$10:$CH$10,0))","v":9.1438568632010667E-3}]
[null,null,"Industry",5,"Enclosed, 6 poles","CSL 1",0.50688514048614408,null,"Industry",5,"Enclosed, 6 poles",null,{"$f":"G241*INDEX('Shipment Data'!$BG$10:$CH$34,MATCH(CONCATENATE('UEC Data'!$C241,'UEC Data'!$E241),'Shipment Data'!$BI$10:$BI$34,0),MATCH('UEC Data'!$D241,'Shipment Data'!$BG$10:$CH$10,0))","v":8.9348544206136159E-3}]
[null,null,"Industry",5,"Enclosed, 6 poles","CSL 2",0.49555809824064367,null,"Industry",5,"Enclosed, 6 poles",null,{"$f":"G242*INDEX('Shipment Data'!$BG$10:$CH$34,MATCH(CONCATENATE('UEC Data'!$C242,'UEC Data'!$E242),'Shipment Data'!$BI$10:$BI$34,0),MATCH('UEC Data'!$D242,'Shipment Data'!$BG$10:$CH$10,0))","v":8.7351928693149873E-3}]
[null,null,"Industry",5,"Enclosed, 6 poles","CSL 3",0.49171230368666968,null,"Industry",5,"Enclosed, 6 poles",null,{"$f":"G243*INDEX('Shipment Data'!$BG$10:$CH$34,MATCH(CONCATENATE('UEC Data'!$C243,'UEC Data'!$E243),'Shipment Data'!$BI$10:$BI$34,0),MATCH('UEC Data'!$D243,'Shipment Data'!$BG$10:$CH$10,0))","v":8.6674031242094385E-3}]
[null,null,"Industry",5,"Enclosed, 6 poles","CSL 4",0.48738955815975388,null,"Industry",5,"Enclosed, 6 poles",null,{"$f":"G244*INDEX('Shipment Data'!$BG$10:$CH$34,MATCH(CONCATENATE('UEC Data'!$C244,'UEC Data'!$E244),'Shipment Data'!$BI$10:$BI$34,0),MATCH('UEC Data'!$D244,'Shipment Data'!$BG$10:$CH$10,0))","v":8.5912061736669373E-3}]
[null,null,"Industry",5,"Enclosed, 6 poles","-",0,null,"Industry",5,"Enclosed, 6 poles",null,{"$f":"G245*INDEX('Shipment Data'!$BG$10:$CH$34,MATCH(CONCATENATE('UEC Data'!$C245,'UEC Data'!$E245),'Shipment Data'!$BI$10:$BI$34,0),MATCH('UEC Data'!$D245,'Shipment Data'!$BG$10:$CH$10,0))","v":0}]
[null,null,"Industry",5,"Enclosed, 8 poles","CSL 0",0.53760545203075882,null,"Industry",5,"Enclosed, 8 poles",null,{"$f":"G246*INDEX('Shipment Data'!$BG$10:$CH$34,MATCH(CONCATENATE('UEC Data'!$C246,'UEC Data'!$E246),'Shipment Data'!$BI$10:$BI$34,0),MATCH('UEC Data'!$D246,'Shipment Data'!$BG$10:$CH$10,0))","v":4.2437615528737923E-3}]
[null,null,"Industry",5,"Enclosed, 8 poles","CSL 1",0.51874210283669708,null,"Industry",5,"Enclosed, 8 poles",null,{"$f":"G247*INDEX('Shipment Data'!$BG$10:$CH$34,MATCH(CONCATENATE('UEC Data'!$C247,'UEC Data'!$E247),'Shipment Data'!$BI$10:$BI$34,0),MATCH('UEC Data'!$D247,'Shipment Data'!$BG$10:$CH$10,0))","v":4.0948576387378694E-3}]
[null,null,"Industry",5,"Enclosed, 8 poles","CSL 2",0.51274508430679311,null,"Industry",5,"Enclosed, 8 poles",null,{"$f":"G248*INDEX('Shipment Data'!$BG$10:$CH$34,MATCH(CONCATENATE('UEC Data'!$C248,'UEC Data'!$E248),'Shipment Data'!$BI$10:$BI$34,0),MATCH('UEC Data'!$D248,'Shipment Data'!$BG$10:$CH$10,0))","v":4.0475182440703793E-3}]
[null,null,"Industry",5,"Enclosed, 8 poles","CSL 3",0.50688514048614408,null,"Industry",5,"Enclosed, 8 poles",null,{"$f":"G249*INDEX('Shipment Data'!$BG$10:$CH$34,MATCH(CONCATENATE('UEC Data'!$C249,'UEC Data'!$E249),'Shipment Data'!$BI$10:$BI$34,0),MATCH('UEC Data'!$D249,'Shipment Data'!$BG$10:$CH$10,0))","v":4.0012608927095759E-3}]
[null,null,"Industry",5,"Enclosed, 8 poles","CSL 4",0.50115762477443626,null,"Industry",5,"Enclosed, 8 poles",null,{"$f":"G250*INDEX('Shipment Data'!$BG$10:$CH$34,MATCH(CONCATENATE('UEC Data'!$C250,'UEC Data'!$E250),'Shipment Data'!$BI$10:$BI$34,0),MATCH('UEC Data'!$D250,'Shipment Data'!$BG$10:$CH$10,0))","v":3.9560489052213321E-3}]
[null,null,"Industry",5,"Enclosed, 8 poles","-",0,null,"Industry",5,"Enclosed, 8 poles",null,{"$f":"G251*INDEX('Shipment Data'!$BG$10:$CH$34,MATCH(CONCATENATE('UEC Data'!$C251,'UEC Data'!$E251),'Shipment Data'!$BI$10:$BI$34,0),MATCH('UEC Data'!$D251,'Shipment Data'!$BG$10:$CH$10,0))","v":0}]
[null,null,"Industry",7.5,"Open, 2 poles","CSL 0",0.64652441619308421,null,"Industry",7.5,"Open, 2 poles",null,{"$f":"G252*INDEX('Shipment Data'!$BG$10:$CH$34,MATCH(CONCATENATE('UEC Data'!$C252,'UEC Data'!$E252),'Shipment Data'!$BI$10:$BI$34,0),MATCH('UEC Data'!$D252,'Shipment Data'!$BG$10:$CH$10,0))","v":4.8418840786000148E-3}]
[null,null,"Industry",7.5,"Open, 2 poles","CSL 1",0.60219131336841547,null,"Industry",7.5,"Open, 2 poles",null,{"$f":"G253*INDEX('Shipment Data'!$BG$10:$CH$34,MATCH(CONCATENATE('UEC Data'!$C253,'UEC Data'!$E253),'Shipment Data'!$BI$10:$BI$34,0),MATCH('UEC Data'!$D253,'Shipment Data'!$BG$10:$CH$10,0))","v":4.5098691703531557E-3}]
[null,null,"Industry",7.5,"Open, 2 poles","CSL 2",0.5953868917484334,null,"Industry",7.5,"Open, 2 poles",null,{"$f":"G254*INDEX('Shipment Data'!$BG$10:$CH$34,MATCH(CONCATENATE('UEC Data'!$C254,'UEC Data'!$E254),'Shipment Data'!$BI$10:$BI$34,0),MATCH('UEC Data'!$D254,'Shipment Data'!$BG$10:$CH$10,0))","v":4.4589101966768492E-3}]
[null,null,"Industry",7.5,"Open, 2 poles","CSL 3",0.58873452424286443,null,"Industry",7.5,"Open, 2 poles",null,{"$f":"G255*INDEX('Shipment Data'!$BG$10:$CH$34,MATCH(CONCATENATE('UEC Data'!$C255,'UEC Data'!$E255),'Shipment Data'!$BI$10:$BI$34,0),MATCH('UEC Data'!$D255,'Shipment Data'!$BG$10:$CH$10,0))","v":4.4090899710156565E-3}]
[null,null,"Industry",7.5,"Open, 2 poles","CSL 4",0.58416563103920582,null,"Industry",7.5,"Open, 2 poles",null,{"$f":"G256*INDEX('Shipment Data'!$BG$10:$CH$34,MATCH(CONCATENATE('UEC Data'!$C256,'UEC Data'!$E256),'Shipment Data'!$BI$10:$BI$34,0),MATCH('UEC Data'!$D256,'Shipment Data'!$BG$10:$CH$10,0))","v":4.374873086539925E-3}]
[null,null,"Industry",7.5,"Open, 2 poles","-",0,null,"Industry",7.5,"Open, 2 poles",null,{"$f":"G257*INDEX('Shipment Data'!$BG$10:$CH$34,MATCH(CONCATENATE('UEC Data'!$C257,'UEC Data'!$E257),'Shipment Data'!$BI$10:$BI$34,0),MATCH('UEC Data'!$D257,'Shipment Data'!$BG$10:$CH$10,0))","v":0}]
[null,null,"Industry",7.5,"Open, 4 poles","CSL 0",0.62728261809209962,null,"Industry",7.5,"Open, 4 poles",null,{"$f":"G258*INDEX('Shipment Data'!$BG$10:$CH$34,MATCH(CONCATENATE('UEC Data'!$C258,'UEC Data'!$E258),'Shipment Data'!$BI$10:$BI$34,0),MATCH('UEC Data'!$D258,'Shipment Data'!$BG$10:$CH$10,0))","v":3.0285690572185428E-2}]
[null,null,"Industry",7.5,"Open, 4 poles","CSL 1",0.5953868917484334,null,"Industry",7.5,"Open, 4 poles",null,{"$f":"G259*INDEX('Shipment Data'!$BG$10:$CH$34,MATCH(CONCATENATE('UEC Data'!$C259,'UEC Data'!$E259),'Shipment Data'!$BI$10:$BI$34,0),MATCH('UEC Data'!$D259,'Shipment Data'!$BG$10:$CH$10,0))","v":2.8745740204108198E-2}]
[null,null,"Industry",7.5,"Open, 4 poles","CSL 2",0.57903010900809182,null,"Industry",7.5,"Open, 4 poles",null,{"$f":"G260*INDEX('Shipment Data'!$BG$10:$CH$34,MATCH(CONCATENATE('UEC Data'!$C260,'UEC Data'!$E260),'Shipment Data'!$BI$10:$BI$34,0),MATCH('UEC Data'!$D260,'Shipment Data'!$BG$10:$CH$10,0))","v":2.7956022066632696E-2}]
[null,null,"Industry",7.5,"Open, 4 poles","CSL 3",0.57461003184009118,null,"Industry",7.5,"Open, 4 poles",null,{"$f":"G261*INDEX('Shipment Data'!$BG$10:$CH$34,MATCH(CONCATENATE('UEC Data'!$C261,'UEC Data'!$E261),'Shipment Data'!$BI$10:$BI$34,0),MATCH('UEC Data'!$D261,'Shipment Data'!$BG$10:$CH$10,0))","v":2.7742617318032452E-2}]
[null,null,"Industry",7.5,"Open, 4 poles","CSL 4",0.57025692553827234,null,"Industry",7.5,"Open, 4 poles",null,{"$f":"G262*INDEX('Shipment Data'!$BG$10:$CH$34,MATCH(CONCATENATE('UEC Data'!$C262,'UEC Data'!$E262),'Shipment Data'!$BI$10:$BI$34,0),MATCH('UEC Data'!$D262,'Shipment Data'!$BG$10:$CH$10,0))","v":2.7532445974714024E-2}]
[null,null,"Industry",7.5,"Open, 4 poles","-",0,null,"Industry",7.5,"Open, 4 poles",null,{"$f":"G263*INDEX('Shipment Data'!$BG$10:$CH$34,MATCH(CONCATENATE('UEC Data'!$C263,'UEC Data'!$E263),'Shipment Data'!$BI$10:$BI$34,0),MATCH('UEC Data'!$D263,'Shipment Data'!$BG$10:$CH$10,0))","v":0}]
[null,null,"Industry",7.5,"Open, 6 poles","CSL 0",0.63868775660286492,null,"Industry",7.5,"Open, 6 poles",null,{"$f":"G264*INDEX('Shipment Data'!$BG$10:$CH$34,MATCH(CONCATENATE('UEC Data'!$C264,'UEC Data'!$E264),'Shipment Data'!$BI$10:$BI$34,0),MATCH('UEC Data'!$D264,'Shipment Data'!$BG$10:$CH$10,0))","v":2.7477926279714589E-3}]
[null,null,"Industry",7.5,"Open, 6 poles","CSL 1",0.5953868917484334,null,"Industry",7.5,"Open, 6 poles",null,{"$f":"G265*INDEX('Shipment Data'!$BG$10:$CH$34,MATCH(CONCATENATE('UEC Data'!$C265,'UEC Data'!$E265),'Shipment Data'!$BI$10:$BI$34,0),MATCH('UEC Data'!$D265,'Shipment Data'!$BG$10:$CH$10,0))","v":2.5615016023462752E-3}]
[null,null,"Industry",7.5,"Open, 6 poles","CSL 2",0.58416563103920582,null,"Industry",7.5,"Open, 6 poles",null,{"$f":"G266*INDEX('Shipment Data'!$BG$10:$CH$34,MATCH(CONCATENATE('UEC Data'!$C266,'UEC Data'!$E266),'Shipment Data'!$BI$10:$BI$34,0),MATCH('UEC Data'!$D266,'Shipment Data'!$BG$10:$CH$10,0))","v":2.513224964608042E-3}]
[null,null,"Industry",7.5,"Open, 6 poles","CSL 3",0.57903010900809182,null,"Industry",7.5,"Open, 6 poles",null,{"$f":"G267*INDEX('Shipment Data'!$BG$10:$CH$34,MATCH(CONCATENATE('UEC Data'!$C267,'UEC Data'!$E267),'Shipment Data'!$BI$10:$BI$34,0),MATCH('UEC Data'!$D267,'Shipment Data'!$BG$10:$CH$10,0))","v":2.491130679204894E-3}]
[null,null,"Industry",7.5,"Open, 6 poles","CSL 4",0.57461003184009118,null,"Industry",7.5,"Open, 6 poles",null,{"$f":"G268*INDEX('Shipment Data'!$BG$10:$CH$34,MATCH(CONCATENATE('UEC Data'!$C268,'UEC Data'!$E268),'Shipment Data'!$BI$10:$BI$34,0),MATCH('UEC Data'!$D268,'Shipment Data'!$BG$10:$CH$10,0))","v":2.4721144144781394E-3}]
[null,null,"Industry",7.5,"Open, 6 poles","-",0,null,"Industry",7.5,"Open, 6 poles",null,{"$f":"G269*INDEX('Shipment Data'!$BG$10:$CH$34,MATCH(CONCATENATE('UEC Data'!$C269,'UEC Data'!$E269),'Shipment Data'!$BI$10:$BI$34,0),MATCH('UEC Data'!$D269,'Shipment Data'!$BG$10:$CH$10,0))","v":0}]
[null,null,"Industry",7.5,"Open, 8 poles","CSL 0",0.61627765987995753,null,"Industry",7.5,"Open, 8 poles",null,{"$f":"G270*INDEX('Shipment Data'!$BG$10:$CH$34,MATCH(CONCATENATE('UEC Data'!$C270,'UEC Data'!$E270),'Shipment Data'!$BI$10:$BI$34,0),MATCH('UEC Data'!$D270,'Shipment Data'!$BG$10:$CH$10,0))","v":4.909960836206312E-4}]
[null,null,"Industry",7.5,"Open, 8 poles","CSL 1",0.5953868917484334,null,"Industry",7.5,"Open, 8 poles",null,{"$f":"G271*INDEX('Shipment Data'!$BG$10:$CH$34,MATCH(CONCATENATE('UEC Data'!$C271,'UEC Data'!$E271),'Shipment Data'!$BI$10:$BI$34,0),MATCH('UEC Data'!$D271,'Shipment Data'!$BG$10:$CH$10,0))","v":4.7435214858264357E-4}]
[null,null,"Industry",7.5,"Open, 8 poles","CSL 2",0.58873452424286443,null,"Industry",7.5,"Open, 8 poles",null,{"$f":"G272*INDEX('Shipment Data'!$BG$10:$CH$34,MATCH(CONCATENATE('UEC Data'!$C272,'UEC Data'!$E272),'Shipment Data'!$BI$10:$BI$34,0),MATCH('UEC Data'!$D272,'Shipment Data'!$BG$10:$CH$10,0))","v":4.6905212457613366E-4}]
[null,null,"Industry",7.5,"Open, 8 poles","CSL 3",0.58416563103920582,null,"Industry",7.5,"Open, 8 poles",null,{"$f":"G273*INDEX('Shipment Data'!$BG$10:$CH$34,MATCH(CONCATENATE('UEC Data'!$C273,'UEC Data'!$E273),'Shipment Data'!$BI$10:$BI$34,0),MATCH('UEC Data'!$D273,'Shipment Data'!$BG$10:$CH$10,0))","v":4.6541203048297076E-4}]
[null,null,"Industry",7.5,"Open, 8 poles","CSL 4",0.57903010900809182,null,"Industry",7.5,"Open, 8 poles",null,{"$f":"G274*INDEX('Shipment Data'!$BG$10:$CH$34,MATCH(CONCATENATE('UEC Data'!$C274,'UEC Data'!$E274),'Shipment Data'!$BI$10:$BI$34,0),MATCH('UEC Data'!$D274,'Shipment Data'!$BG$10:$CH$10,0))","v":4.6132049614905444E-4}]
[null,null,"Industry",7.5,"Open, 8 poles","-",0,null,"Industry",7.5,"Open, 8 poles",null,{"$f":"G275*INDEX('Shipment Data'!$BG$10:$CH$34,MATCH(CONCATENATE('UEC Data'!$C275,'UEC Data'!$E275),'Shipment Data'!$BI$10:$BI$34,0),MATCH('UEC Data'!$D275,'Shipment Data'!$BG$10:$CH$10,0))","v":0}]
[null,null,"Industry",7.5,"Enclosed, 2 poles","CSL 0",0.62728261809209962,null,"Industry",7.5,"Enclosed, 2 poles",null,{"$f":"G276*INDEX('Shipment Data'!$BG$10:$CH$34,MATCH(CONCATENATE('UEC Data'!$C276,'UEC Data'!$E276),'Shipment Data'!$BI$10:$BI$34,0),MATCH('UEC Data'!$D276,'Shipment Data'!$BG$10:$CH$10,0))","v":3.2418016421052173E-2}]
[null,null,"Industry",7.5,"Enclosed, 2 poles","CSL 1",0.5953868917484334,null,"Industry",7.5,"Enclosed, 2 poles",null,{"$f":"G277*INDEX('Shipment Data'!$BG$10:$CH$34,MATCH(CONCATENATE('UEC Data'!$C277,'UEC Data'!$E277),'Shipment Data'!$BI$10:$BI$34,0),MATCH('UEC Data'!$D277,'Shipment Data'!$BG$10:$CH$10,0))","v":3.0769642704727478E-2}]
[null,null,"Industry",7.5,"Enclosed, 2 poles","CSL 2",0.58873452424286443,null,"Industry",7.5,"Enclosed, 2 poles",null,{"$f":"G278*INDEX('Shipment Data'!$BG$10:$CH$34,MATCH(CONCATENATE('UEC Data'!$C278,'UEC Data'!$E278),'Shipment Data'!$BI$10:$BI$34,0),MATCH('UEC Data'!$D278,'Shipment Data'!$BG$10:$CH$10,0))","v":3.0425847814171868E-2}]
[null,null,"Industry",7.5,"Enclosed, 2 poles","CSL 3",0.58416563103920582,null,"Industry",7.5,"Enclosed, 2 poles",null,{"$f":"G279*INDEX('Shipment Data'!$BG$10:$CH$34,MATCH(CONCATENATE('UEC Data'!$C279,'UEC Data'!$E279),'Shipment Data'!$BI$10:$BI$34,0),MATCH('UEC Data'!$D279,'Shipment Data'!$BG$10:$CH$10,0))","v":3.0189727043995369E-2}]
[null,null,"Industry",7.5,"Enclosed, 2 poles","CSL 4",0.57903010900809182,null,"Industry",7.5,"Enclosed, 2 poles",null,{"$f":"G280*INDEX('Shipment Data'!$BG$10:$CH$34,MATCH(CONCATENATE('UEC Data'!$C280,'UEC Data'!$E280),'Shipment Data'!$BI$10:$BI$34,0),MATCH('UEC Data'!$D280,'Shipment Data'!$BG$10:$CH$10,0))","v":2.9924322850201995E-2}]
[null,null,"Industry",7.5,"Enclosed, 2 poles","-",0,null,"Industry",7.5,"Enclosed, 2 poles",null,{"$f":"G281*INDEX('Shipment Data'!$BG$10:$CH$34,MATCH(CONCATENATE('UEC Data'!$C281,'UEC Data'!$E281),'Shipment Data'!$BI$10:$BI$34,0),MATCH('UEC Data'!$D281,'Shipment Data'!$BG$10:$CH$10,0))","v":0}]
[null,null,"Industry",7.5,"Enclosed, 4 poles","CSL 0",0.62728261809209962,null,"Industry",7.5,"Enclosed, 4 poles",null,{"$f":"G282*INDEX('Shipment Data'!$BG$10:$CH$34,MATCH(CONCATENATE('UEC Data'!$C282,'UEC Data'!$E282),'Shipment Data'!$BI$10:$BI$34,0),MATCH('UEC Data'!$D282,'Shipment Data'!$BG$10:$CH$10,0))","v":8.4626682126898792E-2}]
[null,null,"Industry",7.5,"Enclosed, 4 poles","CSL 1",0.58873452424286443,null,"Industry",7.5,"Enclosed, 4 poles",null,{"$f":"G283*INDEX('Shipment Data'!$BG$10:$CH$34,MATCH(CONCATENATE('UEC Data'!$C283,'UEC Data'!$E283),'Shipment Data'!$BI$10:$BI$34,0),MATCH('UEC Data'!$D283,'Shipment Data'!$BG$10:$CH$10,0))","v":7.9426159761558646E-2}]
[null,null,"Industry",7.5,"Enclosed, 4 poles","CSL 2",0.57461003184009118,null,"Industry",7.5,"Enclosed, 4 poles",null,{"$f":"G284*INDEX('Shipment Data'!$BG$10:$CH$34,MATCH(CONCATENATE('UEC Data'!$C284,'UEC Data'!$E284),'Shipment Data'!$BI$10:$BI$34,0),MATCH('UEC Data'!$D284,'Shipment Data'!$BG$10:$CH$10,0))","v":7.752062484906759E-2}]
[null,null,"Industry",7.5,"Enclosed, 4 poles","CSL 3",0.57025692553827234,null,"Industry",7.5,"Enclosed, 4 poles",null,{"$f":"G285*INDEX('Shipment Data'!$BG$10:$CH$34,MATCH(CONCATENATE('UEC Data'!$C285,'UEC Data'!$E285),'Shipment Data'!$BI$10:$BI$34,0),MATCH('UEC Data'!$D285,'Shipment Data'!$BG$10:$CH$10,0))","v":7.6933347388089809E-2}]
[null,null,"Industry",7.5,"Enclosed, 4 poles","CSL 4",0.5665778485993157,null,"Industry",7.5,"Enclosed, 4 poles",null,{"$f":"G286*INDEX('Shipment Data'!$BG$10:$CH$34,MATCH(CONCATENATE('UEC Data'!$C286,'UEC Data'!$E286),'Shipment Data'!$BI$10:$BI$34,0),MATCH('UEC Data'!$D286,'Shipment Data'!$BG$10:$CH$10,0))","v":7.6437003211392449E-2}]
[null,null,"Industry",7.5,"Enclosed, 4 poles","-",0,null,"Industry",7.5,"Enclosed, 4 poles",null,{"$f":"G287*INDEX('Shipment Data'!$BG$10:$CH$34,MATCH(CONCATENATE('UEC Data'!$C287,'UEC Data'!$E287),'Shipment Data'!$BI$10:$BI$34,0),MATCH('UEC Data'!$D287,'Shipment Data'!$BG$10:$CH$10,0))","v":0}]
[null,null,"Industry",7.5,"Enclosed, 6 poles","CSL 0",0.64652441619308421,null,"Industry",7.5,"Enclosed, 6 poles",null,{"$f":"G288*INDEX('Shipment Data'!$BG$10:$CH$34,MATCH(CONCATENATE('UEC Data'!$C288,'UEC Data'!$E288),'Shipment Data'!$BI$10:$BI$34,0),MATCH('UEC Data'!$D288,'Shipment Data'!$BG$10:$CH$10,0))","v":7.8981087806950599E-3}]
[null,null,"Industry",7.5,"Enclosed, 6 poles","CSL 1",0.58873452424286443,null,"Industry",7.5,"Enclosed, 6 poles",null,{"$f":"G289*INDEX('Shipment Data'!$BG$10:$CH$34,MATCH(CONCATENATE('UEC Data'!$C289,'UEC Data'!$E289),'Shipment Data'!$BI$10:$BI$34,0),MATCH('UEC Data'!$D289,'Shipment Data'!$BG$10:$CH$10,0))","v":7.1921325768340488E-3}]
[null,null,"Industry",7.5,"Enclosed, 6 poles","CSL 2",0.57903010900809182,null,"Industry",7.5,"Enclosed, 6 poles",null,{"$f":"G290*INDEX('Shipment Data'!$BG$10:$CH$34,MATCH(CONCATENATE('UEC Data'!$C290,'UEC Data'!$E290),'Shipment Data'!$BI$10:$BI$34,0),MATCH('UEC Data'!$D290,'Shipment Data'!$BG$10:$CH$10,0))","v":7.0735809409521672E-3}]
[null,null,"Industry",7.5,"Enclosed, 6 poles","CSL 3",0.57461003184009118,null,"Industry",7.5,"Enclosed, 6 poles",null,{"$f":"G291*INDEX('Shipment Data'!$BG$10:$CH$34,MATCH(CONCATENATE('UEC Data'!$C291,'UEC Data'!$E291),'Shipment Data'!$BI$10:$BI$34,0),MATCH('UEC Data'!$D291,'Shipment Data'!$BG$10:$CH$10,0))","v":7.0195841398761971E-3}]
[null,null,"Industry",7.5,"Enclosed, 6 poles","CSL 4",0.57025692553827234,null,"Industry",7.5,"Enclosed, 6 poles",null,{"$f":"G292*INDEX('Shipment Data'!$BG$10:$CH$34,MATCH(CONCATENATE('UEC Data'!$C292,'UEC Data'!$E292),'Shipment Data'!$BI$10:$BI$34,0),MATCH('UEC Data'!$D292,'Shipment Data'!$BG$10:$CH$10,0))","v":6.9664054721498628E-3}]
[null,null,"Industry",7.5,"Enclosed, 6 poles","-",0,null,"Industry",7.5,"Enclosed, 6 poles",null,{"$f":"G293*INDEX('Shipment Data'!$BG$10:$CH$34,MATCH(CONCATENATE('UEC Data'!$C293,'UEC Data'!$E293),'Shipment Data'!$BI$10:$BI$34,0),MATCH('UEC Data'!$D293,'Shipment Data'!$BG$10:$CH$10,0))","v":0}]
[null,null,"Industry",7.5,"Enclosed, 8 poles","CSL 0",0.62728261809209962,null,"Industry",7.5,"Enclosed, 8 poles",null,{"$f":"G294*INDEX('Shipment Data'!$BG$10:$CH$34,MATCH(CONCATENATE('UEC Data'!$C294,'UEC Data'!$E294),'Shipment Data'!$BI$10:$BI$34,0),MATCH('UEC Data'!$D294,'Shipment Data'!$BG$10:$CH$10,0))","v":8.9957496749065626E-4}]
[null,null,"Industry",7.5,"Enclosed, 8 poles","CSL 1",0.61627765987995753,null,"Industry",7.5,"Enclosed, 8 poles",null,{"$f":"G295*INDEX('Shipment Data'!$BG$10:$CH$34,MATCH(CONCATENATE('UEC Data'!$C295,'UEC Data'!$E295),'Shipment Data'!$BI$10:$BI$34,0),MATCH('UEC Data'!$D295,'Shipment Data'!$BG$10:$CH$10,0))","v":8.8379295051713592E-4}]
[null,null,"Industry",7.5,"Enclosed, 8 poles","CSL 2",0.60915306265591174,null,"Industry",7.5,"Enclosed, 8 poles",null,{"$f":"G296*INDEX('Shipment Data'!$BG$10:$CH$34,MATCH(CONCATENATE('UEC Data'!$C296,'UEC Data'!$E296),'Shipment Data'!$BI$10:$BI$34,0),MATCH('UEC Data'!$D296,'Shipment Data'!$BG$10:$CH$10,0))","v":8.7357569097358523E-4}]
[null,null,"Industry",7.5,"Enclosed, 8 poles","CSL 3",0.60219131336841547,null,"Industry",7.5,"Enclosed, 8 poles",null,{"$f":"G297*INDEX('Shipment Data'!$BG$10:$CH$34,MATCH(CONCATENATE('UEC Data'!$C297,'UEC Data'!$E297),'Shipment Data'!$BI$10:$BI$34,0),MATCH('UEC Data'!$D297,'Shipment Data'!$BG$10:$CH$10,0))","v":8.6359196879102974E-4}]
[null,null,"Industry",7.5,"Enclosed, 8 poles","CSL 4",0.5953868917484334,null,"Industry",7.5,"Enclosed, 8 poles",null,{"$f":"G298*INDEX('Shipment Data'!$BG$10:$CH$34,MATCH(CONCATENATE('UEC Data'!$C298,'UEC Data'!$E298),'Shipment Data'!$BI$10:$BI$34,0),MATCH('UEC Data'!$D298,'Shipment Data'!$BG$10:$CH$10,0))","v":8.5383386744875825E-4}]
[null,null,"Industry",7.5,"Enclosed, 8 poles","-",0,null,"Industry",7.5,"Enclosed, 8 poles",null,{"$f":"G299*INDEX('Shipment Data'!$BG$10:$CH$34,MATCH(CONCATENATE('UEC Data'!$C299,'UEC Data'!$E299),'Shipment Data'!$BI$10:$BI$34,0),MATCH('UEC Data'!$D299,'Shipment Data'!$BG$10:$CH$10,0))","v":0}]
[null,null,"Industry",10,"Open, 2 poles","CSL 0",0.85158367547048652,null,"Industry",10,"Open, 2 poles",null,{"$f":"G300*INDEX('Shipment Data'!$BG$10:$CH$34,MATCH(CONCATENATE('UEC Data'!$C300,'UEC Data'!$E300),'Shipment Data'!$BI$10:$BI$34,0),MATCH('UEC Data'!$D300,'Shipment Data'!$BG$10:$CH$10,0))","v":6.3775927661559803E-3}]
[null,null,"Industry",10,"Open, 2 poles","CSL 1",0.79384918899791124,null,"Industry",10,"Open, 2 poles",null,{"$f":"G301*INDEX('Shipment Data'!$BG$10:$CH$34,MATCH(CONCATENATE('UEC Data'!$C301,'UEC Data'!$E301),'Shipment Data'!$BI$10:$BI$34,0),MATCH('UEC Data'!$D301,'Shipment Data'!$BG$10:$CH$10,0))","v":5.9452135955691343E-3}]
[null,null,"Industry",10,"Open, 2 poles","CSL 2",0.78497936565715254,null,"Industry",10,"Open, 2 poles",null,{"$f":"G302*INDEX('Shipment Data'!$BG$10:$CH$34,MATCH(CONCATENATE('UEC Data'!$C302,'UEC Data'!$E302),'Shipment Data'!$BI$10:$BI$34,0),MATCH('UEC Data'!$D302,'Shipment Data'!$BG$10:$CH$10,0))","v":5.8787866280208771E-3}]
[null,null,"Industry",10,"Open, 2 poles","CSL 3",0.77888750805227436,null,"Industry",10,"Open, 2 poles",null,{"$f":"G303*INDEX('Shipment Data'!$BG$10:$CH$34,MATCH(CONCATENATE('UEC Data'!$C303,'UEC Data'!$E303),'Shipment Data'!$BI$10:$BI$34,0),MATCH('UEC Data'!$D303,'Shipment Data'!$BG$10:$CH$10,0))","v":5.8331641153865675E-3}]
[null,null,"Industry",10,"Open, 2 poles","CSL 4",0.77204014534412246,null,"Industry",10,"Open, 2 poles",null,{"$f":"G304*INDEX('Shipment Data'!$BG$10:$CH$34,MATCH(CONCATENATE('UEC Data'!$C304,'UEC Data'!$E304),'Shipment Data'!$BI$10:$BI$34,0),MATCH('UEC Data'!$D304,'Shipment Data'!$BG$10:$CH$10,0))","v":5.7818835517348174E-3}]
[null,null,"Industry",10,"Open, 2 poles","-",0,null,"Industry",10,"Open, 2 poles",null,{"$f":"G305*INDEX('Shipment Data'!$BG$10:$CH$34,MATCH(CONCATENATE('UEC Data'!$C305,'UEC Data'!$E305),'Shipment Data'!$BI$10:$BI$34,0),MATCH('UEC Data'!$D305,'Shipment Data'!$BG$10:$CH$10,0))","v":0}]
[null,null,"Industry",10,"Open, 4 poles","CSL 0",0.81220408354121554,null,"Industry",10,"Open, 4 poles",null,{"$f":"G306*INDEX('Shipment Data'!$BG$10:$CH$34,MATCH(CONCATENATE('UEC Data'!$C306,'UEC Data'!$E306),'Shipment Data'!$BI$10:$BI$34,0),MATCH('UEC Data'!$D306,'Shipment Data'!$BG$10:$CH$10,0))","v":3.9213842128147609E-2}]
[null,null,"Industry",10,"Open, 4 poles","CSL 1",0.78497936565715254,null,"Industry",10,"Open, 4 poles",null,{"$f":"G307*INDEX('Shipment Data'!$BG$10:$CH$34,MATCH(CONCATENATE('UEC Data'!$C307,'UEC Data'!$E307),'Shipment Data'!$BI$10:$BI$34,0),MATCH('UEC Data'!$D307,'Shipment Data'!$BG$10:$CH$10,0))","v":3.7899411665751608E-2}]
[null,null,"Industry",10,"Open, 4 poles","CSL 2",0.76614670912012151,null,"Industry",10,"Open, 4 poles",null,{"$f":"G308*INDEX('Shipment Data'!$BG$10:$CH$34,MATCH(CONCATENATE('UEC Data'!$C308,'UEC Data'!$E308),'Shipment Data'!$BI$10:$BI$34,0),MATCH('UEC Data'!$D308,'Shipment Data'!$BG$10:$CH$10,0))","v":3.6990156424043276E-2}]
[null,null,"Industry",10,"Open, 4 poles","CSL 3",0.76034256738436312,null,"Industry",10,"Open, 4 poles",null,{"$f":"G309*INDEX('Shipment Data'!$BG$10:$CH$34,MATCH(CONCATENATE('UEC Data'!$C309,'UEC Data'!$E309),'Shipment Data'!$BI$10:$BI$34,0),MATCH('UEC Data'!$D309,'Shipment Data'!$BG$10:$CH$10,0))","v":3.6709927966285374E-2}]
[null,null,"Industry",10,"Open, 4 poles","CSL 4",0.75543713146575431,null,"Industry",10,"Open, 4 poles",null,{"$f":"G310*INDEX('Shipment Data'!$BG$10:$CH$34,MATCH(CONCATENATE('UEC Data'!$C310,'UEC Data'!$E310),'Shipment Data'!$BI$10:$BI$34,0),MATCH('UEC Data'!$D310,'Shipment Data'!$BG$10:$CH$10,0))","v":3.6473089721341598E-2}]
[null,null,"Industry",10,"Open, 4 poles","-",0,null,"Industry",10,"Open, 4 poles",null,{"$f":"G311*INDEX('Shipment Data'!$BG$10:$CH$34,MATCH(CONCATENATE('UEC Data'!$C311,'UEC Data'!$E311),'Shipment Data'!$BI$10:$BI$34,0),MATCH('UEC Data'!$D311,'Shipment Data'!$BG$10:$CH$10,0))","v":0}]
[null,null,"Industry",10,"Open, 6 poles","CSL 0",0.83637682412279946,null,"Industry",10,"Open, 6 poles",null,{"$f":"G312*INDEX('Shipment Data'!$BG$10:$CH$34,MATCH(CONCATENATE('UEC Data'!$C312,'UEC Data'!$E312),'Shipment Data'!$BI$10:$BI$34,0),MATCH('UEC Data'!$D312,'Shipment Data'!$BG$10:$CH$10,0))","v":3.5982998699626268E-3}]
[null,null,"Industry",10,"Open, 6 poles","CSL 1",0.77888750805227436,null,"Industry",10,"Open, 6 poles",null,{"$f":"G313*INDEX('Shipment Data'!$BG$10:$CH$34,MATCH(CONCATENATE('UEC Data'!$C313,'UEC Data'!$E313),'Shipment Data'!$BI$10:$BI$34,0),MATCH('UEC Data'!$D313,'Shipment Data'!$BG$10:$CH$10,0))","v":3.3509666194773903E-3}]
[null,null,"Industry",10,"Open, 6 poles","CSL 2",0.76614670912012151,null,"Industry",10,"Open, 6 poles",null,{"$f":"G314*INDEX('Shipment Data'!$BG$10:$CH$34,MATCH(CONCATENATE('UEC Data'!$C314,'UEC Data'!$E314),'Shipment Data'!$BI$10:$BI$34,0),MATCH('UEC Data'!$D314,'Shipment Data'!$BG$10:$CH$10,0))","v":3.2961525526375201E-3}]
[null,null,"Industry",10,"Open, 6 poles","CSL 3",0.76034256738436312,null,"Industry",10,"Open, 6 poles",null,{"$f":"G315*INDEX('Shipment Data'!$BG$10:$CH$34,MATCH(CONCATENATE('UEC Data'!$C315,'UEC Data'!$E315),'Shipment Data'!$BI$10:$BI$34,0),MATCH('UEC Data'!$D315,'Shipment Data'!$BG$10:$CH$10,0))","v":3.2711816999660241E-3}]
[null,null,"Industry",10,"Open, 6 poles","CSL 4",0.75543713146575431,null,"Industry",10,"Open, 6 poles",null,{"$f":"G316*INDEX('Shipment Data'!$BG$10:$CH$34,MATCH(CONCATENATE('UEC Data'!$C316,'UEC Data'!$E316),'Shipment Data'!$BI$10:$BI$34,0),MATCH('UEC Data'!$D316,'Shipment Data'!$BG$10:$CH$10,0))","v":3.2500773019017272E-3}]
[null,null,"Industry",10,"Open, 6 poles","-",0,null,"Industry",10,"Open, 6 poles",null,{"$f":"G317*INDEX('Shipment Data'!$BG$10:$CH$34,MATCH(CONCATENATE('UEC Data'!$C317,'UEC Data'!$E317),'Shipment Data'!$BI$10:$BI$34,0),MATCH('UEC Data'!$D317,'Shipment Data'!$BG$10:$CH$10,0))","v":0}]
[null,null,"Industry",10,"Open, 8 poles","CSL 0",0.83637682412279946,null,"Industry",10,"Open, 8 poles",null,{"$f":"G318*INDEX('Shipment Data'!$BG$10:$CH$34,MATCH(CONCATENATE('UEC Data'!$C318,'UEC Data'!$E318),'Shipment Data'!$BI$10:$BI$34,0),MATCH('UEC Data'!$D318,'Shipment Data'!$BG$10:$CH$10,0))","v":6.6635182777085688E-4}]
[null,null,"Industry",10,"Open, 8 poles","CSL 1",0.78497936565715254,null,"Industry",10,"Open, 8 poles",null,{"$f":"G319*INDEX('Shipment Data'!$BG$10:$CH$34,MATCH(CONCATENATE('UEC Data'!$C319,'UEC Data'!$E319),'Shipment Data'!$BI$10:$BI$34,0),MATCH('UEC Data'!$D319,'Shipment Data'!$BG$10:$CH$10,0))","v":6.2540283276817847E-4}]
[null,null,"Industry",10,"Open, 8 poles","CSL 2",0.77888750805227436,null,"Industry",10,"Open, 8 poles",null,{"$f":"G320*INDEX('Shipment Data'!$BG$10:$CH$34,MATCH(CONCATENATE('UEC Data'!$C320,'UEC Data'!$E320),'Shipment Data'!$BI$10:$BI$34,0),MATCH('UEC Data'!$D320,'Shipment Data'!$BG$10:$CH$10,0))","v":6.2054937397729452E-4}]
[null,null,"Industry",10,"Open, 8 poles","CSL 3",0.77204014534412246,null,"Industry",10,"Open, 8 poles",null,{"$f":"G321*INDEX('Shipment Data'!$BG$10:$CH$34,MATCH(CONCATENATE('UEC Data'!$C321,'UEC Data'!$E321),'Shipment Data'!$BI$10:$BI$34,0),MATCH('UEC Data'!$D321,'Shipment Data'!$BG$10:$CH$10,0))","v":6.1509399486540624E-4}]
[null,null,"Industry",10,"Open, 8 poles","CSL 4",0.76614670912012151,null,"Industry",10,"Open, 8 poles",null,{"$f":"G322*INDEX('Shipment Data'!$BG$10:$CH$34,MATCH(CONCATENATE('UEC Data'!$C322,'UEC Data'!$E322),'Shipment Data'!$BI$10:$BI$34,0),MATCH('UEC Data'!$D322,'Shipment Data'!$BG$10:$CH$10,0))","v":6.1039862085880009E-4}]
[null,null,"Industry",10,"Open, 8 poles","-",0,null,"Industry",10,"Open, 8 poles",null,{"$f":"G323*INDEX('Shipment Data'!$BG$10:$CH$34,MATCH(CONCATENATE('UEC Data'!$C323,'UEC Data'!$E323),'Shipment Data'!$BI$10:$BI$34,0),MATCH('UEC Data'!$D323,'Shipment Data'!$BG$10:$CH$10,0))","v":0}]
[null,null,"Industry",10,"Enclosed, 2 poles","CSL 0",0.82170354650660993,null,"Industry",10,"Enclosed, 2 poles",null,{"$f":"G324*INDEX('Shipment Data'!$BG$10:$CH$34,MATCH(CONCATENATE('UEC Data'!$C324,'UEC Data'!$E324),'Shipment Data'!$BI$10:$BI$34,0),MATCH('UEC Data'!$D324,'Shipment Data'!$BG$10:$CH$10,0))","v":4.2465705721144366E-2}]
[null,null,"Industry",10,"Enclosed, 2 poles","CSL 1",0.78497936565715254,null,"Industry",10,"Enclosed, 2 poles",null,{"$f":"G325*INDEX('Shipment Data'!$BG$10:$CH$34,MATCH(CONCATENATE('UEC Data'!$C325,'UEC Data'!$E325),'Shipment Data'!$BI$10:$BI$34,0),MATCH('UEC Data'!$D325,'Shipment Data'!$BG$10:$CH$10,0))","v":4.0567797085562497E-2}]
[null,null,"Industry",10,"Enclosed, 2 poles","CSL 2",0.77888750805227436,null,"Industry",10,"Enclosed, 2 poles",null,{"$f":"G326*INDEX('Shipment Data'!$BG$10:$CH$34,MATCH(CONCATENATE('UEC Data'!$C326,'UEC Data'!$E326),'Shipment Data'!$BI$10:$BI$34,0),MATCH('UEC Data'!$D326,'Shipment Data'!$BG$10:$CH$10,0))","v":4.0252969391993826E-2}]
[null,null,"Industry",10,"Enclosed, 2 poles","CSL 3",0.77204014534412246,null,"Industry",10,"Enclosed, 2 poles",null,{"$f":"G327*INDEX('Shipment Data'!$BG$10:$CH$34,MATCH(CONCATENATE('UEC Data'!$C327,'UEC Data'!$E327),'Shipment Data'!$BI$10:$BI$34,0),MATCH('UEC Data'!$D327,'Shipment Data'!$BG$10:$CH$10,0))","v":3.9899097133602672E-2}]
[null,null,"Industry",10,"Enclosed, 2 poles","CSL 4",0.76614670912012151,null,"Industry",10,"Enclosed, 2 poles",null,{"$f":"G328*INDEX('Shipment Data'!$BG$10:$CH$34,MATCH(CONCATENATE('UEC Data'!$C328,'UEC Data'!$E328),'Shipment Data'!$BI$10:$BI$34,0),MATCH('UEC Data'!$D328,'Shipment Data'!$BG$10:$CH$10,0))","v":3.9594523873040813E-2}]
[null,null,"Industry",10,"Enclosed, 2 poles","-",0,null,"Industry",10,"Enclosed, 2 poles",null,{"$f":"G329*INDEX('Shipment Data'!$BG$10:$CH$34,MATCH(CONCATENATE('UEC Data'!$C329,'UEC Data'!$E329),'Shipment Data'!$BI$10:$BI$34,0),MATCH('UEC Data'!$D329,'Shipment Data'!$BG$10:$CH$10,0))","v":0}]
[null,null,"Industry",10,"Enclosed, 4 poles","CSL 0",0.80292175115788744,null,"Industry",10,"Enclosed, 4 poles",null,{"$f":"G330*INDEX('Shipment Data'!$BG$10:$CH$34,MATCH(CONCATENATE('UEC Data'!$C330,'UEC Data'!$E330),'Shipment Data'!$BI$10:$BI$34,0),MATCH('UEC Data'!$D330,'Shipment Data'!$BG$10:$CH$10,0))","v":0.10832215312243045}]
[null,null,"Industry",10,"Enclosed, 4 poles","CSL 1",0.78497936565715254,null,"Industry",10,"Enclosed, 4 poles",null,{"$f":"G331*INDEX('Shipment Data'!$BG$10:$CH$34,MATCH(CONCATENATE('UEC Data'!$C331,'UEC Data'!$E331),'Shipment Data'!$BI$10:$BI$34,0),MATCH('UEC Data'!$D331,'Shipment Data'!$BG$10:$CH$10,0))","v":0.10590154634874485}]
[null,null,"Industry",10,"Enclosed, 4 poles","CSL 2",0.76614670912012151,null,"Industry",10,"Enclosed, 4 poles",null,{"$f":"G332*INDEX('Shipment Data'!$BG$10:$CH$34,MATCH(CONCATENATE('UEC Data'!$C332,'UEC Data'!$E332),'Shipment Data'!$BI$10:$BI$34,0),MATCH('UEC Data'!$D332,'Shipment Data'!$BG$10:$CH$10,0))","v":0.1033608331320901}]
[null,null,"Industry",10,"Enclosed, 4 poles","CSL 3",0.76034256738436312,null,"Industry",10,"Enclosed, 4 poles",null,{"$f":"G333*INDEX('Shipment Data'!$BG$10:$CH$34,MATCH(CONCATENATE('UEC Data'!$C333,'UEC Data'!$E333),'Shipment Data'!$BI$10:$BI$34,0),MATCH('UEC Data'!$D333,'Shipment Data'!$BG$10:$CH$10,0))","v":0.10257779651745308}]
[null,null,"Industry",10,"Enclosed, 4 poles","CSL 4",0.75543713146575431,null,"Industry",10,"Enclosed, 4 poles",null,{"$f":"G334*INDEX('Shipment Data'!$BG$10:$CH$34,MATCH(CONCATENATE('UEC Data'!$C334,'UEC Data'!$E334),'Shipment Data'!$BI$10:$BI$34,0),MATCH('UEC Data'!$D334,'Shipment Data'!$BG$10:$CH$10,0))","v":0.1019160042818566}]
[null,null,"Industry",10,"Enclosed, 4 poles","-",0,null,"Industry",10,"Enclosed, 4 poles",null,{"$f":"G335*INDEX('Shipment Data'!$BG$10:$CH$34,MATCH(CONCATENATE('UEC Data'!$C335,'UEC Data'!$E335),'Shipment Data'!$BI$10:$BI$34,0),MATCH('UEC Data'!$D335,'Shipment Data'!$BG$10:$CH$10,0))","v":0}]
[null,null,"Industry",10,"Enclosed, 6 poles","CSL 0",0.80292175115788744,null,"Industry",10,"Enclosed, 6 poles",null,{"$f":"G336*INDEX('Shipment Data'!$BG$10:$CH$34,MATCH(CONCATENATE('UEC Data'!$C336,'UEC Data'!$E336),'Shipment Data'!$BI$10:$BI$34,0),MATCH('UEC Data'!$D336,'Shipment Data'!$BG$10:$CH$10,0))","v":9.8086989047870086E-3}]
[null,null,"Industry",10,"Enclosed, 6 poles","CSL 1",0.78497936565715254,null,"Industry",10,"Enclosed, 6 poles",null,{"$f":"G337*INDEX('Shipment Data'!$BG$10:$CH$34,MATCH(CONCATENATE('UEC Data'!$C337,'UEC Data'!$E337),'Shipment Data'!$BI$10:$BI$34,0),MATCH('UEC Data'!$D337,'Shipment Data'!$BG$10:$CH$10,0))","v":9.5895101024454001E-3}]
[null,null,"Industry",10,"Enclosed, 6 poles","CSL 2",0.77204014534412246,null,"Industry",10,"Enclosed, 6 poles",null,{"$f":"G338*INDEX('Shipment Data'!$BG$10:$CH$34,MATCH(CONCATENATE('UEC Data'!$C338,'UEC Data'!$E338),'Shipment Data'!$BI$10:$BI$34,0),MATCH('UEC Data'!$D338,'Shipment Data'!$BG$10:$CH$10,0))","v":9.4314412546028913E-3}]
[null,null,"Industry",10,"Enclosed, 6 poles","CSL 3",0.76614670912012151,null,"Industry",10,"Enclosed, 6 poles",null,{"$f":"G339*INDEX('Shipment Data'!$BG$10:$CH$34,MATCH(CONCATENATE('UEC Data'!$C339,'UEC Data'!$E339),'Shipment Data'!$BI$10:$BI$34,0),MATCH('UEC Data'!$D339,'Shipment Data'!$BG$10:$CH$10,0))","v":9.3594455198349295E-3}]
[null,null,"Industry",10,"Enclosed, 6 poles","CSL 4",0.76034256738436312,null,"Industry",10,"Enclosed, 6 poles",null,{"$f":"G340*INDEX('Shipment Data'!$BG$10:$CH$34,MATCH(CONCATENATE('UEC Data'!$C340,'UEC Data'!$E340),'Shipment Data'!$BI$10:$BI$34,0),MATCH('UEC Data'!$D340,'Shipment Data'!$BG$10:$CH$10,0))","v":9.2885406295331527E-3}]
[null,null,"Industry",10,"Enclosed, 6 poles","-",0,null,"Industry",10,"Enclosed, 6 poles",null,{"$f":"G341*INDEX('Shipment Data'!$BG$10:$CH$34,MATCH(CONCATENATE('UEC Data'!$C341,'UEC Data'!$E341),'Shipment Data'!$BI$10:$BI$34,0),MATCH('UEC Data'!$D341,'Shipment Data'!$BG$10:$CH$10,0))","v":0}]
[null,null,"Industry",10,"Enclosed, 8 poles","CSL 0",0.82170354650660993,null,"Industry",10,"Enclosed, 8 poles",null,{"$f":"G342*INDEX('Shipment Data'!$BG$10:$CH$34,MATCH(CONCATENATE('UEC Data'!$C342,'UEC Data'!$E342),'Shipment Data'!$BI$10:$BI$34,0),MATCH('UEC Data'!$D342,'Shipment Data'!$BG$10:$CH$10,0))","v":1.1783906006895147E-3}]
[null,null,"Industry",10,"Enclosed, 8 poles","CSL 1",0.79384918899791124,null,"Industry",10,"Enclosed, 8 poles",null,{"$f":"G343*INDEX('Shipment Data'!$BG$10:$CH$34,MATCH(CONCATENATE('UEC Data'!$C343,'UEC Data'!$E343),'Shipment Data'!$BI$10:$BI$34,0),MATCH('UEC Data'!$D343,'Shipment Data'!$BG$10:$CH$10,0))","v":1.1384451565983448E-3}]
[null,null,"Industry",10,"Enclosed, 8 poles","CSL 2",0.78497936565715254,null,"Industry",10,"Enclosed, 8 poles",null,{"$f":"G344*INDEX('Shipment Data'!$BG$10:$CH$34,MATCH(CONCATENATE('UEC Data'!$C344,'UEC Data'!$E344),'Shipment Data'!$BI$10:$BI$34,0),MATCH('UEC Data'!$D344,'Shipment Data'!$BG$10:$CH$10,0))","v":1.1257250989827208E-3}]
[null,null,"Industry",10,"Enclosed, 8 poles","CSL 3",0.77888750805227436,null,"Industry",10,"Enclosed, 8 poles",null,{"$f":"G345*INDEX('Shipment Data'!$BG$10:$CH$34,MATCH(CONCATENATE('UEC Data'!$C345,'UEC Data'!$E345),'Shipment Data'!$BI$10:$BI$34,0),MATCH('UEC Data'!$D345,'Shipment Data'!$BG$10:$CH$10,0))","v":1.1169888731591298E-3}]
[null,null,"Industry",10,"Enclosed, 8 poles","CSL 4",0.77204014534412246,null,"Industry",10,"Enclosed, 8 poles",null,{"$f":"G346*INDEX('Shipment Data'!$BG$10:$CH$34,MATCH(CONCATENATE('UEC Data'!$C346,'UEC Data'!$E346),'Shipment Data'!$BI$10:$BI$34,0),MATCH('UEC Data'!$D346,'Shipment Data'!$BG$10:$CH$10,0))","v":1.1071691907577309E-3}]
[null,null,"Industry",10,"Enclosed, 8 poles","-",0,null,"Industry",10,"Enclosed, 8 poles",null,{"$f":"G347*INDEX('Shipment Data'!$BG$10:$CH$34,MATCH(CONCATENATE('UEC Data'!$C347,'UEC Data'!$E347),'Shipment Data'!$BI$10:$BI$34,0),MATCH('UEC Data'!$D347,'Shipment Data'!$BG$10:$CH$10,0))","v":0}]
[null,null,"Industry",15,"Open, 2 poles","CSL 0",1.2325553197599151,null,"Industry",15,"Open, 2 poles",null,{"$f":"G348*INDEX('Shipment Data'!$BG$10:$CH$34,MATCH(CONCATENATE('UEC Data'!$C348,'UEC Data'!$E348),'Shipment Data'!$BI$10:$BI$34,0),MATCH('UEC Data'!$D348,'Shipment Data'!$BG$10:$CH$10,0))","v":9.230726372067866E-3}]
[null,null,"Industry",15,"Open, 2 poles","CSL 1",1.1774690484857289,null,"Industry",15,"Open, 2 poles",null,{"$f":"G349*INDEX('Shipment Data'!$BG$10:$CH$34,MATCH(CONCATENATE('UEC Data'!$C349,'UEC Data'!$E349),'Shipment Data'!$BI$10:$BI$34,0),MATCH('UEC Data'!$D349,'Shipment Data'!$BG$10:$CH$10,0))","v":8.818179942031313E-3}]
[null,null,"Industry",15,"Open, 2 poles","CSL 2",1.1683312620784116,null,"Industry",15,"Open, 2 poles",null,{"$f":"G350*INDEX('Shipment Data'!$BG$10:$CH$34,MATCH(CONCATENATE('UEC Data'!$C350,'UEC Data'!$E350),'Shipment Data'!$BI$10:$BI$34,0),MATCH('UEC Data'!$D350,'Shipment Data'!$BG$10:$CH$10,0))","v":8.74974617307985E-3}]
[null,null,"Industry",15,"Open, 2 poles","CSL 3",1.1580602180161836,null,"Industry",15,"Open, 2 poles",null,{"$f":"G351*INDEX('Shipment Data'!$BG$10:$CH$34,MATCH(CONCATENATE('UEC Data'!$C351,'UEC Data'!$E351),'Shipment Data'!$BI$10:$BI$34,0),MATCH('UEC Data'!$D351,'Shipment Data'!$BG$10:$CH$10,0))","v":8.6728253276022235E-3}]
[null,null,"Industry",15,"Open, 2 poles","CSL 4",1.1492200636801824,null,"Industry",15,"Open, 2 poles",null,{"$f":"G352*INDEX('Shipment Data'!$BG$10:$CH$34,MATCH(CONCATENATE('UEC Data'!$C352,'UEC Data'!$E352),'Shipment Data'!$BI$10:$BI$34,0),MATCH('UEC Data'!$D352,'Shipment Data'!$BG$10:$CH$10,0))","v":8.6066205541090787E-3}]
[null,null,"Industry",15,"Open, 2 poles","-",0,null,"Industry",15,"Open, 2 poles",null,{"$f":"G353*INDEX('Shipment Data'!$BG$10:$CH$34,MATCH(CONCATENATE('UEC Data'!$C353,'UEC Data'!$E353),'Shipment Data'!$BI$10:$BI$34,0),MATCH('UEC Data'!$D353,'Shipment Data'!$BG$10:$CH$10,0))","v":0}]
[null,null,"Industry",15,"Open, 4 poles","CSL 0",1.2183061253118235,null,"Industry",15,"Open, 4 poles",null,{"$f":"G354*INDEX('Shipment Data'!$BG$10:$CH$34,MATCH(CONCATENATE('UEC Data'!$C354,'UEC Data'!$E354),'Shipment Data'!$BI$10:$BI$34,0),MATCH('UEC Data'!$D354,'Shipment Data'!$BG$10:$CH$10,0))","v":5.8820763192221424E-2}]
[null,null,"Industry",15,"Open, 4 poles","CSL 1",1.1580602180161836,null,"Industry",15,"Open, 4 poles",null,{"$f":"G355*INDEX('Shipment Data'!$BG$10:$CH$34,MATCH(CONCATENATE('UEC Data'!$C355,'UEC Data'!$E355),'Shipment Data'!$BI$10:$BI$34,0),MATCH('UEC Data'!$D355,'Shipment Data'!$BG$10:$CH$10,0))","v":5.5912044133265407E-2}]
[null,null,"Industry",15,"Open, 4 poles","CSL 2",1.1331556971986314,null,"Industry",15,"Open, 4 poles",null,{"$f":"G356*INDEX('Shipment Data'!$BG$10:$CH$34,MATCH(CONCATENATE('UEC Data'!$C356,'UEC Data'!$E356),'Shipment Data'!$BI$10:$BI$34,0),MATCH('UEC Data'!$D356,'Shipment Data'!$BG$10:$CH$10,0))","v":5.4709634582012397E-2}]
[null,null,"Industry",15,"Open, 4 poles","CSL 3",1.1258918786268455,null,"Industry",15,"Open, 4 poles",null,{"$f":"G357*INDEX('Shipment Data'!$BG$10:$CH$34,MATCH(CONCATENATE('UEC Data'!$C357,'UEC Data'!$E357),'Shipment Data'!$BI$10:$BI$34,0),MATCH('UEC Data'!$D357,'Shipment Data'!$BG$10:$CH$10,0))","v":5.4358931796230275E-2}]
[null,null,"Industry",15,"Open, 4 poles","CSL 4",1.1199094563174572,null,"Industry",15,"Open, 4 poles",null,{"$f":"G358*INDEX('Shipment Data'!$BG$10:$CH$34,MATCH(CONCATENATE('UEC Data'!$C358,'UEC Data'!$E358),'Shipment Data'!$BI$10:$BI$34,0),MATCH('UEC Data'!$D358,'Shipment Data'!$BG$10:$CH$10,0))","v":5.4070095814316183E-2}]
[null,null,"Industry",15,"Open, 4 poles","-",0,null,"Industry",15,"Open, 4 poles",null,{"$f":"G359*INDEX('Shipment Data'!$BG$10:$CH$34,MATCH(CONCATENATE('UEC Data'!$C359,'UEC Data'!$E359),'Shipment Data'!$BI$10:$BI$34,0),MATCH('UEC Data'!$D359,'Shipment Data'!$BG$10:$CH$10,0))","v":0}]
[null,null,"Industry",15,"Open, 6 poles","CSL 0",1.1907737834968668,null,"Industry",15,"Open, 6 poles",null,{"$f":"G360*INDEX('Shipment Data'!$BG$10:$CH$34,MATCH(CONCATENATE('UEC Data'!$C360,'UEC Data'!$E360),'Shipment Data'!$BI$10:$BI$34,0),MATCH('UEC Data'!$D360,'Shipment Data'!$BG$10:$CH$10,0))","v":5.1230032046925503E-3}]
[null,null,"Industry",15,"Open, 6 poles","CSL 1",1.1683312620784116,null,"Industry",15,"Open, 6 poles",null,{"$f":"G361*INDEX('Shipment Data'!$BG$10:$CH$34,MATCH(CONCATENATE('UEC Data'!$C361,'UEC Data'!$E361),'Shipment Data'!$BI$10:$BI$34,0),MATCH('UEC Data'!$D361,'Shipment Data'!$BG$10:$CH$10,0))","v":5.026449929216084E-3}]
[null,null,"Industry",15,"Open, 6 poles","CSL 2",1.1492200636801824,null,"Industry",15,"Open, 6 poles",null,{"$f":"G362*INDEX('Shipment Data'!$BG$10:$CH$34,MATCH(CONCATENATE('UEC Data'!$C362,'UEC Data'!$E362),'Shipment Data'!$BI$10:$BI$34,0),MATCH('UEC Data'!$D362,'Shipment Data'!$BG$10:$CH$10,0))","v":4.9442288289562788E-3}]
[null,null,"Industry",15,"Open, 6 poles","CSL 3",1.1405138510765447,null,"Industry",15,"Open, 6 poles",null,{"$f":"G363*INDEX('Shipment Data'!$BG$10:$CH$34,MATCH(CONCATENATE('UEC Data'!$C363,'UEC Data'!$E363),'Shipment Data'!$BI$10:$BI$34,0),MATCH('UEC Data'!$D363,'Shipment Data'!$BG$10:$CH$10,0))","v":4.9067725499490344E-3}]
[null,null,"Industry",15,"Open, 6 poles","CSL 4",1.1331556971986314,null,"Industry",15,"Open, 6 poles",null,{"$f":"G364*INDEX('Shipment Data'!$BG$10:$CH$34,MATCH(CONCATENATE('UEC Data'!$C364,'UEC Data'!$E364),'Shipment Data'!$BI$10:$BI$34,0),MATCH('UEC Data'!$D364,'Shipment Data'!$BG$10:$CH$10,0))","v":4.8751159528525887E-3}]
[null,null,"Industry",15,"Open, 6 poles","-",0,null,"Industry",15,"Open, 6 poles",null,{"$f":"G365*INDEX('Shipment Data'!$BG$10:$CH$34,MATCH(CONCATENATE('UEC Data'!$C365,'UEC Data'!$E365),'Shipment Data'!$BI$10:$BI$34,0),MATCH('UEC Data'!$D365,'Shipment Data'!$BG$10:$CH$10,0))","v":0}]
[null,null,"Industry",15,"Open, 8 poles","CSL 0",1.1907737834968668,null,"Industry",15,"Open, 8 poles",null,{"$f":"G366*INDEX('Shipment Data'!$BG$10:$CH$34,MATCH(CONCATENATE('UEC Data'!$C366,'UEC Data'!$E366),'Shipment Data'!$BI$10:$BI$34,0),MATCH('UEC Data'!$D366,'Shipment Data'!$BG$10:$CH$10,0))","v":9.4870429716528725E-4}]
[null,null,"Industry",15,"Open, 8 poles","CSL 1",1.1774690484857289,null,"Industry",15,"Open, 8 poles",null,{"$f":"G367*INDEX('Shipment Data'!$BG$10:$CH$34,MATCH(CONCATENATE('UEC Data'!$C367,'UEC Data'!$E367),'Shipment Data'!$BI$10:$BI$34,0),MATCH('UEC Data'!$D367,'Shipment Data'!$BG$10:$CH$10,0))","v":9.3810424915226744E-4}]
[null,null,"Industry",15,"Open, 8 poles","CSL 2",1.1683312620784116,null,"Industry",15,"Open, 8 poles",null,{"$f":"G368*INDEX('Shipment Data'!$BG$10:$CH$34,MATCH(CONCATENATE('UEC Data'!$C368,'UEC Data'!$E368),'Shipment Data'!$BI$10:$BI$34,0),MATCH('UEC Data'!$D368,'Shipment Data'!$BG$10:$CH$10,0))","v":9.3082406096594162E-4}]
[null,null,"Industry",15,"Open, 8 poles","CSL 3",1.1580602180161836,null,"Industry",15,"Open, 8 poles",null,{"$f":"G369*INDEX('Shipment Data'!$BG$10:$CH$34,MATCH(CONCATENATE('UEC Data'!$C369,'UEC Data'!$E369),'Shipment Data'!$BI$10:$BI$34,0),MATCH('UEC Data'!$D369,'Shipment Data'!$BG$10:$CH$10,0))","v":9.2264099229810899E-4}]
[null,null,"Industry",15,"Open, 8 poles","CSL 4",1.1492200636801824,null,"Industry",15,"Open, 8 poles",null,{"$f":"G370*INDEX('Shipment Data'!$BG$10:$CH$34,MATCH(CONCATENATE('UEC Data'!$C370,'UEC Data'!$E370),'Shipment Data'!$BI$10:$BI$34,0),MATCH('UEC Data'!$D370,'Shipment Data'!$BG$10:$CH$10,0))","v":9.1559793128819986E-4}]
[null,null,"Industry",15,"Open, 8 poles","-",0,null,"Industry",15,"Open, 8 poles",null,{"$f":"G371*INDEX('Shipment Data'!$BG$10:$CH$34,MATCH(CONCATENATE('UEC Data'!$C371,'UEC Data'!$E371),'Shipment Data'!$BI$10:$BI$34,0),MATCH('UEC Data'!$D371,'Shipment Data'!$BG$10:$CH$10,0))","v":0}]
[null,null,"Industry",15,"Enclosed, 2 poles","CSL 0",1.2183061253118235,null,"Industry",15,"Enclosed, 2 poles",null,{"$f":"G372*INDEX('Shipment Data'!$BG$10:$CH$34,MATCH(CONCATENATE('UEC Data'!$C372,'UEC Data'!$E372),'Shipment Data'!$BI$10:$BI$34,0),MATCH('UEC Data'!$D372,'Shipment Data'!$BG$10:$CH$10,0))","v":6.2962159060540646E-2}]
[null,null,"Industry",15,"Enclosed, 2 poles","CSL 1",1.1683312620784116,null,"Industry",15,"Enclosed, 2 poles",null,{"$f":"G373*INDEX('Shipment Data'!$BG$10:$CH$34,MATCH(CONCATENATE('UEC Data'!$C373,'UEC Data'!$E373),'Shipment Data'!$BI$10:$BI$34,0),MATCH('UEC Data'!$D373,'Shipment Data'!$BG$10:$CH$10,0))","v":6.0379454087990753E-2}]
[null,null,"Industry",15,"Enclosed, 2 poles","CSL 2",1.1580602180161836,null,"Industry",15,"Enclosed, 2 poles",null,{"$f":"G374*INDEX('Shipment Data'!$BG$10:$CH$34,MATCH(CONCATENATE('UEC Data'!$C374,'UEC Data'!$E374),'Shipment Data'!$BI$10:$BI$34,0),MATCH('UEC Data'!$D374,'Shipment Data'!$BG$10:$CH$10,0))","v":5.9848645700404011E-2}]
[null,null,"Industry",15,"Enclosed, 2 poles","CSL 3",1.1492200636801824,null,"Industry",15,"Enclosed, 2 poles",null,{"$f":"G375*INDEX('Shipment Data'!$BG$10:$CH$34,MATCH(CONCATENATE('UEC Data'!$C375,'UEC Data'!$E375),'Shipment Data'!$BI$10:$BI$34,0),MATCH('UEC Data'!$D375,'Shipment Data'!$BG$10:$CH$10,0))","v":5.939178580956124E-2}]
[null,null,"Industry",15,"Enclosed, 2 poles","CSL 4",1.1405138510765447,null,"Industry",15,"Enclosed, 2 poles",null,{"$f":"G376*INDEX('Shipment Data'!$BG$10:$CH$34,MATCH(CONCATENATE('UEC Data'!$C376,'UEC Data'!$E376),'Shipment Data'!$BI$10:$BI$34,0),MATCH('UEC Data'!$D376,'Shipment Data'!$BG$10:$CH$10,0))","v":5.8941848038276685E-2}]
[null,null,"Industry",15,"Enclosed, 2 poles","-",0,null,"Industry",15,"Enclosed, 2 poles",null,{"$f":"G377*INDEX('Shipment Data'!$BG$10:$CH$34,MATCH(CONCATENATE('UEC Data'!$C377,'UEC Data'!$E377),'Shipment Data'!$BI$10:$BI$34,0),MATCH('UEC Data'!$D377,'Shipment Data'!$BG$10:$CH$10,0))","v":0}]
[null,null,"Industry",15,"Enclosed, 4 poles","CSL 0",1.2043826267368309,null,"Industry",15,"Enclosed, 4 poles",null,{"$f":"G378*INDEX('Shipment Data'!$BG$10:$CH$34,MATCH(CONCATENATE('UEC Data'!$C378,'UEC Data'!$E378),'Shipment Data'!$BI$10:$BI$34,0),MATCH('UEC Data'!$D378,'Shipment Data'!$BG$10:$CH$10,0))","v":0.16248322968364565}]
[null,null,"Industry",15,"Enclosed, 4 poles","CSL 1",1.1580602180161836,null,"Industry",15,"Enclosed, 4 poles",null,{"$f":"G379*INDEX('Shipment Data'!$BG$10:$CH$34,MATCH(CONCATENATE('UEC Data'!$C379,'UEC Data'!$E379),'Shipment Data'!$BI$10:$BI$34,0),MATCH('UEC Data'!$D379,'Shipment Data'!$BG$10:$CH$10,0))","v":0.15623387469581312}]
[null,null,"Industry",15,"Enclosed, 4 poles","CSL 2",1.1405138510765447,null,"Industry",15,"Enclosed, 4 poles",null,{"$f":"G380*INDEX('Shipment Data'!$BG$10:$CH$34,MATCH(CONCATENATE('UEC Data'!$C380,'UEC Data'!$E380),'Shipment Data'!$BI$10:$BI$34,0),MATCH('UEC Data'!$D380,'Shipment Data'!$BG$10:$CH$10,0))","v":0.15386669477617962}]
[null,null,"Industry",15,"Enclosed, 4 poles","CSL 3",1.1331556971986314,null,"Industry",15,"Enclosed, 4 poles",null,{"$f":"G381*INDEX('Shipment Data'!$BG$10:$CH$34,MATCH(CONCATENATE('UEC Data'!$C381,'UEC Data'!$E381),'Shipment Data'!$BI$10:$BI$34,0),MATCH('UEC Data'!$D381,'Shipment Data'!$BG$10:$CH$10,0))","v":0.1528740064227849}]
[null,null,"Industry",15,"Enclosed, 4 poles","CSL 4",1.1199094563174572,null,"Industry",15,"Enclosed, 4 poles",null,{"$f":"G382*INDEX('Shipment Data'!$BG$10:$CH$34,MATCH(CONCATENATE('UEC Data'!$C382,'UEC Data'!$E382),'Shipment Data'!$BI$10:$BI$34,0),MATCH('UEC Data'!$D382,'Shipment Data'!$BG$10:$CH$10,0))","v":0.15108695640083949}]
[null,null,"Industry",15,"Enclosed, 4 poles","-",0,null,"Industry",15,"Enclosed, 4 poles",null,{"$f":"G383*INDEX('Shipment Data'!$BG$10:$CH$34,MATCH(CONCATENATE('UEC Data'!$C383,'UEC Data'!$E383),'Shipment Data'!$BI$10:$BI$34,0),MATCH('UEC Data'!$D383,'Shipment Data'!$BG$10:$CH$10,0))","v":0}]
[null,null,"Industry",15,"Enclosed, 6 poles","CSL 0",1.2325553197599151,null,"Industry",15,"Enclosed, 6 poles",null,{"$f":"G384*INDEX('Shipment Data'!$BG$10:$CH$34,MATCH(CONCATENATE('UEC Data'!$C384,'UEC Data'!$E384),'Shipment Data'!$BI$10:$BI$34,0),MATCH('UEC Data'!$D384,'Shipment Data'!$BG$10:$CH$10,0))","v":1.5057213231032689E-2}]
[null,null,"Industry",15,"Enclosed, 6 poles","CSL 1",1.1683312620784116,null,"Industry",15,"Enclosed, 6 poles",null,{"$f":"G385*INDEX('Shipment Data'!$BG$10:$CH$34,MATCH(CONCATENATE('UEC Data'!$C385,'UEC Data'!$E385),'Shipment Data'!$BI$10:$BI$34,0),MATCH('UEC Data'!$D385,'Shipment Data'!$BG$10:$CH$10,0))","v":1.4272635601477771E-2}]
[null,null,"Industry",15,"Enclosed, 6 poles","CSL 2",1.1492200636801824,null,"Industry",15,"Enclosed, 6 poles",null,{"$f":"G386*INDEX('Shipment Data'!$BG$10:$CH$34,MATCH(CONCATENATE('UEC Data'!$C386,'UEC Data'!$E386),'Shipment Data'!$BI$10:$BI$34,0),MATCH('UEC Data'!$D386,'Shipment Data'!$BG$10:$CH$10,0))","v":1.4039168279752398E-2}]
[null,null,"Industry",15,"Enclosed, 6 poles","CSL 3",1.1405138510765447,null,"Industry",15,"Enclosed, 6 poles",null,{"$f":"G387*INDEX('Shipment Data'!$BG$10:$CH$34,MATCH(CONCATENATE('UEC Data'!$C387,'UEC Data'!$E387),'Shipment Data'!$BI$10:$BI$34,0),MATCH('UEC Data'!$D387,'Shipment Data'!$BG$10:$CH$10,0))","v":1.3932810944299727E-2}]
[null,null,"Industry",15,"Enclosed, 6 poles","CSL 4",1.1331556971986314,null,"Industry",15,"Enclosed, 6 poles",null,{"$f":"G388*INDEX('Shipment Data'!$BG$10:$CH$34,MATCH(CONCATENATE('UEC Data'!$C388,'UEC Data'!$E388),'Shipment Data'!$BI$10:$BI$34,0),MATCH('UEC Data'!$D388,'Shipment Data'!$BG$10:$CH$10,0))","v":1.3842921841433277E-2}]
[null,null,"Industry",15,"Enclosed, 6 poles","-",0,null,"Industry",15,"Enclosed, 6 poles",null,{"$f":"G389*INDEX('Shipment Data'!$BG$10:$CH$34,MATCH(CONCATENATE('UEC Data'!$C389,'UEC Data'!$E389),'Shipment Data'!$BI$10:$BI$34,0),MATCH('UEC Data'!$D389,'Shipment Data'!$BG$10:$CH$10,0))","v":0}]
[null,null,"Industry",15,"Enclosed, 8 poles","CSL 0",1.2183061253118235,null,"Industry",15,"Enclosed, 8 poles",null,{"$f":"G390*INDEX('Shipment Data'!$BG$10:$CH$34,MATCH(CONCATENATE('UEC Data'!$C390,'UEC Data'!$E390),'Shipment Data'!$BI$10:$BI$34,0),MATCH('UEC Data'!$D390,'Shipment Data'!$BG$10:$CH$10,0))","v":1.7471513819471711E-3}]
[null,null,"Industry",15,"Enclosed, 8 poles","CSL 1",1.1907737834968668,null,"Industry",15,"Enclosed, 8 poles",null,{"$f":"G391*INDEX('Shipment Data'!$BG$10:$CH$34,MATCH(CONCATENATE('UEC Data'!$C391,'UEC Data'!$E391),'Shipment Data'!$BI$10:$BI$34,0),MATCH('UEC Data'!$D391,'Shipment Data'!$BG$10:$CH$10,0))","v":1.7076677348975174E-3}]
[null,null,"Industry",15,"Enclosed, 8 poles","CSL 2",1.1774690484857289,null,"Industry",15,"Enclosed, 8 poles",null,{"$f":"G392*INDEX('Shipment Data'!$BG$10:$CH$34,MATCH(CONCATENATE('UEC Data'!$C392,'UEC Data'!$E392),'Shipment Data'!$BI$10:$BI$34,0),MATCH('UEC Data'!$D392,'Shipment Data'!$BG$10:$CH$10,0))","v":1.6885876484740816E-3}]
[null,null,"Industry",15,"Enclosed, 8 poles","CSL 3",1.1683312620784116,null,"Industry",15,"Enclosed, 8 poles",null,{"$f":"G393*INDEX('Shipment Data'!$BG$10:$CH$34,MATCH(CONCATENATE('UEC Data'!$C393,'UEC Data'!$E393),'Shipment Data'!$BI$10:$BI$34,0),MATCH('UEC Data'!$D393,'Shipment Data'!$BG$10:$CH$10,0))","v":1.6754833097386952E-3}]
[null,null,"Industry",15,"Enclosed, 8 poles","CSL 4",1.1580602180161836,null,"Industry",15,"Enclosed, 8 poles",null,{"$f":"G394*INDEX('Shipment Data'!$BG$10:$CH$34,MATCH(CONCATENATE('UEC Data'!$C394,'UEC Data'!$E394),'Shipment Data'!$BI$10:$BI$34,0),MATCH('UEC Data'!$D394,'Shipment Data'!$BG$10:$CH$10,0))","v":1.6607537861365964E-3}]
[null,null,"Industry",15,"Enclosed, 8 poles","-",0,null,"Industry",15,"Enclosed, 8 poles",null,{"$f":"G395*INDEX('Shipment Data'!$BG$10:$CH$34,MATCH(CONCATENATE('UEC Data'!$C395,'UEC Data'!$E395),'Shipment Data'!$BI$10:$BI$34,0),MATCH('UEC Data'!$D395,'Shipment Data'!$BG$10:$CH$10,0))","v":0}]
[null,null,"Industry",20,"Open, 2 poles","CSL 0",1.5876983779958225,null,"Industry",20,"Open, 2 poles",null,{"$f":"G396*INDEX('Shipment Data'!$BG$10:$CH$34,MATCH(CONCATENATE('UEC Data'!$C396,'UEC Data'!$E396),'Shipment Data'!$BI$10:$BI$34,0),MATCH('UEC Data'!$D396,'Shipment Data'!$BG$10:$CH$10,0))","v":1.1890427191138267E-2}]
[null,null,"Industry",20,"Open, 2 poles","CSL 1",1.5577750161045487,null,"Industry",20,"Open, 2 poles",null,{"$f":"G397*INDEX('Shipment Data'!$BG$10:$CH$34,MATCH(CONCATENATE('UEC Data'!$C397,'UEC Data'!$E397),'Shipment Data'!$BI$10:$BI$34,0),MATCH('UEC Data'!$D397,'Shipment Data'!$BG$10:$CH$10,0))","v":1.1666328230773133E-2}]
[null,null,"Industry",20,"Open, 2 poles","CSL 2",1.5440802906882449,null,"Industry",20,"Open, 2 poles",null,{"$f":"G398*INDEX('Shipment Data'!$BG$10:$CH$34,MATCH(CONCATENATE('UEC Data'!$C398,'UEC Data'!$E398),'Shipment Data'!$BI$10:$BI$34,0),MATCH('UEC Data'!$D398,'Shipment Data'!$BG$10:$CH$10,0))","v":1.1563767103469633E-2}]
[null,null,"Industry",20,"Open, 2 poles","CSL 3",1.532293418240243,null,"Industry",20,"Open, 2 poles",null,{"$f":"G399*INDEX('Shipment Data'!$BG$10:$CH$34,MATCH(CONCATENATE('UEC Data'!$C399,'UEC Data'!$E399),'Shipment Data'!$BI$10:$BI$34,0),MATCH('UEC Data'!$D399,'Shipment Data'!$BG$10:$CH$10,0))","v":1.1475494072145436E-2}]
[null,null,"Industry",20,"Open, 2 poles","CSL 4",1.5206851347687262,null,"Industry",20,"Open, 2 poles",null,{"$f":"G400*INDEX('Shipment Data'!$BG$10:$CH$34,MATCH(CONCATENATE('UEC Data'!$C400,'UEC Data'!$E400),'Shipment Data'!$BI$10:$BI$34,0),MATCH('UEC Data'!$D400,'Shipment Data'!$BG$10:$CH$10,0))","v":1.1388558510992821E-2}]
[null,null,"Industry",20,"Open, 2 poles","-",0,null,"Industry",20,"Open, 2 poles",null,{"$f":"G401*INDEX('Shipment Data'!$BG$10:$CH$34,MATCH(CONCATENATE('UEC Data'!$C401,'UEC Data'!$E401),'Shipment Data'!$BI$10:$BI$34,0),MATCH('UEC Data'!$D401,'Shipment Data'!$BG$10:$CH$10,0))","v":0}]
[null,null,"Industry",20,"Open, 4 poles","CSL 0",1.6058435023157749,null,"Industry",20,"Open, 4 poles",null,{"$f":"G402*INDEX('Shipment Data'!$BG$10:$CH$34,MATCH(CONCATENATE('UEC Data'!$C402,'UEC Data'!$E402),'Shipment Data'!$BI$10:$BI$34,0),MATCH('UEC Data'!$D402,'Shipment Data'!$BG$10:$CH$10,0))","v":7.7531367864794684E-2}]
[null,null,"Industry",20,"Open, 4 poles","CSL 1",1.5440802906882449,null,"Industry",20,"Open, 4 poles",null,{"$f":"G403*INDEX('Shipment Data'!$BG$10:$CH$34,MATCH(CONCATENATE('UEC Data'!$C403,'UEC Data'!$E403),'Shipment Data'!$BI$10:$BI$34,0),MATCH('UEC Data'!$D403,'Shipment Data'!$BG$10:$CH$10,0))","v":7.454939217768719E-2}]
[null,null,"Industry",20,"Open, 4 poles","CSL 2",1.5108742629315086,null,"Industry",20,"Open, 4 poles",null,{"$f":"G404*INDEX('Shipment Data'!$BG$10:$CH$34,MATCH(CONCATENATE('UEC Data'!$C404,'UEC Data'!$E404),'Shipment Data'!$BI$10:$BI$34,0),MATCH('UEC Data'!$D404,'Shipment Data'!$BG$10:$CH$10,0))","v":7.2946179442683182E-2}]
[null,null,"Industry",20,"Open, 4 poles","CSL 3",1.5011891715024606,null,"Industry",20,"Open, 4 poles",null,{"$f":"G405*INDEX('Shipment Data'!$BG$10:$CH$34,MATCH(CONCATENATE('UEC Data'!$C405,'UEC Data'!$E405),'Shipment Data'!$BI$10:$BI$34,0),MATCH('UEC Data'!$D405,'Shipment Data'!$BG$10:$CH$10,0))","v":7.2478575728307001E-2}]
[null,null,"Industry",20,"Open, 4 poles","CSL 4",1.4932126084232764,null,"Industry",20,"Open, 4 poles",null,{"$f":"G406*INDEX('Shipment Data'!$BG$10:$CH$34,MATCH(CONCATENATE('UEC Data'!$C406,'UEC Data'!$E406),'Shipment Data'!$BI$10:$BI$34,0),MATCH('UEC Data'!$D406,'Shipment Data'!$BG$10:$CH$10,0))","v":7.2093461085754901E-2}]
[null,null,"Industry",20,"Open, 4 poles","-",0,null,"Industry",20,"Open, 4 poles",null,{"$f":"G407*INDEX('Shipment Data'!$BG$10:$CH$34,MATCH(CONCATENATE('UEC Data'!$C407,'UEC Data'!$E407),'Shipment Data'!$BI$10:$BI$34,0),MATCH('UEC Data'!$D407,'Shipment Data'!$BG$10:$CH$10,0))","v":0}]
[null,null,"Industry",20,"Open, 6 poles","CSL 0",1.6058435023157749,null,"Industry",20,"Open, 6 poles",null,{"$f":"G408*INDEX('Shipment Data'!$BG$10:$CH$34,MATCH(CONCATENATE('UEC Data'!$C408,'UEC Data'!$E408),'Shipment Data'!$BI$10:$BI$34,0),MATCH('UEC Data'!$D408,'Shipment Data'!$BG$10:$CH$10,0))","v":6.9087357503282406E-3}]
[null,null,"Industry",20,"Open, 6 poles","CSL 1",1.5440802906882449,null,"Industry",20,"Open, 6 poles",null,{"$f":"G409*INDEX('Shipment Data'!$BG$10:$CH$34,MATCH(CONCATENATE('UEC Data'!$C409,'UEC Data'!$E409),'Shipment Data'!$BI$10:$BI$34,0),MATCH('UEC Data'!$D409,'Shipment Data'!$BG$10:$CH$10,0))","v":6.6430151445463839E-3}]
[null,null,"Industry",20,"Open, 6 poles","CSL 2",1.5206851347687262,null,"Industry",20,"Open, 6 poles",null,{"$f":"G410*INDEX('Shipment Data'!$BG$10:$CH$34,MATCH(CONCATENATE('UEC Data'!$C410,'UEC Data'!$E410),'Shipment Data'!$BI$10:$BI$34,0),MATCH('UEC Data'!$D410,'Shipment Data'!$BG$10:$CH$10,0))","v":6.5423633999320456E-3}]
[null,null,"Industry",20,"Open, 6 poles","CSL 3",1.5108742629315086,null,"Industry",20,"Open, 6 poles",null,{"$f":"G411*INDEX('Shipment Data'!$BG$10:$CH$34,MATCH(CONCATENATE('UEC Data'!$C411,'UEC Data'!$E411),'Shipment Data'!$BI$10:$BI$34,0),MATCH('UEC Data'!$D411,'Shipment Data'!$BG$10:$CH$10,0))","v":6.5001546038034519E-3}]
[null,null,"Industry",20,"Open, 6 poles","CSL 4",1.5011891715024606,null,"Industry",20,"Open, 6 poles",null,{"$f":"G412*INDEX('Shipment Data'!$BG$10:$CH$34,MATCH(CONCATENATE('UEC Data'!$C412,'UEC Data'!$E412),'Shipment Data'!$BI$10:$BI$34,0),MATCH('UEC Data'!$D412,'Shipment Data'!$BG$10:$CH$10,0))","v":6.458486946086763E-3}]
[null,null,"Industry",20,"Open, 6 poles","-",0,null,"Industry",20,"Open, 6 poles",null,{"$f":"G413*INDEX('Shipment Data'!$BG$10:$CH$34,MATCH(CONCATENATE('UEC Data'!$C413,'UEC Data'!$E413),'Shipment Data'!$BI$10:$BI$34,0),MATCH('UEC Data'!$D413,'Shipment Data'!$BG$10:$CH$10,0))","v":0}]
[null,null,"Industry",20,"Open, 8 poles","CSL 0",1.5699587313143051,null,"Industry",20,"Open, 8 poles",null,{"$f":"G414*INDEX('Shipment Data'!$BG$10:$CH$34,MATCH(CONCATENATE('UEC Data'!$C414,'UEC Data'!$E414),'Shipment Data'!$BI$10:$BI$34,0),MATCH('UEC Data'!$D414,'Shipment Data'!$BG$10:$CH$10,0))","v":1.2508056655363561E-3}]
[null,null,"Industry",20,"Open, 8 poles","CSL 1",1.5577750161045487,null,"Industry",20,"Open, 8 poles",null,{"$f":"G415*INDEX('Shipment Data'!$BG$10:$CH$34,MATCH(CONCATENATE('UEC Data'!$C415,'UEC Data'!$E415),'Shipment Data'!$BI$10:$BI$34,0),MATCH('UEC Data'!$D415,'Shipment Data'!$BG$10:$CH$10,0))","v":1.2410987479545882E-3}]
[null,null,"Industry",20,"Open, 8 poles","CSL 2",1.5440802906882449,null,"Industry",20,"Open, 8 poles",null,{"$f":"G416*INDEX('Shipment Data'!$BG$10:$CH$34,MATCH(CONCATENATE('UEC Data'!$C416,'UEC Data'!$E416),'Shipment Data'!$BI$10:$BI$34,0),MATCH('UEC Data'!$D416,'Shipment Data'!$BG$10:$CH$10,0))","v":1.2301879897308116E-3}]
[null,null,"Industry",20,"Open, 8 poles","CSL 3",1.532293418240243,null,"Industry",20,"Open, 8 poles",null,{"$f":"G417*INDEX('Shipment Data'!$BG$10:$CH$34,MATCH(CONCATENATE('UEC Data'!$C417,'UEC Data'!$E417),'Shipment Data'!$BI$10:$BI$34,0),MATCH('UEC Data'!$D417,'Shipment Data'!$BG$10:$CH$10,0))","v":1.2207972417175993E-3}]
[null,null,"Industry",20,"Open, 8 poles","CSL 4",1.5206851347687262,null,"Industry",20,"Open, 8 poles",null,{"$f":"G418*INDEX('Shipment Data'!$BG$10:$CH$34,MATCH(CONCATENATE('UEC Data'!$C418,'UEC Data'!$E418),'Shipment Data'!$BI$10:$BI$34,0),MATCH('UEC Data'!$D418,'Shipment Data'!$BG$10:$CH$10,0))","v":1.2115487777651934E-3}]
[null,null,"Industry",20,"Open, 8 poles","-",0,null,"Industry",20,"Open, 8 poles",null,{"$f":"G419*INDEX('Shipment Data'!$BG$10:$CH$34,MATCH(CONCATENATE('UEC Data'!$C419,'UEC Data'!$E419),'Shipment Data'!$BI$10:$BI$34,0),MATCH('UEC Data'!$D419,'Shipment Data'!$BG$10:$CH$10,0))","v":0}]
[null,null,"Industry",20,"Enclosed, 2 poles","CSL 0",1.5876983779958225,null,"Industry",20,"Enclosed, 2 poles",null,{"$f":"G420*INDEX('Shipment Data'!$BG$10:$CH$34,MATCH(CONCATENATE('UEC Data'!$C420,'UEC Data'!$E420),'Shipment Data'!$BI$10:$BI$34,0),MATCH('UEC Data'!$D420,'Shipment Data'!$BG$10:$CH$10,0))","v":8.2052380545939926E-2}]
[null,null,"Industry",20,"Enclosed, 2 poles","CSL 1",1.5577750161045487,null,"Industry",20,"Enclosed, 2 poles",null,{"$f":"G421*INDEX('Shipment Data'!$BG$10:$CH$34,MATCH(CONCATENATE('UEC Data'!$C421,'UEC Data'!$E421),'Shipment Data'!$BI$10:$BI$34,0),MATCH('UEC Data'!$D421,'Shipment Data'!$BG$10:$CH$10,0))","v":8.0505938783987624E-2}]
[null,null,"Industry",20,"Enclosed, 2 poles","CSL 2",1.5440802906882449,null,"Industry",20,"Enclosed, 2 poles",null,{"$f":"G422*INDEX('Shipment Data'!$BG$10:$CH$34,MATCH(CONCATENATE('UEC Data'!$C422,'UEC Data'!$E422),'Shipment Data'!$BI$10:$BI$34,0),MATCH('UEC Data'!$D422,'Shipment Data'!$BG$10:$CH$10,0))","v":7.9798194267205316E-2}]
[null,null,"Industry",20,"Enclosed, 2 poles","CSL 3",1.532293418240243,null,"Industry",20,"Enclosed, 2 poles",null,{"$f":"G423*INDEX('Shipment Data'!$BG$10:$CH$34,MATCH(CONCATENATE('UEC Data'!$C423,'UEC Data'!$E423),'Shipment Data'!$BI$10:$BI$34,0),MATCH('UEC Data'!$D423,'Shipment Data'!$BG$10:$CH$10,0))","v":7.9189047746081612E-2}]
[null,null,"Industry",20,"Enclosed, 2 poles","CSL 4",1.5206851347687262,null,"Industry",20,"Enclosed, 2 poles",null,{"$f":"G424*INDEX('Shipment Data'!$BG$10:$CH$34,MATCH(CONCATENATE('UEC Data'!$C424,'UEC Data'!$E424),'Shipment Data'!$BI$10:$BI$34,0),MATCH('UEC Data'!$D424,'Shipment Data'!$BG$10:$CH$10,0))","v":7.858913071770221E-2}]
[null,null,"Industry",20,"Enclosed, 2 poles","-",0,null,"Industry",20,"Enclosed, 2 poles",null,{"$f":"G425*INDEX('Shipment Data'!$BG$10:$CH$34,MATCH(CONCATENATE('UEC Data'!$C425,'UEC Data'!$E425),'Shipment Data'!$BI$10:$BI$34,0),MATCH('UEC Data'!$D425,'Shipment Data'!$BG$10:$CH$10,0))","v":0}]
[null,null,"Industry",20,"Enclosed, 4 poles","CSL 0",1.5876983779958225,null,"Industry",20,"Enclosed, 4 poles",null,{"$f":"G426*INDEX('Shipment Data'!$BG$10:$CH$34,MATCH(CONCATENATE('UEC Data'!$C426,'UEC Data'!$E426),'Shipment Data'!$BI$10:$BI$34,0),MATCH('UEC Data'!$D426,'Shipment Data'!$BG$10:$CH$10,0))","v":0.21419634798220707}]
[null,null,"Industry",20,"Enclosed, 4 poles","CSL 1",1.5440802906882449,null,"Industry",20,"Enclosed, 4 poles",null,{"$f":"G427*INDEX('Shipment Data'!$BG$10:$CH$34,MATCH(CONCATENATE('UEC Data'!$C427,'UEC Data'!$E427),'Shipment Data'!$BI$10:$BI$34,0),MATCH('UEC Data'!$D427,'Shipment Data'!$BG$10:$CH$10,0))","v":0.20831183292775085}]
[null,null,"Industry",20,"Enclosed, 4 poles","CSL 2",1.5108742629315086,null,"Industry",20,"Enclosed, 4 poles",null,{"$f":"G428*INDEX('Shipment Data'!$BG$10:$CH$34,MATCH(CONCATENATE('UEC Data'!$C428,'UEC Data'!$E428),'Shipment Data'!$BI$10:$BI$34,0),MATCH('UEC Data'!$D428,'Shipment Data'!$BG$10:$CH$10,0))","v":0.2038320085637132}]
[null,null,"Industry",20,"Enclosed, 4 poles","CSL 3",1.5011891715024606,null,"Industry",20,"Enclosed, 4 poles",null,{"$f":"G429*INDEX('Shipment Data'!$BG$10:$CH$34,MATCH(CONCATENATE('UEC Data'!$C429,'UEC Data'!$E429),'Shipment Data'!$BI$10:$BI$34,0),MATCH('UEC Data'!$D429,'Shipment Data'!$BG$10:$CH$10,0))","v":0.20252539312420223}]
[null,null,"Industry",20,"Enclosed, 4 poles","CSL 4",1.4932126084232764,null,"Industry",20,"Enclosed, 4 poles",null,{"$f":"G430*INDEX('Shipment Data'!$BG$10:$CH$34,MATCH(CONCATENATE('UEC Data'!$C430,'UEC Data'!$E430),'Shipment Data'!$BI$10:$BI$34,0),MATCH('UEC Data'!$D430,'Shipment Data'!$BG$10:$CH$10,0))","v":0.20144927520111933}]
[null,null,"Industry",20,"Enclosed, 4 poles","-",0,null,"Industry",20,"Enclosed, 4 poles",null,{"$f":"G431*INDEX('Shipment Data'!$BG$10:$CH$34,MATCH(CONCATENATE('UEC Data'!$C431,'UEC Data'!$E431),'Shipment Data'!$BI$10:$BI$34,0),MATCH('UEC Data'!$D431,'Shipment Data'!$BG$10:$CH$10,0))","v":0}]
[null,null,"Industry",20,"Enclosed, 6 poles","CSL 0",1.6058435023157749,null,"Industry",20,"Enclosed, 6 poles",null,{"$f":"G432*INDEX('Shipment Data'!$BG$10:$CH$34,MATCH(CONCATENATE('UEC Data'!$C432,'UEC Data'!$E432),'Shipment Data'!$BI$10:$BI$34,0),MATCH('UEC Data'!$D432,'Shipment Data'!$BG$10:$CH$10,0))","v":1.961739780957401E-2}]
[null,null,"Industry",20,"Enclosed, 6 poles","CSL 1",1.5577750161045487,null,"Industry",20,"Enclosed, 6 poles",null,{"$f":"G433*INDEX('Shipment Data'!$BG$10:$CH$34,MATCH(CONCATENATE('UEC Data'!$C433,'UEC Data'!$E433),'Shipment Data'!$BI$10:$BI$34,0),MATCH('UEC Data'!$D433,'Shipment Data'!$BG$10:$CH$10,0))","v":1.9030180801970352E-2}]
[null,null,"Industry",20,"Enclosed, 6 poles","CSL 2",1.532293418240243,null,"Industry",20,"Enclosed, 6 poles",null,{"$f":"G434*INDEX('Shipment Data'!$BG$10:$CH$34,MATCH(CONCATENATE('UEC Data'!$C434,'UEC Data'!$E434),'Shipment Data'!$BI$10:$BI$34,0),MATCH('UEC Data'!$D434,'Shipment Data'!$BG$10:$CH$10,0))","v":1.8718891039669856E-2}]
[null,null,"Industry",20,"Enclosed, 6 poles","CSL 3",1.5206851347687262,null,"Industry",20,"Enclosed, 6 poles",null,{"$f":"G435*INDEX('Shipment Data'!$BG$10:$CH$34,MATCH(CONCATENATE('UEC Data'!$C435,'UEC Data'!$E435),'Shipment Data'!$BI$10:$BI$34,0),MATCH('UEC Data'!$D435,'Shipment Data'!$BG$10:$CH$10,0))","v":1.8577081259066298E-2}]
[null,null,"Industry",20,"Enclosed, 6 poles","CSL 4",1.5108742629315086,null,"Industry",20,"Enclosed, 6 poles",null,{"$f":"G436*INDEX('Shipment Data'!$BG$10:$CH$34,MATCH(CONCATENATE('UEC Data'!$C436,'UEC Data'!$E436),'Shipment Data'!$BI$10:$BI$34,0),MATCH('UEC Data'!$D436,'Shipment Data'!$BG$10:$CH$10,0))","v":1.8457229121911032E-2}]
[null,null,"Industry",20,"Enclosed, 6 poles","-",0,null,"Industry",20,"Enclosed, 6 poles",null,{"$f":"G437*INDEX('Shipment Data'!$BG$10:$CH$34,MATCH(CONCATENATE('UEC Data'!$C437,'UEC Data'!$E437),'Shipment Data'!$BI$10:$BI$34,0),MATCH('UEC Data'!$D437,'Shipment Data'!$BG$10:$CH$10,0))","v":0}]
[null,null,"Industry",20,"Enclosed, 8 poles","CSL 0",1.6244081670824311,null,"Industry",20,"Enclosed, 8 poles",null,{"$f":"G438*INDEX('Shipment Data'!$BG$10:$CH$34,MATCH(CONCATENATE('UEC Data'!$C438,'UEC Data'!$E438),'Shipment Data'!$BI$10:$BI$34,0),MATCH('UEC Data'!$D438,'Shipment Data'!$BG$10:$CH$10,0))","v":2.3295351759295606E-3}]
[null,null,"Industry",20,"Enclosed, 8 poles","CSL 1",1.5699587313143051,null,"Industry",20,"Enclosed, 8 poles",null,{"$f":"G439*INDEX('Shipment Data'!$BG$10:$CH$34,MATCH(CONCATENATE('UEC Data'!$C439,'UEC Data'!$E439),'Shipment Data'!$BI$10:$BI$34,0),MATCH('UEC Data'!$D439,'Shipment Data'!$BG$10:$CH$10,0))","v":2.2514501979654412E-3}]
[null,null,"Industry",20,"Enclosed, 8 poles","CSL 2",1.5577750161045487,null,"Industry",20,"Enclosed, 8 poles",null,{"$f":"G440*INDEX('Shipment Data'!$BG$10:$CH$34,MATCH(CONCATENATE('UEC Data'!$C440,'UEC Data'!$E440),'Shipment Data'!$BI$10:$BI$34,0),MATCH('UEC Data'!$D440,'Shipment Data'!$BG$10:$CH$10,0))","v":2.2339777463182592E-3}]
[null,null,"Industry",20,"Enclosed, 8 poles","CSL 3",1.5440802906882449,null,"Industry",20,"Enclosed, 8 poles",null,{"$f":"G441*INDEX('Shipment Data'!$BG$10:$CH$34,MATCH(CONCATENATE('UEC Data'!$C441,'UEC Data'!$E441),'Shipment Data'!$BI$10:$BI$34,0),MATCH('UEC Data'!$D441,'Shipment Data'!$BG$10:$CH$10,0))","v":2.2143383815154613E-3}]
[null,null,"Industry",20,"Enclosed, 8 poles","CSL 4",1.532293418240243,null,"Industry",20,"Enclosed, 8 poles",null,{"$f":"G442*INDEX('Shipment Data'!$BG$10:$CH$34,MATCH(CONCATENATE('UEC Data'!$C442,'UEC Data'!$E442),'Shipment Data'!$BI$10:$BI$34,0),MATCH('UEC Data'!$D442,'Shipment Data'!$BG$10:$CH$10,0))","v":2.1974350350916793E-3}]
[null,null,"Industry",20,"Enclosed, 8 poles","-",0,null,"Industry",20,"Enclosed, 8 poles",null,{"$f":"G443*INDEX('Shipment Data'!$BG$10:$CH$34,MATCH(CONCATENATE('UEC Data'!$C443,'UEC Data'!$E443),'Shipment Data'!$BI$10:$BI$34,0),MATCH('UEC Data'!$D443,'Shipment Data'!$BG$10:$CH$10,0))","v":0}]
[null,null,"Industry",25,"Open, 2 poles","CSL 0",3.5965479690681721,null,"Industry",25,"Open, 2 poles",null,{"$f":"G444*INDEX('Shipment Data'!$BG$10:$CH$34,MATCH(CONCATENATE('UEC Data'!$C444,'UEC Data'!$E444),'Shipment Data'!$BI$10:$BI$34,0),MATCH('UEC Data'!$D444,'Shipment Data'!$BG$10:$CH$10,0))","v":1.8389527257428765E-2}]
[null,null,"Industry",25,"Open, 2 poles","CSL 1",3.5965479690681721,null,"Industry",25,"Open, 2 poles",null,{"$f":"G445*INDEX('Shipment Data'!$BG$10:$CH$34,MATCH(CONCATENATE('UEC Data'!$C445,'UEC Data'!$E445),'Shipment Data'!$BI$10:$BI$34,0),MATCH('UEC Data'!$D445,'Shipment Data'!$BG$10:$CH$10,0))","v":1.8389527257428765E-2}]
[null,null,"Industry",25,"Open, 2 poles","CSL 2",3.5690934044187972,null,"Industry",25,"Open, 2 poles",null,{"$f":"G446*INDEX('Shipment Data'!$BG$10:$CH$34,MATCH(CONCATENATE('UEC Data'!$C446,'UEC Data'!$E446),'Shipment Data'!$BI$10:$BI$34,0),MATCH('UEC Data'!$D446,'Shipment Data'!$BG$10:$CH$10,0))","v":1.8249149186761369E-2}]
[null,null,"Industry",25,"Open, 2 poles","CSL 3",3.5420548180216849,null,"Industry",25,"Open, 2 poles",null,{"$f":"G447*INDEX('Shipment Data'!$BG$10:$CH$34,MATCH(CONCATENATE('UEC Data'!$C447,'UEC Data'!$E447),'Shipment Data'!$BI$10:$BI$34,0),MATCH('UEC Data'!$D447,'Shipment Data'!$BG$10:$CH$10,0))","v":1.8110898056558633E-2}]
[null,null,"Industry",25,"Open, 2 poles","CSL 4",3.5192028514538034,null,"Industry",25,"Open, 2 poles",null,{"$f":"G448*INDEX('Shipment Data'!$BG$10:$CH$34,MATCH(CONCATENATE('UEC Data'!$C448,'UEC Data'!$E448),'Shipment Data'!$BI$10:$BI$34,0),MATCH('UEC Data'!$D448,'Shipment Data'!$BG$10:$CH$10,0))","v":1.7994053552967935E-2}]
[null,null,"Industry",25,"Open, 2 poles","-",0,null,"Industry",25,"Open, 2 poles",null,{"$f":"G449*INDEX('Shipment Data'!$BG$10:$CH$34,MATCH(CONCATENATE('UEC Data'!$C449,'UEC Data'!$E449),'Shipment Data'!$BI$10:$BI$34,0),MATCH('UEC Data'!$D449,'Shipment Data'!$BG$10:$CH$10,0))","v":0}]
[null,null,"Industry",25,"Open, 4 poles","CSL 0",3.656825309331885,null,"Industry",25,"Open, 4 poles",null,{"$f":"G450*INDEX('Shipment Data'!$BG$10:$CH$34,MATCH(CONCATENATE('UEC Data'!$C450,'UEC Data'!$E450),'Shipment Data'!$BI$10:$BI$34,0),MATCH('UEC Data'!$D450,'Shipment Data'!$BG$10:$CH$10,0))","v":0.14376478093790246}]
[null,null,"Industry",25,"Open, 4 poles","CSL 1",3.5690934044187972,null,"Industry",25,"Open, 4 poles",null,{"$f":"G451*INDEX('Shipment Data'!$BG$10:$CH$34,MATCH(CONCATENATE('UEC Data'!$C451,'UEC Data'!$E451),'Shipment Data'!$BI$10:$BI$34,0),MATCH('UEC Data'!$D451,'Shipment Data'!$BG$10:$CH$10,0))","v":0.14031568041376521}]
[null,null,"Industry",25,"Open, 4 poles","CSL 2",3.4966438588162791,null,"Industry",25,"Open, 4 poles",null,{"$f":"G452*INDEX('Shipment Data'!$BG$10:$CH$34,MATCH(CONCATENATE('UEC Data'!$C452,'UEC Data'!$E452),'Shipment Data'!$BI$10:$BI$34,0),MATCH('UEC Data'!$D452,'Shipment Data'!$BG$10:$CH$10,0))","v":0.13746739202929778}]
[null,null,"Industry",25,"Open, 4 poles","CSL 3",3.4780644546780417,null,"Industry",25,"Open, 4 poles",null,{"$f":"G453*INDEX('Shipment Data'!$BG$10:$CH$34,MATCH(CONCATENATE('UEC Data'!$C453,'UEC Data'!$E453),'Shipment Data'!$BI$10:$BI$34,0),MATCH('UEC Data'!$D453,'Shipment Data'!$BG$10:$CH$10,0))","v":0.13673695955305282}]
[null,null,"Industry",25,"Open, 4 poles","CSL 4",3.4633424887323145,null,"Industry",25,"Open, 4 poles",null,{"$f":"G454*INDEX('Shipment Data'!$BG$10:$CH$34,MATCH(CONCATENATE('UEC Data'!$C454,'UEC Data'!$E454),'Shipment Data'!$BI$10:$BI$34,0),MATCH('UEC Data'!$D454,'Shipment Data'!$BG$10:$CH$10,0))","v":0.13615817877187589}]
[null,null,"Industry",25,"Open, 4 poles","-",0,null,"Industry",25,"Open, 4 poles",null,{"$f":"G455*INDEX('Shipment Data'!$BG$10:$CH$34,MATCH(CONCATENATE('UEC Data'!$C455,'UEC Data'!$E455),'Shipment Data'!$BI$10:$BI$34,0),MATCH('UEC Data'!$D455,'Shipment Data'!$BG$10:$CH$10,0))","v":0}]
[null,null,"Industry",25,"Open, 6 poles","CSL 0",3.5690934044187972,null,"Industry",25,"Open, 6 poles",null,{"$f":"G456*INDEX('Shipment Data'!$BG$10:$CH$34,MATCH(CONCATENATE('UEC Data'!$C456,'UEC Data'!$E456),'Shipment Data'!$BI$10:$BI$34,0),MATCH('UEC Data'!$D456,'Shipment Data'!$BG$10:$CH$10,0))","v":1.2977172755030308E-2}]
[null,null,"Industry",25,"Open, 6 poles","CSL 1",3.5690934044187972,null,"Industry",25,"Open, 6 poles",null,{"$f":"G457*INDEX('Shipment Data'!$BG$10:$CH$34,MATCH(CONCATENATE('UEC Data'!$C457,'UEC Data'!$E457),'Shipment Data'!$BI$10:$BI$34,0),MATCH('UEC Data'!$D457,'Shipment Data'!$BG$10:$CH$10,0))","v":1.2977172755030308E-2}]
[null,null,"Industry",25,"Open, 6 poles","CSL 2",3.5192028514538034,null,"Industry",25,"Open, 6 poles",null,{"$f":"G458*INDEX('Shipment Data'!$BG$10:$CH$34,MATCH(CONCATENATE('UEC Data'!$C458,'UEC Data'!$E458),'Shipment Data'!$BI$10:$BI$34,0),MATCH('UEC Data'!$D458,'Shipment Data'!$BG$10:$CH$10,0))","v":1.2795771415443863E-2}]
[null,null,"Industry",25,"Open, 6 poles","CSL 3",3.4966438588162791,null,"Industry",25,"Open, 6 poles",null,{"$f":"G459*INDEX('Shipment Data'!$BG$10:$CH$34,MATCH(CONCATENATE('UEC Data'!$C459,'UEC Data'!$E459),'Shipment Data'!$BI$10:$BI$34,0),MATCH('UEC Data'!$D459,'Shipment Data'!$BG$10:$CH$10,0))","v":1.2713747239703838E-2}]
[null,null,"Industry",25,"Open, 6 poles","CSL 4",3.4780644546780417,null,"Industry",25,"Open, 6 poles",null,{"$f":"G460*INDEX('Shipment Data'!$BG$10:$CH$34,MATCH(CONCATENATE('UEC Data'!$C460,'UEC Data'!$E460),'Shipment Data'!$BI$10:$BI$34,0),MATCH('UEC Data'!$D460,'Shipment Data'!$BG$10:$CH$10,0))","v":1.2646192791033786E-2}]
[null,null,"Industry",25,"Open, 6 poles","-",0,null,"Industry",25,"Open, 6 poles",null,{"$f":"G461*INDEX('Shipment Data'!$BG$10:$CH$34,MATCH(CONCATENATE('UEC Data'!$C461,'UEC Data'!$E461),'Shipment Data'!$BI$10:$BI$34,0),MATCH('UEC Data'!$D461,'Shipment Data'!$BG$10:$CH$10,0))","v":0}]
[null,null,"Industry",25,"Open, 8 poles","CSL 0",3.6981453693243358,null,"Industry",25,"Open, 8 poles",null,{"$f":"G462*INDEX('Shipment Data'!$BG$10:$CH$34,MATCH(CONCATENATE('UEC Data'!$C462,'UEC Data'!$E462),'Shipment Data'!$BI$10:$BI$34,0),MATCH('UEC Data'!$D462,'Shipment Data'!$BG$10:$CH$10,0))","v":4.2020012063427948E-3}]
[null,null,"Industry",25,"Open, 8 poles","CSL 1",3.6284463989490434,null,"Industry",25,"Open, 8 poles",null,{"$f":"G463*INDEX('Shipment Data'!$BG$10:$CH$34,MATCH(CONCATENATE('UEC Data'!$C463,'UEC Data'!$E463),'Shipment Data'!$BI$10:$BI$34,0),MATCH('UEC Data'!$D463,'Shipment Data'!$BG$10:$CH$10,0))","v":4.1228060616556239E-3}]
[null,null,"Industry",25,"Open, 8 poles","CSL 2",3.5965479690681721,null,"Industry",25,"Open, 8 poles",null,{"$f":"G464*INDEX('Shipment Data'!$BG$10:$CH$34,MATCH(CONCATENATE('UEC Data'!$C464,'UEC Data'!$E464),'Shipment Data'!$BI$10:$BI$34,0),MATCH('UEC Data'!$D464,'Shipment Data'!$BG$10:$CH$10,0))","v":4.0865616127619478E-3}]
[null,null,"Industry",25,"Open, 8 poles","CSL 3",3.5690934044187972,null,"Industry",25,"Open, 8 poles",null,{"$f":"G465*INDEX('Shipment Data'!$BG$10:$CH$34,MATCH(CONCATENATE('UEC Data'!$C465,'UEC Data'!$E465),'Shipment Data'!$BI$10:$BI$34,0),MATCH('UEC Data'!$D465,'Shipment Data'!$BG$10:$CH$10,0))","v":4.0553664859469714E-3}]
[null,null,"Industry",25,"Open, 8 poles","CSL 4",3.5420548180216849,null,"Industry",25,"Open, 8 poles",null,{"$f":"G466*INDEX('Shipment Data'!$BG$10:$CH$34,MATCH(CONCATENATE('UEC Data'!$C466,'UEC Data'!$E466),'Shipment Data'!$BI$10:$BI$34,0),MATCH('UEC Data'!$D466,'Shipment Data'!$BG$10:$CH$10,0))","v":4.024644012568585E-3}]
[null,null,"Industry",25,"Open, 8 poles","-",0,null,"Industry",25,"Open, 8 poles",null,{"$f":"G467*INDEX('Shipment Data'!$BG$10:$CH$34,MATCH(CONCATENATE('UEC Data'!$C467,'UEC Data'!$E467),'Shipment Data'!$BI$10:$BI$34,0),MATCH('UEC Data'!$D467,'Shipment Data'!$BG$10:$CH$10,0))","v":0}]
[null,null,"Industry",25,"Enclosed, 2 poles","CSL 0",3.656825309331885,null,"Industry",25,"Enclosed, 2 poles",null,{"$f":"G468*INDEX('Shipment Data'!$BG$10:$CH$34,MATCH(CONCATENATE('UEC Data'!$C468,'UEC Data'!$E468),'Shipment Data'!$BI$10:$BI$34,0),MATCH('UEC Data'!$D468,'Shipment Data'!$BG$10:$CH$10,0))","v":0.16661756403496786}]
[null,null,"Industry",25,"Enclosed, 2 poles","CSL 1",3.5965479690681721,null,"Industry",25,"Enclosed, 2 poles",null,{"$f":"G469*INDEX('Shipment Data'!$BG$10:$CH$34,MATCH(CONCATENATE('UEC Data'!$C469,'UEC Data'!$E469),'Shipment Data'!$BI$10:$BI$34,0),MATCH('UEC Data'!$D469,'Shipment Data'!$BG$10:$CH$10,0))","v":0.16387112067175408}]
[null,null,"Industry",25,"Enclosed, 2 poles","CSL 2",3.5690934044187972,null,"Industry",25,"Enclosed, 2 poles",null,{"$f":"G470*INDEX('Shipment Data'!$BG$10:$CH$34,MATCH(CONCATENATE('UEC Data'!$C470,'UEC Data'!$E470),'Shipment Data'!$BI$10:$BI$34,0),MATCH('UEC Data'!$D470,'Shipment Data'!$BG$10:$CH$10,0))","v":0.16262019608647352}]
[null,null,"Industry",25,"Enclosed, 2 poles","CSL 3",3.5420548180216849,null,"Industry",25,"Enclosed, 2 poles",null,{"$f":"G471*INDEX('Shipment Data'!$BG$10:$CH$34,MATCH(CONCATENATE('UEC Data'!$C471,'UEC Data'!$E471),'Shipment Data'!$BI$10:$BI$34,0),MATCH('UEC Data'!$D471,'Shipment Data'!$BG$10:$CH$10,0))","v":0.16138822490400023}]
[null,null,"Industry",25,"Enclosed, 2 poles","CSL 4",3.5192028514538034,null,"Industry",25,"Enclosed, 2 poles",null,{"$f":"G472*INDEX('Shipment Data'!$BG$10:$CH$34,MATCH(CONCATENATE('UEC Data'!$C472,'UEC Data'!$E472),'Shipment Data'!$BI$10:$BI$34,0),MATCH('UEC Data'!$D472,'Shipment Data'!$BG$10:$CH$10,0))","v":0.1603470105497809}]
[null,null,"Industry",25,"Enclosed, 2 poles","-",0,null,"Industry",25,"Enclosed, 2 poles",null,{"$f":"G473*INDEX('Shipment Data'!$BG$10:$CH$34,MATCH(CONCATENATE('UEC Data'!$C473,'UEC Data'!$E473),'Shipment Data'!$BI$10:$BI$34,0),MATCH('UEC Data'!$D473,'Shipment Data'!$BG$10:$CH$10,0))","v":0}]
[null,null,"Industry",25,"Enclosed, 4 poles","CSL 0",3.827904855967295,null,"Industry",25,"Enclosed, 4 poles",null,{"$f":"G474*INDEX('Shipment Data'!$BG$10:$CH$34,MATCH(CONCATENATE('UEC Data'!$C474,'UEC Data'!$E474),'Shipment Data'!$BI$10:$BI$34,0),MATCH('UEC Data'!$D474,'Shipment Data'!$BG$10:$CH$10,0))","v":0.52976177314071193}]
[null,null,"Industry",25,"Enclosed, 4 poles","CSL 1",3.5420548180216849,null,"Industry",25,"Enclosed, 4 poles",null,{"$f":"G475*INDEX('Shipment Data'!$BG$10:$CH$34,MATCH(CONCATENATE('UEC Data'!$C475,'UEC Data'!$E475),'Shipment Data'!$BI$10:$BI$34,0),MATCH('UEC Data'!$D475,'Shipment Data'!$BG$10:$CH$10,0))","v":0.49020164073085354}]
[null,null,"Industry",25,"Enclosed, 4 poles","CSL 2",3.4966438588162791,null,"Industry",25,"Enclosed, 4 poles",null,{"$f":"G476*INDEX('Shipment Data'!$BG$10:$CH$34,MATCH(CONCATENATE('UEC Data'!$C476,'UEC Data'!$E476),'Shipment Data'!$BI$10:$BI$34,0),MATCH('UEC Data'!$D476,'Shipment Data'!$BG$10:$CH$10,0))","v":0.48391700431122731}]
[null,null,"Industry",25,"Enclosed, 4 poles","CSL 3",3.4780644546780417,null,"Industry",25,"Enclosed, 4 poles",null,{"$f":"G477*INDEX('Shipment Data'!$BG$10:$CH$34,MATCH(CONCATENATE('UEC Data'!$C477,'UEC Data'!$E477),'Shipment Data'!$BI$10:$BI$34,0),MATCH('UEC Data'!$D477,'Shipment Data'!$BG$10:$CH$10,0))","v":0.48134571310872343}]
[null,null,"Industry",25,"Enclosed, 4 poles","CSL 4",3.4633424887323145,null,"Industry",25,"Enclosed, 4 poles",null,{"$f":"G478*INDEX('Shipment Data'!$BG$10:$CH$34,MATCH(CONCATENATE('UEC Data'!$C478,'UEC Data'!$E478),'Shipment Data'!$BI$10:$BI$34,0),MATCH('UEC Data'!$D478,'Shipment Data'!$BG$10:$CH$10,0))","v":0.47930827093683465}]
[null,null,"Industry",25,"Enclosed, 4 poles","-",0,null,"Industry",25,"Enclosed, 4 poles",null,{"$f":"G479*INDEX('Shipment Data'!$BG$10:$CH$34,MATCH(CONCATENATE('UEC Data'!$C479,'UEC Data'!$E479),'Shipment Data'!$BI$10:$BI$34,0),MATCH('UEC Data'!$D479,'Shipment Data'!$BG$10:$CH$10,0))","v":0}]
[null,null,"Industry",25,"Enclosed, 6 poles","CSL 0",3.7404098878308996,null,"Industry",25,"Enclosed, 6 poles",null,{"$f":"G480*INDEX('Shipment Data'!$BG$10:$CH$34,MATCH(CONCATENATE('UEC Data'!$C480,'UEC Data'!$E480),'Shipment Data'!$BI$10:$BI$34,0),MATCH('UEC Data'!$D480,'Shipment Data'!$BG$10:$CH$10,0))","v":9.7325551369538563E-2}]
[null,null,"Industry",25,"Enclosed, 6 poles","CSL 1",3.5690934044187972,null,"Industry",25,"Enclosed, 6 poles",null,{"$f":"G481*INDEX('Shipment Data'!$BG$10:$CH$34,MATCH(CONCATENATE('UEC Data'!$C481,'UEC Data'!$E481),'Shipment Data'!$BI$10:$BI$34,0),MATCH('UEC Data'!$D481,'Shipment Data'!$BG$10:$CH$10,0))","v":9.2867892528185642E-2}]
[null,null,"Industry",25,"Enclosed, 6 poles","CSL 2",3.5192028514538034,null,"Industry",25,"Enclosed, 6 poles",null,{"$f":"G482*INDEX('Shipment Data'!$BG$10:$CH$34,MATCH(CONCATENATE('UEC Data'!$C482,'UEC Data'!$E482),'Shipment Data'!$BI$10:$BI$34,0),MATCH('UEC Data'!$D482,'Shipment Data'!$BG$10:$CH$10,0))","v":9.1569739191770153E-2}]
[null,null,"Industry",25,"Enclosed, 6 poles","CSL 3",3.4966438588162791,null,"Industry",25,"Enclosed, 6 poles",null,{"$f":"G483*INDEX('Shipment Data'!$BG$10:$CH$34,MATCH(CONCATENATE('UEC Data'!$C483,'UEC Data'!$E483),'Shipment Data'!$BI$10:$BI$34,0),MATCH('UEC Data'!$D483,'Shipment Data'!$BG$10:$CH$10,0))","v":9.0982753684130599E-2}]
[null,null,"Industry",25,"Enclosed, 6 poles","CSL 4",3.4780644546780417,null,"Industry",25,"Enclosed, 6 poles",null,{"$f":"G484*INDEX('Shipment Data'!$BG$10:$CH$34,MATCH(CONCATENATE('UEC Data'!$C484,'UEC Data'!$E484),'Shipment Data'!$BI$10:$BI$34,0),MATCH('UEC Data'!$D484,'Shipment Data'!$BG$10:$CH$10,0))","v":9.0499317160835535E-2}]
[null,null,"Industry",25,"Enclosed, 6 poles","-",0,null,"Industry",25,"Enclosed, 6 poles",null,{"$f":"G485*INDEX('Shipment Data'!$BG$10:$CH$34,MATCH(CONCATENATE('UEC Data'!$C485,'UEC Data'!$E485),'Shipment Data'!$BI$10:$BI$34,0),MATCH('UEC Data'!$D485,'Shipment Data'!$BG$10:$CH$10,0))","v":0}]
[null,null,"Industry",25,"Enclosed, 8 poles","CSL 0",3.7404098878308996,null,"Industry",25,"Enclosed, 8 poles",null,{"$f":"G486*INDEX('Shipment Data'!$BG$10:$CH$34,MATCH(CONCATENATE('UEC Data'!$C486,'UEC Data'!$E486),'Shipment Data'!$BI$10:$BI$34,0),MATCH('UEC Data'!$D486,'Shipment Data'!$BG$10:$CH$10,0))","v":7.2250409313631249E-3}]
[null,null,"Industry",25,"Enclosed, 8 poles","CSL 1",3.656825309331885,null,"Industry",25,"Enclosed, 8 poles",null,{"$f":"G487*INDEX('Shipment Data'!$BG$10:$CH$34,MATCH(CONCATENATE('UEC Data'!$C487,'UEC Data'!$E487),'Shipment Data'!$BI$10:$BI$34,0),MATCH('UEC Data'!$D487,'Shipment Data'!$BG$10:$CH$10,0))","v":7.0635875027293118E-3}]
[null,null,"Industry",25,"Enclosed, 8 poles","CSL 2",3.6284463989490434,null,"Industry",25,"Enclosed, 8 poles",null,{"$f":"G488*INDEX('Shipment Data'!$BG$10:$CH$34,MATCH(CONCATENATE('UEC Data'!$C488,'UEC Data'!$E488),'Shipment Data'!$BI$10:$BI$34,0),MATCH('UEC Data'!$D488,'Shipment Data'!$BG$10:$CH$10,0))","v":7.0087703048145608E-3}]
[null,null,"Industry",25,"Enclosed, 8 poles","CSL 3",3.5965479690681721,null,"Industry",25,"Enclosed, 8 poles",null,{"$f":"G489*INDEX('Shipment Data'!$BG$10:$CH$34,MATCH(CONCATENATE('UEC Data'!$C489,'UEC Data'!$E489),'Shipment Data'!$BI$10:$BI$34,0),MATCH('UEC Data'!$D489,'Shipment Data'!$BG$10:$CH$10,0))","v":6.9471547416953107E-3}]
[null,null,"Industry",25,"Enclosed, 8 poles","CSL 4",3.5690934044187972,null,"Industry",25,"Enclosed, 8 poles",null,{"$f":"G490*INDEX('Shipment Data'!$BG$10:$CH$34,MATCH(CONCATENATE('UEC Data'!$C490,'UEC Data'!$E490),'Shipment Data'!$BI$10:$BI$34,0),MATCH('UEC Data'!$D490,'Shipment Data'!$BG$10:$CH$10,0))","v":6.8941230261098515E-3}]
[null,null,"Industry",25,"Enclosed, 8 poles","-",0,null,"Industry",25,"Enclosed, 8 poles",null,{"$f":"G491*INDEX('Shipment Data'!$BG$10:$CH$34,MATCH(CONCATENATE('UEC Data'!$C491,'UEC Data'!$E491),'Shipment Data'!$BI$10:$BI$34,0),MATCH('UEC Data'!$D491,'Shipment Data'!$BG$10:$CH$10,0))","v":0}]
[null,null,"Industry",30,"Open, 2 poles","CSL 0",4.3881903711982622,null,"Industry",30,"Open, 2 poles",null,{"$f":"G492*INDEX('Shipment Data'!$BG$10:$CH$34,MATCH(CONCATENATE('UEC Data'!$C492,'UEC Data'!$E492),'Shipment Data'!$BI$10:$BI$34,0),MATCH('UEC Data'!$D492,'Shipment Data'!$BG$10:$CH$10,0))","v":2.2437277949846041E-2}]
[null,null,"Industry",30,"Open, 2 poles","CSL 1",4.3158575628818072,null,"Industry",30,"Open, 2 poles",null,{"$f":"G493*INDEX('Shipment Data'!$BG$10:$CH$34,MATCH(CONCATENATE('UEC Data'!$C493,'UEC Data'!$E493),'Shipment Data'!$BI$10:$BI$34,0),MATCH('UEC Data'!$D493,'Shipment Data'!$BG$10:$CH$10,0))","v":2.2067432708914512E-2}]
[null,null,"Industry",30,"Open, 2 poles","CSL 2",4.2829120853025575,null,"Industry",30,"Open, 2 poles",null,{"$f":"G494*INDEX('Shipment Data'!$BG$10:$CH$34,MATCH(CONCATENATE('UEC Data'!$C494,'UEC Data'!$E494),'Shipment Data'!$BI$10:$BI$34,0),MATCH('UEC Data'!$D494,'Shipment Data'!$BG$10:$CH$10,0))","v":2.1898979024113641E-2}]
[null,null,"Industry",30,"Open, 2 poles","CSL 3",4.2504657816260227,null,"Industry",30,"Open, 2 poles",null,{"$f":"G495*INDEX('Shipment Data'!$BG$10:$CH$34,MATCH(CONCATENATE('UEC Data'!$C495,'UEC Data'!$E495),'Shipment Data'!$BI$10:$BI$34,0),MATCH('UEC Data'!$D495,'Shipment Data'!$BG$10:$CH$10,0))","v":2.1733077667870356E-2}]
[null,null,"Industry",30,"Open, 2 poles","CSL 4",4.2230434217445652,null,"Industry",30,"Open, 2 poles",null,{"$f":"G496*INDEX('Shipment Data'!$BG$10:$CH$34,MATCH(CONCATENATE('UEC Data'!$C496,'UEC Data'!$E496),'Shipment Data'!$BI$10:$BI$34,0),MATCH('UEC Data'!$D496,'Shipment Data'!$BG$10:$CH$10,0))","v":2.1592864263561516E-2}]
[null,null,"Industry",30,"Open, 2 poles","-",0,null,"Industry",30,"Open, 2 poles",null,{"$f":"G497*INDEX('Shipment Data'!$BG$10:$CH$34,MATCH(CONCATENATE('UEC Data'!$C497,'UEC Data'!$E497),'Shipment Data'!$BI$10:$BI$34,0),MATCH('UEC Data'!$D497,'Shipment Data'!$BG$10:$CH$10,0))","v":0}]
[null,null,"Industry",30,"Open, 4 poles","CSL 0",4.3881903711982622,null,"Industry",30,"Open, 4 poles",null,{"$f":"G498*INDEX('Shipment Data'!$BG$10:$CH$34,MATCH(CONCATENATE('UEC Data'!$C498,'UEC Data'!$E498),'Shipment Data'!$BI$10:$BI$34,0),MATCH('UEC Data'!$D498,'Shipment Data'!$BG$10:$CH$10,0))","v":0.17251773712548288}]
[null,null,"Industry",30,"Open, 4 poles","CSL 1",4.2504657816260227,null,"Industry",30,"Open, 4 poles",null,{"$f":"G499*INDEX('Shipment Data'!$BG$10:$CH$34,MATCH(CONCATENATE('UEC Data'!$C499,'UEC Data'!$E499),'Shipment Data'!$BI$10:$BI$34,0),MATCH('UEC Data'!$D499,'Shipment Data'!$BG$10:$CH$10,0))","v":0.16710321940184761}]
[null,null,"Industry",30,"Open, 4 poles","CSL 2",4.1736773456136502,null,"Industry",30,"Open, 4 poles",null,{"$f":"G500*INDEX('Shipment Data'!$BG$10:$CH$34,MATCH(CONCATENATE('UEC Data'!$C500,'UEC Data'!$E500),'Shipment Data'!$BI$10:$BI$34,0),MATCH('UEC Data'!$D500,'Shipment Data'!$BG$10:$CH$10,0))","v":0.16408435146366332}]
[null,null,"Industry",30,"Open, 4 poles","CSL 3",4.156010986478778,null,"Industry",30,"Open, 4 poles",null,{"$f":"G501*INDEX('Shipment Data'!$BG$10:$CH$34,MATCH(CONCATENATE('UEC Data'!$C501,'UEC Data'!$E501),'Shipment Data'!$BI$10:$BI$34,0),MATCH('UEC Data'!$D501,'Shipment Data'!$BG$10:$CH$10,0))","v":0.16338981452625101}]
[null,null,"Industry",30,"Open, 4 poles","CSL 4",4.1341372444446787,null,"Industry",30,"Open, 4 poles",null,{"$f":"G502*INDEX('Shipment Data'!$BG$10:$CH$34,MATCH(CONCATENATE('UEC Data'!$C502,'UEC Data'!$E502),'Shipment Data'!$BI$10:$BI$34,0),MATCH('UEC Data'!$D502,'Shipment Data'!$BG$10:$CH$10,0))","v":0.16252986813400755}]
[null,null,"Industry",30,"Open, 4 poles","-",0,null,"Industry",30,"Open, 4 poles",null,{"$f":"G503*INDEX('Shipment Data'!$BG$10:$CH$34,MATCH(CONCATENATE('UEC Data'!$C503,'UEC Data'!$E503),'Shipment Data'!$BI$10:$BI$34,0),MATCH('UEC Data'!$D503,'Shipment Data'!$BG$10:$CH$10,0))","v":0}]
[null,null,"Industry",30,"Open, 6 poles","CSL 0",4.3881903711982622,null,"Industry",30,"Open, 6 poles",null,{"$f":"G504*INDEX('Shipment Data'!$BG$10:$CH$34,MATCH(CONCATENATE('UEC Data'!$C504,'UEC Data'!$E504),'Shipment Data'!$BI$10:$BI$34,0),MATCH('UEC Data'!$D504,'Shipment Data'!$BG$10:$CH$10,0))","v":1.595539765322385E-2}]
[null,null,"Industry",30,"Open, 6 poles","CSL 1",4.2504657816260227,null,"Industry",30,"Open, 6 poles",null,{"$f":"G505*INDEX('Shipment Data'!$BG$10:$CH$34,MATCH(CONCATENATE('UEC Data'!$C505,'UEC Data'!$E505),'Shipment Data'!$BI$10:$BI$34,0),MATCH('UEC Data'!$D505,'Shipment Data'!$BG$10:$CH$10,0))","v":1.5454633008263363E-2}]
[null,null,"Industry",30,"Open, 6 poles","CSL 2",4.1959726305795355,null,"Industry",30,"Open, 6 poles",null,{"$f":"G506*INDEX('Shipment Data'!$BG$10:$CH$34,MATCH(CONCATENATE('UEC Data'!$C506,'UEC Data'!$E506),'Shipment Data'!$BI$10:$BI$34,0),MATCH('UEC Data'!$D506,'Shipment Data'!$BG$10:$CH$10,0))","v":1.5256496687644602E-2}]
[null,null,"Industry",30,"Open, 6 poles","CSL 3",4.1736773456136502,null,"Industry",30,"Open, 6 poles",null,{"$f":"G507*INDEX('Shipment Data'!$BG$10:$CH$34,MATCH(CONCATENATE('UEC Data'!$C507,'UEC Data'!$E507),'Shipment Data'!$BI$10:$BI$34,0),MATCH('UEC Data'!$D507,'Shipment Data'!$BG$10:$CH$10,0))","v":1.5175431349240539E-2}]
[null,null,"Industry",30,"Open, 6 poles","CSL 4",4.156010986478778,null,"Industry",30,"Open, 6 poles",null,{"$f":"G508*INDEX('Shipment Data'!$BG$10:$CH$34,MATCH(CONCATENATE('UEC Data'!$C508,'UEC Data'!$E508),'Shipment Data'!$BI$10:$BI$34,0),MATCH('UEC Data'!$D508,'Shipment Data'!$BG$10:$CH$10,0))","v":1.5111196719190844E-2}]
[null,null,"Industry",30,"Open, 6 poles","-",0,null,"Industry",30,"Open, 6 poles",null,{"$f":"G509*INDEX('Shipment Data'!$BG$10:$CH$34,MATCH(CONCATENATE('UEC Data'!$C509,'UEC Data'!$E509),'Shipment Data'!$BI$10:$BI$34,0),MATCH('UEC Data'!$D509,'Shipment Data'!$BG$10:$CH$10,0))","v":0}]
[null,null,"Industry",30,"Open, 8 poles","CSL 0",4.3158575628818072,null,"Industry",30,"Open, 8 poles",null,{"$f":"G510*INDEX('Shipment Data'!$BG$10:$CH$34,MATCH(CONCATENATE('UEC Data'!$C510,'UEC Data'!$E510),'Shipment Data'!$BI$10:$BI$34,0),MATCH('UEC Data'!$D510,'Shipment Data'!$BG$10:$CH$10,0))","v":4.903873935314336E-3}]
[null,null,"Industry",30,"Open, 8 poles","CSL 1",4.3158575628818072,null,"Industry",30,"Open, 8 poles",null,{"$f":"G511*INDEX('Shipment Data'!$BG$10:$CH$34,MATCH(CONCATENATE('UEC Data'!$C511,'UEC Data'!$E511),'Shipment Data'!$BI$10:$BI$34,0),MATCH('UEC Data'!$D511,'Shipment Data'!$BG$10:$CH$10,0))","v":4.903873935314336E-3}]
[null,null,"Industry",30,"Open, 8 poles","CSL 2",4.2829120853025575,null,"Industry",30,"Open, 8 poles",null,{"$f":"G512*INDEX('Shipment Data'!$BG$10:$CH$34,MATCH(CONCATENATE('UEC Data'!$C512,'UEC Data'!$E512),'Shipment Data'!$BI$10:$BI$34,0),MATCH('UEC Data'!$D512,'Shipment Data'!$BG$10:$CH$10,0))","v":4.866439783136365E-3}]
[null,null,"Industry",30,"Open, 8 poles","CSL 3",4.2504657816260227,null,"Industry",30,"Open, 8 poles",null,{"$f":"G513*INDEX('Shipment Data'!$BG$10:$CH$34,MATCH(CONCATENATE('UEC Data'!$C513,'UEC Data'!$E513),'Shipment Data'!$BI$10:$BI$34,0),MATCH('UEC Data'!$D513,'Shipment Data'!$BG$10:$CH$10,0))","v":4.829572815082301E-3}]
[null,null,"Industry",30,"Open, 8 poles","CSL 4",4.2230434217445652,null,"Industry",30,"Open, 8 poles",null,{"$f":"G514*INDEX('Shipment Data'!$BG$10:$CH$34,MATCH(CONCATENATE('UEC Data'!$C514,'UEC Data'!$E514),'Shipment Data'!$BI$10:$BI$34,0),MATCH('UEC Data'!$D514,'Shipment Data'!$BG$10:$CH$10,0))","v":4.7984142807914482E-3}]
[null,null,"Industry",30,"Open, 8 poles","-",0,null,"Industry",30,"Open, 8 poles",null,{"$f":"G515*INDEX('Shipment Data'!$BG$10:$CH$34,MATCH(CONCATENATE('UEC Data'!$C515,'UEC Data'!$E515),'Shipment Data'!$BI$10:$BI$34,0),MATCH('UEC Data'!$D515,'Shipment Data'!$BG$10:$CH$10,0))","v":0}]
[null,null,"Industry",30,"Enclosed, 2 poles","CSL 0",4.4377744431892037,null,"Industry",30,"Enclosed, 2 poles",null,{"$f":"G516*INDEX('Shipment Data'!$BG$10:$CH$34,MATCH(CONCATENATE('UEC Data'!$C516,'UEC Data'!$E516),'Shipment Data'!$BI$10:$BI$34,0),MATCH('UEC Data'!$D516,'Shipment Data'!$BG$10:$CH$10,0))","v":0.20220029804921522}]
[null,null,"Industry",30,"Enclosed, 2 poles","CSL 1",4.3158575628818072,null,"Industry",30,"Enclosed, 2 poles",null,{"$f":"G517*INDEX('Shipment Data'!$BG$10:$CH$34,MATCH(CONCATENATE('UEC Data'!$C517,'UEC Data'!$E517),'Shipment Data'!$BI$10:$BI$34,0),MATCH('UEC Data'!$D517,'Shipment Data'!$BG$10:$CH$10,0))","v":0.19664534480610485}]
[null,null,"Industry",30,"Enclosed, 2 poles","CSL 2",4.2829120853025575,null,"Industry",30,"Enclosed, 2 poles",null,{"$f":"G518*INDEX('Shipment Data'!$BG$10:$CH$34,MATCH(CONCATENATE('UEC Data'!$C518,'UEC Data'!$E518),'Shipment Data'!$BI$10:$BI$34,0),MATCH('UEC Data'!$D518,'Shipment Data'!$BG$10:$CH$10,0))","v":0.1951442353037682}]
[null,null,"Industry",30,"Enclosed, 2 poles","CSL 3",4.2504657816260227,null,"Industry",30,"Enclosed, 2 poles",null,{"$f":"G519*INDEX('Shipment Data'!$BG$10:$CH$34,MATCH(CONCATENATE('UEC Data'!$C519,'UEC Data'!$E519),'Shipment Data'!$BI$10:$BI$34,0),MATCH('UEC Data'!$D519,'Shipment Data'!$BG$10:$CH$10,0))","v":0.19366586988480025}]
[null,null,"Industry",30,"Enclosed, 2 poles","CSL 4",4.2230434217445652,null,"Industry",30,"Enclosed, 2 poles",null,{"$f":"G520*INDEX('Shipment Data'!$BG$10:$CH$34,MATCH(CONCATENATE('UEC Data'!$C520,'UEC Data'!$E520),'Shipment Data'!$BI$10:$BI$34,0),MATCH('UEC Data'!$D520,'Shipment Data'!$BG$10:$CH$10,0))","v":0.19241641265973708}]
[null,null,"Industry",30,"Enclosed, 2 poles","-",0,null,"Industry",30,"Enclosed, 2 poles",null,{"$f":"G521*INDEX('Shipment Data'!$BG$10:$CH$34,MATCH(CONCATENATE('UEC Data'!$C521,'UEC Data'!$E521),'Shipment Data'!$BI$10:$BI$34,0),MATCH('UEC Data'!$D521,'Shipment Data'!$BG$10:$CH$10,0))","v":0}]
[null,null,"Industry",30,"Enclosed, 4 poles","CSL 0",4.48849186539708,null,"Industry",30,"Enclosed, 4 poles",null,{"$f":"G522*INDEX('Shipment Data'!$BG$10:$CH$34,MATCH(CONCATENATE('UEC Data'!$C522,'UEC Data'!$E522),'Shipment Data'!$BI$10:$BI$34,0),MATCH('UEC Data'!$D522,'Shipment Data'!$BG$10:$CH$10,0))","v":0.62118351913413761}]
[null,null,"Industry",30,"Enclosed, 4 poles","CSL 1",4.2504657816260227,null,"Industry",30,"Enclosed, 4 poles",null,{"$f":"G523*INDEX('Shipment Data'!$BG$10:$CH$34,MATCH(CONCATENATE('UEC Data'!$C523,'UEC Data'!$E523),'Shipment Data'!$BI$10:$BI$34,0),MATCH('UEC Data'!$D523,'Shipment Data'!$BG$10:$CH$10,0))","v":0.58824196887702429}]
[null,null,"Industry",30,"Enclosed, 4 poles","CSL 2",4.1959726305795355,null,"Industry",30,"Enclosed, 4 poles",null,{"$f":"G524*INDEX('Shipment Data'!$BG$10:$CH$34,MATCH(CONCATENATE('UEC Data'!$C524,'UEC Data'!$E524),'Shipment Data'!$BI$10:$BI$34,0),MATCH('UEC Data'!$D524,'Shipment Data'!$BG$10:$CH$10,0))","v":0.58070040517347266}]
[null,null,"Industry",30,"Enclosed, 4 poles","CSL 3",4.1736773456136502,null,"Industry",30,"Enclosed, 4 poles",null,{"$f":"G525*INDEX('Shipment Data'!$BG$10:$CH$34,MATCH(CONCATENATE('UEC Data'!$C525,'UEC Data'!$E525),'Shipment Data'!$BI$10:$BI$34,0),MATCH('UEC Data'!$D525,'Shipment Data'!$BG$10:$CH$10,0))","v":0.577614855730468}]
[null,null,"Industry",30,"Enclosed, 4 poles","CSL 4",4.156010986478778,null,"Industry",30,"Enclosed, 4 poles",null,{"$f":"G526*INDEX('Shipment Data'!$BG$10:$CH$34,MATCH(CONCATENATE('UEC Data'!$C526,'UEC Data'!$E526),'Shipment Data'!$BI$10:$BI$34,0),MATCH('UEC Data'!$D526,'Shipment Data'!$BG$10:$CH$10,0))","v":0.57516992512420151}]
[null,null,"Industry",30,"Enclosed, 4 poles","-",0,null,"Industry",30,"Enclosed, 4 poles",null,{"$f":"G527*INDEX('Shipment Data'!$BG$10:$CH$34,MATCH(CONCATENATE('UEC Data'!$C527,'UEC Data'!$E527),'Shipment Data'!$BI$10:$BI$34,0),MATCH('UEC Data'!$D527,'Shipment Data'!$BG$10:$CH$10,0))","v":0}]
[null,null,"Industry",30,"Enclosed, 6 poles","CSL 0",4.48849186539708,null,"Industry",30,"Enclosed, 6 poles",null,{"$f":"G528*INDEX('Shipment Data'!$BG$10:$CH$34,MATCH(CONCATENATE('UEC Data'!$C528,'UEC Data'!$E528),'Shipment Data'!$BI$10:$BI$34,0),MATCH('UEC Data'!$D528,'Shipment Data'!$BG$10:$CH$10,0))","v":0.11679066164344623}]
[null,null,"Industry",30,"Enclosed, 6 poles","CSL 1",4.2829120853025575,null,"Industry",30,"Enclosed, 6 poles",null,{"$f":"G529*INDEX('Shipment Data'!$BG$10:$CH$34,MATCH(CONCATENATE('UEC Data'!$C529,'UEC Data'!$E529),'Shipment Data'!$BI$10:$BI$34,0),MATCH('UEC Data'!$D529,'Shipment Data'!$BG$10:$CH$10,0))","v":0.11144147103382275}]
[null,null,"Industry",30,"Enclosed, 6 poles","CSL 2",4.2230434217445652,null,"Industry",30,"Enclosed, 6 poles",null,{"$f":"G530*INDEX('Shipment Data'!$BG$10:$CH$34,MATCH(CONCATENATE('UEC Data'!$C530,'UEC Data'!$E530),'Shipment Data'!$BI$10:$BI$34,0),MATCH('UEC Data'!$D530,'Shipment Data'!$BG$10:$CH$10,0))","v":0.10988368703012416}]
[null,null,"Industry",30,"Enclosed, 6 poles","CSL 3",4.1959726305795355,null,"Industry",30,"Enclosed, 6 poles",null,{"$f":"G531*INDEX('Shipment Data'!$BG$10:$CH$34,MATCH(CONCATENATE('UEC Data'!$C531,'UEC Data'!$E531),'Shipment Data'!$BI$10:$BI$34,0),MATCH('UEC Data'!$D531,'Shipment Data'!$BG$10:$CH$10,0))","v":0.10917930442095669}]
[null,null,"Industry",30,"Enclosed, 6 poles","CSL 4",4.1736773456136502,null,"Industry",30,"Enclosed, 6 poles",null,{"$f":"G532*INDEX('Shipment Data'!$BG$10:$CH$34,MATCH(CONCATENATE('UEC Data'!$C532,'UEC Data'!$E532),'Shipment Data'!$BI$10:$BI$34,0),MATCH('UEC Data'!$D532,'Shipment Data'!$BG$10:$CH$10,0))","v":0.10859918059300261}]
[null,null,"Industry",30,"Enclosed, 6 poles","-",0,null,"Industry",30,"Enclosed, 6 poles",null,{"$f":"G533*INDEX('Shipment Data'!$BG$10:$CH$34,MATCH(CONCATENATE('UEC Data'!$C533,'UEC Data'!$E533),'Shipment Data'!$BI$10:$BI$34,0),MATCH('UEC Data'!$D533,'Shipment Data'!$BG$10:$CH$10,0))","v":0}]
[null,null,"Industry",30,"Enclosed, 8 poles","CSL 0",4.3881903711982622,null,"Industry",30,"Enclosed, 8 poles",null,{"$f":"G534*INDEX('Shipment Data'!$BG$10:$CH$34,MATCH(CONCATENATE('UEC Data'!$C534,'UEC Data'!$E534),'Shipment Data'!$BI$10:$BI$34,0),MATCH('UEC Data'!$D534,'Shipment Data'!$BG$10:$CH$10,0))","v":8.4763050032751718E-3}]
[null,null,"Industry",30,"Enclosed, 8 poles","CSL 1",4.3158575628818072,null,"Industry",30,"Enclosed, 8 poles",null,{"$f":"G535*INDEX('Shipment Data'!$BG$10:$CH$34,MATCH(CONCATENATE('UEC Data'!$C535,'UEC Data'!$E535),'Shipment Data'!$BI$10:$BI$34,0),MATCH('UEC Data'!$D535,'Shipment Data'!$BG$10:$CH$10,0))","v":8.3365856900343722E-3}]
[null,null,"Industry",30,"Enclosed, 8 poles","CSL 2",4.2829120853025575,null,"Industry",30,"Enclosed, 8 poles",null,{"$f":"G536*INDEX('Shipment Data'!$BG$10:$CH$34,MATCH(CONCATENATE('UEC Data'!$C536,'UEC Data'!$E536),'Shipment Data'!$BI$10:$BI$34,0),MATCH('UEC Data'!$D536,'Shipment Data'!$BG$10:$CH$10,0))","v":8.2729476313318211E-3}]
[null,null,"Industry",30,"Enclosed, 8 poles","CSL 3",4.2504657816260227,null,"Industry",30,"Enclosed, 8 poles",null,{"$f":"G537*INDEX('Shipment Data'!$BG$10:$CH$34,MATCH(CONCATENATE('UEC Data'!$C537,'UEC Data'!$E537),'Shipment Data'!$BI$10:$BI$34,0),MATCH('UEC Data'!$D537,'Shipment Data'!$BG$10:$CH$10,0))","v":8.2102737856399131E-3}]
[null,null,"Industry",30,"Enclosed, 8 poles","CSL 4",4.2230434217445652,null,"Industry",30,"Enclosed, 8 poles",null,{"$f":"G538*INDEX('Shipment Data'!$BG$10:$CH$34,MATCH(CONCATENATE('UEC Data'!$C538,'UEC Data'!$E538),'Shipment Data'!$BI$10:$BI$34,0),MATCH('UEC Data'!$D538,'Shipment Data'!$BG$10:$CH$10,0))","v":8.1573042773454632E-3}]
[null,null,"Industry",30,"Enclosed, 8 poles","-",0,null,"Industry",30,"Enclosed, 8 poles",null,{"$f":"G539*INDEX('Shipment Data'!$BG$10:$CH$34,MATCH(CONCATENATE('UEC Data'!$C539,'UEC Data'!$E539),'Shipment Data'!$BI$10:$BI$34,0),MATCH('UEC Data'!$D539,'Shipment Data'!$BG$10:$CH$10,0))","v":0}]
[null,null,"Industry",40,"Open, 2 poles","CSL 0",5.7527979158903157,null,"Industry",40,"Open, 2 poles",null,{"$f":"G540*INDEX('Shipment Data'!$BG$10:$CH$34,MATCH(CONCATENATE('UEC Data'!$C540,'UEC Data'!$E540),'Shipment Data'!$BI$10:$BI$34,0),MATCH('UEC Data'!$D540,'Shipment Data'!$BG$10:$CH$10,0))","v":2.9414659554270774E-2}]
[null,null,"Industry",40,"Open, 2 poles","CSL 1",5.7088834279827552,null,"Industry",40,"Open, 2 poles",null,{"$f":"G541*INDEX('Shipment Data'!$BG$10:$CH$34,MATCH(CONCATENATE('UEC Data'!$C541,'UEC Data'!$E541),'Shipment Data'!$BI$10:$BI$34,0),MATCH('UEC Data'!$D541,'Shipment Data'!$BG$10:$CH$10,0))","v":2.9190120168360305E-2}]
[null,null,"Industry",40,"Open, 2 poles","CSL 2",5.6656343111040979,null,"Industry",40,"Open, 2 poles",null,{"$f":"G542*INDEX('Shipment Data'!$BG$10:$CH$34,MATCH(CONCATENATE('UEC Data'!$C542,'UEC Data'!$E542),'Shipment Data'!$BI$10:$BI$34,0),MATCH('UEC Data'!$D542,'Shipment Data'!$BG$10:$CH$10,0))","v":2.8968982894357575E-2}]
[null,null,"Industry",40,"Open, 2 poles","CSL 3",5.6290818316776203,null,"Industry",40,"Open, 2 poles",null,{"$f":"G543*INDEX('Shipment Data'!$BG$10:$CH$34,MATCH(CONCATENATE('UEC Data'!$C543,'UEC Data'!$E543),'Shipment Data'!$BI$10:$BI$34,0),MATCH('UEC Data'!$D543,'Shipment Data'!$BG$10:$CH$10,0))","v":2.8782086230523012E-2}]
[null,null,"Industry",40,"Open, 2 poles","CSL 4",5.5929979737822517,null,"Industry",40,"Open, 2 poles",null,{"$f":"G544*INDEX('Shipment Data'!$BG$10:$CH$34,MATCH(CONCATENATE('UEC Data'!$C544,'UEC Data'!$E544),'Shipment Data'!$BI$10:$BI$34,0),MATCH('UEC Data'!$D544,'Shipment Data'!$BG$10:$CH$10,0))","v":2.8597585677763254E-2}]
[null,null,"Industry",40,"Open, 2 poles","-",0,null,"Industry",40,"Open, 2 poles",null,{"$f":"G545*INDEX('Shipment Data'!$BG$10:$CH$34,MATCH(CONCATENATE('UEC Data'!$C545,'UEC Data'!$E545),'Shipment Data'!$BI$10:$BI$34,0),MATCH('UEC Data'!$D545,'Shipment Data'!$BG$10:$CH$10,0))","v":0}]
[null,null,"Industry",40,"Open, 4 poles","CSL 0",5.7527979158903157,null,"Industry",40,"Open, 4 poles",null,{"$f":"G546*INDEX('Shipment Data'!$BG$10:$CH$34,MATCH(CONCATENATE('UEC Data'!$C546,'UEC Data'!$E546),'Shipment Data'!$BI$10:$BI$34,0),MATCH('UEC Data'!$D546,'Shipment Data'!$BG$10:$CH$10,0))","v":0.22616604901728196}]
[null,null,"Industry",40,"Open, 4 poles","CSL 1",5.6290818316776203,null,"Industry",40,"Open, 4 poles",null,{"$f":"G547*INDEX('Shipment Data'!$BG$10:$CH$34,MATCH(CONCATENATE('UEC Data'!$C547,'UEC Data'!$E547),'Shipment Data'!$BI$10:$BI$34,0),MATCH('UEC Data'!$D547,'Shipment Data'!$BG$10:$CH$10,0))","v":0.22130226301691028}]
[null,null,"Industry",40,"Open, 4 poles","CSL 2",5.5632795998514215,null,"Industry",40,"Open, 4 poles",null,{"$f":"G548*INDEX('Shipment Data'!$BG$10:$CH$34,MATCH(CONCATENATE('UEC Data'!$C548,'UEC Data'!$E548),'Shipment Data'!$BI$10:$BI$34,0),MATCH('UEC Data'!$D548,'Shipment Data'!$BG$10:$CH$10,0))","v":0.21871530776379022}]
[null,null,"Industry",40,"Open, 4 poles","CSL 3",5.5397313264128956,null,"Industry",40,"Open, 4 poles",null,{"$f":"G549*INDEX('Shipment Data'!$BG$10:$CH$34,MATCH(CONCATENATE('UEC Data'!$C549,'UEC Data'!$E549),'Shipment Data'!$BI$10:$BI$34,0),MATCH('UEC Data'!$D549,'Shipment Data'!$BG$10:$CH$10,0))","v":0.2177895286833085}]
[null,null,"Industry",40,"Open, 4 poles","CSL 4",5.5105748457475645,null,"Industry",40,"Open, 4 poles",null,{"$f":"G550*INDEX('Shipment Data'!$BG$10:$CH$34,MATCH(CONCATENATE('UEC Data'!$C550,'UEC Data'!$E550),'Shipment Data'!$BI$10:$BI$34,0),MATCH('UEC Data'!$D550,'Shipment Data'!$BG$10:$CH$10,0))","v":0.21664326800602793}]
[null,null,"Industry",40,"Open, 4 poles","-",0,null,"Industry",40,"Open, 4 poles",null,{"$f":"G551*INDEX('Shipment Data'!$BG$10:$CH$34,MATCH(CONCATENATE('UEC Data'!$C551,'UEC Data'!$E551),'Shipment Data'!$BI$10:$BI$34,0),MATCH('UEC Data'!$D551,'Shipment Data'!$BG$10:$CH$10,0))","v":0}]
[null,null,"Industry",40,"Open, 6 poles","CSL 0",5.8492135234192029,null,"Industry",40,"Open, 6 poles",null,{"$f":"G552*INDEX('Shipment Data'!$BG$10:$CH$34,MATCH(CONCATENATE('UEC Data'!$C552,'UEC Data'!$E552),'Shipment Data'!$BI$10:$BI$34,0),MATCH('UEC Data'!$D552,'Shipment Data'!$BG$10:$CH$10,0))","v":2.1267657013541028E-2}]
[null,null,"Industry",40,"Open, 6 poles","CSL 1",5.6290818316776203,null,"Industry",40,"Open, 6 poles",null,{"$f":"G553*INDEX('Shipment Data'!$BG$10:$CH$34,MATCH(CONCATENATE('UEC Data'!$C553,'UEC Data'!$E553),'Shipment Data'!$BI$10:$BI$34,0),MATCH('UEC Data'!$D553,'Shipment Data'!$BG$10:$CH$10,0))","v":2.0467261319483031E-2}]
[null,null,"Industry",40,"Open, 6 poles","CSL 2",5.5632795998514215,null,"Industry",40,"Open, 6 poles",null,{"$f":"G554*INDEX('Shipment Data'!$BG$10:$CH$34,MATCH(CONCATENATE('UEC Data'!$C554,'UEC Data'!$E554),'Shipment Data'!$BI$10:$BI$34,0),MATCH('UEC Data'!$D554,'Shipment Data'!$BG$10:$CH$10,0))","v":2.022800534231586E-2}]
[null,null,"Industry",40,"Open, 6 poles","CSL 3",5.5397313264128956,null,"Industry",40,"Open, 6 poles",null,{"$f":"G555*INDEX('Shipment Data'!$BG$10:$CH$34,MATCH(CONCATENATE('UEC Data'!$C555,'UEC Data'!$E555),'Shipment Data'!$BI$10:$BI$34,0),MATCH('UEC Data'!$D555,'Shipment Data'!$BG$10:$CH$10,0))","v":2.0142384155681713E-2}]
[null,null,"Industry",40,"Open, 6 poles","CSL 4",5.5105748457475645,null,"Industry",40,"Open, 6 poles",null,{"$f":"G556*INDEX('Shipment Data'!$BG$10:$CH$34,MATCH(CONCATENATE('UEC Data'!$C556,'UEC Data'!$E556),'Shipment Data'!$BI$10:$BI$34,0),MATCH('UEC Data'!$D556,'Shipment Data'!$BG$10:$CH$10,0))","v":2.0036371607493914E-2}]
[null,null,"Industry",40,"Open, 6 poles","-",0,null,"Industry",40,"Open, 6 poles",null,{"$f":"G557*INDEX('Shipment Data'!$BG$10:$CH$34,MATCH(CONCATENATE('UEC Data'!$C557,'UEC Data'!$E557),'Shipment Data'!$BI$10:$BI$34,0),MATCH('UEC Data'!$D557,'Shipment Data'!$BG$10:$CH$10,0))","v":0}]
[null,null,"Industry",40,"Open, 8 poles","CSL 0",5.7527979158903157,null,"Industry",40,"Open, 8 poles",null,{"$f":"G558*INDEX('Shipment Data'!$BG$10:$CH$34,MATCH(CONCATENATE('UEC Data'!$C558,'UEC Data'!$E558),'Shipment Data'!$BI$10:$BI$34,0),MATCH('UEC Data'!$D558,'Shipment Data'!$BG$10:$CH$10,0))","v":6.5365910120601728E-3}]
[null,null,"Industry",40,"Open, 8 poles","CSL 1",5.7527979158903157,null,"Industry",40,"Open, 8 poles",null,{"$f":"G559*INDEX('Shipment Data'!$BG$10:$CH$34,MATCH(CONCATENATE('UEC Data'!$C559,'UEC Data'!$E559),'Shipment Data'!$BI$10:$BI$34,0),MATCH('UEC Data'!$D559,'Shipment Data'!$BG$10:$CH$10,0))","v":6.5365910120601728E-3}]
[null,null,"Industry",40,"Open, 8 poles","CSL 2",5.7088834279827552,null,"Industry",40,"Open, 8 poles",null,{"$f":"G560*INDEX('Shipment Data'!$BG$10:$CH$34,MATCH(CONCATENATE('UEC Data'!$C560,'UEC Data'!$E560),'Shipment Data'!$BI$10:$BI$34,0),MATCH('UEC Data'!$D560,'Shipment Data'!$BG$10:$CH$10,0))","v":6.4866933707467354E-3}]
[null,null,"Industry",40,"Open, 8 poles","CSL 3",5.6656343111040979,null,"Industry",40,"Open, 8 poles",null,{"$f":"G561*INDEX('Shipment Data'!$BG$10:$CH$34,MATCH(CONCATENATE('UEC Data'!$C561,'UEC Data'!$E561),'Shipment Data'!$BI$10:$BI$34,0),MATCH('UEC Data'!$D561,'Shipment Data'!$BG$10:$CH$10,0))","v":6.4375517543016842E-3}]
[null,null,"Industry",40,"Open, 8 poles","CSL 4",5.6290818316776203,null,"Industry",40,"Open, 8 poles",null,{"$f":"G562*INDEX('Shipment Data'!$BG$10:$CH$34,MATCH(CONCATENATE('UEC Data'!$C562,'UEC Data'!$E562),'Shipment Data'!$BI$10:$BI$34,0),MATCH('UEC Data'!$D562,'Shipment Data'!$BG$10:$CH$10,0))","v":6.3960191623384484E-3}]
[null,null,"Industry",40,"Open, 8 poles","-",0,null,"Industry",40,"Open, 8 poles",null,{"$f":"G563*INDEX('Shipment Data'!$BG$10:$CH$34,MATCH(CONCATENATE('UEC Data'!$C563,'UEC Data'!$E563),'Shipment Data'!$BI$10:$BI$34,0),MATCH('UEC Data'!$D563,'Shipment Data'!$BG$10:$CH$10,0))","v":0}]
[null,null,"Industry",40,"Enclosed, 2 poles","CSL 0",5.915306331593432,null,"Industry",40,"Enclosed, 2 poles",null,{"$f":"G564*INDEX('Shipment Data'!$BG$10:$CH$34,MATCH(CONCATENATE('UEC Data'!$C564,'UEC Data'!$E564),'Shipment Data'!$BI$10:$BI$34,0),MATCH('UEC Data'!$D564,'Shipment Data'!$BG$10:$CH$10,0))","v":0.26952174307467547}]
[null,null,"Industry",40,"Enclosed, 2 poles","CSL 1",5.7088834279827552,null,"Industry",40,"Enclosed, 2 poles",null,{"$f":"G565*INDEX('Shipment Data'!$BG$10:$CH$34,MATCH(CONCATENATE('UEC Data'!$C565,'UEC Data'!$E565),'Shipment Data'!$BI$10:$BI$34,0),MATCH('UEC Data'!$D565,'Shipment Data'!$BG$10:$CH$10,0))","v":0.26011640416694415}]
[null,null,"Industry",40,"Enclosed, 2 poles","CSL 2",5.6656343111040979,null,"Industry",40,"Enclosed, 2 poles",null,{"$f":"G566*INDEX('Shipment Data'!$BG$10:$CH$34,MATCH(CONCATENATE('UEC Data'!$C566,'UEC Data'!$E566),'Shipment Data'!$BI$10:$BI$34,0),MATCH('UEC Data'!$D566,'Shipment Data'!$BG$10:$CH$10,0))","v":0.25814582534749758}]
[null,null,"Industry",40,"Enclosed, 2 poles","CSL 3",5.6290818316776203,null,"Industry",40,"Enclosed, 2 poles",null,{"$f":"G567*INDEX('Shipment Data'!$BG$10:$CH$34,MATCH(CONCATENATE('UEC Data'!$C567,'UEC Data'!$E567),'Shipment Data'!$BI$10:$BI$34,0),MATCH('UEC Data'!$D567,'Shipment Data'!$BG$10:$CH$10,0))","v":0.25648036840977179}]
[null,null,"Industry",40,"Enclosed, 2 poles","CSL 4",5.5929979737822517,null,"Industry",40,"Enclosed, 2 poles",null,{"$f":"G568*INDEX('Shipment Data'!$BG$10:$CH$34,MATCH(CONCATENATE('UEC Data'!$C568,'UEC Data'!$E568),'Shipment Data'!$BI$10:$BI$34,0),MATCH('UEC Data'!$D568,'Shipment Data'!$BG$10:$CH$10,0))","v":0.25483626348406818}]
[null,null,"Industry",40,"Enclosed, 2 poles","-",0,null,"Industry",40,"Enclosed, 2 poles",null,{"$f":"G569*INDEX('Shipment Data'!$BG$10:$CH$34,MATCH(CONCATENATE('UEC Data'!$C569,'UEC Data'!$E569),'Shipment Data'!$BI$10:$BI$34,0),MATCH('UEC Data'!$D569,'Shipment Data'!$BG$10:$CH$10,0))","v":0}]
[null,null,"Industry",40,"Enclosed, 4 poles","CSL 0",5.8492135234192029,null,"Industry",40,"Enclosed, 4 poles",null,{"$f":"G570*INDEX('Shipment Data'!$BG$10:$CH$34,MATCH(CONCATENATE('UEC Data'!$C570,'UEC Data'!$E570),'Shipment Data'!$BI$10:$BI$34,0),MATCH('UEC Data'!$D570,'Shipment Data'!$BG$10:$CH$10,0))","v":0.80950019507790549}]
[null,null,"Industry",40,"Enclosed, 4 poles","CSL 1",5.6290818316776203,null,"Industry",40,"Enclosed, 4 poles",null,{"$f":"G571*INDEX('Shipment Data'!$BG$10:$CH$34,MATCH(CONCATENATE('UEC Data'!$C571,'UEC Data'!$E571),'Shipment Data'!$BI$10:$BI$34,0),MATCH('UEC Data'!$D571,'Shipment Data'!$BG$10:$CH$10,0))","v":0.77903513397282309}]
[null,null,"Industry",40,"Enclosed, 4 poles","CSL 2",5.5632795998514215,null,"Industry",40,"Enclosed, 4 poles",null,{"$f":"G572*INDEX('Shipment Data'!$BG$10:$CH$34,MATCH(CONCATENATE('UEC Data'!$C572,'UEC Data'!$E572),'Shipment Data'!$BI$10:$BI$34,0),MATCH('UEC Data'!$D572,'Shipment Data'!$BG$10:$CH$10,0))","v":0.76992845334189752}]
[null,null,"Industry",40,"Enclosed, 4 poles","CSL 3",5.5397313264128956,null,"Industry",40,"Enclosed, 4 poles",null,{"$f":"G573*INDEX('Shipment Data'!$BG$10:$CH$34,MATCH(CONCATENATE('UEC Data'!$C573,'UEC Data'!$E573),'Shipment Data'!$BI$10:$BI$34,0),MATCH('UEC Data'!$D573,'Shipment Data'!$BG$10:$CH$10,0))","v":0.76666949692563535}]
[null,null,"Industry",40,"Enclosed, 4 poles","CSL 4",5.5105748457475645,null,"Industry",40,"Enclosed, 4 poles",null,{"$f":"G574*INDEX('Shipment Data'!$BG$10:$CH$34,MATCH(CONCATENATE('UEC Data'!$C574,'UEC Data'!$E574),'Shipment Data'!$BI$10:$BI$34,0),MATCH('UEC Data'!$D574,'Shipment Data'!$BG$10:$CH$10,0))","v":0.76263439431023727}]
[null,null,"Industry",40,"Enclosed, 4 poles","-",0,null,"Industry",40,"Enclosed, 4 poles",null,{"$f":"G575*INDEX('Shipment Data'!$BG$10:$CH$34,MATCH(CONCATENATE('UEC Data'!$C575,'UEC Data'!$E575),'Shipment Data'!$BI$10:$BI$34,0),MATCH('UEC Data'!$D575,'Shipment Data'!$BG$10:$CH$10,0))","v":0}]
[null,null,"Industry",40,"Enclosed, 6 poles","CSL 0",5.915306331593432,null,"Industry",40,"Enclosed, 6 poles",null,{"$f":"G576*INDEX('Shipment Data'!$BG$10:$CH$34,MATCH(CONCATENATE('UEC Data'!$C576,'UEC Data'!$E576),'Shipment Data'!$BI$10:$BI$34,0),MATCH('UEC Data'!$D576,'Shipment Data'!$BG$10:$CH$10,0))","v":0.15391640689301914}]
[null,null,"Industry",40,"Enclosed, 6 poles","CSL 1",5.6290818316776203,null,"Industry",40,"Enclosed, 6 poles",null,{"$f":"G577*INDEX('Shipment Data'!$BG$10:$CH$34,MATCH(CONCATENATE('UEC Data'!$C577,'UEC Data'!$E577),'Shipment Data'!$BI$10:$BI$34,0),MATCH('UEC Data'!$D577,'Shipment Data'!$BG$10:$CH$10,0))","v":0.14646883881755046}]
[null,null,"Industry",40,"Enclosed, 6 poles","CSL 2",5.5632795998514215,null,"Industry",40,"Enclosed, 6 poles",null,{"$f":"G578*INDEX('Shipment Data'!$BG$10:$CH$34,MATCH(CONCATENATE('UEC Data'!$C578,'UEC Data'!$E578),'Shipment Data'!$BI$10:$BI$34,0),MATCH('UEC Data'!$D578,'Shipment Data'!$BG$10:$CH$10,0))","v":0.14475666323094788}]
[null,null,"Industry",40,"Enclosed, 6 poles","CSL 3",5.5397313264128956,null,"Industry",40,"Enclosed, 6 poles",null,{"$f":"G579*INDEX('Shipment Data'!$BG$10:$CH$34,MATCH(CONCATENATE('UEC Data'!$C579,'UEC Data'!$E579),'Shipment Data'!$BI$10:$BI$34,0),MATCH('UEC Data'!$D579,'Shipment Data'!$BG$10:$CH$10,0))","v":0.14414393661409727}]
[null,null,"Industry",40,"Enclosed, 6 poles","CSL 4",5.5105748457475645,null,"Industry",40,"Enclosed, 6 poles",null,{"$f":"G580*INDEX('Shipment Data'!$BG$10:$CH$34,MATCH(CONCATENATE('UEC Data'!$C580,'UEC Data'!$E580),'Shipment Data'!$BI$10:$BI$34,0),MATCH('UEC Data'!$D580,'Shipment Data'!$BG$10:$CH$10,0))","v":0.14338528431612835}]
[null,null,"Industry",40,"Enclosed, 6 poles","-",0,null,"Industry",40,"Enclosed, 6 poles",null,{"$f":"G581*INDEX('Shipment Data'!$BG$10:$CH$34,MATCH(CONCATENATE('UEC Data'!$C581,'UEC Data'!$E581),'Shipment Data'!$BI$10:$BI$34,0),MATCH('UEC Data'!$D581,'Shipment Data'!$BG$10:$CH$10,0))","v":0}]
[null,null,"Industry",40,"Enclosed, 8 poles","CSL 0",5.8492135234192029,null,"Industry",40,"Enclosed, 8 poles",null,{"$f":"G582*INDEX('Shipment Data'!$BG$10:$CH$34,MATCH(CONCATENATE('UEC Data'!$C582,'UEC Data'!$E582),'Shipment Data'!$BI$10:$BI$34,0),MATCH('UEC Data'!$D582,'Shipment Data'!$BG$10:$CH$10,0))","v":1.1298442788443669E-2}]
[null,null,"Industry",40,"Enclosed, 8 poles","CSL 1",5.7527979158903157,null,"Industry",40,"Enclosed, 8 poles",null,{"$f":"G583*INDEX('Shipment Data'!$BG$10:$CH$34,MATCH(CONCATENATE('UEC Data'!$C583,'UEC Data'!$E583),'Shipment Data'!$BI$10:$BI$34,0),MATCH('UEC Data'!$D583,'Shipment Data'!$BG$10:$CH$10,0))","v":1.111220472050229E-2}]
[null,null,"Industry",40,"Enclosed, 8 poles","CSL 2",5.7088834279827552,null,"Industry",40,"Enclosed, 8 poles",null,{"$f":"G584*INDEX('Shipment Data'!$BG$10:$CH$34,MATCH(CONCATENATE('UEC Data'!$C584,'UEC Data'!$E584),'Shipment Data'!$BI$10:$BI$34,0),MATCH('UEC Data'!$D584,'Shipment Data'!$BG$10:$CH$10,0))","v":1.1027378730269446E-2}]
[null,null,"Industry",40,"Enclosed, 8 poles","CSL 3",5.6656343111040979,null,"Industry",40,"Enclosed, 8 poles",null,{"$f":"G585*INDEX('Shipment Data'!$BG$10:$CH$34,MATCH(CONCATENATE('UEC Data'!$C585,'UEC Data'!$E585),'Shipment Data'!$BI$10:$BI$34,0),MATCH('UEC Data'!$D585,'Shipment Data'!$BG$10:$CH$10,0))","v":1.0943837982312861E-2}]
[null,null,"Industry",40,"Enclosed, 8 poles","CSL 4",5.6290818316776203,null,"Industry",40,"Enclosed, 8 poles",null,{"$f":"G586*INDEX('Shipment Data'!$BG$10:$CH$34,MATCH(CONCATENATE('UEC Data'!$C586,'UEC Data'!$E586),'Shipment Data'!$BI$10:$BI$34,0),MATCH('UEC Data'!$D586,'Shipment Data'!$BG$10:$CH$10,0))","v":1.0873232575975359E-2}]
[null,null,"Industry",40,"Enclosed, 8 poles","-",0,null,"Industry",40,"Enclosed, 8 poles",null,{"$f":"G587*INDEX('Shipment Data'!$BG$10:$CH$34,MATCH(CONCATENATE('UEC Data'!$C587,'UEC Data'!$E587),'Shipment Data'!$BI$10:$BI$34,0),MATCH('UEC Data'!$D587,'Shipment Data'!$BG$10:$CH$10,0))","v":0}]
[null,null,"Industry",50,"Open, 2 poles","CSL 0",7.0820428888801228,null,"Industry",50,"Open, 2 poles",null,{"$f":"G588*INDEX('Shipment Data'!$BG$10:$CH$34,MATCH(CONCATENATE('UEC Data'!$C588,'UEC Data'!$E588),'Shipment Data'!$BI$10:$BI$34,0),MATCH('UEC Data'!$D588,'Shipment Data'!$BG$10:$CH$10,0))","v":3.6211228617946997E-2}]
[null,null,"Industry",50,"Open, 2 poles","CSL 1",7.0820428888801228,null,"Industry",50,"Open, 2 poles",null,{"$f":"G589*INDEX('Shipment Data'!$BG$10:$CH$34,MATCH(CONCATENATE('UEC Data'!$C589,'UEC Data'!$E589),'Shipment Data'!$BI$10:$BI$34,0),MATCH('UEC Data'!$D589,'Shipment Data'!$BG$10:$CH$10,0))","v":3.6211228617946997E-2}]
[null,null,"Industry",50,"Open, 2 poles","CSL 2",7.0363522895970254,null,"Industry",50,"Open, 2 poles",null,{"$f":"G590*INDEX('Shipment Data'!$BG$10:$CH$34,MATCH(CONCATENATE('UEC Data'!$C590,'UEC Data'!$E590),'Shipment Data'!$BI$10:$BI$34,0),MATCH('UEC Data'!$D590,'Shipment Data'!$BG$10:$CH$10,0))","v":3.5977607788153794E-2}]
[null,null,"Industry",50,"Open, 2 poles","CSL 3",6.9912474672278142,null,"Industry",50,"Open, 2 poles",null,{"$f":"G591*INDEX('Shipment Data'!$BG$10:$CH$34,MATCH(CONCATENATE('UEC Data'!$C591,'UEC Data'!$E591),'Shipment Data'!$BI$10:$BI$34,0),MATCH('UEC Data'!$D591,'Shipment Data'!$BG$10:$CH$10,0))","v":3.5746982097204089E-2}]
[null,null,"Industry",50,"Open, 2 poles","CSL 4",6.9540994998142764,null,"Industry",50,"Open, 2 poles",null,{"$f":"G592*INDEX('Shipment Data'!$BG$10:$CH$34,MATCH(CONCATENATE('UEC Data'!$C592,'UEC Data'!$E592),'Shipment Data'!$BI$10:$BI$34,0),MATCH('UEC Data'!$D592,'Shipment Data'!$BG$10:$CH$10,0))","v":3.5557040640789614E-2}]
[null,null,"Industry",50,"Open, 2 poles","-",0,null,"Industry",50,"Open, 2 poles",null,{"$f":"G593*INDEX('Shipment Data'!$BG$10:$CH$34,MATCH(CONCATENATE('UEC Data'!$C593,'UEC Data'!$E593),'Shipment Data'!$BI$10:$BI$34,0),MATCH('UEC Data'!$D593,'Shipment Data'!$BG$10:$CH$10,0))","v":0}]
[null,null,"Industry",50,"Open, 4 poles","CSL 0",7.1909973948628938,null,"Industry",50,"Open, 4 poles",null,{"$f":"G594*INDEX('Shipment Data'!$BG$10:$CH$34,MATCH(CONCATENATE('UEC Data'!$C594,'UEC Data'!$E594),'Shipment Data'!$BI$10:$BI$34,0),MATCH('UEC Data'!$D594,'Shipment Data'!$BG$10:$CH$10,0))","v":0.28270756127160257}]
[null,null,"Industry",50,"Open, 4 poles","CSL 1",7.0363522895970254,null,"Industry",50,"Open, 4 poles",null,{"$f":"G595*INDEX('Shipment Data'!$BG$10:$CH$34,MATCH(CONCATENATE('UEC Data'!$C595,'UEC Data'!$E595),'Shipment Data'!$BI$10:$BI$34,0),MATCH('UEC Data'!$D595,'Shipment Data'!$BG$10:$CH$10,0))","v":0.27662782877113801}]
[null,null,"Industry",50,"Open, 4 poles","CSL 2",6.9246641580161192,null,"Industry",50,"Open, 4 poles",null,{"$f":"G596*INDEX('Shipment Data'!$BG$10:$CH$34,MATCH(CONCATENATE('UEC Data'!$C596,'UEC Data'!$E596),'Shipment Data'!$BI$10:$BI$34,0),MATCH('UEC Data'!$D596,'Shipment Data'!$BG$10:$CH$10,0))","v":0.27223691085413576}]
[null,null,"Industry",50,"Open, 4 poles","CSL 3",6.8882185571844561,null,"Industry",50,"Open, 4 poles",null,{"$f":"G597*INDEX('Shipment Data'!$BG$10:$CH$34,MATCH(CONCATENATE('UEC Data'!$C597,'UEC Data'!$E597),'Shipment Data'!$BI$10:$BI$34,0),MATCH('UEC Data'!$D597,'Shipment Data'!$BG$10:$CH$10,0))","v":0.27080408500753511}]
[null,null,"Industry",50,"Open, 4 poles","CSL 4",6.8593371376574765,null,"Industry",50,"Open, 4 poles",null,{"$f":"G598*INDEX('Shipment Data'!$BG$10:$CH$34,MATCH(CONCATENATE('UEC Data'!$C598,'UEC Data'!$E598),'Shipment Data'!$BI$10:$BI$34,0),MATCH('UEC Data'!$D598,'Shipment Data'!$BG$10:$CH$10,0))","v":0.26966863811022884}]
[null,null,"Industry",50,"Open, 4 poles","-",0,null,"Industry",50,"Open, 4 poles",null,{"$f":"G599*INDEX('Shipment Data'!$BG$10:$CH$34,MATCH(CONCATENATE('UEC Data'!$C599,'UEC Data'!$E599),'Shipment Data'!$BI$10:$BI$34,0),MATCH('UEC Data'!$D599,'Shipment Data'!$BG$10:$CH$10,0))","v":0}]
[null,null,"Industry",50,"Open, 6 poles","CSL 0",7.2547756422674432,null,"Industry",50,"Open, 6 poles",null,{"$f":"G600*INDEX('Shipment Data'!$BG$10:$CH$34,MATCH(CONCATENATE('UEC Data'!$C600,'UEC Data'!$E600),'Shipment Data'!$BI$10:$BI$34,0),MATCH('UEC Data'!$D600,'Shipment Data'!$BG$10:$CH$10,0))","v":2.6378260846894725E-2}]
[null,null,"Industry",50,"Open, 6 poles","CSL 1",7.0363522895970254,null,"Industry",50,"Open, 6 poles",null,{"$f":"G601*INDEX('Shipment Data'!$BG$10:$CH$34,MATCH(CONCATENATE('UEC Data'!$C601,'UEC Data'!$E601),'Shipment Data'!$BI$10:$BI$34,0),MATCH('UEC Data'!$D601,'Shipment Data'!$BG$10:$CH$10,0))","v":2.5584076649353808E-2}]
[null,null,"Industry",50,"Open, 6 poles","CSL 2",6.9540994998142764,null,"Industry",50,"Open, 6 poles",null,{"$f":"G602*INDEX('Shipment Data'!$BG$10:$CH$34,MATCH(CONCATENATE('UEC Data'!$C602,'UEC Data'!$E602),'Shipment Data'!$BI$10:$BI$34,0),MATCH('UEC Data'!$D602,'Shipment Data'!$BG$10:$CH$10,0))","v":2.528500667789484E-2}]
[null,null,"Industry",50,"Open, 6 poles","CSL 3",6.9246641580161192,null,"Industry",50,"Open, 6 poles",null,{"$f":"G603*INDEX('Shipment Data'!$BG$10:$CH$34,MATCH(CONCATENATE('UEC Data'!$C603,'UEC Data'!$E603),'Shipment Data'!$BI$10:$BI$34,0),MATCH('UEC Data'!$D603,'Shipment Data'!$BG$10:$CH$10,0))","v":2.5177980194602156E-2}]
[null,null,"Industry",50,"Open, 6 poles","CSL 4",6.8882185571844561,null,"Industry",50,"Open, 6 poles",null,{"$f":"G604*INDEX('Shipment Data'!$BG$10:$CH$34,MATCH(CONCATENATE('UEC Data'!$C604,'UEC Data'!$E604),'Shipment Data'!$BI$10:$BI$34,0),MATCH('UEC Data'!$D604,'Shipment Data'!$BG$10:$CH$10,0))","v":2.5045464509367413E-2}]
[null,null,"Industry",50,"Open, 6 poles","-",0,null,"Industry",50,"Open, 6 poles",null,{"$f":"G605*INDEX('Shipment Data'!$BG$10:$CH$34,MATCH(CONCATENATE('UEC Data'!$C605,'UEC Data'!$E605),'Shipment Data'!$BI$10:$BI$34,0),MATCH('UEC Data'!$D605,'Shipment Data'!$BG$10:$CH$10,0))","v":0}]
[null,null,"Industry",50,"Open, 8 poles","CSL 0",7.1909973948628938,null,"Industry",50,"Open, 8 poles",null,{"$f":"G606*INDEX('Shipment Data'!$BG$10:$CH$34,MATCH(CONCATENATE('UEC Data'!$C606,'UEC Data'!$E606),'Shipment Data'!$BI$10:$BI$34,0),MATCH('UEC Data'!$D606,'Shipment Data'!$BG$10:$CH$10,0))","v":8.1707387650752205E-3}]
[null,null,"Industry",50,"Open, 8 poles","CSL 1",7.136104284978444,null,"Industry",50,"Open, 8 poles",null,{"$f":"G607*INDEX('Shipment Data'!$BG$10:$CH$34,MATCH(CONCATENATE('UEC Data'!$C607,'UEC Data'!$E607),'Shipment Data'!$BI$10:$BI$34,0),MATCH('UEC Data'!$D607,'Shipment Data'!$BG$10:$CH$10,0))","v":8.108366713433424E-3}]
[null,null,"Industry",50,"Open, 8 poles","CSL 2",7.0820428888801228,null,"Industry",50,"Open, 8 poles",null,{"$f":"G608*INDEX('Shipment Data'!$BG$10:$CH$34,MATCH(CONCATENATE('UEC Data'!$C608,'UEC Data'!$E608),'Shipment Data'!$BI$10:$BI$34,0),MATCH('UEC Data'!$D608,'Shipment Data'!$BG$10:$CH$10,0))","v":8.0469396928771111E-3}]
[null,null,"Industry",50,"Open, 8 poles","CSL 3",7.0363522895970254,null,"Industry",50,"Open, 8 poles",null,{"$f":"G609*INDEX('Shipment Data'!$BG$10:$CH$34,MATCH(CONCATENATE('UEC Data'!$C609,'UEC Data'!$E609),'Shipment Data'!$BI$10:$BI$34,0),MATCH('UEC Data'!$D609,'Shipment Data'!$BG$10:$CH$10,0))","v":7.9950239529230655E-3}]
[null,null,"Industry",50,"Open, 8 poles","CSL 4",6.9912474672278142,null,"Industry",50,"Open, 8 poles",null,{"$f":"G610*INDEX('Shipment Data'!$BG$10:$CH$34,MATCH(CONCATENATE('UEC Data'!$C610,'UEC Data'!$E610),'Shipment Data'!$BI$10:$BI$34,0),MATCH('UEC Data'!$D610,'Shipment Data'!$BG$10:$CH$10,0))","v":7.943773799378686E-3}]
[null,null,"Industry",50,"Open, 8 poles","-",0,null,"Industry",50,"Open, 8 poles",null,{"$f":"G611*INDEX('Shipment Data'!$BG$10:$CH$34,MATCH(CONCATENATE('UEC Data'!$C611,'UEC Data'!$E611),'Shipment Data'!$BI$10:$BI$34,0),MATCH('UEC Data'!$D611,'Shipment Data'!$BG$10:$CH$10,0))","v":0}]
[null,null,"Industry",50,"Enclosed, 2 poles","CSL 0",7.3941329144917889,null,"Industry",50,"Enclosed, 2 poles",null,{"$f":"G612*INDEX('Shipment Data'!$BG$10:$CH$34,MATCH(CONCATENATE('UEC Data'!$C612,'UEC Data'!$E612),'Shipment Data'!$BI$10:$BI$34,0),MATCH('UEC Data'!$D612,'Shipment Data'!$BG$10:$CH$10,0))","v":0.33690217884334439}]
[null,null,"Industry",50,"Enclosed, 2 poles","CSL 1",7.0820428888801228,null,"Industry",50,"Enclosed, 2 poles",null,{"$f":"G613*INDEX('Shipment Data'!$BG$10:$CH$34,MATCH(CONCATENATE('UEC Data'!$C613,'UEC Data'!$E613),'Shipment Data'!$BI$10:$BI$34,0),MATCH('UEC Data'!$D613,'Shipment Data'!$BG$10:$CH$10,0))","v":0.32268228168437207}]
[null,null,"Industry",50,"Enclosed, 2 poles","CSL 2",7.0363522895970254,null,"Industry",50,"Enclosed, 2 poles",null,{"$f":"G614*INDEX('Shipment Data'!$BG$10:$CH$34,MATCH(CONCATENATE('UEC Data'!$C614,'UEC Data'!$E614),'Shipment Data'!$BI$10:$BI$34,0),MATCH('UEC Data'!$D614,'Shipment Data'!$BG$10:$CH$10,0))","v":0.32060046051221486}]
[null,null,"Industry",50,"Enclosed, 2 poles","CSL 3",6.9912474672278142,null,"Industry",50,"Enclosed, 2 poles",null,{"$f":"G615*INDEX('Shipment Data'!$BG$10:$CH$34,MATCH(CONCATENATE('UEC Data'!$C615,'UEC Data'!$E615),'Shipment Data'!$BI$10:$BI$34,0),MATCH('UEC Data'!$D615,'Shipment Data'!$BG$10:$CH$10,0))","v":0.31854532935508528}]
[null,null,"Industry",50,"Enclosed, 2 poles","CSL 4",6.9540994998142764,null,"Industry",50,"Enclosed, 2 poles",null,{"$f":"G616*INDEX('Shipment Data'!$BG$10:$CH$34,MATCH(CONCATENATE('UEC Data'!$C616,'UEC Data'!$E616),'Shipment Data'!$BI$10:$BI$34,0),MATCH('UEC Data'!$D616,'Shipment Data'!$BG$10:$CH$10,0))","v":0.31685273993236968}]
[null,null,"Industry",50,"Enclosed, 2 poles","-",0,null,"Industry",50,"Enclosed, 2 poles",null,{"$f":"G617*INDEX('Shipment Data'!$BG$10:$CH$34,MATCH(CONCATENATE('UEC Data'!$C617,'UEC Data'!$E617),'Shipment Data'!$BI$10:$BI$34,0),MATCH('UEC Data'!$D617,'Shipment Data'!$BG$10:$CH$10,0))","v":0}]
[null,null,"Industry",50,"Enclosed, 4 poles","CSL 0",7.3115169042740042,null,"Industry",50,"Enclosed, 4 poles",null,{"$f":"G618*INDEX('Shipment Data'!$BG$10:$CH$34,MATCH(CONCATENATE('UEC Data'!$C618,'UEC Data'!$E618),'Shipment Data'!$BI$10:$BI$34,0),MATCH('UEC Data'!$D618,'Shipment Data'!$BG$10:$CH$10,0))","v":1.0118752438473826}]
[null,null,"Industry",50,"Enclosed, 4 poles","CSL 1",7.0363522895970254,null,"Industry",50,"Enclosed, 4 poles",null,{"$f":"G619*INDEX('Shipment Data'!$BG$10:$CH$34,MATCH(CONCATENATE('UEC Data'!$C619,'UEC Data'!$E619),'Shipment Data'!$BI$10:$BI$34,0),MATCH('UEC Data'!$D619,'Shipment Data'!$BG$10:$CH$10,0))","v":0.97379391746602939}]
[null,null,"Industry",50,"Enclosed, 4 poles","CSL 2",6.9246641580161192,null,"Industry",50,"Enclosed, 4 poles",null,{"$f":"G620*INDEX('Shipment Data'!$BG$10:$CH$34,MATCH(CONCATENATE('UEC Data'!$C620,'UEC Data'!$E620),'Shipment Data'!$BI$10:$BI$34,0),MATCH('UEC Data'!$D620,'Shipment Data'!$BG$10:$CH$10,0))","v":0.95833687115704469}]
[null,null,"Industry",50,"Enclosed, 4 poles","CSL 3",6.8882185571844561,null,"Industry",50,"Enclosed, 4 poles",null,{"$f":"G621*INDEX('Shipment Data'!$BG$10:$CH$34,MATCH(CONCATENATE('UEC Data'!$C621,'UEC Data'!$E621),'Shipment Data'!$BI$10:$BI$34,0),MATCH('UEC Data'!$D621,'Shipment Data'!$BG$10:$CH$10,0))","v":0.95329299288779712}]
[null,null,"Industry",50,"Enclosed, 4 poles","CSL 4",6.8593371376574765,null,"Industry",50,"Enclosed, 4 poles",null,{"$f":"G622*INDEX('Shipment Data'!$BG$10:$CH$34,MATCH(CONCATENATE('UEC Data'!$C622,'UEC Data'!$E622),'Shipment Data'!$BI$10:$BI$34,0),MATCH('UEC Data'!$D622,'Shipment Data'!$BG$10:$CH$10,0))","v":0.94929595727820459}]
[null,null,"Industry",50,"Enclosed, 4 poles","-",0,null,"Industry",50,"Enclosed, 4 poles",null,{"$f":"G623*INDEX('Shipment Data'!$BG$10:$CH$34,MATCH(CONCATENATE('UEC Data'!$C623,'UEC Data'!$E623),'Shipment Data'!$BI$10:$BI$34,0),MATCH('UEC Data'!$D623,'Shipment Data'!$BG$10:$CH$10,0))","v":0}]
[null,null,"Industry",50,"Enclosed, 6 poles","CSL 0",7.2547756422674432,null,"Industry",50,"Enclosed, 6 poles",null,{"$f":"G624*INDEX('Shipment Data'!$BG$10:$CH$34,MATCH(CONCATENATE('UEC Data'!$C624,'UEC Data'!$E624),'Shipment Data'!$BI$10:$BI$34,0),MATCH('UEC Data'!$D624,'Shipment Data'!$BG$10:$CH$10,0))","v":0.18876942918559034}]
[null,null,"Industry",50,"Enclosed, 6 poles","CSL 1",7.0363522895970254,null,"Industry",50,"Enclosed, 6 poles",null,{"$f":"G625*INDEX('Shipment Data'!$BG$10:$CH$34,MATCH(CONCATENATE('UEC Data'!$C625,'UEC Data'!$E625),'Shipment Data'!$BI$10:$BI$34,0),MATCH('UEC Data'!$D625,'Shipment Data'!$BG$10:$CH$10,0))","v":0.18308604852193816}]
[null,null,"Industry",50,"Enclosed, 6 poles","CSL 2",6.9540994998142764,null,"Industry",50,"Enclosed, 6 poles",null,{"$f":"G626*INDEX('Shipment Data'!$BG$10:$CH$34,MATCH(CONCATENATE('UEC Data'!$C626,'UEC Data'!$E626),'Shipment Data'!$BI$10:$BI$34,0),MATCH('UEC Data'!$D626,'Shipment Data'!$BG$10:$CH$10,0))","v":0.18094582903868492}]
[null,null,"Industry",50,"Enclosed, 6 poles","CSL 3",6.9246641580161192,null,"Industry",50,"Enclosed, 6 poles",null,{"$f":"G627*INDEX('Shipment Data'!$BG$10:$CH$34,MATCH(CONCATENATE('UEC Data'!$C627,'UEC Data'!$E627),'Shipment Data'!$BI$10:$BI$34,0),MATCH('UEC Data'!$D627,'Shipment Data'!$BG$10:$CH$10,0))","v":0.18017992076762165}]
[null,null,"Industry",50,"Enclosed, 6 poles","CSL 4",6.8882185571844561,null,"Industry",50,"Enclosed, 6 poles",null,{"$f":"G628*INDEX('Shipment Data'!$BG$10:$CH$34,MATCH(CONCATENATE('UEC Data'!$C628,'UEC Data'!$E628),'Shipment Data'!$BI$10:$BI$34,0),MATCH('UEC Data'!$D628,'Shipment Data'!$BG$10:$CH$10,0))","v":0.1792316053951605}]
[null,null,"Industry",50,"Enclosed, 6 poles","-",0,null,"Industry",50,"Enclosed, 6 poles",null,{"$f":"G629*INDEX('Shipment Data'!$BG$10:$CH$34,MATCH(CONCATENATE('UEC Data'!$C629,'UEC Data'!$E629),'Shipment Data'!$BI$10:$BI$34,0),MATCH('UEC Data'!$D629,'Shipment Data'!$BG$10:$CH$10,0))","v":0}]
[null,null,"Industry",50,"Enclosed, 8 poles","CSL 0",7.1909973948628938,null,"Industry",50,"Enclosed, 8 poles",null,{"$f":"G630*INDEX('Shipment Data'!$BG$10:$CH$34,MATCH(CONCATENATE('UEC Data'!$C630,'UEC Data'!$E630),'Shipment Data'!$BI$10:$BI$34,0),MATCH('UEC Data'!$D630,'Shipment Data'!$BG$10:$CH$10,0))","v":1.3890255900627875E-2}]
[null,null,"Industry",50,"Enclosed, 8 poles","CSL 1",7.136104284978444,null,"Industry",50,"Enclosed, 8 poles",null,{"$f":"G631*INDEX('Shipment Data'!$BG$10:$CH$34,MATCH(CONCATENATE('UEC Data'!$C631,'UEC Data'!$E631),'Shipment Data'!$BI$10:$BI$34,0),MATCH('UEC Data'!$D631,'Shipment Data'!$BG$10:$CH$10,0))","v":1.3784223412836822E-2}]
[null,null,"Industry",50,"Enclosed, 8 poles","CSL 2",7.0820428888801228,null,"Industry",50,"Enclosed, 8 poles",null,{"$f":"G632*INDEX('Shipment Data'!$BG$10:$CH$34,MATCH(CONCATENATE('UEC Data'!$C632,'UEC Data'!$E632),'Shipment Data'!$BI$10:$BI$34,0),MATCH('UEC Data'!$D632,'Shipment Data'!$BG$10:$CH$10,0))","v":1.3679797477891088E-2}]
[null,null,"Industry",50,"Enclosed, 8 poles","CSL 3",7.0363522895970254,null,"Industry",50,"Enclosed, 8 poles",null,{"$f":"G633*INDEX('Shipment Data'!$BG$10:$CH$34,MATCH(CONCATENATE('UEC Data'!$C633,'UEC Data'!$E633),'Shipment Data'!$BI$10:$BI$34,0),MATCH('UEC Data'!$D633,'Shipment Data'!$BG$10:$CH$10,0))","v":1.3591540719969212E-2}]
[null,null,"Industry",50,"Enclosed, 8 poles","CSL 4",6.9912474672278142,null,"Industry",50,"Enclosed, 8 poles",null,{"$f":"G634*INDEX('Shipment Data'!$BG$10:$CH$34,MATCH(CONCATENATE('UEC Data'!$C634,'UEC Data'!$E634),'Shipment Data'!$BI$10:$BI$34,0),MATCH('UEC Data'!$D634,'Shipment Data'!$BG$10:$CH$10,0))","v":1.3504415458943769E-2}]
[null,null,"Industry",50,"Enclosed, 8 poles","-",0,null,"Industry",50,"Enclosed, 8 poles",null,{"$f":"G635*INDEX('Shipment Data'!$BG$10:$CH$34,MATCH(CONCATENATE('UEC Data'!$C635,'UEC Data'!$E635),'Shipment Data'!$BI$10:$BI$34,0),MATCH('UEC Data'!$D635,'Shipment Data'!$BG$10:$CH$10,0))","v":0}]
[null,null,"Industry",60,"Open, 2 poles","CSL 0",8.5228930331471755,null,"Industry",60,"Open, 2 poles",null,{"$f":"G636*INDEX('Shipment Data'!$BG$10:$CH$34,MATCH(CONCATENATE('UEC Data'!$C636,'UEC Data'!$E636),'Shipment Data'!$BI$10:$BI$34,0),MATCH('UEC Data'!$D636,'Shipment Data'!$BG$10:$CH$10,0))","v":9.222321933491931E-2}]
[null,null,"Industry",60,"Open, 2 poles","CSL 1",8.4679066264817102,null,"Industry",60,"Open, 2 poles",null,{"$f":"G637*INDEX('Shipment Data'!$BG$10:$CH$34,MATCH(CONCATENATE('UEC Data'!$C637,'UEC Data'!$E637),'Shipment Data'!$BI$10:$BI$34,0),MATCH('UEC Data'!$D637,'Shipment Data'!$BG$10:$CH$10,0))","v":9.1628230823081136E-2}]
[null,null,"Industry",60,"Open, 2 poles","CSL 2",8.4136251737478549,null,"Industry",60,"Open, 2 poles",null,{"$f":"G638*INDEX('Shipment Data'!$BG$10:$CH$34,MATCH(CONCATENATE('UEC Data'!$C638,'UEC Data'!$E638),'Shipment Data'!$BI$10:$BI$34,0),MATCH('UEC Data'!$D638,'Shipment Data'!$BG$10:$CH$10,0))","v":9.1040870369087035E-2}]
[null,null,"Industry",60,"Open, 2 poles","CSL 3",8.3689194076811813,null,"Industry",60,"Open, 2 poles",null,{"$f":"G639*INDEX('Shipment Data'!$BG$10:$CH$34,MATCH(CONCATENATE('UEC Data'!$C639,'UEC Data'!$E639),'Shipment Data'!$BI$10:$BI$34,0),MATCH('UEC Data'!$D639,'Shipment Data'!$BG$10:$CH$10,0))","v":9.0557125043002618E-2}]
[null,null,"Industry",60,"Open, 2 poles","CSL 4",8.33349541018835,null,"Industry",60,"Open, 2 poles",null,{"$f":"G640*INDEX('Shipment Data'!$BG$10:$CH$34,MATCH(CONCATENATE('UEC Data'!$C640,'UEC Data'!$E640),'Shipment Data'!$BI$10:$BI$34,0),MATCH('UEC Data'!$D640,'Shipment Data'!$BG$10:$CH$10,0))","v":9.0173814460810006E-2}]
[null,null,"Industry",60,"Open, 2 poles","-",0,null,"Industry",60,"Open, 2 poles",null,{"$f":"G641*INDEX('Shipment Data'!$BG$10:$CH$34,MATCH(CONCATENATE('UEC Data'!$C641,'UEC Data'!$E641),'Shipment Data'!$BI$10:$BI$34,0),MATCH('UEC Data'!$D641,'Shipment Data'!$BG$10:$CH$10,0))","v":0}]
[null,null,"Industry",60,"Open, 4 poles","CSL 0",8.587953285308604,null,"Industry",60,"Open, 4 poles",null,{"$f":"G642*INDEX('Shipment Data'!$BG$10:$CH$34,MATCH(CONCATENATE('UEC Data'!$C642,'UEC Data'!$E642),'Shipment Data'!$BI$10:$BI$34,0),MATCH('UEC Data'!$D642,'Shipment Data'!$BG$10:$CH$10,0))","v":0.62114505782667218}]
[null,null,"Industry",60,"Open, 4 poles","CSL 1",8.4136251737478549,null,"Industry",60,"Open, 4 poles",null,{"$f":"G643*INDEX('Shipment Data'!$BG$10:$CH$34,MATCH(CONCATENATE('UEC Data'!$C643,'UEC Data'!$E643),'Shipment Data'!$BI$10:$BI$34,0),MATCH('UEC Data'!$D643,'Shipment Data'!$BG$10:$CH$10,0))","v":0.60853634404600276}]
[null,null,"Industry",60,"Open, 4 poles","CSL 2",8.2896349080294645,null,"Industry",60,"Open, 4 poles",null,{"$f":"G644*INDEX('Shipment Data'!$BG$10:$CH$34,MATCH(CONCATENATE('UEC Data'!$C644,'UEC Data'!$E644),'Shipment Data'!$BI$10:$BI$34,0),MATCH('UEC Data'!$D644,'Shipment Data'!$BG$10:$CH$10,0))","v":0.59956844002848264}]
[null,null,"Industry",60,"Open, 4 poles","CSL 3",8.2548775289601579,null,"Industry",60,"Open, 4 poles",null,{"$f":"G645*INDEX('Shipment Data'!$BG$10:$CH$34,MATCH(CONCATENATE('UEC Data'!$C645,'UEC Data'!$E645),'Shipment Data'!$BI$10:$BI$34,0),MATCH('UEC Data'!$D645,'Shipment Data'!$BG$10:$CH$10,0))","v":0.59705452623381394}]
[null,null,"Industry",60,"Open, 4 poles","CSL 4",8.2204103994029136,null,"Industry",60,"Open, 4 poles",null,{"$f":"G646*INDEX('Shipment Data'!$BG$10:$CH$34,MATCH(CONCATENATE('UEC Data'!$C646,'UEC Data'!$E646),'Shipment Data'!$BI$10:$BI$34,0),MATCH('UEC Data'!$D646,'Shipment Data'!$BG$10:$CH$10,0))","v":0.59456160545621972}]
[null,null,"Industry",60,"Open, 4 poles","-",0,null,"Industry",60,"Open, 4 poles",null,{"$f":"G647*INDEX('Shipment Data'!$BG$10:$CH$34,MATCH(CONCATENATE('UEC Data'!$C647,'UEC Data'!$E647),'Shipment Data'!$BI$10:$BI$34,0),MATCH('UEC Data'!$D647,'Shipment Data'!$BG$10:$CH$10,0))","v":0}]
[null,null,"Industry",60,"Open, 6 poles","CSL 0",8.5228930331471755,null,"Industry",60,"Open, 6 poles",null,{"$f":"G648*INDEX('Shipment Data'!$BG$10:$CH$34,MATCH(CONCATENATE('UEC Data'!$C648,'UEC Data'!$E648),'Shipment Data'!$BI$10:$BI$34,0),MATCH('UEC Data'!$D648,'Shipment Data'!$BG$10:$CH$10,0))","v":0.27181580435555164}]
[null,null,"Industry",60,"Open, 6 poles","CSL 1",8.4136251737478549,null,"Industry",60,"Open, 6 poles",null,{"$f":"G649*INDEX('Shipment Data'!$BG$10:$CH$34,MATCH(CONCATENATE('UEC Data'!$C649,'UEC Data'!$E649),'Shipment Data'!$BI$10:$BI$34,0),MATCH('UEC Data'!$D649,'Shipment Data'!$BG$10:$CH$10,0))","v":0.26833098635099334}]
[null,null,"Industry",60,"Open, 6 poles","CSL 2",8.33349541018835,null,"Industry",60,"Open, 6 poles",null,{"$f":"G650*INDEX('Shipment Data'!$BG$10:$CH$34,MATCH(CONCATENATE('UEC Data'!$C650,'UEC Data'!$E650),'Shipment Data'!$BI$10:$BI$34,0),MATCH('UEC Data'!$D650,'Shipment Data'!$BG$10:$CH$10,0))","v":0.2657754531476505}]
[null,null,"Industry",60,"Open, 6 poles","CSL 3",8.2896349080294645,null,"Industry",60,"Open, 6 poles",null,{"$f":"G651*INDEX('Shipment Data'!$BG$10:$CH$34,MATCH(CONCATENATE('UEC Data'!$C651,'UEC Data'!$E651),'Shipment Data'!$BI$10:$BI$34,0),MATCH('UEC Data'!$D651,'Shipment Data'!$BG$10:$CH$10,0))","v":0.2643766349731892}]
[null,null,"Industry",60,"Open, 6 poles","CSL 4",8.2548775289601579,null,"Industry",60,"Open, 6 poles",null,{"$f":"G652*INDEX('Shipment Data'!$BG$10:$CH$34,MATCH(CONCATENATE('UEC Data'!$C652,'UEC Data'!$E652),'Shipment Data'!$BI$10:$BI$34,0),MATCH('UEC Data'!$D652,'Shipment Data'!$BG$10:$CH$10,0))","v":0.26326813755191797}]
[null,null,"Industry",60,"Open, 6 poles","-",0,null,"Industry",60,"Open, 6 poles",null,{"$f":"G653*INDEX('Shipment Data'!$BG$10:$CH$34,MATCH(CONCATENATE('UEC Data'!$C653,'UEC Data'!$E653),'Shipment Data'!$BI$10:$BI$34,0),MATCH('UEC Data'!$D653,'Shipment Data'!$BG$10:$CH$10,0))","v":0}]
[null,null,"Industry",60,"Open, 8 poles","CSL 0",8.6540144644263641,null,"Industry",60,"Open, 8 poles",null,{"$f":"G654*INDEX('Shipment Data'!$BG$10:$CH$34,MATCH(CONCATENATE('UEC Data'!$C654,'UEC Data'!$E654),'Shipment Data'!$BI$10:$BI$34,0),MATCH('UEC Data'!$D654,'Shipment Data'!$BG$10:$CH$10,0))","v":0.10842762305611565}]
[null,null,"Industry",60,"Open, 8 poles","CSL 1",8.5228930331471755,null,"Industry",60,"Open, 8 poles",null,{"$f":"G655*INDEX('Shipment Data'!$BG$10:$CH$34,MATCH(CONCATENATE('UEC Data'!$C655,'UEC Data'!$E655),'Shipment Data'!$BI$10:$BI$34,0),MATCH('UEC Data'!$D655,'Shipment Data'!$BG$10:$CH$10,0))","v":0.10678478028253813}]
[null,null,"Industry",60,"Open, 8 poles","CSL 2",8.4679066264817102,null,"Industry",60,"Open, 8 poles",null,{"$f":"G656*INDEX('Shipment Data'!$BG$10:$CH$34,MATCH(CONCATENATE('UEC Data'!$C656,'UEC Data'!$E656),'Shipment Data'!$BI$10:$BI$34,0),MATCH('UEC Data'!$D656,'Shipment Data'!$BG$10:$CH$10,0))","v":0.10609584621619918}]
[null,null,"Industry",60,"Open, 8 poles","CSL 3",8.4136251737478549,null,"Industry",60,"Open, 8 poles",null,{"$f":"G657*INDEX('Shipment Data'!$BG$10:$CH$34,MATCH(CONCATENATE('UEC Data'!$C657,'UEC Data'!$E657),'Shipment Data'!$BI$10:$BI$34,0),MATCH('UEC Data'!$D657,'Shipment Data'!$BG$10:$CH$10,0))","v":0.10541574463789023}]
[null,null,"Industry",60,"Open, 8 poles","CSL 4",8.3689194076811813,null,"Industry",60,"Open, 8 poles",null,{"$f":"G658*INDEX('Shipment Data'!$BG$10:$CH$34,MATCH(CONCATENATE('UEC Data'!$C658,'UEC Data'!$E658),'Shipment Data'!$BI$10:$BI$34,0),MATCH('UEC Data'!$D658,'Shipment Data'!$BG$10:$CH$10,0))","v":0.10485561847084511}]
[null,null,"Industry",60,"Open, 8 poles","-",0,null,"Industry",60,"Open, 8 poles",null,{"$f":"G659*INDEX('Shipment Data'!$BG$10:$CH$34,MATCH(CONCATENATE('UEC Data'!$C659,'UEC Data'!$E659),'Shipment Data'!$BI$10:$BI$34,0),MATCH('UEC Data'!$D659,'Shipment Data'!$BG$10:$CH$10,0))","v":0}]
[null,null,"Industry",60,"Enclosed, 2 poles","CSL 0",8.7990538129921685,null,"Industry",60,"Enclosed, 2 poles",null,{"$f":"G660*INDEX('Shipment Data'!$BG$10:$CH$34,MATCH(CONCATENATE('UEC Data'!$C660,'UEC Data'!$E660),'Shipment Data'!$BI$10:$BI$34,0),MATCH('UEC Data'!$D660,'Shipment Data'!$BG$10:$CH$10,0))","v":0.51113519411217134}]
[null,null,"Industry",60,"Enclosed, 2 poles","CSL 1",8.4679066264817102,null,"Industry",60,"Enclosed, 2 poles",null,{"$f":"G661*INDEX('Shipment Data'!$BG$10:$CH$34,MATCH(CONCATENATE('UEC Data'!$C661,'UEC Data'!$E661),'Shipment Data'!$BI$10:$BI$34,0),MATCH('UEC Data'!$D661,'Shipment Data'!$BG$10:$CH$10,0))","v":0.49189892336601432}]
[null,null,"Industry",60,"Enclosed, 2 poles","CSL 2",8.4136251737478549,null,"Industry",60,"Enclosed, 2 poles",null,{"$f":"G662*INDEX('Shipment Data'!$BG$10:$CH$34,MATCH(CONCATENATE('UEC Data'!$C662,'UEC Data'!$E662),'Shipment Data'!$BI$10:$BI$34,0),MATCH('UEC Data'!$D662,'Shipment Data'!$BG$10:$CH$10,0))","v":0.4887457251393092}]
[null,null,"Industry",60,"Enclosed, 2 poles","CSL 3",8.3689194076811813,null,"Industry",60,"Enclosed, 2 poles",null,{"$f":"G663*INDEX('Shipment Data'!$BG$10:$CH$34,MATCH(CONCATENATE('UEC Data'!$C663,'UEC Data'!$E663),'Shipment Data'!$BI$10:$BI$34,0),MATCH('UEC Data'!$D663,'Shipment Data'!$BG$10:$CH$10,0))","v":0.48614877654664546}]
[null,null,"Industry",60,"Enclosed, 2 poles","CSL 4",8.33349541018835,null,"Industry",60,"Enclosed, 2 poles",null,{"$f":"G664*INDEX('Shipment Data'!$BG$10:$CH$34,MATCH(CONCATENATE('UEC Data'!$C664,'UEC Data'!$E664),'Shipment Data'!$BI$10:$BI$34,0),MATCH('UEC Data'!$D664,'Shipment Data'!$BG$10:$CH$10,0))","v":0.4840910039475062}]
[null,null,"Industry",60,"Enclosed, 2 poles","-",0,null,"Industry",60,"Enclosed, 2 poles",null,{"$f":"G665*INDEX('Shipment Data'!$BG$10:$CH$34,MATCH(CONCATENATE('UEC Data'!$C665,'UEC Data'!$E665),'Shipment Data'!$BI$10:$BI$34,0),MATCH('UEC Data'!$D665,'Shipment Data'!$BG$10:$CH$10,0))","v":0}]
[null,null,"Industry",60,"Enclosed, 4 poles","CSL 0",8.730768472980035,null,"Industry",60,"Enclosed, 4 poles",null,{"$f":"G666*INDEX('Shipment Data'!$BG$10:$CH$34,MATCH(CONCATENATE('UEC Data'!$C666,'UEC Data'!$E666),'Shipment Data'!$BI$10:$BI$34,0),MATCH('UEC Data'!$D666,'Shipment Data'!$BG$10:$CH$10,0))","v":3.0280943570584933}]
[null,null,"Industry",60,"Enclosed, 4 poles","CSL 1",8.4136251737478549,null,"Industry",60,"Enclosed, 4 poles",null,{"$f":"G667*INDEX('Shipment Data'!$BG$10:$CH$34,MATCH(CONCATENATE('UEC Data'!$C667,'UEC Data'!$E667),'Shipment Data'!$BI$10:$BI$34,0),MATCH('UEC Data'!$D667,'Shipment Data'!$BG$10:$CH$10,0))","v":2.9180994765670527}]
[null,null,"Industry",60,"Enclosed, 4 poles","CSL 2",8.2896349080294645,null,"Industry",60,"Enclosed, 4 poles",null,{"$f":"G668*INDEX('Shipment Data'!$BG$10:$CH$34,MATCH(CONCATENATE('UEC Data'!$C668,'UEC Data'!$E668),'Shipment Data'!$BI$10:$BI$34,0),MATCH('UEC Data'!$D668,'Shipment Data'!$BG$10:$CH$10,0))","v":2.8750959053334326}]
[null,null,"Industry",60,"Enclosed, 4 poles","CSL 3",8.2548775289601579,null,"Industry",60,"Enclosed, 4 poles",null,{"$f":"G669*INDEX('Shipment Data'!$BG$10:$CH$34,MATCH(CONCATENATE('UEC Data'!$C669,'UEC Data'!$E669),'Shipment Data'!$BI$10:$BI$34,0),MATCH('UEC Data'!$D669,'Shipment Data'!$BG$10:$CH$10,0))","v":2.8630409958771077}]
[null,null,"Industry",60,"Enclosed, 4 poles","CSL 4",8.2204103994029136,null,"Industry",60,"Enclosed, 4 poles",null,{"$f":"G670*INDEX('Shipment Data'!$BG$10:$CH$34,MATCH(CONCATENATE('UEC Data'!$C670,'UEC Data'!$E670),'Shipment Data'!$BI$10:$BI$34,0),MATCH('UEC Data'!$D670,'Shipment Data'!$BG$10:$CH$10,0))","v":2.8510867537231324}]
[null,null,"Industry",60,"Enclosed, 4 poles","-",0,null,"Industry",60,"Enclosed, 4 poles",null,{"$f":"G671*INDEX('Shipment Data'!$BG$10:$CH$34,MATCH(CONCATENATE('UEC Data'!$C671,'UEC Data'!$E671),'Shipment Data'!$BI$10:$BI$34,0),MATCH('UEC Data'!$D671,'Shipment Data'!$BG$10:$CH$10,0))","v":0}]
[null,null,"Industry",60,"Enclosed, 6 poles","CSL 0",8.7990538129921685,null,"Industry",60,"Enclosed, 6 poles",null,{"$f":"G672*INDEX('Shipment Data'!$BG$10:$CH$34,MATCH(CONCATENATE('UEC Data'!$C672,'UEC Data'!$E672),'Shipment Data'!$BI$10:$BI$34,0),MATCH('UEC Data'!$D672,'Shipment Data'!$BG$10:$CH$10,0))","v":0.77171392052229826}]
[null,null,"Industry",60,"Enclosed, 6 poles","CSL 1",8.4136251737478549,null,"Industry",60,"Enclosed, 6 poles",null,{"$f":"G673*INDEX('Shipment Data'!$BG$10:$CH$34,MATCH(CONCATENATE('UEC Data'!$C673,'UEC Data'!$E673),'Shipment Data'!$BI$10:$BI$34,0),MATCH('UEC Data'!$D673,'Shipment Data'!$BG$10:$CH$10,0))","v":0.73791021246523192}]
[null,null,"Industry",60,"Enclosed, 6 poles","CSL 2",8.33349541018835,null,"Industry",60,"Enclosed, 6 poles",null,{"$f":"G674*INDEX('Shipment Data'!$BG$10:$CH$34,MATCH(CONCATENATE('UEC Data'!$C674,'UEC Data'!$E674),'Shipment Data'!$BI$10:$BI$34,0),MATCH('UEC Data'!$D674,'Shipment Data'!$BG$10:$CH$10,0))","v":0.73088249615603906}]
[null,null,"Industry",60,"Enclosed, 6 poles","CSL 3",8.2896349080294645,null,"Industry",60,"Enclosed, 6 poles",null,{"$f":"G675*INDEX('Shipment Data'!$BG$10:$CH$34,MATCH(CONCATENATE('UEC Data'!$C675,'UEC Data'!$E675),'Shipment Data'!$BI$10:$BI$34,0),MATCH('UEC Data'!$D675,'Shipment Data'!$BG$10:$CH$10,0))","v":0.72703574617627043}]
[null,null,"Industry",60,"Enclosed, 6 poles","CSL 4",8.2548775289601579,null,"Industry",60,"Enclosed, 6 poles",null,{"$f":"G676*INDEX('Shipment Data'!$BG$10:$CH$34,MATCH(CONCATENATE('UEC Data'!$C676,'UEC Data'!$E676),'Shipment Data'!$BI$10:$BI$34,0),MATCH('UEC Data'!$D676,'Shipment Data'!$BG$10:$CH$10,0))","v":0.72398737826777448}]
[null,null,"Industry",60,"Enclosed, 6 poles","-",0,null,"Industry",60,"Enclosed, 6 poles",null,{"$f":"G677*INDEX('Shipment Data'!$BG$10:$CH$34,MATCH(CONCATENATE('UEC Data'!$C677,'UEC Data'!$E677),'Shipment Data'!$BI$10:$BI$34,0),MATCH('UEC Data'!$D677,'Shipment Data'!$BG$10:$CH$10,0))","v":0}]
[null,null,"Industry",60,"Enclosed, 8 poles","CSL 0",8.5228930331471755,null,"Industry",60,"Enclosed, 8 poles",null,{"$f":"G678*INDEX('Shipment Data'!$BG$10:$CH$34,MATCH(CONCATENATE('UEC Data'!$C678,'UEC Data'!$E678),'Shipment Data'!$BI$10:$BI$34,0),MATCH('UEC Data'!$D678,'Shipment Data'!$BG$10:$CH$10,0))","v":0.10678478028253813}]
[null,null,"Industry",60,"Enclosed, 8 poles","CSL 1",8.587953285308604,null,"Industry",60,"Enclosed, 8 poles",null,{"$f":"G679*INDEX('Shipment Data'!$BG$10:$CH$34,MATCH(CONCATENATE('UEC Data'!$C679,'UEC Data'!$E679),'Shipment Data'!$BI$10:$BI$34,0),MATCH('UEC Data'!$D679,'Shipment Data'!$BG$10:$CH$10,0))","v":0.10759993127706131}]
[null,null,"Industry",60,"Enclosed, 8 poles","CSL 2",8.5228930331471755,null,"Industry",60,"Enclosed, 8 poles",null,{"$f":"G680*INDEX('Shipment Data'!$BG$10:$CH$34,MATCH(CONCATENATE('UEC Data'!$C680,'UEC Data'!$E680),'Shipment Data'!$BI$10:$BI$34,0),MATCH('UEC Data'!$D680,'Shipment Data'!$BG$10:$CH$10,0))","v":0.10678478028253813}]
[null,null,"Industry",60,"Enclosed, 8 poles","CSL 3",8.4679066264817102,null,"Industry",60,"Enclosed, 8 poles",null,{"$f":"G681*INDEX('Shipment Data'!$BG$10:$CH$34,MATCH(CONCATENATE('UEC Data'!$C681,'UEC Data'!$E681),'Shipment Data'!$BI$10:$BI$34,0),MATCH('UEC Data'!$D681,'Shipment Data'!$BG$10:$CH$10,0))","v":0.10609584621619918}]
[null,null,"Industry",60,"Enclosed, 8 poles","CSL 4",8.4136251737478549,null,"Industry",60,"Enclosed, 8 poles",null,{"$f":"G682*INDEX('Shipment Data'!$BG$10:$CH$34,MATCH(CONCATENATE('UEC Data'!$C682,'UEC Data'!$E682),'Shipment Data'!$BI$10:$BI$34,0),MATCH('UEC Data'!$D682,'Shipment Data'!$BG$10:$CH$10,0))","v":0.10541574463789023}]
[null,null,"Industry",60,"Enclosed, 8 poles","-",0,null,"Industry",60,"Enclosed, 8 poles",null,{"$f":"G683*INDEX('Shipment Data'!$BG$10:$CH$34,MATCH(CONCATENATE('UEC Data'!$C683,'UEC Data'!$E683),'Shipment Data'!$BI$10:$BI$34,0),MATCH('UEC Data'!$D683,'Shipment Data'!$BG$10:$CH$10,0))","v":0}]
[null,null,"Industry",75,"Open, 2 poles","CSL 0",10.584883283102139,null,"Industry",75,"Open, 2 poles",null,{"$f":"G684*INDEX('Shipment Data'!$BG$10:$CH$34,MATCH(CONCATENATE('UEC Data'!$C684,'UEC Data'!$E684),'Shipment Data'!$BI$10:$BI$34,0),MATCH('UEC Data'!$D684,'Shipment Data'!$BG$10:$CH$10,0))","v":0.11453528852885148}]
[null,null,"Industry",75,"Open, 2 poles","CSL 1",10.584883283102139,null,"Industry",75,"Open, 2 poles",null,{"$f":"G685*INDEX('Shipment Data'!$BG$10:$CH$34,MATCH(CONCATENATE('UEC Data'!$C685,'UEC Data'!$E685),'Shipment Data'!$BI$10:$BI$34,0),MATCH('UEC Data'!$D685,'Shipment Data'!$BG$10:$CH$10,0))","v":0.11453528852885148}]
[null,null,"Industry",75,"Open, 2 poles","CSL 2",10.517031467184816,null,"Industry",75,"Open, 2 poles",null,{"$f":"G686*INDEX('Shipment Data'!$BG$10:$CH$34,MATCH(CONCATENATE('UEC Data'!$C686,'UEC Data'!$E686),'Shipment Data'!$BI$10:$BI$34,0),MATCH('UEC Data'!$D686,'Shipment Data'!$BG$10:$CH$10,0))","v":0.11380108796135883}]
[null,null,"Industry",75,"Open, 2 poles","CSL 3",10.461149259601477,null,"Industry",75,"Open, 2 poles",null,{"$f":"G687*INDEX('Shipment Data'!$BG$10:$CH$34,MATCH(CONCATENATE('UEC Data'!$C687,'UEC Data'!$E687),'Shipment Data'!$BI$10:$BI$34,0),MATCH('UEC Data'!$D687,'Shipment Data'!$BG$10:$CH$10,0))","v":0.11319640630375333}]
[null,null,"Industry",75,"Open, 2 poles","CSL 4",10.416869262735435,null,"Industry",75,"Open, 2 poles",null,{"$f":"G688*INDEX('Shipment Data'!$BG$10:$CH$34,MATCH(CONCATENATE('UEC Data'!$C688,'UEC Data'!$E688),'Shipment Data'!$BI$10:$BI$34,0),MATCH('UEC Data'!$D688,'Shipment Data'!$BG$10:$CH$10,0))","v":0.11271726807601254}]
[null,null,"Industry",75,"Open, 2 poles","-",0,null,"Industry",75,"Open, 2 poles",null,{"$f":"G689*INDEX('Shipment Data'!$BG$10:$CH$34,MATCH(CONCATENATE('UEC Data'!$C689,'UEC Data'!$E689),'Shipment Data'!$BI$10:$BI$34,0),MATCH('UEC Data'!$D689,'Shipment Data'!$BG$10:$CH$10,0))","v":0}]
[null,null,"Industry",75,"Open, 4 poles","CSL 0",10.584883283102139,null,"Industry",75,"Open, 4 poles",null,{"$f":"G690*INDEX('Shipment Data'!$BG$10:$CH$34,MATCH(CONCATENATE('UEC Data'!$C690,'UEC Data'!$E690),'Shipment Data'!$BI$10:$BI$34,0),MATCH('UEC Data'!$D690,'Shipment Data'!$BG$10:$CH$10,0))","v":0.76557798121916498}]
[null,null,"Industry",75,"Open, 4 poles","CSL 1",10.461149259601477,null,"Industry",75,"Open, 4 poles",null,{"$f":"G691*INDEX('Shipment Data'!$BG$10:$CH$34,MATCH(CONCATENATE('UEC Data'!$C691,'UEC Data'!$E691),'Shipment Data'!$BI$10:$BI$34,0),MATCH('UEC Data'!$D691,'Shipment Data'!$BG$10:$CH$10,0))","v":0.75662861055666675}]
[null,null,"Industry",75,"Open, 4 poles","CSL 2",10.36204363503683,null,"Industry",75,"Open, 4 poles",null,{"$f":"G692*INDEX('Shipment Data'!$BG$10:$CH$34,MATCH(CONCATENATE('UEC Data'!$C692,'UEC Data'!$E692),'Shipment Data'!$BI$10:$BI$34,0),MATCH('UEC Data'!$D692,'Shipment Data'!$BG$10:$CH$10,0))","v":0.74946055003560352}]
[null,null,"Industry",75,"Open, 4 poles","CSL 3",10.318596911200196,null,"Industry",75,"Open, 4 poles",null,{"$f":"G693*INDEX('Shipment Data'!$BG$10:$CH$34,MATCH(CONCATENATE('UEC Data'!$C693,'UEC Data'!$E693),'Shipment Data'!$BI$10:$BI$34,0),MATCH('UEC Data'!$D693,'Shipment Data'!$BG$10:$CH$10,0))","v":0.74631815779226751}]
[null,null,"Industry",75,"Open, 4 poles","CSL 4",10.275512999253642,null,"Industry",75,"Open, 4 poles",null,{"$f":"G694*INDEX('Shipment Data'!$BG$10:$CH$34,MATCH(CONCATENATE('UEC Data'!$C694,'UEC Data'!$E694),'Shipment Data'!$BI$10:$BI$34,0),MATCH('UEC Data'!$D694,'Shipment Data'!$BG$10:$CH$10,0))","v":0.74320200682027493}]
[null,null,"Industry",75,"Open, 4 poles","-",0,null,"Industry",75,"Open, 4 poles",null,{"$f":"G695*INDEX('Shipment Data'!$BG$10:$CH$34,MATCH(CONCATENATE('UEC Data'!$C695,'UEC Data'!$E695),'Shipment Data'!$BI$10:$BI$34,0),MATCH('UEC Data'!$D695,'Shipment Data'!$BG$10:$CH$10,0))","v":0}]
[null,null,"Industry",75,"Open, 6 poles","CSL 0",10.65361629143397,null,"Industry",75,"Open, 6 poles",null,{"$f":"G696*INDEX('Shipment Data'!$BG$10:$CH$34,MATCH(CONCATENATE('UEC Data'!$C696,'UEC Data'!$E696),'Shipment Data'!$BI$10:$BI$34,0),MATCH('UEC Data'!$D696,'Shipment Data'!$BG$10:$CH$10,0))","v":0.33976975544443971}]
[null,null,"Industry",75,"Open, 6 poles","CSL 1",10.517031467184816,null,"Industry",75,"Open, 6 poles",null,{"$f":"G697*INDEX('Shipment Data'!$BG$10:$CH$34,MATCH(CONCATENATE('UEC Data'!$C697,'UEC Data'!$E697),'Shipment Data'!$BI$10:$BI$34,0),MATCH('UEC Data'!$D697,'Shipment Data'!$BG$10:$CH$10,0))","v":0.33541373293874177}]
[null,null,"Industry",75,"Open, 6 poles","CSL 2",10.416869262735435,null,"Industry",75,"Open, 6 poles",null,{"$f":"G698*INDEX('Shipment Data'!$BG$10:$CH$34,MATCH(CONCATENATE('UEC Data'!$C698,'UEC Data'!$E698),'Shipment Data'!$BI$10:$BI$34,0),MATCH('UEC Data'!$D698,'Shipment Data'!$BG$10:$CH$10,0))","v":0.33221931643456321}]
[null,null,"Industry",75,"Open, 6 poles","CSL 3",10.36204363503683,null,"Industry",75,"Open, 6 poles",null,{"$f":"G699*INDEX('Shipment Data'!$BG$10:$CH$34,MATCH(CONCATENATE('UEC Data'!$C699,'UEC Data'!$E699),'Shipment Data'!$BI$10:$BI$34,0),MATCH('UEC Data'!$D699,'Shipment Data'!$BG$10:$CH$10,0))","v":0.33047079371648663}]
[null,null,"Industry",75,"Open, 6 poles","CSL 4",10.318596911200196,null,"Industry",75,"Open, 6 poles",null,{"$f":"G700*INDEX('Shipment Data'!$BG$10:$CH$34,MATCH(CONCATENATE('UEC Data'!$C700,'UEC Data'!$E700),'Shipment Data'!$BI$10:$BI$34,0),MATCH('UEC Data'!$D700,'Shipment Data'!$BG$10:$CH$10,0))","v":0.32908517193989756}]
[null,null,"Industry",75,"Open, 6 poles","-",0,null,"Industry",75,"Open, 6 poles",null,{"$f":"G701*INDEX('Shipment Data'!$BG$10:$CH$34,MATCH(CONCATENATE('UEC Data'!$C701,'UEC Data'!$E701),'Shipment Data'!$BI$10:$BI$34,0),MATCH('UEC Data'!$D701,'Shipment Data'!$BG$10:$CH$10,0))","v":0}]
[null,null,"Industry",75,"Open, 8 poles","CSL 0",10.734941606635756,null,"Industry",75,"Open, 8 poles",null,{"$f":"G702*INDEX('Shipment Data'!$BG$10:$CH$34,MATCH(CONCATENATE('UEC Data'!$C702,'UEC Data'!$E702),'Shipment Data'!$BI$10:$BI$34,0),MATCH('UEC Data'!$D702,'Shipment Data'!$BG$10:$CH$10,0))","v":0.13449991409632672}]
[null,null,"Industry",75,"Open, 8 poles","CSL 1",10.517031467184816,null,"Industry",75,"Open, 8 poles",null,{"$f":"G703*INDEX('Shipment Data'!$BG$10:$CH$34,MATCH(CONCATENATE('UEC Data'!$C703,'UEC Data'!$E703),'Shipment Data'!$BI$10:$BI$34,0),MATCH('UEC Data'!$D703,'Shipment Data'!$BG$10:$CH$10,0))","v":0.13176968079736284}]
[null,null,"Industry",75,"Open, 8 poles","CSL 2",10.461149259601477,null,"Industry",75,"Open, 8 poles",null,{"$f":"G704*INDEX('Shipment Data'!$BG$10:$CH$34,MATCH(CONCATENATE('UEC Data'!$C704,'UEC Data'!$E704),'Shipment Data'!$BI$10:$BI$34,0),MATCH('UEC Data'!$D704,'Shipment Data'!$BG$10:$CH$10,0))","v":0.13106952308855646}]
[null,null,"Industry",75,"Open, 8 poles","CSL 3",10.416869262735435,null,"Industry",75,"Open, 8 poles",null,{"$f":"G705*INDEX('Shipment Data'!$BG$10:$CH$34,MATCH(CONCATENATE('UEC Data'!$C705,'UEC Data'!$E705),'Shipment Data'!$BI$10:$BI$34,0),MATCH('UEC Data'!$D705,'Shipment Data'!$BG$10:$CH$10,0))","v":0.13051473145643555}]
[null,null,"Industry",75,"Open, 8 poles","CSL 4",10.36204363503683,null,"Industry",75,"Open, 8 poles",null,{"$f":"G706*INDEX('Shipment Data'!$BG$10:$CH$34,MATCH(CONCATENATE('UEC Data'!$C706,'UEC Data'!$E706),'Shipment Data'!$BI$10:$BI$34,0),MATCH('UEC Data'!$D706,'Shipment Data'!$BG$10:$CH$10,0))","v":0.12982781181719116}]
[null,null,"Industry",75,"Open, 8 poles","-",0,null,"Industry",75,"Open, 8 poles",null,{"$f":"G707*INDEX('Shipment Data'!$BG$10:$CH$34,MATCH(CONCATENATE('UEC Data'!$C707,'UEC Data'!$E707),'Shipment Data'!$BI$10:$BI$34,0),MATCH('UEC Data'!$D707,'Shipment Data'!$BG$10:$CH$10,0))","v":0}]
[null,null,"Industry",75,"Enclosed, 2 poles","CSL 0",10.998817266240211,null,"Industry",75,"Enclosed, 2 poles",null,{"$f":"G708*INDEX('Shipment Data'!$BG$10:$CH$34,MATCH(CONCATENATE('UEC Data'!$C708,'UEC Data'!$E708),'Shipment Data'!$BI$10:$BI$34,0),MATCH('UEC Data'!$D708,'Shipment Data'!$BG$10:$CH$10,0))","v":0.63891899264021446}]
[null,null,"Industry",75,"Enclosed, 2 poles","CSL 1",10.584883283102139,null,"Industry",75,"Enclosed, 2 poles",null,{"$f":"G709*INDEX('Shipment Data'!$BG$10:$CH$34,MATCH(CONCATENATE('UEC Data'!$C709,'UEC Data'!$E709),'Shipment Data'!$BI$10:$BI$34,0),MATCH('UEC Data'!$D709,'Shipment Data'!$BG$10:$CH$10,0))","v":0.61487365420751827}]
[null,null,"Industry",75,"Enclosed, 2 poles","CSL 2",10.517031467184816,null,"Industry",75,"Enclosed, 2 poles",null,{"$f":"G710*INDEX('Shipment Data'!$BG$10:$CH$34,MATCH(CONCATENATE('UEC Data'!$C710,'UEC Data'!$E710),'Shipment Data'!$BI$10:$BI$34,0),MATCH('UEC Data'!$D710,'Shipment Data'!$BG$10:$CH$10,0))","v":0.61093215642413667}]
[null,null,"Industry",75,"Enclosed, 2 poles","CSL 3",10.461149259601477,null,"Industry",75,"Enclosed, 2 poles",null,{"$f":"G711*INDEX('Shipment Data'!$BG$10:$CH$34,MATCH(CONCATENATE('UEC Data'!$C711,'UEC Data'!$E711),'Shipment Data'!$BI$10:$BI$34,0),MATCH('UEC Data'!$D711,'Shipment Data'!$BG$10:$CH$10,0))","v":0.60768597068330721}]
[null,null,"Industry",75,"Enclosed, 2 poles","CSL 4",10.416869262735435,null,"Industry",75,"Enclosed, 2 poles",null,{"$f":"G712*INDEX('Shipment Data'!$BG$10:$CH$34,MATCH(CONCATENATE('UEC Data'!$C712,'UEC Data'!$E712),'Shipment Data'!$BI$10:$BI$34,0),MATCH('UEC Data'!$D712,'Shipment Data'!$BG$10:$CH$10,0))","v":0.60511375493438291}]
[null,null,"Industry",75,"Enclosed, 2 poles","-",0,null,"Industry",75,"Enclosed, 2 poles",null,{"$f":"G713*INDEX('Shipment Data'!$BG$10:$CH$34,MATCH(CONCATENATE('UEC Data'!$C713,'UEC Data'!$E713),'Shipment Data'!$BI$10:$BI$34,0),MATCH('UEC Data'!$D713,'Shipment Data'!$BG$10:$CH$10,0))","v":0}]
[null,null,"Industry",75,"Enclosed, 4 poles","CSL 0",10.817518080532954,null,"Industry",75,"Enclosed, 4 poles",null,{"$f":"G714*INDEX('Shipment Data'!$BG$10:$CH$34,MATCH(CONCATENATE('UEC Data'!$C714,'UEC Data'!$E714),'Shipment Data'!$BI$10:$BI$34,0),MATCH('UEC Data'!$D714,'Shipment Data'!$BG$10:$CH$10,0))","v":3.7518421841576397}]
[null,null,"Industry",75,"Enclosed, 4 poles","CSL 1",10.461149259601477,null,"Industry",75,"Enclosed, 4 poles",null,{"$f":"G715*INDEX('Shipment Data'!$BG$10:$CH$34,MATCH(CONCATENATE('UEC Data'!$C715,'UEC Data'!$E715),'Shipment Data'!$BI$10:$BI$34,0),MATCH('UEC Data'!$D715,'Shipment Data'!$BG$10:$CH$10,0))","v":3.6282427073150401}]
[null,null,"Industry",75,"Enclosed, 4 poles","CSL 2",10.318596911200196,null,"Industry",75,"Enclosed, 4 poles",null,{"$f":"G716*INDEX('Shipment Data'!$BG$10:$CH$34,MATCH(CONCATENATE('UEC Data'!$C716,'UEC Data'!$E716),'Shipment Data'!$BI$10:$BI$34,0),MATCH('UEC Data'!$D716,'Shipment Data'!$BG$10:$CH$10,0))","v":3.5788012448463853}]
[null,null,"Industry",75,"Enclosed, 4 poles","CSL 3",10.275512999253642,null,"Industry",75,"Enclosed, 4 poles",null,{"$f":"G717*INDEX('Shipment Data'!$BG$10:$CH$34,MATCH(CONCATENATE('UEC Data'!$C717,'UEC Data'!$E717),'Shipment Data'!$BI$10:$BI$34,0),MATCH('UEC Data'!$D717,'Shipment Data'!$BG$10:$CH$10,0))","v":3.5638584421539168}]
[null,null,"Industry",75,"Enclosed, 4 poles","CSL 4",10.232787373477118,null,"Industry",75,"Enclosed, 4 poles",null,{"$f":"G718*INDEX('Shipment Data'!$BG$10:$CH$34,MATCH(CONCATENATE('UEC Data'!$C718,'UEC Data'!$E718),'Shipment Data'!$BI$10:$BI$34,0),MATCH('UEC Data'!$D718,'Shipment Data'!$BG$10:$CH$10,0))","v":3.5490399039329019}]
[null,null,"Industry",75,"Enclosed, 4 poles","-",0,null,"Industry",75,"Enclosed, 4 poles",null,{"$f":"G719*INDEX('Shipment Data'!$BG$10:$CH$34,MATCH(CONCATENATE('UEC Data'!$C719,'UEC Data'!$E719),'Shipment Data'!$BI$10:$BI$34,0),MATCH('UEC Data'!$D719,'Shipment Data'!$BG$10:$CH$10,0))","v":0}]
[null,null,"Industry",75,"Enclosed, 6 poles","CSL 0",10.998817266240211,null,"Industry",75,"Enclosed, 6 poles",null,{"$f":"G720*INDEX('Shipment Data'!$BG$10:$CH$34,MATCH(CONCATENATE('UEC Data'!$C720,'UEC Data'!$E720),'Shipment Data'!$BI$10:$BI$34,0),MATCH('UEC Data'!$D720,'Shipment Data'!$BG$10:$CH$10,0))","v":0.9646424006528731}]
[null,null,"Industry",75,"Enclosed, 6 poles","CSL 1",10.517031467184816,null,"Industry",75,"Enclosed, 6 poles",null,{"$f":"G721*INDEX('Shipment Data'!$BG$10:$CH$34,MATCH(CONCATENATE('UEC Data'!$C721,'UEC Data'!$E721),'Shipment Data'!$BI$10:$BI$34,0),MATCH('UEC Data'!$D721,'Shipment Data'!$BG$10:$CH$10,0))","v":0.9223877655815399}]
[null,null,"Industry",75,"Enclosed, 6 poles","CSL 2",10.416869262735435,null,"Industry",75,"Enclosed, 6 poles",null,{"$f":"G722*INDEX('Shipment Data'!$BG$10:$CH$34,MATCH(CONCATENATE('UEC Data'!$C722,'UEC Data'!$E722),'Shipment Data'!$BI$10:$BI$34,0),MATCH('UEC Data'!$D722,'Shipment Data'!$BG$10:$CH$10,0))","v":0.91360312019504897}]
[null,null,"Industry",75,"Enclosed, 6 poles","CSL 3",10.36204363503683,null,"Industry",75,"Enclosed, 6 poles",null,{"$f":"G723*INDEX('Shipment Data'!$BG$10:$CH$34,MATCH(CONCATENATE('UEC Data'!$C723,'UEC Data'!$E723),'Shipment Data'!$BI$10:$BI$34,0),MATCH('UEC Data'!$D723,'Shipment Data'!$BG$10:$CH$10,0))","v":0.90879468272033836}]
[null,null,"Industry",75,"Enclosed, 6 poles","CSL 4",10.318596911200196,null,"Industry",75,"Enclosed, 6 poles",null,{"$f":"G724*INDEX('Shipment Data'!$BG$10:$CH$34,MATCH(CONCATENATE('UEC Data'!$C724,'UEC Data'!$E724),'Shipment Data'!$BI$10:$BI$34,0),MATCH('UEC Data'!$D724,'Shipment Data'!$BG$10:$CH$10,0))","v":0.90498422283471824}]
[null,null,"Industry",75,"Enclosed, 6 poles","-",0,null,"Industry",75,"Enclosed, 6 poles",null,{"$f":"G725*INDEX('Shipment Data'!$BG$10:$CH$34,MATCH(CONCATENATE('UEC Data'!$C725,'UEC Data'!$E725),'Shipment Data'!$BI$10:$BI$34,0),MATCH('UEC Data'!$D725,'Shipment Data'!$BG$10:$CH$10,0))","v":0}]
[null,null,"Industry",75,"Enclosed, 8 poles","CSL 0",10.517031467184816,null,"Industry",75,"Enclosed, 8 poles",null,{"$f":"G726*INDEX('Shipment Data'!$BG$10:$CH$34,MATCH(CONCATENATE('UEC Data'!$C726,'UEC Data'!$E726),'Shipment Data'!$BI$10:$BI$34,0),MATCH('UEC Data'!$D726,'Shipment Data'!$BG$10:$CH$10,0))","v":0.13176968079736284}]
[null,null,"Industry",75,"Enclosed, 8 poles","CSL 1",10.584883283102139,null,"Industry",75,"Enclosed, 8 poles",null,{"$f":"G727*INDEX('Shipment Data'!$BG$10:$CH$34,MATCH(CONCATENATE('UEC Data'!$C727,'UEC Data'!$E727),'Shipment Data'!$BI$10:$BI$34,0),MATCH('UEC Data'!$D727,'Shipment Data'!$BG$10:$CH$10,0))","v":0.13261980777024907}]
[null,null,"Industry",75,"Enclosed, 8 poles","CSL 2",10.517031467184816,null,"Industry",75,"Enclosed, 8 poles",null,{"$f":"G728*INDEX('Shipment Data'!$BG$10:$CH$34,MATCH(CONCATENATE('UEC Data'!$C728,'UEC Data'!$E728),'Shipment Data'!$BI$10:$BI$34,0),MATCH('UEC Data'!$D728,'Shipment Data'!$BG$10:$CH$10,0))","v":0.13176968079736284}]
[null,null,"Industry",75,"Enclosed, 8 poles","CSL 3",10.461149259601477,null,"Industry",75,"Enclosed, 8 poles",null,{"$f":"G729*INDEX('Shipment Data'!$BG$10:$CH$34,MATCH(CONCATENATE('UEC Data'!$C729,'UEC Data'!$E729),'Shipment Data'!$BI$10:$BI$34,0),MATCH('UEC Data'!$D729,'Shipment Data'!$BG$10:$CH$10,0))","v":0.13106952308855646}]
[null,null,"Industry",75,"Enclosed, 8 poles","CSL 4",10.416869262735435,null,"Industry",75,"Enclosed, 8 poles",null,{"$f":"G730*INDEX('Shipment Data'!$BG$10:$CH$34,MATCH(CONCATENATE('UEC Data'!$C730,'UEC Data'!$E730),'Shipment Data'!$BI$10:$BI$34,0),MATCH('UEC Data'!$D730,'Shipment Data'!$BG$10:$CH$10,0))","v":0.13051473145643555}]
[null,null,"Industry",75,"Enclosed, 8 poles","-",0,null,"Industry",75,"Enclosed, 8 poles",null,{"$f":"G731*INDEX('Shipment Data'!$BG$10:$CH$34,MATCH(CONCATENATE('UEC Data'!$C731,'UEC Data'!$E731),'Shipment Data'!$BI$10:$BI$34,0),MATCH('UEC Data'!$D731,'Shipment Data'!$BG$10:$CH$10,0))","v":0}]
[null,null,"Industry",100,"Open, 2 poles","CSL 0",14.022708622913092,null,"Industry",100,"Open, 2 poles",null,{"$f":"G732*INDEX('Shipment Data'!$BG$10:$CH$34,MATCH(CONCATENATE('UEC Data'!$C732,'UEC Data'!$E732),'Shipment Data'!$BI$10:$BI$34,0),MATCH('UEC Data'!$D732,'Shipment Data'!$BG$10:$CH$10,0))","v":0.15173478394847847}]
[null,null,"Industry",100,"Open, 2 poles","CSL 1",14.113177710802852,null,"Industry",100,"Open, 2 poles",null,{"$f":"G733*INDEX('Shipment Data'!$BG$10:$CH$34,MATCH(CONCATENATE('UEC Data'!$C733,'UEC Data'!$E733),'Shipment Data'!$BI$10:$BI$34,0),MATCH('UEC Data'!$D733,'Shipment Data'!$BG$10:$CH$10,0))","v":0.15271371803846864}]
[null,null,"Industry",100,"Open, 2 poles","CSL 2",14.022708622913092,null,"Industry",100,"Open, 2 poles",null,{"$f":"G734*INDEX('Shipment Data'!$BG$10:$CH$34,MATCH(CONCATENATE('UEC Data'!$C734,'UEC Data'!$E734),'Shipment Data'!$BI$10:$BI$34,0),MATCH('UEC Data'!$D734,'Shipment Data'!$BG$10:$CH$10,0))","v":0.15173478394847847}]
[null,null,"Industry",100,"Open, 2 poles","CSL 3",13.948199012801968,null,"Industry",100,"Open, 2 poles",null,{"$f":"G735*INDEX('Shipment Data'!$BG$10:$CH$34,MATCH(CONCATENATE('UEC Data'!$C735,'UEC Data'!$E735),'Shipment Data'!$BI$10:$BI$34,0),MATCH('UEC Data'!$D735,'Shipment Data'!$BG$10:$CH$10,0))","v":0.15092854173833775}]
[null,null,"Industry",100,"Open, 2 poles","CSL 4",13.889159016980582,null,"Industry",100,"Open, 2 poles",null,{"$f":"G736*INDEX('Shipment Data'!$BG$10:$CH$34,MATCH(CONCATENATE('UEC Data'!$C736,'UEC Data'!$E736),'Shipment Data'!$BI$10:$BI$34,0),MATCH('UEC Data'!$D736,'Shipment Data'!$BG$10:$CH$10,0))","v":0.15028969076801674}]
[null,null,"Industry",100,"Open, 2 poles","-",0,null,"Industry",100,"Open, 2 poles",null,{"$f":"G737*INDEX('Shipment Data'!$BG$10:$CH$34,MATCH(CONCATENATE('UEC Data'!$C737,'UEC Data'!$E737),'Shipment Data'!$BI$10:$BI$34,0),MATCH('UEC Data'!$D737,'Shipment Data'!$BG$10:$CH$10,0))","v":0}]
[null,null,"Industry",100,"Open, 4 poles","CSL 0",14.20482172191196,null,"Industry",100,"Open, 4 poles",null,{"$f":"G738*INDEX('Shipment Data'!$BG$10:$CH$34,MATCH(CONCATENATE('UEC Data'!$C738,'UEC Data'!$E738),'Shipment Data'!$BI$10:$BI$34,0),MATCH('UEC Data'!$D738,'Shipment Data'!$BG$10:$CH$10,0))","v":1.0273990224153295}]
[null,null,"Industry",100,"Open, 4 poles","CSL 1",13.948199012801968,null,"Industry",100,"Open, 4 poles",null,{"$f":"G739*INDEX('Shipment Data'!$BG$10:$CH$34,MATCH(CONCATENATE('UEC Data'!$C739,'UEC Data'!$E739),'Shipment Data'!$BI$10:$BI$34,0),MATCH('UEC Data'!$D739,'Shipment Data'!$BG$10:$CH$10,0))","v":1.008838147408889}]
[null,null,"Industry",100,"Open, 4 poles","CSL 2",13.758129214933597,null,"Industry",100,"Open, 4 poles",null,{"$f":"G740*INDEX('Shipment Data'!$BG$10:$CH$34,MATCH(CONCATENATE('UEC Data'!$C740,'UEC Data'!$E740),'Shipment Data'!$BI$10:$BI$34,0),MATCH('UEC Data'!$D740,'Shipment Data'!$BG$10:$CH$10,0))","v":0.9950908770563569}]
[null,null,"Industry",100,"Open, 4 poles","CSL 3",13.700683999004855,null,"Industry",100,"Open, 4 poles",null,{"$f":"G741*INDEX('Shipment Data'!$BG$10:$CH$34,MATCH(CONCATENATE('UEC Data'!$C741,'UEC Data'!$E741),'Shipment Data'!$BI$10:$BI$34,0),MATCH('UEC Data'!$D741,'Shipment Data'!$BG$10:$CH$10,0))","v":0.99093600909369983}]
[null,null,"Industry",100,"Open, 4 poles","CSL 4",13.643716497969491,null,"Industry",100,"Open, 4 poles",null,{"$f":"G742*INDEX('Shipment Data'!$BG$10:$CH$34,MATCH(CONCATENATE('UEC Data'!$C742,'UEC Data'!$E742),'Shipment Data'!$BI$10:$BI$34,0),MATCH('UEC Data'!$D742,'Shipment Data'!$BG$10:$CH$10,0))","v":0.98681569304757211}]
[null,null,"Industry",100,"Open, 4 poles","-",0,null,"Industry",100,"Open, 4 poles",null,{"$f":"G743*INDEX('Shipment Data'!$BG$10:$CH$34,MATCH(CONCATENATE('UEC Data'!$C743,'UEC Data'!$E743),'Shipment Data'!$BI$10:$BI$34,0),MATCH('UEC Data'!$D743,'Shipment Data'!$BG$10:$CH$10,0))","v":0}]
[null,null,"Industry",100,"Open, 6 poles","CSL 0",14.113177710802852,null,"Industry",100,"Open, 6 poles",null,{"$f":"G744*INDEX('Shipment Data'!$BG$10:$CH$34,MATCH(CONCATENATE('UEC Data'!$C744,'UEC Data'!$E744),'Shipment Data'!$BI$10:$BI$34,0),MATCH('UEC Data'!$D744,'Shipment Data'!$BG$10:$CH$10,0))","v":0.45010359000811812}]
[null,null,"Industry",100,"Open, 6 poles","CSL 1",13.948199012801968,null,"Industry",100,"Open, 6 poles",null,{"$f":"G745*INDEX('Shipment Data'!$BG$10:$CH$34,MATCH(CONCATENATE('UEC Data'!$C745,'UEC Data'!$E745),'Shipment Data'!$BI$10:$BI$34,0),MATCH('UEC Data'!$D745,'Shipment Data'!$BG$10:$CH$10,0))","v":0.44484201775510079}]
[null,null,"Industry",100,"Open, 6 poles","CSL 2",13.816058180049106,null,"Industry",100,"Open, 6 poles",null,{"$f":"G746*INDEX('Shipment Data'!$BG$10:$CH$34,MATCH(CONCATENATE('UEC Data'!$C746,'UEC Data'!$E746),'Shipment Data'!$BI$10:$BI$34,0),MATCH('UEC Data'!$D746,'Shipment Data'!$BG$10:$CH$10,0))","v":0.4406277249553156}]
[null,null,"Industry",100,"Open, 6 poles","CSL 3",13.758129214933597,null,"Industry",100,"Open, 6 poles",null,{"$f":"G747*INDEX('Shipment Data'!$BG$10:$CH$34,MATCH(CONCATENATE('UEC Data'!$C747,'UEC Data'!$E747),'Shipment Data'!$BI$10:$BI$34,0),MATCH('UEC Data'!$D747,'Shipment Data'!$BG$10:$CH$10,0))","v":0.43878022925319687}]
[null,null,"Industry",100,"Open, 6 poles","CSL 4",13.700683999004855,null,"Industry",100,"Open, 6 poles",null,{"$f":"G748*INDEX('Shipment Data'!$BG$10:$CH$34,MATCH(CONCATENATE('UEC Data'!$C748,'UEC Data'!$E748),'Shipment Data'!$BI$10:$BI$34,0),MATCH('UEC Data'!$D748,'Shipment Data'!$BG$10:$CH$10,0))","v":0.43694816149013554}]
[null,null,"Industry",100,"Open, 6 poles","-",0,null,"Industry",100,"Open, 6 poles",null,{"$f":"G749*INDEX('Shipment Data'!$BG$10:$CH$34,MATCH(CONCATENATE('UEC Data'!$C749,'UEC Data'!$E749),'Shipment Data'!$BI$10:$BI$34,0),MATCH('UEC Data'!$D749,'Shipment Data'!$BG$10:$CH$10,0))","v":0}]
[null,null,"Industry",100,"Open, 8 poles","CSL 0",14.313255475514341,null,"Industry",100,"Open, 8 poles",null,{"$f":"G750*INDEX('Shipment Data'!$BG$10:$CH$34,MATCH(CONCATENATE('UEC Data'!$C750,'UEC Data'!$E750),'Shipment Data'!$BI$10:$BI$34,0),MATCH('UEC Data'!$D750,'Shipment Data'!$BG$10:$CH$10,0))","v":0.17933321879510231}]
[null,null,"Industry",100,"Open, 8 poles","CSL 1",14.022708622913092,null,"Industry",100,"Open, 8 poles",null,{"$f":"G751*INDEX('Shipment Data'!$BG$10:$CH$34,MATCH(CONCATENATE('UEC Data'!$C751,'UEC Data'!$E751),'Shipment Data'!$BI$10:$BI$34,0),MATCH('UEC Data'!$D751,'Shipment Data'!$BG$10:$CH$10,0))","v":0.17569290772981713}]
[null,null,"Industry",100,"Open, 8 poles","CSL 2",13.948199012801968,null,"Industry",100,"Open, 8 poles",null,{"$f":"G752*INDEX('Shipment Data'!$BG$10:$CH$34,MATCH(CONCATENATE('UEC Data'!$C752,'UEC Data'!$E752),'Shipment Data'!$BI$10:$BI$34,0),MATCH('UEC Data'!$D752,'Shipment Data'!$BG$10:$CH$10,0))","v":0.17475936411807527}]
[null,null,"Industry",100,"Open, 8 poles","CSL 3",13.889159016980582,null,"Industry",100,"Open, 8 poles",null,{"$f":"G753*INDEX('Shipment Data'!$BG$10:$CH$34,MATCH(CONCATENATE('UEC Data'!$C753,'UEC Data'!$E753),'Shipment Data'!$BI$10:$BI$34,0),MATCH('UEC Data'!$D753,'Shipment Data'!$BG$10:$CH$10,0))","v":0.17401964194191408}]
[null,null,"Industry",100,"Open, 8 poles","CSL 4",13.816058180049106,null,"Industry",100,"Open, 8 poles",null,{"$f":"G754*INDEX('Shipment Data'!$BG$10:$CH$34,MATCH(CONCATENATE('UEC Data'!$C754,'UEC Data'!$E754),'Shipment Data'!$BI$10:$BI$34,0),MATCH('UEC Data'!$D754,'Shipment Data'!$BG$10:$CH$10,0))","v":0.17310374908958823}]
[null,null,"Industry",100,"Open, 8 poles","-",0,null,"Industry",100,"Open, 8 poles",null,{"$f":"G755*INDEX('Shipment Data'!$BG$10:$CH$34,MATCH(CONCATENATE('UEC Data'!$C755,'UEC Data'!$E755),'Shipment Data'!$BI$10:$BI$34,0),MATCH('UEC Data'!$D755,'Shipment Data'!$BG$10:$CH$10,0))","v":0}]
[null,null,"Industry",100,"Enclosed, 2 poles","CSL 0",14.423357440710605,null,"Industry",100,"Enclosed, 2 poles",null,{"$f":"G756*INDEX('Shipment Data'!$BG$10:$CH$34,MATCH(CONCATENATE('UEC Data'!$C756,'UEC Data'!$E756),'Shipment Data'!$BI$10:$BI$34,0),MATCH('UEC Data'!$D756,'Shipment Data'!$BG$10:$CH$10,0))","v":0.83784981452453045}]
[null,null,"Industry",100,"Enclosed, 2 poles","CSL 1",14.022708622913092,null,"Industry",100,"Enclosed, 2 poles",null,{"$f":"G757*INDEX('Shipment Data'!$BG$10:$CH$34,MATCH(CONCATENATE('UEC Data'!$C757,'UEC Data'!$E757),'Shipment Data'!$BI$10:$BI$34,0),MATCH('UEC Data'!$D757,'Shipment Data'!$BG$10:$CH$10,0))","v":0.81457620856551582}]
[null,null,"Industry",100,"Enclosed, 2 poles","CSL 2",13.948199012801968,null,"Industry",100,"Enclosed, 2 poles",null,{"$f":"G758*INDEX('Shipment Data'!$BG$10:$CH$34,MATCH(CONCATENATE('UEC Data'!$C758,'UEC Data'!$E758),'Shipment Data'!$BI$10:$BI$34,0),MATCH('UEC Data'!$D758,'Shipment Data'!$BG$10:$CH$10,0))","v":0.8102479609110762}]
[null,null,"Industry",100,"Enclosed, 2 poles","CSL 3",13.889159016980582,null,"Industry",100,"Enclosed, 2 poles",null,{"$f":"G759*INDEX('Shipment Data'!$BG$10:$CH$34,MATCH(CONCATENATE('UEC Data'!$C759,'UEC Data'!$E759),'Shipment Data'!$BI$10:$BI$34,0),MATCH('UEC Data'!$D759,'Shipment Data'!$BG$10:$CH$10,0))","v":0.80681833991251073}]
[null,null,"Industry",100,"Enclosed, 2 poles","CSL 4",13.816058180049106,null,"Industry",100,"Enclosed, 2 poles",null,{"$f":"G760*INDEX('Shipment Data'!$BG$10:$CH$34,MATCH(CONCATENATE('UEC Data'!$C760,'UEC Data'!$E760),'Shipment Data'!$BI$10:$BI$34,0),MATCH('UEC Data'!$D760,'Shipment Data'!$BG$10:$CH$10,0))","v":0.80257192759718177}]
[null,null,"Industry",100,"Enclosed, 2 poles","-",0,null,"Industry",100,"Enclosed, 2 poles",null,{"$f":"G761*INDEX('Shipment Data'!$BG$10:$CH$34,MATCH(CONCATENATE('UEC Data'!$C761,'UEC Data'!$E761),'Shipment Data'!$BI$10:$BI$34,0),MATCH('UEC Data'!$D761,'Shipment Data'!$BG$10:$CH$10,0))","v":0}]
[null,null,"Industry",100,"Enclosed, 4 poles","CSL 0",14.20482172191196,null,"Industry",100,"Enclosed, 4 poles",null,{"$f":"G762*INDEX('Shipment Data'!$BG$10:$CH$34,MATCH(CONCATENATE('UEC Data'!$C762,'UEC Data'!$E762),'Shipment Data'!$BI$10:$BI$34,0),MATCH('UEC Data'!$D762,'Shipment Data'!$BG$10:$CH$10,0))","v":4.9266614539443747}]
[null,null,"Industry",100,"Enclosed, 4 poles","CSL 1",13.889159016980582,null,"Industry",100,"Enclosed, 4 poles",null,{"$f":"G763*INDEX('Shipment Data'!$BG$10:$CH$34,MATCH(CONCATENATE('UEC Data'!$C763,'UEC Data'!$E763),'Shipment Data'!$BI$10:$BI$34,0),MATCH('UEC Data'!$D763,'Shipment Data'!$BG$10:$CH$10,0))","v":4.817180088301166}]
[null,null,"Industry",100,"Enclosed, 4 poles","CSL 2",13.758129214933597,null,"Industry",100,"Enclosed, 4 poles",null,{"$f":"G764*INDEX('Shipment Data'!$BG$10:$CH$34,MATCH(CONCATENATE('UEC Data'!$C764,'UEC Data'!$E764),'Shipment Data'!$BI$10:$BI$34,0),MATCH('UEC Data'!$D764,'Shipment Data'!$BG$10:$CH$10,0))","v":4.7717349931285131}]
[null,null,"Industry",100,"Enclosed, 4 poles","CSL 3",13.700683999004855,null,"Industry",100,"Enclosed, 4 poles",null,{"$f":"G765*INDEX('Shipment Data'!$BG$10:$CH$34,MATCH(CONCATENATE('UEC Data'!$C765,'UEC Data'!$E765),'Shipment Data'!$BI$10:$BI$34,0),MATCH('UEC Data'!$D765,'Shipment Data'!$BG$10:$CH$10,0))","v":4.7518112562052215}]
[null,null,"Industry",100,"Enclosed, 4 poles","CSL 4",13.643716497969491,null,"Industry",100,"Enclosed, 4 poles",null,{"$f":"G766*INDEX('Shipment Data'!$BG$10:$CH$34,MATCH(CONCATENATE('UEC Data'!$C766,'UEC Data'!$E766),'Shipment Data'!$BI$10:$BI$34,0),MATCH('UEC Data'!$D766,'Shipment Data'!$BG$10:$CH$10,0))","v":4.7320532052438686}]
[null,null,"Industry",100,"Enclosed, 4 poles","-",0,null,"Industry",100,"Enclosed, 4 poles",null,{"$f":"G767*INDEX('Shipment Data'!$BG$10:$CH$34,MATCH(CONCATENATE('UEC Data'!$C767,'UEC Data'!$E767),'Shipment Data'!$BI$10:$BI$34,0),MATCH('UEC Data'!$D767,'Shipment Data'!$BG$10:$CH$10,0))","v":0}]
[null,null,"Industry",100,"Enclosed, 6 poles","CSL 0",14.113177710802852,null,"Industry",100,"Enclosed, 6 poles",null,{"$f":"G768*INDEX('Shipment Data'!$BG$10:$CH$34,MATCH(CONCATENATE('UEC Data'!$C768,'UEC Data'!$E768),'Shipment Data'!$BI$10:$BI$34,0),MATCH('UEC Data'!$D768,'Shipment Data'!$BG$10:$CH$10,0))","v":1.2377848725223246}]
[null,null,"Industry",100,"Enclosed, 6 poles","CSL 1",13.948199012801968,null,"Industry",100,"Enclosed, 6 poles",null,{"$f":"G769*INDEX('Shipment Data'!$BG$10:$CH$34,MATCH(CONCATENATE('UEC Data'!$C769,'UEC Data'!$E769),'Shipment Data'!$BI$10:$BI$34,0),MATCH('UEC Data'!$D769,'Shipment Data'!$BG$10:$CH$10,0))","v":1.223315548826527}]
[null,null,"Industry",100,"Enclosed, 6 poles","CSL 2",13.816058180049106,null,"Industry",100,"Enclosed, 6 poles",null,{"$f":"G770*INDEX('Shipment Data'!$BG$10:$CH$34,MATCH(CONCATENATE('UEC Data'!$C770,'UEC Data'!$E770),'Shipment Data'!$BI$10:$BI$34,0),MATCH('UEC Data'!$D770,'Shipment Data'!$BG$10:$CH$10,0))","v":1.2117262436271177}]
[null,null,"Industry",100,"Enclosed, 6 poles","CSL 3",13.758129214933597,null,"Industry",100,"Enclosed, 6 poles",null,{"$f":"G771*INDEX('Shipment Data'!$BG$10:$CH$34,MATCH(CONCATENATE('UEC Data'!$C771,'UEC Data'!$E771),'Shipment Data'!$BI$10:$BI$34,0),MATCH('UEC Data'!$D771,'Shipment Data'!$BG$10:$CH$10,0))","v":1.2066456304462914}]
[null,null,"Industry",100,"Enclosed, 6 poles","CSL 4",13.700683999004855,null,"Industry",100,"Enclosed, 6 poles",null,{"$f":"G772*INDEX('Shipment Data'!$BG$10:$CH$34,MATCH(CONCATENATE('UEC Data'!$C772,'UEC Data'!$E772),'Shipment Data'!$BI$10:$BI$34,0),MATCH('UEC Data'!$D772,'Shipment Data'!$BG$10:$CH$10,0))","v":1.2016074440978726}]
[null,null,"Industry",100,"Enclosed, 6 poles","-",0,null,"Industry",100,"Enclosed, 6 poles",null,{"$f":"G773*INDEX('Shipment Data'!$BG$10:$CH$34,MATCH(CONCATENATE('UEC Data'!$C773,'UEC Data'!$E773),'Shipment Data'!$BI$10:$BI$34,0),MATCH('UEC Data'!$D773,'Shipment Data'!$BG$10:$CH$10,0))","v":0}]
[null,null,"Industry",100,"Enclosed, 8 poles","CSL 0",14.022708622913092,null,"Industry",100,"Enclosed, 8 poles",null,{"$f":"G774*INDEX('Shipment Data'!$BG$10:$CH$34,MATCH(CONCATENATE('UEC Data'!$C774,'UEC Data'!$E774),'Shipment Data'!$BI$10:$BI$34,0),MATCH('UEC Data'!$D774,'Shipment Data'!$BG$10:$CH$10,0))","v":0.17569290772981713}]
[null,null,"Industry",100,"Enclosed, 8 poles","CSL 1",14.113177710802852,null,"Industry",100,"Enclosed, 8 poles",null,{"$f":"G775*INDEX('Shipment Data'!$BG$10:$CH$34,MATCH(CONCATENATE('UEC Data'!$C775,'UEC Data'!$E775),'Shipment Data'!$BI$10:$BI$34,0),MATCH('UEC Data'!$D775,'Shipment Data'!$BG$10:$CH$10,0))","v":0.17682641036033206}]
[null,null,"Industry",100,"Enclosed, 8 poles","CSL 2",14.022708622913092,null,"Industry",100,"Enclosed, 8 poles",null,{"$f":"G776*INDEX('Shipment Data'!$BG$10:$CH$34,MATCH(CONCATENATE('UEC Data'!$C776,'UEC Data'!$E776),'Shipment Data'!$BI$10:$BI$34,0),MATCH('UEC Data'!$D776,'Shipment Data'!$BG$10:$CH$10,0))","v":0.17569290772981713}]
[null,null,"Industry",100,"Enclosed, 8 poles","CSL 3",13.948199012801968,null,"Industry",100,"Enclosed, 8 poles",null,{"$f":"G777*INDEX('Shipment Data'!$BG$10:$CH$34,MATCH(CONCATENATE('UEC Data'!$C777,'UEC Data'!$E777),'Shipment Data'!$BI$10:$BI$34,0),MATCH('UEC Data'!$D777,'Shipment Data'!$BG$10:$CH$10,0))","v":0.17475936411807527}]
[null,null,"Industry",100,"Enclosed, 8 poles","CSL 4",13.889159016980582,null,"Industry",100,"Enclosed, 8 poles",null,{"$f":"G778*INDEX('Shipment Data'!$BG$10:$CH$34,MATCH(CONCATENATE('UEC Data'!$C778,'UEC Data'!$E778),'Shipment Data'!$BI$10:$BI$34,0),MATCH('UEC Data'!$D778,'Shipment Data'!$BG$10:$CH$10,0))","v":0.17401964194191408}]
[null,null,"Industry",100,"Enclosed, 8 poles","-",0,null,"Industry",100,"Enclosed, 8 poles",null,{"$f":"G779*INDEX('Shipment Data'!$BG$10:$CH$34,MATCH(CONCATENATE('UEC Data'!$C779,'UEC Data'!$E779),'Shipment Data'!$BI$10:$BI$34,0),MATCH('UEC Data'!$D779,'Shipment Data'!$BG$10:$CH$10,0))","v":0}]
[null,null,"Industry",125,"Open, 2 poles","CSL 0",28.281422764968273,null,"Industry",125,"Open, 2 poles",null,{"$f":"G780*INDEX('Shipment Data'!$BG$10:$CH$34,MATCH(CONCATENATE('UEC Data'!$C780,'UEC Data'!$E780),'Shipment Data'!$BI$10:$BI$34,0),MATCH('UEC Data'!$D780,'Shipment Data'!$BG$10:$CH$10,0))","v":0.21941457278733531}]
[null,null,"Industry",125,"Open, 2 poles","CSL 1",28.553359522323738,null,"Industry",125,"Open, 2 poles",null,{"$f":"G781*INDEX('Shipment Data'!$BG$10:$CH$34,MATCH(CONCATENATE('UEC Data'!$C781,'UEC Data'!$E781),'Shipment Data'!$BI$10:$BI$34,0),MATCH('UEC Data'!$D781,'Shipment Data'!$BG$10:$CH$10,0))","v":0.22152432829490587}]
[null,null,"Industry",125,"Open, 2 poles","CSL 2",28.401641352704591,null,"Industry",125,"Open, 2 poles",null,{"$f":"G782*INDEX('Shipment Data'!$BG$10:$CH$34,MATCH(CONCATENATE('UEC Data'!$C782,'UEC Data'!$E782),'Shipment Data'!$BI$10:$BI$34,0),MATCH('UEC Data'!$D782,'Shipment Data'!$BG$10:$CH$10,0))","v":0.22034725960045898}]
[null,null,"Industry",125,"Open, 2 poles","CSL 3",28.281422764968273,null,"Industry",125,"Open, 2 poles",null,{"$f":"G783*INDEX('Shipment Data'!$BG$10:$CH$34,MATCH(CONCATENATE('UEC Data'!$C783,'UEC Data'!$E783),'Shipment Data'!$BI$10:$BI$34,0),MATCH('UEC Data'!$D783,'Shipment Data'!$BG$10:$CH$10,0))","v":0.21941457278733531}]
[null,null,"Industry",125,"Open, 2 poles","CSL 4",28.13257317146844,null,"Industry",125,"Open, 2 poles",null,{"$f":"G784*INDEX('Shipment Data'!$BG$10:$CH$34,MATCH(CONCATENATE('UEC Data'!$C784,'UEC Data'!$E784),'Shipment Data'!$BI$10:$BI$34,0),MATCH('UEC Data'!$D784,'Shipment Data'!$BG$10:$CH$10,0))","v":0.21825975924634936}]
[null,null,"Industry",125,"Open, 2 poles","-",0,null,"Industry",125,"Open, 2 poles",null,{"$f":"G785*INDEX('Shipment Data'!$BG$10:$CH$34,MATCH(CONCATENATE('UEC Data'!$C785,'UEC Data'!$E785),'Shipment Data'!$BI$10:$BI$34,0),MATCH('UEC Data'!$D785,'Shipment Data'!$BG$10:$CH$10,0))","v":0}]
[null,null,"Industry",125,"Open, 4 poles","CSL 0",28.924182373263001,null,"Industry",125,"Open, 4 poles",null,{"$f":"G786*INDEX('Shipment Data'!$BG$10:$CH$34,MATCH(CONCATENATE('UEC Data'!$C786,'UEC Data'!$E786),'Shipment Data'!$BI$10:$BI$34,0),MATCH('UEC Data'!$D786,'Shipment Data'!$BG$10:$CH$10,0))","v":1.6669808452024824}]
[null,null,"Industry",125,"Open, 4 poles","CSL 1",28.281422764968273,null,"Industry",125,"Open, 4 poles",null,{"$f":"G787*INDEX('Shipment Data'!$BG$10:$CH$34,MATCH(CONCATENATE('UEC Data'!$C787,'UEC Data'!$E787),'Shipment Data'!$BI$10:$BI$34,0),MATCH('UEC Data'!$D787,'Shipment Data'!$BG$10:$CH$10,0))","v":1.6299368264202052}]
[null,null,"Industry",125,"Open, 4 poles","CSL 2",28.01461688982706,null,"Industry",125,"Open, 4 poles",null,{"$f":"G788*INDEX('Shipment Data'!$BG$10:$CH$34,MATCH(CONCATENATE('UEC Data'!$C788,'UEC Data'!$E788),'Shipment Data'!$BI$10:$BI$34,0),MATCH('UEC Data'!$D788,'Shipment Data'!$BG$10:$CH$10,0))","v":1.614560063906807}]
[null,null,"Industry",125,"Open, 4 poles","CSL 3",27.897645629326739,null,"Industry",125,"Open, 4 poles",null,{"$f":"G789*INDEX('Shipment Data'!$BG$10:$CH$34,MATCH(CONCATENATE('UEC Data'!$C789,'UEC Data'!$E789),'Shipment Data'!$BI$10:$BI$34,0),MATCH('UEC Data'!$D789,'Shipment Data'!$BG$10:$CH$10,0))","v":1.607818685769409}]
[null,null,"Industry",125,"Open, 4 poles","CSL 4",27.781647102801472,null,"Industry",125,"Open, 4 poles",null,{"$f":"G790*INDEX('Shipment Data'!$BG$10:$CH$34,MATCH(CONCATENATE('UEC Data'!$C790,'UEC Data'!$E790),'Shipment Data'!$BI$10:$BI$34,0),MATCH('UEC Data'!$D790,'Shipment Data'!$BG$10:$CH$10,0))","v":1.6011333689886631}]
[null,null,"Industry",125,"Open, 4 poles","-",0,null,"Industry",125,"Open, 4 poles",null,{"$f":"G791*INDEX('Shipment Data'!$BG$10:$CH$34,MATCH(CONCATENATE('UEC Data'!$C791,'UEC Data'!$E791),'Shipment Data'!$BI$10:$BI$34,0),MATCH('UEC Data'!$D791,'Shipment Data'!$BG$10:$CH$10,0))","v":0}]
[null,null,"Industry",125,"Open, 6 poles","CSL 0",28.553359522323738,null,"Industry",125,"Open, 6 poles",null,{"$f":"G792*INDEX('Shipment Data'!$BG$10:$CH$34,MATCH(CONCATENATE('UEC Data'!$C792,'UEC Data'!$E792),'Shipment Data'!$BI$10:$BI$34,0),MATCH('UEC Data'!$D792,'Shipment Data'!$BG$10:$CH$10,0))","v":0.31646332613557981}]
[null,null,"Industry",125,"Open, 6 poles","CSL 1",28.401641352704591,null,"Industry",125,"Open, 6 poles",null,{"$f":"G793*INDEX('Shipment Data'!$BG$10:$CH$34,MATCH(CONCATENATE('UEC Data'!$C793,'UEC Data'!$E793),'Shipment Data'!$BI$10:$BI$34,0),MATCH('UEC Data'!$D793,'Shipment Data'!$BG$10:$CH$10,0))","v":0.31478179942922707}]
[null,null,"Industry",125,"Open, 6 poles","CSL 2",28.13257317146844,null,"Industry",125,"Open, 6 poles",null,{"$f":"G794*INDEX('Shipment Data'!$BG$10:$CH$34,MATCH(CONCATENATE('UEC Data'!$C794,'UEC Data'!$E794),'Shipment Data'!$BI$10:$BI$34,0),MATCH('UEC Data'!$D794,'Shipment Data'!$BG$10:$CH$10,0))","v":0.31179965606621335}]
[null,null,"Industry",125,"Open, 6 poles","CSL 3",28.01461688982706,null,"Industry",125,"Open, 6 poles",null,{"$f":"G795*INDEX('Shipment Data'!$BG$10:$CH$34,MATCH(CONCATENATE('UEC Data'!$C795,'UEC Data'!$E795),'Shipment Data'!$BI$10:$BI$34,0),MATCH('UEC Data'!$D795,'Shipment Data'!$BG$10:$CH$10,0))","v":0.31049231998207821}]
[null,null,"Industry",125,"Open, 6 poles","CSL 4",27.897645629326739,null,"Industry",125,"Open, 6 poles",null,{"$f":"G796*INDEX('Shipment Data'!$BG$10:$CH$34,MATCH(CONCATENATE('UEC Data'!$C796,'UEC Data'!$E796),'Shipment Data'!$BI$10:$BI$34,0),MATCH('UEC Data'!$D796,'Shipment Data'!$BG$10:$CH$10,0))","v":0.30919590110950174}]
[null,null,"Industry",125,"Open, 6 poles","-",0,null,"Industry",125,"Open, 6 poles",null,{"$f":"G797*INDEX('Shipment Data'!$BG$10:$CH$34,MATCH(CONCATENATE('UEC Data'!$C797,'UEC Data'!$E797),'Shipment Data'!$BI$10:$BI$34,0),MATCH('UEC Data'!$D797,'Shipment Data'!$BG$10:$CH$10,0))","v":0}]
[null,null,"Industry",125,"Open, 8 poles","CSL 0",28.924182373263001,null,"Industry",125,"Open, 8 poles",null,{"$f":"G798*INDEX('Shipment Data'!$BG$10:$CH$34,MATCH(CONCATENATE('UEC Data'!$C798,'UEC Data'!$E798),'Shipment Data'!$BI$10:$BI$34,0),MATCH('UEC Data'!$D798,'Shipment Data'!$BG$10:$CH$10,0))","v":0.35263056340821736}]
[null,null,"Industry",125,"Open, 8 poles","CSL 1",28.553359522323738,null,"Industry",125,"Open, 8 poles",null,{"$f":"G799*INDEX('Shipment Data'!$BG$10:$CH$34,MATCH(CONCATENATE('UEC Data'!$C799,'UEC Data'!$E799),'Shipment Data'!$BI$10:$BI$34,0),MATCH('UEC Data'!$D799,'Shipment Data'!$BG$10:$CH$10,0))","v":0.34810965874913774}]
[null,null,"Industry",125,"Open, 8 poles","CSL 2",28.401641352704591,null,"Industry",125,"Open, 8 poles",null,{"$f":"G800*INDEX('Shipment Data'!$BG$10:$CH$34,MATCH(CONCATENATE('UEC Data'!$C800,'UEC Data'!$E800),'Shipment Data'!$BI$10:$BI$34,0),MATCH('UEC Data'!$D800,'Shipment Data'!$BG$10:$CH$10,0))","v":0.34625997937214975}]
[null,null,"Industry",125,"Open, 8 poles","CSL 3",28.281422764968273,null,"Industry",125,"Open, 8 poles",null,{"$f":"G801*INDEX('Shipment Data'!$BG$10:$CH$34,MATCH(CONCATENATE('UEC Data'!$C801,'UEC Data'!$E801),'Shipment Data'!$BI$10:$BI$34,0),MATCH('UEC Data'!$D801,'Shipment Data'!$BG$10:$CH$10,0))","v":0.34479432866581261}]
[null,null,"Industry",125,"Open, 8 poles","CSL 4",28.13257317146844,null,"Industry",125,"Open, 8 poles",null,{"$f":"G802*INDEX('Shipment Data'!$BG$10:$CH$34,MATCH(CONCATENATE('UEC Data'!$C802,'UEC Data'!$E802),'Shipment Data'!$BI$10:$BI$34,0),MATCH('UEC Data'!$D802,'Shipment Data'!$BG$10:$CH$10,0))","v":0.34297962167283463}]
[null,null,"Industry",125,"Open, 8 poles","-",0,null,"Industry",125,"Open, 8 poles",null,{"$f":"G803*INDEX('Shipment Data'!$BG$10:$CH$34,MATCH(CONCATENATE('UEC Data'!$C803,'UEC Data'!$E803),'Shipment Data'!$BI$10:$BI$34,0),MATCH('UEC Data'!$D803,'Shipment Data'!$BG$10:$CH$10,0))","v":0}]
[null,null,"Industry",125,"Enclosed, 2 poles","CSL 0",28.553359522323738,null,"Industry",125,"Enclosed, 2 poles",null,{"$f":"G804*INDEX('Shipment Data'!$BG$10:$CH$34,MATCH(CONCATENATE('UEC Data'!$C804,'UEC Data'!$E804),'Shipment Data'!$BI$10:$BI$34,0),MATCH('UEC Data'!$D804,'Shipment Data'!$BG$10:$CH$10,0))","v":1.2658533045423193}]
[null,null,"Industry",125,"Enclosed, 2 poles","CSL 1",28.281422764968273,null,"Industry",125,"Enclosed, 2 poles",null,{"$f":"G805*INDEX('Shipment Data'!$BG$10:$CH$34,MATCH(CONCATENATE('UEC Data'!$C805,'UEC Data'!$E805),'Shipment Data'!$BI$10:$BI$34,0),MATCH('UEC Data'!$D805,'Shipment Data'!$BG$10:$CH$10,0))","v":1.2537975587847732}]
[null,null,"Industry",125,"Enclosed, 2 poles","CSL 2",28.13257317146844,null,"Industry",125,"Enclosed, 2 poles",null,{"$f":"G806*INDEX('Shipment Data'!$BG$10:$CH$34,MATCH(CONCATENATE('UEC Data'!$C806,'UEC Data'!$E806),'Shipment Data'!$BI$10:$BI$34,0),MATCH('UEC Data'!$D806,'Shipment Data'!$BG$10:$CH$10,0))","v":1.2471986242648534}]
[null,null,"Industry",125,"Enclosed, 2 poles","CSL 3",28.01461688982706,null,"Industry",125,"Enclosed, 2 poles",null,{"$f":"G807*INDEX('Shipment Data'!$BG$10:$CH$34,MATCH(CONCATENATE('UEC Data'!$C807,'UEC Data'!$E807),'Shipment Data'!$BI$10:$BI$34,0),MATCH('UEC Data'!$D807,'Shipment Data'!$BG$10:$CH$10,0))","v":1.2419692799283129}]
[null,null,"Industry",125,"Enclosed, 2 poles","CSL 4",27.897645629326739,null,"Industry",125,"Enclosed, 2 poles",null,{"$f":"G808*INDEX('Shipment Data'!$BG$10:$CH$34,MATCH(CONCATENATE('UEC Data'!$C808,'UEC Data'!$E808),'Shipment Data'!$BI$10:$BI$34,0),MATCH('UEC Data'!$D808,'Shipment Data'!$BG$10:$CH$10,0))","v":1.2367836044380069}]
[null,null,"Industry",125,"Enclosed, 2 poles","-",0,null,"Industry",125,"Enclosed, 2 poles",null,{"$f":"G809*INDEX('Shipment Data'!$BG$10:$CH$34,MATCH(CONCATENATE('UEC Data'!$C809,'UEC Data'!$E809),'Shipment Data'!$BI$10:$BI$34,0),MATCH('UEC Data'!$D809,'Shipment Data'!$BG$10:$CH$10,0))","v":0}]
[null,null,"Industry",125,"Enclosed, 4 poles","CSL 0",28.737574745048406,null,"Industry",125,"Enclosed, 4 poles",null,{"$f":"G810*INDEX('Shipment Data'!$BG$10:$CH$34,MATCH(CONCATENATE('UEC Data'!$C810,'UEC Data'!$E810),'Shipment Data'!$BI$10:$BI$34,0),MATCH('UEC Data'!$D810,'Shipment Data'!$BG$10:$CH$10,0))","v":11.94393843802027}]
[null,null,"Industry",125,"Enclosed, 4 poles","CSL 1",28.281422764968273,null,"Industry",125,"Enclosed, 4 poles",null,{"$f":"G811*INDEX('Shipment Data'!$BG$10:$CH$34,MATCH(CONCATENATE('UEC Data'!$C811,'UEC Data'!$E811),'Shipment Data'!$BI$10:$BI$34,0),MATCH('UEC Data'!$D811,'Shipment Data'!$BG$10:$CH$10,0))","v":11.754352113607251}]
[null,null,"Industry",125,"Enclosed, 4 poles","CSL 2",28.01461688982706,null,"Industry",125,"Enclosed, 4 poles",null,{"$f":"G812*INDEX('Shipment Data'!$BG$10:$CH$34,MATCH(CONCATENATE('UEC Data'!$C812,'UEC Data'!$E812),'Shipment Data'!$BI$10:$BI$34,0),MATCH('UEC Data'!$D812,'Shipment Data'!$BG$10:$CH$10,0))","v":11.643461999327936}]
[null,null,"Industry",125,"Enclosed, 4 poles","CSL 3",27.897645629326739,null,"Industry",125,"Enclosed, 4 poles",null,{"$f":"G813*INDEX('Shipment Data'!$BG$10:$CH$34,MATCH(CONCATENATE('UEC Data'!$C813,'UEC Data'!$E813),'Shipment Data'!$BI$10:$BI$34,0),MATCH('UEC Data'!$D813,'Shipment Data'!$BG$10:$CH$10,0))","v":11.594846291606316}]
[null,null,"Industry",125,"Enclosed, 4 poles","CSL 4",27.781647102801472,null,"Industry",125,"Enclosed, 4 poles",null,{"$f":"G814*INDEX('Shipment Data'!$BG$10:$CH$34,MATCH(CONCATENATE('UEC Data'!$C814,'UEC Data'!$E814),'Shipment Data'!$BI$10:$BI$34,0),MATCH('UEC Data'!$D814,'Shipment Data'!$BG$10:$CH$10,0))","v":11.546634872514398}]
[null,null,"Industry",125,"Enclosed, 4 poles","-",0,null,"Industry",125,"Enclosed, 4 poles",null,{"$f":"G815*INDEX('Shipment Data'!$BG$10:$CH$34,MATCH(CONCATENATE('UEC Data'!$C815,'UEC Data'!$E815),'Shipment Data'!$BI$10:$BI$34,0),MATCH('UEC Data'!$D815,'Shipment Data'!$BG$10:$CH$10,0))","v":0}]
[null,null,"Industry",125,"Enclosed, 6 poles","CSL 0",28.553359522323738,null,"Industry",125,"Enclosed, 6 poles",null,{"$f":"G816*INDEX('Shipment Data'!$BG$10:$CH$34,MATCH(CONCATENATE('UEC Data'!$C816,'UEC Data'!$E816),'Shipment Data'!$BI$10:$BI$34,0),MATCH('UEC Data'!$D816,'Shipment Data'!$BG$10:$CH$10,0))","v":4.8735352224879298}]
[null,null,"Industry",125,"Enclosed, 6 poles","CSL 1",28.401641352704591,null,"Industry",125,"Enclosed, 6 poles",null,{"$f":"G817*INDEX('Shipment Data'!$BG$10:$CH$34,MATCH(CONCATENATE('UEC Data'!$C817,'UEC Data'!$E817),'Shipment Data'!$BI$10:$BI$34,0),MATCH('UEC Data'!$D817,'Shipment Data'!$BG$10:$CH$10,0))","v":4.8476397112100988}]
[null,null,"Industry",125,"Enclosed, 6 poles","CSL 2",28.13257317146844,null,"Industry",125,"Enclosed, 6 poles",null,{"$f":"G818*INDEX('Shipment Data'!$BG$10:$CH$34,MATCH(CONCATENATE('UEC Data'!$C818,'UEC Data'!$E818),'Shipment Data'!$BI$10:$BI$34,0),MATCH('UEC Data'!$D818,'Shipment Data'!$BG$10:$CH$10,0))","v":4.8017147034196865}]
[null,null,"Industry",125,"Enclosed, 6 poles","CSL 3",28.01461688982706,null,"Industry",125,"Enclosed, 6 poles",null,{"$f":"G819*INDEX('Shipment Data'!$BG$10:$CH$34,MATCH(CONCATENATE('UEC Data'!$C819,'UEC Data'!$E819),'Shipment Data'!$BI$10:$BI$34,0),MATCH('UEC Data'!$D819,'Shipment Data'!$BG$10:$CH$10,0))","v":4.7815817277240065}]
[null,null,"Industry",125,"Enclosed, 6 poles","CSL 4",27.897645629326739,null,"Industry",125,"Enclosed, 6 poles",null,{"$f":"G820*INDEX('Shipment Data'!$BG$10:$CH$34,MATCH(CONCATENATE('UEC Data'!$C820,'UEC Data'!$E820),'Shipment Data'!$BI$10:$BI$34,0),MATCH('UEC Data'!$D820,'Shipment Data'!$BG$10:$CH$10,0))","v":4.7616168770863281}]
[null,null,"Industry",125,"Enclosed, 6 poles","-",0,null,"Industry",125,"Enclosed, 6 poles",null,{"$f":"G821*INDEX('Shipment Data'!$BG$10:$CH$34,MATCH(CONCATENATE('UEC Data'!$C821,'UEC Data'!$E821),'Shipment Data'!$BI$10:$BI$34,0),MATCH('UEC Data'!$D821,'Shipment Data'!$BG$10:$CH$10,0))","v":0}]
[null,null,"Industry",125,"Enclosed, 8 poles","CSL 0",28.553359522323738,null,"Industry",125,"Enclosed, 8 poles",null,{"$f":"G822*INDEX('Shipment Data'!$BG$10:$CH$34,MATCH(CONCATENATE('UEC Data'!$C822,'UEC Data'!$E822),'Shipment Data'!$BI$10:$BI$34,0),MATCH('UEC Data'!$D822,'Shipment Data'!$BG$10:$CH$10,0))","v":1.1709143067016452}]
[null,null,"Industry",125,"Enclosed, 8 poles","CSL 1",28.553359522323738,null,"Industry",125,"Enclosed, 8 poles",null,{"$f":"G823*INDEX('Shipment Data'!$BG$10:$CH$34,MATCH(CONCATENATE('UEC Data'!$C823,'UEC Data'!$E823),'Shipment Data'!$BI$10:$BI$34,0),MATCH('UEC Data'!$D823,'Shipment Data'!$BG$10:$CH$10,0))","v":1.1709143067016452}]
[null,null,"Industry",125,"Enclosed, 8 poles","CSL 2",28.401641352704591,null,"Industry",125,"Enclosed, 8 poles",null,{"$f":"G824*INDEX('Shipment Data'!$BG$10:$CH$34,MATCH(CONCATENATE('UEC Data'!$C824,'UEC Data'!$E824),'Shipment Data'!$BI$10:$BI$34,0),MATCH('UEC Data'!$D824,'Shipment Data'!$BG$10:$CH$10,0))","v":1.1646926578881402}]
[null,null,"Industry",125,"Enclosed, 8 poles","CSL 3",28.281422764968273,null,"Industry",125,"Enclosed, 8 poles",null,{"$f":"G825*INDEX('Shipment Data'!$BG$10:$CH$34,MATCH(CONCATENATE('UEC Data'!$C825,'UEC Data'!$E825),'Shipment Data'!$BI$10:$BI$34,0),MATCH('UEC Data'!$D825,'Shipment Data'!$BG$10:$CH$10,0))","v":1.1597627418759153}]
[null,null,"Industry",125,"Enclosed, 8 poles","CSL 4",28.13257317146844,null,"Industry",125,"Enclosed, 8 poles",null,{"$f":"G826*INDEX('Shipment Data'!$BG$10:$CH$34,MATCH(CONCATENATE('UEC Data'!$C826,'UEC Data'!$E826),'Shipment Data'!$BI$10:$BI$34,0),MATCH('UEC Data'!$D826,'Shipment Data'!$BG$10:$CH$10,0))","v":1.1536587274449894}]
[null,null,"Industry",125,"Enclosed, 8 poles","-",0,null,"Industry",125,"Enclosed, 8 poles",null,{"$f":"G827*INDEX('Shipment Data'!$BG$10:$CH$34,MATCH(CONCATENATE('UEC Data'!$C827,'UEC Data'!$E827),'Shipment Data'!$BI$10:$BI$34,0),MATCH('UEC Data'!$D827,'Shipment Data'!$BG$10:$CH$10,0))","v":0}]
[null,null,"Industry",150,"Open, 2 poles","CSL 0",34.264031426788485,null,"Industry",150,"Open, 2 poles",null,{"$f":"G828*INDEX('Shipment Data'!$BG$10:$CH$34,MATCH(CONCATENATE('UEC Data'!$C828,'UEC Data'!$E828),'Shipment Data'!$BI$10:$BI$34,0),MATCH('UEC Data'!$D828,'Shipment Data'!$BG$10:$CH$10,0))","v":0.26582919395388716}]
[null,null,"Industry",150,"Open, 2 poles","CSL 1",34.264031426788485,null,"Industry",150,"Open, 2 poles",null,{"$f":"G829*INDEX('Shipment Data'!$BG$10:$CH$34,MATCH(CONCATENATE('UEC Data'!$C829,'UEC Data'!$E829),'Shipment Data'!$BI$10:$BI$34,0),MATCH('UEC Data'!$D829,'Shipment Data'!$BG$10:$CH$10,0))","v":0.26582919395388716}]
[null,null,"Industry",150,"Open, 2 poles","CSL 2",34.081969623245506,null,"Industry",150,"Open, 2 poles",null,{"$f":"G830*INDEX('Shipment Data'!$BG$10:$CH$34,MATCH(CONCATENATE('UEC Data'!$C830,'UEC Data'!$E830),'Shipment Data'!$BI$10:$BI$34,0),MATCH('UEC Data'!$D830,'Shipment Data'!$BG$10:$CH$10,0))","v":0.26441671152055085}]
[null,null,"Industry",150,"Open, 2 poles","CSL 3",33.937707317961923,null,"Industry",150,"Open, 2 poles",null,{"$f":"G831*INDEX('Shipment Data'!$BG$10:$CH$34,MATCH(CONCATENATE('UEC Data'!$C831,'UEC Data'!$E831),'Shipment Data'!$BI$10:$BI$34,0),MATCH('UEC Data'!$D831,'Shipment Data'!$BG$10:$CH$10,0))","v":0.26329748734480246}]
[null,null,"Industry",150,"Open, 2 poles","CSL 4",33.759087805762128,null,"Industry",150,"Open, 2 poles",null,{"$f":"G832*INDEX('Shipment Data'!$BG$10:$CH$34,MATCH(CONCATENATE('UEC Data'!$C832,'UEC Data'!$E832),'Shipment Data'!$BI$10:$BI$34,0),MATCH('UEC Data'!$D832,'Shipment Data'!$BG$10:$CH$10,0))","v":0.26191171109561934}]
[null,null,"Industry",150,"Open, 2 poles","-",0,null,"Industry",150,"Open, 2 poles",null,{"$f":"G833*INDEX('Shipment Data'!$BG$10:$CH$34,MATCH(CONCATENATE('UEC Data'!$C833,'UEC Data'!$E833),'Shipment Data'!$BI$10:$BI$34,0),MATCH('UEC Data'!$D833,'Shipment Data'!$BG$10:$CH$10,0))","v":0}]
[null,null,"Industry",150,"Open, 4 poles","CSL 0",34.264031426788485,null,"Industry",150,"Open, 4 poles",null,{"$f":"G834*INDEX('Shipment Data'!$BG$10:$CH$34,MATCH(CONCATENATE('UEC Data'!$C834,'UEC Data'!$E834),'Shipment Data'!$BI$10:$BI$34,0),MATCH('UEC Data'!$D834,'Shipment Data'!$BG$10:$CH$10,0))","v":1.9747311550860185}]
[null,null,"Industry",150,"Open, 4 poles","CSL 1",33.759087805762128,null,"Industry",150,"Open, 4 poles",null,{"$f":"G835*INDEX('Shipment Data'!$BG$10:$CH$34,MATCH(CONCATENATE('UEC Data'!$C835,'UEC Data'!$E835),'Shipment Data'!$BI$10:$BI$34,0),MATCH('UEC Data'!$D835,'Shipment Data'!$BG$10:$CH$10,0))","v":1.945629853853172}]
[null,null,"Industry",150,"Open, 4 poles","CSL 2",33.477174755192088,null,"Industry",150,"Open, 4 poles",null,{"$f":"G836*INDEX('Shipment Data'!$BG$10:$CH$34,MATCH(CONCATENATE('UEC Data'!$C836,'UEC Data'!$E836),'Shipment Data'!$BI$10:$BI$34,0),MATCH('UEC Data'!$D836,'Shipment Data'!$BG$10:$CH$10,0))","v":1.9293824229232917}]
[null,null,"Industry",150,"Open, 4 poles","CSL 3",33.337976523361768,null,"Industry",150,"Open, 4 poles",null,{"$f":"G837*INDEX('Shipment Data'!$BG$10:$CH$34,MATCH(CONCATENATE('UEC Data'!$C837,'UEC Data'!$E837),'Shipment Data'!$BI$10:$BI$34,0),MATCH('UEC Data'!$D837,'Shipment Data'!$BG$10:$CH$10,0))","v":1.9213600427863964}]
[null,null,"Industry",150,"Open, 4 poles","CSL 4",33.234335145568934,null,"Industry",150,"Open, 4 poles",null,{"$f":"G838*INDEX('Shipment Data'!$BG$10:$CH$34,MATCH(CONCATENATE('UEC Data'!$C838,'UEC Data'!$E838),'Shipment Data'!$BI$10:$BI$34,0),MATCH('UEC Data'!$D838,'Shipment Data'!$BG$10:$CH$10,0))","v":1.9153869027570087}]
[null,null,"Industry",150,"Open, 4 poles","-",0,null,"Industry",150,"Open, 4 poles",null,{"$f":"G839*INDEX('Shipment Data'!$BG$10:$CH$34,MATCH(CONCATENATE('UEC Data'!$C839,'UEC Data'!$E839),'Shipment Data'!$BI$10:$BI$34,0),MATCH('UEC Data'!$D839,'Shipment Data'!$BG$10:$CH$10,0))","v":0}]
[null,null,"Industry",150,"Open, 6 poles","CSL 0",33.759087805762128,null,"Industry",150,"Open, 6 poles",null,{"$f":"G840*INDEX('Shipment Data'!$BG$10:$CH$34,MATCH(CONCATENATE('UEC Data'!$C840,'UEC Data'!$E840),'Shipment Data'!$BI$10:$BI$34,0),MATCH('UEC Data'!$D840,'Shipment Data'!$BG$10:$CH$10,0))","v":0.3741595872794562}]
[null,null,"Industry",150,"Open, 6 poles","CSL 1",33.937707317961923,null,"Industry",150,"Open, 6 poles",null,{"$f":"G841*INDEX('Shipment Data'!$BG$10:$CH$34,MATCH(CONCATENATE('UEC Data'!$C841,'UEC Data'!$E841),'Shipment Data'!$BI$10:$BI$34,0),MATCH('UEC Data'!$D841,'Shipment Data'!$BG$10:$CH$10,0))","v":0.3761392676354321}]
[null,null,"Industry",150,"Open, 6 poles","CSL 2",33.617540267792471,null,"Industry",150,"Open, 6 poles",null,{"$f":"G842*INDEX('Shipment Data'!$BG$10:$CH$34,MATCH(CONCATENATE('UEC Data'!$C842,'UEC Data'!$E842),'Shipment Data'!$BI$10:$BI$34,0),MATCH('UEC Data'!$D842,'Shipment Data'!$BG$10:$CH$10,0))","v":0.37259078397849404}]
[null,null,"Industry",150,"Open, 6 poles","CSL 3",33.477174755192088,null,"Industry",150,"Open, 6 poles",null,{"$f":"G843*INDEX('Shipment Data'!$BG$10:$CH$34,MATCH(CONCATENATE('UEC Data'!$C843,'UEC Data'!$E843),'Shipment Data'!$BI$10:$BI$34,0),MATCH('UEC Data'!$D843,'Shipment Data'!$BG$10:$CH$10,0))","v":0.37103508133140223}]
[null,null,"Industry",150,"Open, 6 poles","CSL 4",33.337976523361768,null,"Industry",150,"Open, 6 poles",null,{"$f":"G844*INDEX('Shipment Data'!$BG$10:$CH$34,MATCH(CONCATENATE('UEC Data'!$C844,'UEC Data'!$E844),'Shipment Data'!$BI$10:$BI$34,0),MATCH('UEC Data'!$D844,'Shipment Data'!$BG$10:$CH$10,0))","v":0.36949231592046089}]
[null,null,"Industry",150,"Open, 6 poles","-",0,null,"Industry",150,"Open, 6 poles",null,{"$f":"G845*INDEX('Shipment Data'!$BG$10:$CH$34,MATCH(CONCATENATE('UEC Data'!$C845,'UEC Data'!$E845),'Shipment Data'!$BI$10:$BI$34,0),MATCH('UEC Data'!$D845,'Shipment Data'!$BG$10:$CH$10,0))","v":0}]
[null,null,"Industry",150,"Open, 8 poles","CSL 0",34.264031426788485,null,"Industry",150,"Open, 8 poles",null,{"$f":"G846*INDEX('Shipment Data'!$BG$10:$CH$34,MATCH(CONCATENATE('UEC Data'!$C846,'UEC Data'!$E846),'Shipment Data'!$BI$10:$BI$34,0),MATCH('UEC Data'!$D846,'Shipment Data'!$BG$10:$CH$10,0))","v":0.41773159049896547}]
[null,null,"Industry",150,"Open, 8 poles","CSL 1",34.264031426788485,null,"Industry",150,"Open, 8 poles",null,{"$f":"G847*INDEX('Shipment Data'!$BG$10:$CH$34,MATCH(CONCATENATE('UEC Data'!$C847,'UEC Data'!$E847),'Shipment Data'!$BI$10:$BI$34,0),MATCH('UEC Data'!$D847,'Shipment Data'!$BG$10:$CH$10,0))","v":0.41773159049896547}]
[null,null,"Industry",150,"Open, 8 poles","CSL 2",34.081969623245506,null,"Industry",150,"Open, 8 poles",null,{"$f":"G848*INDEX('Shipment Data'!$BG$10:$CH$34,MATCH(CONCATENATE('UEC Data'!$C848,'UEC Data'!$E848),'Shipment Data'!$BI$10:$BI$34,0),MATCH('UEC Data'!$D848,'Shipment Data'!$BG$10:$CH$10,0))","v":0.4155119752465799}]
[null,null,"Industry",150,"Open, 8 poles","CSL 3",33.937707317961923,null,"Industry",150,"Open, 8 poles",null,{"$f":"G849*INDEX('Shipment Data'!$BG$10:$CH$34,MATCH(CONCATENATE('UEC Data'!$C849,'UEC Data'!$E849),'Shipment Data'!$BI$10:$BI$34,0),MATCH('UEC Data'!$D849,'Shipment Data'!$BG$10:$CH$10,0))","v":0.41375319439897529}]
[null,null,"Industry",150,"Open, 8 poles","CSL 4",33.759087805762128,null,"Industry",150,"Open, 8 poles",null,{"$f":"G850*INDEX('Shipment Data'!$BG$10:$CH$34,MATCH(CONCATENATE('UEC Data'!$C850,'UEC Data'!$E850),'Shipment Data'!$BI$10:$BI$34,0),MATCH('UEC Data'!$D850,'Shipment Data'!$BG$10:$CH$10,0))","v":0.41157554600740176}]
[null,null,"Industry",150,"Open, 8 poles","-",0,null,"Industry",150,"Open, 8 poles",null,{"$f":"G851*INDEX('Shipment Data'!$BG$10:$CH$34,MATCH(CONCATENATE('UEC Data'!$C851,'UEC Data'!$E851),'Shipment Data'!$BI$10:$BI$34,0),MATCH('UEC Data'!$D851,'Shipment Data'!$BG$10:$CH$10,0))","v":0}]
[null,null,"Industry",150,"Enclosed, 2 poles","CSL 0",34.709018847915608,null,"Industry",150,"Enclosed, 2 poles",null,{"$f":"G852*INDEX('Shipment Data'!$BG$10:$CH$34,MATCH(CONCATENATE('UEC Data'!$C852,'UEC Data'!$E852),'Shipment Data'!$BI$10:$BI$34,0),MATCH('UEC Data'!$D852,'Shipment Data'!$BG$10:$CH$10,0))","v":1.5387515494176769}]
[null,null,"Industry",150,"Enclosed, 2 poles","CSL 1",33.937707317961923,null,"Industry",150,"Enclosed, 2 poles",null,{"$f":"G853*INDEX('Shipment Data'!$BG$10:$CH$34,MATCH(CONCATENATE('UEC Data'!$C853,'UEC Data'!$E853),'Shipment Data'!$BI$10:$BI$34,0),MATCH('UEC Data'!$D853,'Shipment Data'!$BG$10:$CH$10,0))","v":1.5045570705417284}]
[null,null,"Industry",150,"Enclosed, 2 poles","CSL 2",33.759087805762128,null,"Industry",150,"Enclosed, 2 poles",null,{"$f":"G854*INDEX('Shipment Data'!$BG$10:$CH$34,MATCH(CONCATENATE('UEC Data'!$C854,'UEC Data'!$E854),'Shipment Data'!$BI$10:$BI$34,0),MATCH('UEC Data'!$D854,'Shipment Data'!$BG$10:$CH$10,0))","v":1.4966383491178248}]
[null,null,"Industry",150,"Enclosed, 2 poles","CSL 3",33.617540267792471,null,"Industry",150,"Enclosed, 2 poles",null,{"$f":"G855*INDEX('Shipment Data'!$BG$10:$CH$34,MATCH(CONCATENATE('UEC Data'!$C855,'UEC Data'!$E855),'Shipment Data'!$BI$10:$BI$34,0),MATCH('UEC Data'!$D855,'Shipment Data'!$BG$10:$CH$10,0))","v":1.4903631359139762}]
[null,null,"Industry",150,"Enclosed, 2 poles","CSL 4",33.477174755192088,null,"Industry",150,"Enclosed, 2 poles",null,{"$f":"G856*INDEX('Shipment Data'!$BG$10:$CH$34,MATCH(CONCATENATE('UEC Data'!$C856,'UEC Data'!$E856),'Shipment Data'!$BI$10:$BI$34,0),MATCH('UEC Data'!$D856,'Shipment Data'!$BG$10:$CH$10,0))","v":1.4841403253256089}]
[null,null,"Industry",150,"Enclosed, 2 poles","-",0,null,"Industry",150,"Enclosed, 2 poles",null,{"$f":"G857*INDEX('Shipment Data'!$BG$10:$CH$34,MATCH(CONCATENATE('UEC Data'!$C857,'UEC Data'!$E857),'Shipment Data'!$BI$10:$BI$34,0),MATCH('UEC Data'!$D857,'Shipment Data'!$BG$10:$CH$10,0))","v":0}]
[null,null,"Industry",150,"Enclosed, 4 poles","CSL 0",34.709018847915608,null,"Industry",150,"Enclosed, 4 poles",null,{"$f":"G858*INDEX('Shipment Data'!$BG$10:$CH$34,MATCH(CONCATENATE('UEC Data'!$C858,'UEC Data'!$E858),'Shipment Data'!$BI$10:$BI$34,0),MATCH('UEC Data'!$D858,'Shipment Data'!$BG$10:$CH$10,0))","v":14.42579577579072}]
[null,null,"Industry",150,"Enclosed, 4 poles","CSL 1",33.759087805762128,null,"Industry",150,"Enclosed, 4 poles",null,{"$f":"G859*INDEX('Shipment Data'!$BG$10:$CH$34,MATCH(CONCATENATE('UEC Data'!$C859,'UEC Data'!$E859),'Shipment Data'!$BI$10:$BI$34,0),MATCH('UEC Data'!$D859,'Shipment Data'!$BG$10:$CH$10,0))","v":14.030984522979606}]
[null,null,"Industry",150,"Enclosed, 4 poles","CSL 2",33.477174755192088,null,"Industry",150,"Enclosed, 4 poles",null,{"$f":"G860*INDEX('Shipment Data'!$BG$10:$CH$34,MATCH(CONCATENATE('UEC Data'!$C860,'UEC Data'!$E860),'Shipment Data'!$BI$10:$BI$34,0),MATCH('UEC Data'!$D860,'Shipment Data'!$BG$10:$CH$10,0))","v":13.913815549927584}]
[null,null,"Industry",150,"Enclosed, 4 poles","CSL 3",33.337976523361768,null,"Industry",150,"Enclosed, 4 poles",null,{"$f":"G861*INDEX('Shipment Data'!$BG$10:$CH$34,MATCH(CONCATENATE('UEC Data'!$C861,'UEC Data'!$E861),'Shipment Data'!$BI$10:$BI$34,0),MATCH('UEC Data'!$D861,'Shipment Data'!$BG$10:$CH$10,0))","v":13.855961847017282}]
[null,null,"Industry",150,"Enclosed, 4 poles","CSL 4",33.234335145568934,null,"Industry",150,"Enclosed, 4 poles",null,{"$f":"G862*INDEX('Shipment Data'!$BG$10:$CH$34,MATCH(CONCATENATE('UEC Data'!$C862,'UEC Data'!$E862),'Shipment Data'!$BI$10:$BI$34,0),MATCH('UEC Data'!$D862,'Shipment Data'!$BG$10:$CH$10,0))","v":13.812886317959197}]
[null,null,"Industry",150,"Enclosed, 4 poles","-",0,null,"Industry",150,"Enclosed, 4 poles",null,{"$f":"G863*INDEX('Shipment Data'!$BG$10:$CH$34,MATCH(CONCATENATE('UEC Data'!$C863,'UEC Data'!$E863),'Shipment Data'!$BI$10:$BI$34,0),MATCH('UEC Data'!$D863,'Shipment Data'!$BG$10:$CH$10,0))","v":0}]
[null,null,"Industry",150,"Enclosed, 6 poles","CSL 0",34.485089694058082,null,"Industry",150,"Enclosed, 6 poles",null,{"$f":"G864*INDEX('Shipment Data'!$BG$10:$CH$34,MATCH(CONCATENATE('UEC Data'!$C864,'UEC Data'!$E864),'Shipment Data'!$BI$10:$BI$34,0),MATCH('UEC Data'!$D864,'Shipment Data'!$BG$10:$CH$10,0))","v":5.8859728622563896}]
[null,null,"Industry",150,"Enclosed, 6 poles","CSL 1",33.759087805762128,null,"Industry",150,"Enclosed, 6 poles",null,{"$f":"G865*INDEX('Shipment Data'!$BG$10:$CH$34,MATCH(CONCATENATE('UEC Data'!$C865,'UEC Data'!$E865),'Shipment Data'!$BI$10:$BI$34,0),MATCH('UEC Data'!$D865,'Shipment Data'!$BG$10:$CH$10,0))","v":5.7620576441036242}]
[null,null,"Industry",150,"Enclosed, 6 poles","CSL 2",33.477174755192088,null,"Industry",150,"Enclosed, 6 poles",null,{"$f":"G866*INDEX('Shipment Data'!$BG$10:$CH$34,MATCH(CONCATENATE('UEC Data'!$C866,'UEC Data'!$E866),'Shipment Data'!$BI$10:$BI$34,0),MATCH('UEC Data'!$D866,'Shipment Data'!$BG$10:$CH$10,0))","v":5.7139402525035932}]
[null,null,"Industry",150,"Enclosed, 6 poles","CSL 3",33.337976523361768,null,"Industry",150,"Enclosed, 6 poles",null,{"$f":"G867*INDEX('Shipment Data'!$BG$10:$CH$34,MATCH(CONCATENATE('UEC Data'!$C867,'UEC Data'!$E867),'Shipment Data'!$BI$10:$BI$34,0),MATCH('UEC Data'!$D867,'Shipment Data'!$BG$10:$CH$10,0))","v":5.6901816651750963}]
[null,null,"Industry",150,"Enclosed, 6 poles","CSL 4",33.234335145568934,null,"Industry",150,"Enclosed, 6 poles",null,{"$f":"G868*INDEX('Shipment Data'!$BG$10:$CH$34,MATCH(CONCATENATE('UEC Data'!$C868,'UEC Data'!$E868),'Shipment Data'!$BI$10:$BI$34,0),MATCH('UEC Data'!$D868,'Shipment Data'!$BG$10:$CH$10,0))","v":5.6724919812419099}]
[null,null,"Industry",150,"Enclosed, 6 poles","-",0,null,"Industry",150,"Enclosed, 6 poles",null,{"$f":"G869*INDEX('Shipment Data'!$BG$10:$CH$34,MATCH(CONCATENATE('UEC Data'!$C869,'UEC Data'!$E869),'Shipment Data'!$BI$10:$BI$34,0),MATCH('UEC Data'!$D869,'Shipment Data'!$BG$10:$CH$10,0))","v":0}]
[null,null,"Industry",150,"Enclosed, 8 poles","CSL 0",34.264031426788485,null,"Industry",150,"Enclosed, 8 poles",null,{"$f":"G870*INDEX('Shipment Data'!$BG$10:$CH$34,MATCH(CONCATENATE('UEC Data'!$C870,'UEC Data'!$E870),'Shipment Data'!$BI$10:$BI$34,0),MATCH('UEC Data'!$D870,'Shipment Data'!$BG$10:$CH$10,0))","v":1.4050971680419748}]
[null,null,"Industry",150,"Enclosed, 8 poles","CSL 1",34.264031426788485,null,"Industry",150,"Enclosed, 8 poles",null,{"$f":"G871*INDEX('Shipment Data'!$BG$10:$CH$34,MATCH(CONCATENATE('UEC Data'!$C871,'UEC Data'!$E871),'Shipment Data'!$BI$10:$BI$34,0),MATCH('UEC Data'!$D871,'Shipment Data'!$BG$10:$CH$10,0))","v":1.4050971680419748}]
[null,null,"Industry",150,"Enclosed, 8 poles","CSL 2",34.081969623245506,null,"Industry",150,"Enclosed, 8 poles",null,{"$f":"G872*INDEX('Shipment Data'!$BG$10:$CH$34,MATCH(CONCATENATE('UEC Data'!$C872,'UEC Data'!$E872),'Shipment Data'!$BI$10:$BI$34,0),MATCH('UEC Data'!$D872,'Shipment Data'!$BG$10:$CH$10,0))","v":1.3976311894657687}]
[null,null,"Industry",150,"Enclosed, 8 poles","CSL 3",33.937707317961923,null,"Industry",150,"Enclosed, 8 poles",null,{"$f":"G873*INDEX('Shipment Data'!$BG$10:$CH$34,MATCH(CONCATENATE('UEC Data'!$C873,'UEC Data'!$E873),'Shipment Data'!$BI$10:$BI$34,0),MATCH('UEC Data'!$D873,'Shipment Data'!$BG$10:$CH$10,0))","v":1.3917152902510987}]
[null,null,"Industry",150,"Enclosed, 8 poles","CSL 4",33.759087805762128,null,"Industry",150,"Enclosed, 8 poles",null,{"$f":"G874*INDEX('Shipment Data'!$BG$10:$CH$34,MATCH(CONCATENATE('UEC Data'!$C874,'UEC Data'!$E874),'Shipment Data'!$BI$10:$BI$34,0),MATCH('UEC Data'!$D874,'Shipment Data'!$BG$10:$CH$10,0))","v":1.3843904729339878}]
[null,null,"Industry",150,"Enclosed, 8 poles","-",0,null,"Industry",150,"Enclosed, 8 poles",null,{"$f":"G875*INDEX('Shipment Data'!$BG$10:$CH$34,MATCH(CONCATENATE('UEC Data'!$C875,'UEC Data'!$E875),'Shipment Data'!$BI$10:$BI$34,0),MATCH('UEC Data'!$D875,'Shipment Data'!$BG$10:$CH$10,0))","v":0}]
[null,null,"Industry",200,"Open, 2 poles","CSL 0",45.012117074349497,null,"Industry",200,"Open, 2 poles",null,{"$f":"G876*INDEX('Shipment Data'!$BG$10:$CH$34,MATCH(CONCATENATE('UEC Data'!$C876,'UEC Data'!$E876),'Shipment Data'!$BI$10:$BI$34,0),MATCH('UEC Data'!$D876,'Shipment Data'!$BG$10:$CH$10,0))","v":0.34921561479415902}]
[null,null,"Industry",200,"Open, 2 poles","CSL 1",45.250276423949231,null,"Industry",200,"Open, 2 poles",null,{"$f":"G877*INDEX('Shipment Data'!$BG$10:$CH$34,MATCH(CONCATENATE('UEC Data'!$C877,'UEC Data'!$E877),'Shipment Data'!$BI$10:$BI$34,0),MATCH('UEC Data'!$D877,'Shipment Data'!$BG$10:$CH$10,0))","v":0.3510633164597366}]
[null,null,"Industry",200,"Open, 2 poles","CSL 2",45.012117074349497,null,"Industry",200,"Open, 2 poles",null,{"$f":"G878*INDEX('Shipment Data'!$BG$10:$CH$34,MATCH(CONCATENATE('UEC Data'!$C878,'UEC Data'!$E878),'Shipment Data'!$BI$10:$BI$34,0),MATCH('UEC Data'!$D878,'Shipment Data'!$BG$10:$CH$10,0))","v":0.34921561479415902}]
[null,null,"Industry",200,"Open, 2 poles","CSL 3",44.823387023723292,null,"Industry",200,"Open, 2 poles",null,{"$f":"G879*INDEX('Shipment Data'!$BG$10:$CH$34,MATCH(CONCATENATE('UEC Data'!$C879,'UEC Data'!$E879),'Shipment Data'!$BI$10:$BI$34,0),MATCH('UEC Data'!$D879,'Shipment Data'!$BG$10:$CH$10,0))","v":0.34775139837992775}]
[null,null,"Industry",200,"Open, 2 poles","CSL 4",44.636233006922787,null,"Industry",200,"Open, 2 poles",null,{"$f":"G880*INDEX('Shipment Data'!$BG$10:$CH$34,MATCH(CONCATENATE('UEC Data'!$C880,'UEC Data'!$E880),'Shipment Data'!$BI$10:$BI$34,0),MATCH('UEC Data'!$D880,'Shipment Data'!$BG$10:$CH$10,0))","v":0.34629940924264208}]
[null,null,"Industry",200,"Open, 2 poles","-",0,null,"Industry",200,"Open, 2 poles",null,{"$f":"G881*INDEX('Shipment Data'!$BG$10:$CH$34,MATCH(CONCATENATE('UEC Data'!$C881,'UEC Data'!$E881),'Shipment Data'!$BI$10:$BI$34,0),MATCH('UEC Data'!$D881,'Shipment Data'!$BG$10:$CH$10,0))","v":0}]
[null,null,"Industry",200,"Open, 4 poles","CSL 0",45.250276423949231,null,"Industry",200,"Open, 4 poles",null,{"$f":"G882*INDEX('Shipment Data'!$BG$10:$CH$34,MATCH(CONCATENATE('UEC Data'!$C882,'UEC Data'!$E882),'Shipment Data'!$BI$10:$BI$34,0),MATCH('UEC Data'!$D882,'Shipment Data'!$BG$10:$CH$10,0))","v":2.6078989222723288}]
[null,null,"Industry",200,"Open, 4 poles","CSL 1",45.012117074349497,null,"Industry",200,"Open, 4 poles",null,{"$f":"G883*INDEX('Shipment Data'!$BG$10:$CH$34,MATCH(CONCATENATE('UEC Data'!$C883,'UEC Data'!$E883),'Shipment Data'!$BI$10:$BI$34,0),MATCH('UEC Data'!$D883,'Shipment Data'!$BG$10:$CH$10,0))","v":2.5941731384708953}]
[null,null,"Industry",200,"Open, 4 poles","CSL 2",44.636233006922787,null,"Industry",200,"Open, 4 poles",null,{"$f":"G884*INDEX('Shipment Data'!$BG$10:$CH$34,MATCH(CONCATENATE('UEC Data'!$C884,'UEC Data'!$E884),'Shipment Data'!$BI$10:$BI$34,0),MATCH('UEC Data'!$D884,'Shipment Data'!$BG$10:$CH$10,0))","v":2.5725098972310554}]
[null,null,"Industry",200,"Open, 4 poles","CSL 3",44.450635364482359,null,"Industry",200,"Open, 4 poles",null,{"$f":"G885*INDEX('Shipment Data'!$BG$10:$CH$34,MATCH(CONCATENATE('UEC Data'!$C885,'UEC Data'!$E885),'Shipment Data'!$BI$10:$BI$34,0),MATCH('UEC Data'!$D885,'Shipment Data'!$BG$10:$CH$10,0))","v":2.5618133903818618}]
[null,null,"Industry",200,"Open, 4 poles","CSL 4",44.312446860758577,null,"Industry",200,"Open, 4 poles",null,{"$f":"G886*INDEX('Shipment Data'!$BG$10:$CH$34,MATCH(CONCATENATE('UEC Data'!$C886,'UEC Data'!$E886),'Shipment Data'!$BI$10:$BI$34,0),MATCH('UEC Data'!$D886,'Shipment Data'!$BG$10:$CH$10,0))","v":2.5538492036760112}]
[null,null,"Industry",200,"Open, 4 poles","-",0,null,"Industry",200,"Open, 4 poles",null,{"$f":"G887*INDEX('Shipment Data'!$BG$10:$CH$34,MATCH(CONCATENATE('UEC Data'!$C887,'UEC Data'!$E887),'Shipment Data'!$BI$10:$BI$34,0),MATCH('UEC Data'!$D887,'Shipment Data'!$BG$10:$CH$10,0))","v":0}]
[null,null,"Industry",200,"Open, 6 poles","CSL 0",45.250276423949231,null,"Industry",200,"Open, 6 poles",null,{"$f":"G888*INDEX('Shipment Data'!$BG$10:$CH$34,MATCH(CONCATENATE('UEC Data'!$C888,'UEC Data'!$E888),'Shipment Data'!$BI$10:$BI$34,0),MATCH('UEC Data'!$D888,'Shipment Data'!$BG$10:$CH$10,0))","v":0.50151902351390942}]
[null,null,"Industry",200,"Open, 6 poles","CSL 1",45.250276423949231,null,"Industry",200,"Open, 6 poles",null,{"$f":"G889*INDEX('Shipment Data'!$BG$10:$CH$34,MATCH(CONCATENATE('UEC Data'!$C889,'UEC Data'!$E889),'Shipment Data'!$BI$10:$BI$34,0),MATCH('UEC Data'!$D889,'Shipment Data'!$BG$10:$CH$10,0))","v":0.50151902351390942}]
[null,null,"Industry",200,"Open, 6 poles","CSL 2",44.823387023723292,null,"Industry",200,"Open, 6 poles",null,{"$f":"G890*INDEX('Shipment Data'!$BG$10:$CH$34,MATCH(CONCATENATE('UEC Data'!$C890,'UEC Data'!$E890),'Shipment Data'!$BI$10:$BI$34,0),MATCH('UEC Data'!$D890,'Shipment Data'!$BG$10:$CH$10,0))","v":0.49678771197132537}]
[null,null,"Industry",200,"Open, 6 poles","CSL 3",44.636233006922787,null,"Industry",200,"Open, 6 poles",null,{"$f":"G891*INDEX('Shipment Data'!$BG$10:$CH$34,MATCH(CONCATENATE('UEC Data'!$C891,'UEC Data'!$E891),'Shipment Data'!$BI$10:$BI$34,0),MATCH('UEC Data'!$D891,'Shipment Data'!$BG$10:$CH$10,0))","v":0.49471344177520304}]
[null,null,"Industry",200,"Open, 6 poles","CSL 4",44.450635364482359,null,"Industry",200,"Open, 6 poles",null,{"$f":"G892*INDEX('Shipment Data'!$BG$10:$CH$34,MATCH(CONCATENATE('UEC Data'!$C892,'UEC Data'!$E892),'Shipment Data'!$BI$10:$BI$34,0),MATCH('UEC Data'!$D892,'Shipment Data'!$BG$10:$CH$10,0))","v":0.4926564212272812}]
[null,null,"Industry",200,"Open, 6 poles","-",0,null,"Industry",200,"Open, 6 poles",null,{"$f":"G893*INDEX('Shipment Data'!$BG$10:$CH$34,MATCH(CONCATENATE('UEC Data'!$C893,'UEC Data'!$E893),'Shipment Data'!$BI$10:$BI$34,0),MATCH('UEC Data'!$D893,'Shipment Data'!$BG$10:$CH$10,0))","v":0}]
[null,null,"Industry",200,"Open, 8 poles","CSL 0",45.685375235717984,null,"Industry",200,"Open, 8 poles",null,{"$f":"G894*INDEX('Shipment Data'!$BG$10:$CH$34,MATCH(CONCATENATE('UEC Data'!$C894,'UEC Data'!$E894),'Shipment Data'!$BI$10:$BI$34,0),MATCH('UEC Data'!$D894,'Shipment Data'!$BG$10:$CH$10,0))","v":0.5569754539986207}]
[null,null,"Industry",200,"Open, 8 poles","CSL 1",45.685375235717984,null,"Industry",200,"Open, 8 poles",null,{"$f":"G895*INDEX('Shipment Data'!$BG$10:$CH$34,MATCH(CONCATENATE('UEC Data'!$C895,'UEC Data'!$E895),'Shipment Data'!$BI$10:$BI$34,0),MATCH('UEC Data'!$D895,'Shipment Data'!$BG$10:$CH$10,0))","v":0.5569754539986207}]
[null,null,"Industry",200,"Open, 8 poles","CSL 2",45.442626164327343,null,"Industry",200,"Open, 8 poles",null,{"$f":"G896*INDEX('Shipment Data'!$BG$10:$CH$34,MATCH(CONCATENATE('UEC Data'!$C896,'UEC Data'!$E896),'Shipment Data'!$BI$10:$BI$34,0),MATCH('UEC Data'!$D896,'Shipment Data'!$BG$10:$CH$10,0))","v":0.55401596699543987}]
[null,null,"Industry",200,"Open, 8 poles","CSL 3",45.250276423949231,null,"Industry",200,"Open, 8 poles",null,{"$f":"G897*INDEX('Shipment Data'!$BG$10:$CH$34,MATCH(CONCATENATE('UEC Data'!$C897,'UEC Data'!$E897),'Shipment Data'!$BI$10:$BI$34,0),MATCH('UEC Data'!$D897,'Shipment Data'!$BG$10:$CH$10,0))","v":0.55167092586530042}]
[null,null,"Industry",200,"Open, 8 poles","CSL 4",45.012117074349497,null,"Industry",200,"Open, 8 poles",null,{"$f":"G898*INDEX('Shipment Data'!$BG$10:$CH$34,MATCH(CONCATENATE('UEC Data'!$C898,'UEC Data'!$E898),'Shipment Data'!$BI$10:$BI$34,0),MATCH('UEC Data'!$D898,'Shipment Data'!$BG$10:$CH$10,0))","v":0.54876739467653568}]
[null,null,"Industry",200,"Open, 8 poles","-",0,null,"Industry",200,"Open, 8 poles",null,{"$f":"G899*INDEX('Shipment Data'!$BG$10:$CH$34,MATCH(CONCATENATE('UEC Data'!$C899,'UEC Data'!$E899),'Shipment Data'!$BI$10:$BI$34,0),MATCH('UEC Data'!$D899,'Shipment Data'!$BG$10:$CH$10,0))","v":0}]
[null,null,"Industry",200,"Enclosed, 2 poles","CSL 0",45.685375235717984,null,"Industry",200,"Enclosed, 2 poles",null,{"$f":"G900*INDEX('Shipment Data'!$BG$10:$CH$34,MATCH(CONCATENATE('UEC Data'!$C900,'UEC Data'!$E900),'Shipment Data'!$BI$10:$BI$34,0),MATCH('UEC Data'!$D900,'Shipment Data'!$BG$10:$CH$10,0))","v":2.0253652872677117}]
[null,null,"Industry",200,"Enclosed, 2 poles","CSL 1",45.012117074349497,null,"Industry",200,"Enclosed, 2 poles",null,{"$f":"G901*INDEX('Shipment Data'!$BG$10:$CH$34,MATCH(CONCATENATE('UEC Data'!$C901,'UEC Data'!$E901),'Shipment Data'!$BI$10:$BI$34,0),MATCH('UEC Data'!$D901,'Shipment Data'!$BG$10:$CH$10,0))","v":1.995517798823766}]
[null,null,"Industry",200,"Enclosed, 2 poles","CSL 2",44.823387023723292,null,"Industry",200,"Enclosed, 2 poles",null,{"$f":"G902*INDEX('Shipment Data'!$BG$10:$CH$34,MATCH(CONCATENATE('UEC Data'!$C902,'UEC Data'!$E902),'Shipment Data'!$BI$10:$BI$34,0),MATCH('UEC Data'!$D902,'Shipment Data'!$BG$10:$CH$10,0))","v":1.9871508478853015}]
[null,null,"Industry",200,"Enclosed, 2 poles","CSL 3",44.636233006922787,null,"Industry",200,"Enclosed, 2 poles",null,{"$f":"G903*INDEX('Shipment Data'!$BG$10:$CH$34,MATCH(CONCATENATE('UEC Data'!$C903,'UEC Data'!$E903),'Shipment Data'!$BI$10:$BI$34,0),MATCH('UEC Data'!$D903,'Shipment Data'!$BG$10:$CH$10,0))","v":1.9788537671008122}]
[null,null,"Industry",200,"Enclosed, 2 poles","CSL 4",44.450635364482359,null,"Industry",200,"Enclosed, 2 poles",null,{"$f":"G904*INDEX('Shipment Data'!$BG$10:$CH$34,MATCH(CONCATENATE('UEC Data'!$C904,'UEC Data'!$E904),'Shipment Data'!$BI$10:$BI$34,0),MATCH('UEC Data'!$D904,'Shipment Data'!$BG$10:$CH$10,0))","v":1.9706256849091248}]
[null,null,"Industry",200,"Enclosed, 2 poles","-",0,null,"Industry",200,"Enclosed, 2 poles",null,{"$f":"G905*INDEX('Shipment Data'!$BG$10:$CH$34,MATCH(CONCATENATE('UEC Data'!$C905,'UEC Data'!$E905),'Shipment Data'!$BI$10:$BI$34,0),MATCH('UEC Data'!$D905,'Shipment Data'!$BG$10:$CH$10,0))","v":0}]
[null,null,"Industry",200,"Enclosed, 4 poles","CSL 0",45.98011959207745,null,"Industry",200,"Enclosed, 4 poles",null,{"$f":"G906*INDEX('Shipment Data'!$BG$10:$CH$34,MATCH(CONCATENATE('UEC Data'!$C906,'UEC Data'!$E906),'Shipment Data'!$BI$10:$BI$34,0),MATCH('UEC Data'!$D906,'Shipment Data'!$BG$10:$CH$10,0))","v":19.110301500832438}]
[null,null,"Industry",200,"Enclosed, 4 poles","CSL 1",45.012117074349497,null,"Industry",200,"Enclosed, 4 poles",null,{"$f":"G907*INDEX('Shipment Data'!$BG$10:$CH$34,MATCH(CONCATENATE('UEC Data'!$C907,'UEC Data'!$E907),'Shipment Data'!$BI$10:$BI$34,0),MATCH('UEC Data'!$D907,'Shipment Data'!$BG$10:$CH$10,0))","v":18.707979363972804}]
[null,null,"Industry",200,"Enclosed, 4 poles","CSL 2",44.450635364482359,null,"Industry",200,"Enclosed, 4 poles",null,{"$f":"G908*INDEX('Shipment Data'!$BG$10:$CH$34,MATCH(CONCATENATE('UEC Data'!$C908,'UEC Data'!$E908),'Shipment Data'!$BI$10:$BI$34,0),MATCH('UEC Data'!$D908,'Shipment Data'!$BG$10:$CH$10,0))","v":18.474615796023045}]
[null,null,"Industry",200,"Enclosed, 4 poles","CSL 3",44.312446860758577,null,"Industry",200,"Enclosed, 4 poles",null,{"$f":"G909*INDEX('Shipment Data'!$BG$10:$CH$34,MATCH(CONCATENATE('UEC Data'!$C909,'UEC Data'!$E909),'Shipment Data'!$BI$10:$BI$34,0),MATCH('UEC Data'!$D909,'Shipment Data'!$BG$10:$CH$10,0))","v":18.417181757278929}]
[null,null,"Industry",200,"Enclosed, 4 poles","CSL 4",44.175114897347136,null,"Industry",200,"Enclosed, 4 poles",null,{"$f":"G910*INDEX('Shipment Data'!$BG$10:$CH$34,MATCH(CONCATENATE('UEC Data'!$C910,'UEC Data'!$E910),'Shipment Data'!$BI$10:$BI$34,0),MATCH('UEC Data'!$D910,'Shipment Data'!$BG$10:$CH$10,0))","v":18.360103714642733}]
[null,null,"Industry",200,"Enclosed, 4 poles","-",0,null,"Industry",200,"Enclosed, 4 poles",null,{"$f":"G911*INDEX('Shipment Data'!$BG$10:$CH$34,MATCH(CONCATENATE('UEC Data'!$C911,'UEC Data'!$E911),'Shipment Data'!$BI$10:$BI$34,0),MATCH('UEC Data'!$D911,'Shipment Data'!$BG$10:$CH$10,0))","v":0}]
[null,null,"Industry",200,"Enclosed, 6 poles","CSL 0",45.442626164327343,null,"Industry",200,"Enclosed, 6 poles",null,{"$f":"G912*INDEX('Shipment Data'!$BG$10:$CH$34,MATCH(CONCATENATE('UEC Data'!$C912,'UEC Data'!$E912),'Shipment Data'!$BI$10:$BI$34,0),MATCH('UEC Data'!$D912,'Shipment Data'!$BG$10:$CH$10,0))","v":7.7562235379361573}]
[null,null,"Industry",200,"Enclosed, 6 poles","CSL 1",45.012117074349497,null,"Industry",200,"Enclosed, 6 poles",null,{"$f":"G913*INDEX('Shipment Data'!$BG$10:$CH$34,MATCH(CONCATENATE('UEC Data'!$C913,'UEC Data'!$E913),'Shipment Data'!$BI$10:$BI$34,0),MATCH('UEC Data'!$D913,'Shipment Data'!$BG$10:$CH$10,0))","v":7.6827435254714977}]
[null,null,"Industry",200,"Enclosed, 6 poles","CSL 2",44.636233006922787,null,"Industry",200,"Enclosed, 6 poles",null,{"$f":"G914*INDEX('Shipment Data'!$BG$10:$CH$34,MATCH(CONCATENATE('UEC Data'!$C914,'UEC Data'!$E914),'Shipment Data'!$BI$10:$BI$34,0),MATCH('UEC Data'!$D914,'Shipment Data'!$BG$10:$CH$10,0))","v":7.6185870033381251}]
[null,null,"Industry",200,"Enclosed, 6 poles","CSL 3",44.450635364482359,null,"Industry",200,"Enclosed, 6 poles",null,{"$f":"G915*INDEX('Shipment Data'!$BG$10:$CH$34,MATCH(CONCATENATE('UEC Data'!$C915,'UEC Data'!$E915),'Shipment Data'!$BI$10:$BI$34,0),MATCH('UEC Data'!$D915,'Shipment Data'!$BG$10:$CH$10,0))","v":7.5869088869001287}]
[null,null,"Industry",200,"Enclosed, 6 poles","CSL 4",44.312446860758577,null,"Industry",200,"Enclosed, 6 poles",null,{"$f":"G916*INDEX('Shipment Data'!$BG$10:$CH$34,MATCH(CONCATENATE('UEC Data'!$C916,'UEC Data'!$E916),'Shipment Data'!$BI$10:$BI$34,0),MATCH('UEC Data'!$D916,'Shipment Data'!$BG$10:$CH$10,0))","v":7.563322641655879}]
[null,null,"Industry",200,"Enclosed, 6 poles","-",0,null,"Industry",200,"Enclosed, 6 poles",null,{"$f":"G917*INDEX('Shipment Data'!$BG$10:$CH$34,MATCH(CONCATENATE('UEC Data'!$C917,'UEC Data'!$E917),'Shipment Data'!$BI$10:$BI$34,0),MATCH('UEC Data'!$D917,'Shipment Data'!$BG$10:$CH$10,0))","v":0}]
[null,null,"Industry",200,"Enclosed, 8 poles","CSL 0",45.685375235717984,null,"Industry",200,"Enclosed, 8 poles",null,{"$f":"G918*INDEX('Shipment Data'!$BG$10:$CH$34,MATCH(CONCATENATE('UEC Data'!$C918,'UEC Data'!$E918),'Shipment Data'!$BI$10:$BI$34,0),MATCH('UEC Data'!$D918,'Shipment Data'!$BG$10:$CH$10,0))","v":1.8734628907226325}]
[null,null,"Industry",200,"Enclosed, 8 poles","CSL 1",45.442626164327343,null,"Industry",200,"Enclosed, 8 poles",null,{"$f":"G919*INDEX('Shipment Data'!$BG$10:$CH$34,MATCH(CONCATENATE('UEC Data'!$C919,'UEC Data'!$E919),'Shipment Data'!$BI$10:$BI$34,0),MATCH('UEC Data'!$D919,'Shipment Data'!$BG$10:$CH$10,0))","v":1.8635082526210245}]
[null,null,"Industry",200,"Enclosed, 8 poles","CSL 2",45.250276423949231,null,"Industry",200,"Enclosed, 8 poles",null,{"$f":"G920*INDEX('Shipment Data'!$BG$10:$CH$34,MATCH(CONCATENATE('UEC Data'!$C920,'UEC Data'!$E920),'Shipment Data'!$BI$10:$BI$34,0),MATCH('UEC Data'!$D920,'Shipment Data'!$BG$10:$CH$10,0))","v":1.8556203870014643}]
[null,null,"Industry",200,"Enclosed, 8 poles","CSL 3",45.012117074349497,null,"Industry",200,"Enclosed, 8 poles",null,{"$f":"G921*INDEX('Shipment Data'!$BG$10:$CH$34,MATCH(CONCATENATE('UEC Data'!$C921,'UEC Data'!$E921),'Shipment Data'!$BI$10:$BI$34,0),MATCH('UEC Data'!$D921,'Shipment Data'!$BG$10:$CH$10,0))","v":1.8458539639119829}]
[null,null,"Industry",200,"Enclosed, 8 poles","CSL 4",44.823387023723292,null,"Industry",200,"Enclosed, 8 poles",null,{"$f":"G922*INDEX('Shipment Data'!$BG$10:$CH$34,MATCH(CONCATENATE('UEC Data'!$C922,'UEC Data'!$E922),'Shipment Data'!$BI$10:$BI$34,0),MATCH('UEC Data'!$D922,'Shipment Data'!$BG$10:$CH$10,0))","v":1.8381145342939031}]
[null,null,"Industry",200,"Enclosed, 8 poles","-",0,null,"Industry",200,"Enclosed, 8 poles",null,{"$f":"G923*INDEX('Shipment Data'!$BG$10:$CH$34,MATCH(CONCATENATE('UEC Data'!$C923,'UEC Data'!$E923),'Shipment Data'!$BI$10:$BI$34,0),MATCH('UEC Data'!$D923,'Shipment Data'!$BG$10:$CH$10,0))","v":0}]
[null,null,"Industry",250,"Open, 2 poles","CSL 0",56.236454452821121,null,"Industry",250,"Open, 2 poles",null,{"$f":"G924*INDEX('Shipment Data'!$BG$10:$CH$34,MATCH(CONCATENATE('UEC Data'!$C924,'UEC Data'!$E924),'Shipment Data'!$BI$10:$BI$34,0),MATCH('UEC Data'!$D924,'Shipment Data'!$BG$10:$CH$10,0))","v":2.1217352967617282}]
[null,null,"Industry",250,"Open, 2 poles","CSL 1",56.236454452821121,null,"Industry",250,"Open, 2 poles",null,{"$f":"G925*INDEX('Shipment Data'!$BG$10:$CH$34,MATCH(CONCATENATE('UEC Data'!$C925,'UEC Data'!$E925),'Shipment Data'!$BI$10:$BI$34,0),MATCH('UEC Data'!$D925,'Shipment Data'!$BG$10:$CH$10,0))","v":2.1217352967617282}]
[null,null,"Industry",250,"Open, 2 poles","CSL 2",55.94047311359575,null,"Industry",250,"Open, 2 poles",null,{"$f":"G926*INDEX('Shipment Data'!$BG$10:$CH$34,MATCH(CONCATENATE('UEC Data'!$C926,'UEC Data'!$E926),'Shipment Data'!$BI$10:$BI$34,0),MATCH('UEC Data'!$D926,'Shipment Data'!$BG$10:$CH$10,0))","v":2.1105682688840348}]
[null,null,"Industry",250,"Open, 2 poles","CSL 3",55.705921863643567,null,"Industry",250,"Open, 2 poles",null,{"$f":"G927*INDEX('Shipment Data'!$BG$10:$CH$34,MATCH(CONCATENATE('UEC Data'!$C927,'UEC Data'!$E927),'Shipment Data'!$BI$10:$BI$34,0),MATCH('UEC Data'!$D927,'Shipment Data'!$BG$10:$CH$10,0))","v":2.1017189260375608}]
[null,null,"Industry",250,"Open, 2 poles","CSL 4",55.473329288012494,null,"Industry",250,"Open, 2 poles",null,{"$f":"G928*INDEX('Shipment Data'!$BG$10:$CH$34,MATCH(CONCATENATE('UEC Data'!$C928,'UEC Data'!$E928),'Shipment Data'!$BI$10:$BI$34,0),MATCH('UEC Data'!$D928,'Shipment Data'!$BG$10:$CH$10,0))","v":2.0929434816699723}]
[null,null,"Industry",250,"Open, 2 poles","-",0,null,"Industry",250,"Open, 2 poles",null,{"$f":"G929*INDEX('Shipment Data'!$BG$10:$CH$34,MATCH(CONCATENATE('UEC Data'!$C929,'UEC Data'!$E929),'Shipment Data'!$BI$10:$BI$34,0),MATCH('UEC Data'!$D929,'Shipment Data'!$BG$10:$CH$10,0))","v":0}]
[null,null,"Industry",250,"Open, 4 poles","CSL 0",56.236454452821121,null,"Industry",250,"Open, 4 poles",null,{"$f":"G930*INDEX('Shipment Data'!$BG$10:$CH$34,MATCH(CONCATENATE('UEC Data'!$C930,'UEC Data'!$E930),'Shipment Data'!$BI$10:$BI$34,0),MATCH('UEC Data'!$D930,'Shipment Data'!$BG$10:$CH$10,0))","v":4.3760790495710635}]
[null,null,"Industry",250,"Open, 4 poles","CSL 1",55.705921863643567,null,"Industry",250,"Open, 4 poles",null,{"$f":"G931*INDEX('Shipment Data'!$BG$10:$CH$34,MATCH(CONCATENATE('UEC Data'!$C931,'UEC Data'!$E931),'Shipment Data'!$BI$10:$BI$34,0),MATCH('UEC Data'!$D931,'Shipment Data'!$BG$10:$CH$10,0))","v":4.3347952849524694}]
[null,null,"Industry",250,"Open, 4 poles","CSL 2",55.473329288012494,null,"Industry",250,"Open, 4 poles",null,{"$f":"G932*INDEX('Shipment Data'!$BG$10:$CH$34,MATCH(CONCATENATE('UEC Data'!$C932,'UEC Data'!$E932),'Shipment Data'!$BI$10:$BI$34,0),MATCH('UEC Data'!$D932,'Shipment Data'!$BG$10:$CH$10,0))","v":4.3166959309443174}]
[null,null,"Industry",250,"Open, 4 poles","CSL 3",55.242670954174592,null,"Industry",250,"Open, 4 poles",null,{"$f":"G933*INDEX('Shipment Data'!$BG$10:$CH$34,MATCH(CONCATENATE('UEC Data'!$C933,'UEC Data'!$E933),'Shipment Data'!$BI$10:$BI$34,0),MATCH('UEC Data'!$D933,'Shipment Data'!$BG$10:$CH$10,0))","v":4.2987470913146106}]
[null,null,"Industry",250,"Open, 4 poles","CSL 4",55.070932080741933,null,"Industry",250,"Open, 4 poles",null,{"$f":"G934*INDEX('Shipment Data'!$BG$10:$CH$34,MATCH(CONCATENATE('UEC Data'!$C934,'UEC Data'!$E934),'Shipment Data'!$BI$10:$BI$34,0),MATCH('UEC Data'!$D934,'Shipment Data'!$BG$10:$CH$10,0))","v":4.2853831107198506}]
[null,null,"Industry",250,"Open, 4 poles","-",0,null,"Industry",250,"Open, 4 poles",null,{"$f":"G935*INDEX('Shipment Data'!$BG$10:$CH$34,MATCH(CONCATENATE('UEC Data'!$C935,'UEC Data'!$E935),'Shipment Data'!$BI$10:$BI$34,0),MATCH('UEC Data'!$D935,'Shipment Data'!$BG$10:$CH$10,0))","v":0}]
[null,null,"Industry",250,"Open, 6 poles","CSL 0",56.475504206074362,null,"Industry",250,"Open, 6 poles",null,{"$f":"G936*INDEX('Shipment Data'!$BG$10:$CH$34,MATCH(CONCATENATE('UEC Data'!$C936,'UEC Data'!$E936),'Shipment Data'!$BI$10:$BI$34,0),MATCH('UEC Data'!$D936,'Shipment Data'!$BG$10:$CH$10,0))","v":5.3268859071196424}]
[null,null,"Industry",250,"Open, 6 poles","CSL 1",55.705921863643567,null,"Industry",250,"Open, 6 poles",null,{"$f":"G937*INDEX('Shipment Data'!$BG$10:$CH$34,MATCH(CONCATENATE('UEC Data'!$C937,'UEC Data'!$E937),'Shipment Data'!$BI$10:$BI$34,0),MATCH('UEC Data'!$D937,'Shipment Data'!$BG$10:$CH$10,0))","v":5.2542973150939023}]
[null,null,"Industry",250,"Open, 6 poles","CSL 2",55.473329288012494,null,"Industry",250,"Open, 6 poles",null,{"$f":"G938*INDEX('Shipment Data'!$BG$10:$CH$34,MATCH(CONCATENATE('UEC Data'!$C938,'UEC Data'!$E938),'Shipment Data'!$BI$10:$BI$34,0),MATCH('UEC Data'!$D938,'Shipment Data'!$BG$10:$CH$10,0))","v":5.2323587041749304}]
[null,null,"Industry",250,"Open, 6 poles","CSL 3",55.242670954174592,null,"Industry",250,"Open, 6 poles",null,{"$f":"G939*INDEX('Shipment Data'!$BG$10:$CH$34,MATCH(CONCATENATE('UEC Data'!$C939,'UEC Data'!$E939),'Shipment Data'!$BI$10:$BI$34,0),MATCH('UEC Data'!$D939,'Shipment Data'!$BG$10:$CH$10,0))","v":5.2106025349268004}]
[null,null,"Industry",250,"Open, 6 poles","CSL 4",55.070932080741933,null,"Industry",250,"Open, 6 poles",null,{"$f":"G940*INDEX('Shipment Data'!$BG$10:$CH$34,MATCH(CONCATENATE('UEC Data'!$C940,'UEC Data'!$E940),'Shipment Data'!$BI$10:$BI$34,0),MATCH('UEC Data'!$D940,'Shipment Data'!$BG$10:$CH$10,0))","v":5.1944037705695161}]
[null,null,"Industry",250,"Open, 6 poles","-",0,null,"Industry",250,"Open, 6 poles",null,{"$f":"G941*INDEX('Shipment Data'!$BG$10:$CH$34,MATCH(CONCATENATE('UEC Data'!$C941,'UEC Data'!$E941),'Shipment Data'!$BI$10:$BI$34,0),MATCH('UEC Data'!$D941,'Shipment Data'!$BG$10:$CH$10,0))","v":0}]
[null,null,"Industry",250,"Open, 8 poles","CSL 0",56.475504206074362,null,"Industry",250,"Open, 8 poles",null,{"$f":"G942*INDEX('Shipment Data'!$BG$10:$CH$34,MATCH(CONCATENATE('UEC Data'!$C942,'UEC Data'!$E942),'Shipment Data'!$BI$10:$BI$34,0),MATCH('UEC Data'!$D942,'Shipment Data'!$BG$10:$CH$10,0))","v":2.1307543628478571}]
[null,null,"Industry",250,"Open, 8 poles","CSL 1",56.236454452821121,null,"Industry",250,"Open, 8 poles",null,{"$f":"G943*INDEX('Shipment Data'!$BG$10:$CH$34,MATCH(CONCATENATE('UEC Data'!$C943,'UEC Data'!$E943),'Shipment Data'!$BI$10:$BI$34,0),MATCH('UEC Data'!$D943,'Shipment Data'!$BG$10:$CH$10,0))","v":2.1217352967617282}]
[null,null,"Industry",250,"Open, 8 poles","CSL 2",55.94047311359575,null,"Industry",250,"Open, 8 poles",null,{"$f":"G944*INDEX('Shipment Data'!$BG$10:$CH$34,MATCH(CONCATENATE('UEC Data'!$C944,'UEC Data'!$E944),'Shipment Data'!$BI$10:$BI$34,0),MATCH('UEC Data'!$D944,'Shipment Data'!$BG$10:$CH$10,0))","v":2.1105682688840348}]
[null,null,"Industry",250,"Open, 8 poles","CSL 3",55.705921863643567,null,"Industry",250,"Open, 8 poles",null,{"$f":"G945*INDEX('Shipment Data'!$BG$10:$CH$34,MATCH(CONCATENATE('UEC Data'!$C945,'UEC Data'!$E945),'Shipment Data'!$BI$10:$BI$34,0),MATCH('UEC Data'!$D945,'Shipment Data'!$BG$10:$CH$10,0))","v":2.1017189260375608}]
[null,null,"Industry",250,"Open, 8 poles","CSL 4",55.473329288012494,null,"Industry",250,"Open, 8 poles",null,{"$f":"G946*INDEX('Shipment Data'!$BG$10:$CH$34,MATCH(CONCATENATE('UEC Data'!$C946,'UEC Data'!$E946),'Shipment Data'!$BI$10:$BI$34,0),MATCH('UEC Data'!$D946,'Shipment Data'!$BG$10:$CH$10,0))","v":2.0929434816699723}]
[null,null,"Industry",250,"Open, 8 poles","-",0,null,"Industry",250,"Open, 8 poles",null,{"$f":"G947*INDEX('Shipment Data'!$BG$10:$CH$34,MATCH(CONCATENATE('UEC Data'!$C947,'UEC Data'!$E947),'Shipment Data'!$BI$10:$BI$34,0),MATCH('UEC Data'!$D947,'Shipment Data'!$BG$10:$CH$10,0))","v":0}]
[null,null,"Industry",250,"Enclosed, 2 poles","CSL 0",56.77718959179056,null,"Industry",250,"Enclosed, 2 poles",null,{"$f":"G948*INDEX('Shipment Data'!$BG$10:$CH$34,MATCH(CONCATENATE('UEC Data'!$C948,'UEC Data'!$E948),'Shipment Data'!$BI$10:$BI$34,0),MATCH('UEC Data'!$D948,'Shipment Data'!$BG$10:$CH$10,0))","v":3.7487390459612264}]
[null,null,"Industry",250,"Enclosed, 2 poles","CSL 1",55.705921863643567,null,"Industry",250,"Enclosed, 2 poles",null,{"$f":"G949*INDEX('Shipment Data'!$BG$10:$CH$34,MATCH(CONCATENATE('UEC Data'!$C949,'UEC Data'!$E949),'Shipment Data'!$BI$10:$BI$34,0),MATCH('UEC Data'!$D949,'Shipment Data'!$BG$10:$CH$10,0))","v":3.6780081205657318}]
[null,null,"Industry",250,"Enclosed, 2 poles","CSL 2",55.473329288012494,null,"Industry",250,"Enclosed, 2 poles",null,{"$f":"G950*INDEX('Shipment Data'!$BG$10:$CH$34,MATCH(CONCATENATE('UEC Data'!$C950,'UEC Data'!$E950),'Shipment Data'!$BI$10:$BI$34,0),MATCH('UEC Data'!$D950,'Shipment Data'!$BG$10:$CH$10,0))","v":3.6626510929224514}]
[null,null,"Industry",250,"Enclosed, 2 poles","CSL 3",55.242670954174592,null,"Industry",250,"Enclosed, 2 poles",null,{"$f":"G951*INDEX('Shipment Data'!$BG$10:$CH$34,MATCH(CONCATENATE('UEC Data'!$C951,'UEC Data'!$E951),'Shipment Data'!$BI$10:$BI$34,0),MATCH('UEC Data'!$D951,'Shipment Data'!$BG$10:$CH$10,0))","v":3.6474217744487607}]
[null,null,"Industry",250,"Enclosed, 2 poles","CSL 4",55.070932080741933,null,"Industry",250,"Enclosed, 2 poles",null,{"$f":"G952*INDEX('Shipment Data'!$BG$10:$CH$34,MATCH(CONCATENATE('UEC Data'!$C952,'UEC Data'!$E952),'Shipment Data'!$BI$10:$BI$34,0),MATCH('UEC Data'!$D952,'Shipment Data'!$BG$10:$CH$10,0))","v":3.6360826393986612}]
[null,null,"Industry",250,"Enclosed, 2 poles","-",0,null,"Industry",250,"Enclosed, 2 poles",null,{"$f":"G953*INDEX('Shipment Data'!$BG$10:$CH$34,MATCH(CONCATENATE('UEC Data'!$C953,'UEC Data'!$E953),'Shipment Data'!$BI$10:$BI$34,0),MATCH('UEC Data'!$D953,'Shipment Data'!$BG$10:$CH$10,0))","v":0}]
[null,null,"Industry",250,"Enclosed, 4 poles","CSL 0",56.77718959179056,null,"Industry",250,"Enclosed, 4 poles",null,{"$f":"G954*INDEX('Shipment Data'!$BG$10:$CH$34,MATCH(CONCATENATE('UEC Data'!$C954,'UEC Data'!$E954),'Shipment Data'!$BI$10:$BI$34,0),MATCH('UEC Data'!$D954,'Shipment Data'!$BG$10:$CH$10,0))","v":12.183401899373983}]
[null,null,"Industry",250,"Enclosed, 4 poles","CSL 1",55.94047311359575,null,"Industry",250,"Enclosed, 4 poles",null,{"$f":"G955*INDEX('Shipment Data'!$BG$10:$CH$34,MATCH(CONCATENATE('UEC Data'!$C955,'UEC Data'!$E955),'Shipment Data'!$BI$10:$BI$34,0),MATCH('UEC Data'!$D955,'Shipment Data'!$BG$10:$CH$10,0))","v":12.003857029277945}]
[null,null,"Industry",250,"Enclosed, 4 poles","CSL 2",55.242670954174592,null,"Industry",250,"Enclosed, 4 poles",null,{"$f":"G956*INDEX('Shipment Data'!$BG$10:$CH$34,MATCH(CONCATENATE('UEC Data'!$C956,'UEC Data'!$E956),'Shipment Data'!$BI$10:$BI$34,0),MATCH('UEC Data'!$D956,'Shipment Data'!$BG$10:$CH$10,0))","v":11.85412076695847}]
[null,null,"Industry",250,"Enclosed, 4 poles","CSL 3",55.070932080741933,null,"Industry",250,"Enclosed, 4 poles",null,{"$f":"G957*INDEX('Shipment Data'!$BG$10:$CH$34,MATCH(CONCATENATE('UEC Data'!$C957,'UEC Data'!$E957),'Shipment Data'!$BI$10:$BI$34,0),MATCH('UEC Data'!$D957,'Shipment Data'!$BG$10:$CH$10,0))","v":11.817268578045647}]
[null,null,"Industry",250,"Enclosed, 4 poles","CSL 4",54.900257704458646,null,"Industry",250,"Enclosed, 4 poles",null,{"$f":"G958*INDEX('Shipment Data'!$BG$10:$CH$34,MATCH(CONCATENATE('UEC Data'!$C958,'UEC Data'!$E958),'Shipment Data'!$BI$10:$BI$34,0),MATCH('UEC Data'!$D958,'Shipment Data'!$BG$10:$CH$10,0))","v":11.780644811791374}]
[null,null,"Industry",250,"Enclosed, 4 poles","-",0,null,"Industry",250,"Enclosed, 4 poles",null,{"$f":"G959*INDEX('Shipment Data'!$BG$10:$CH$34,MATCH(CONCATENATE('UEC Data'!$C959,'UEC Data'!$E959),'Shipment Data'!$BI$10:$BI$34,0),MATCH('UEC Data'!$D959,'Shipment Data'!$BG$10:$CH$10,0))","v":0}]
[null,null,"Industry",250,"Enclosed, 6 poles","CSL 0",56.236454452821121,null,"Industry",250,"Enclosed, 6 poles",null,{"$f":"G960*INDEX('Shipment Data'!$BG$10:$CH$34,MATCH(CONCATENATE('UEC Data'!$C960,'UEC Data'!$E960),'Shipment Data'!$BI$10:$BI$34,0),MATCH('UEC Data'!$D960,'Shipment Data'!$BG$10:$CH$10,0))","v":7.0282481705232236}]
[null,null,"Industry",250,"Enclosed, 6 poles","CSL 1",55.94047311359575,null,"Industry",250,"Enclosed, 6 poles",null,{"$f":"G961*INDEX('Shipment Data'!$BG$10:$CH$34,MATCH(CONCATENATE('UEC Data'!$C961,'UEC Data'!$E961),'Shipment Data'!$BI$10:$BI$34,0),MATCH('UEC Data'!$D961,'Shipment Data'!$BG$10:$CH$10,0))","v":6.9912573906783644}]
[null,null,"Industry",250,"Enclosed, 6 poles","CSL 2",55.473329288012494,null,"Industry",250,"Enclosed, 6 poles",null,{"$f":"G962*INDEX('Shipment Data'!$BG$10:$CH$34,MATCH(CONCATENATE('UEC Data'!$C962,'UEC Data'!$E962),'Shipment Data'!$BI$10:$BI$34,0),MATCH('UEC Data'!$D962,'Shipment Data'!$BG$10:$CH$10,0))","v":6.9328752830317821}]
[null,null,"Industry",250,"Enclosed, 6 poles","CSL 3",55.242670954174592,null,"Industry",250,"Enclosed, 6 poles",null,{"$f":"G963*INDEX('Shipment Data'!$BG$10:$CH$34,MATCH(CONCATENATE('UEC Data'!$C963,'UEC Data'!$E963),'Shipment Data'!$BI$10:$BI$34,0),MATCH('UEC Data'!$D963,'Shipment Data'!$BG$10:$CH$10,0))","v":6.9040483587780104}]
[null,null,"Industry",250,"Enclosed, 6 poles","CSL 4",55.070932080741933,null,"Industry",250,"Enclosed, 6 poles",null,{"$f":"G964*INDEX('Shipment Data'!$BG$10:$CH$34,MATCH(CONCATENATE('UEC Data'!$C964,'UEC Data'!$E964),'Shipment Data'!$BI$10:$BI$34,0),MATCH('UEC Data'!$D964,'Shipment Data'!$BG$10:$CH$10,0))","v":6.8825849960046082}]
[null,null,"Industry",250,"Enclosed, 6 poles","-",0,null,"Industry",250,"Enclosed, 6 poles",null,{"$f":"G965*INDEX('Shipment Data'!$BG$10:$CH$34,MATCH(CONCATENATE('UEC Data'!$C965,'UEC Data'!$E965),'Shipment Data'!$BI$10:$BI$34,0),MATCH('UEC Data'!$D965,'Shipment Data'!$BG$10:$CH$10,0))","v":0}]
[null,null,"Industry",250,"Enclosed, 8 poles","CSL 0",56.236454452821121,null,"Industry",250,"Enclosed, 8 poles",null,{"$f":"G966*INDEX('Shipment Data'!$BG$10:$CH$34,MATCH(CONCATENATE('UEC Data'!$C966,'UEC Data'!$E966),'Shipment Data'!$BI$10:$BI$34,0),MATCH('UEC Data'!$D966,'Shipment Data'!$BG$10:$CH$10,0))","v":2.1217352967617282}]
[null,null,"Industry",250,"Enclosed, 8 poles","CSL 1",56.236454452821121,null,"Industry",250,"Enclosed, 8 poles",null,{"$f":"G967*INDEX('Shipment Data'!$BG$10:$CH$34,MATCH(CONCATENATE('UEC Data'!$C967,'UEC Data'!$E967),'Shipment Data'!$BI$10:$BI$34,0),MATCH('UEC Data'!$D967,'Shipment Data'!$BG$10:$CH$10,0))","v":2.1217352967617282}]
[null,null,"Industry",250,"Enclosed, 8 poles","CSL 2",55.94047311359575,null,"Industry",250,"Enclosed, 8 poles",null,{"$f":"G968*INDEX('Shipment Data'!$BG$10:$CH$34,MATCH(CONCATENATE('UEC Data'!$C968,'UEC Data'!$E968),'Shipment Data'!$BI$10:$BI$34,0),MATCH('UEC Data'!$D968,'Shipment Data'!$BG$10:$CH$10,0))","v":2.1105682688840348}]
[null,null,"Industry",250,"Enclosed, 8 poles","CSL 3",55.705921863643567,null,"Industry",250,"Enclosed, 8 poles",null,{"$f":"G969*INDEX('Shipment Data'!$BG$10:$CH$34,MATCH(CONCATENATE('UEC Data'!$C969,'UEC Data'!$E969),'Shipment Data'!$BI$10:$BI$34,0),MATCH('UEC Data'!$D969,'Shipment Data'!$BG$10:$CH$10,0))","v":2.1017189260375608}]
[null,null,"Industry",250,"Enclosed, 8 poles","CSL 4",55.473329288012494,null,"Industry",250,"Enclosed, 8 poles",null,{"$f":"G970*INDEX('Shipment Data'!$BG$10:$CH$34,MATCH(CONCATENATE('UEC Data'!$C970,'UEC Data'!$E970),'Shipment Data'!$BI$10:$BI$34,0),MATCH('UEC Data'!$D970,'Shipment Data'!$BG$10:$CH$10,0))","v":2.0929434816699723}]
[null,null,"Industry",250,"Enclosed, 8 poles","-",0,null,"Industry",250,"Enclosed, 8 poles",null,{"$f":"G971*INDEX('Shipment Data'!$BG$10:$CH$34,MATCH(CONCATENATE('UEC Data'!$C971,'UEC Data'!$E971),'Shipment Data'!$BI$10:$BI$34,0),MATCH('UEC Data'!$D971,'Shipment Data'!$BG$10:$CH$10,0))","v":0}]
[null,null,"Industry",300,"Open, 2 poles","CSL 0",66.847106236372284,null,"Industry",300,"Open, 2 poles",null,{"$f":"G972*INDEX('Shipment Data'!$BG$10:$CH$34,MATCH(CONCATENATE('UEC Data'!$C972,'UEC Data'!$E972),'Shipment Data'!$BI$10:$BI$34,0),MATCH('UEC Data'!$D972,'Shipment Data'!$BG$10:$CH$10,0))","v":2.8312811279494494}]
[null,null,"Industry",300,"Open, 2 poles","CSL 1",67.128567736314906,null,"Industry",300,"Open, 2 poles",null,{"$f":"G973*INDEX('Shipment Data'!$BG$10:$CH$34,MATCH(CONCATENATE('UEC Data'!$C973,'UEC Data'!$E973),'Shipment Data'!$BI$10:$BI$34,0),MATCH('UEC Data'!$D973,'Shipment Data'!$BG$10:$CH$10,0))","v":2.8432023116460785}]
[null,null,"Industry",300,"Open, 2 poles","CSL 2",66.847106236372284,null,"Industry",300,"Open, 2 poles",null,{"$f":"G974*INDEX('Shipment Data'!$BG$10:$CH$34,MATCH(CONCATENATE('UEC Data'!$C974,'UEC Data'!$E974),'Shipment Data'!$BI$10:$BI$34,0),MATCH('UEC Data'!$D974,'Shipment Data'!$BG$10:$CH$10,0))","v":2.8312811279494494}]
[null,null,"Industry",300,"Open, 2 poles","CSL 3",66.567995145614987,null,"Industry",300,"Open, 2 poles",null,{"$f":"G975*INDEX('Shipment Data'!$BG$10:$CH$34,MATCH(CONCATENATE('UEC Data'!$C975,'UEC Data'!$E975),'Shipment Data'!$BI$10:$BI$34,0),MATCH('UEC Data'!$D975,'Shipment Data'!$BG$10:$CH$10,0))","v":2.8194594948473637}]
[null,null,"Industry",300,"Open, 2 poles","CSL 4",66.291205145009513,null,"Industry",300,"Open, 2 poles",null,{"$f":"G976*INDEX('Shipment Data'!$BG$10:$CH$34,MATCH(CONCATENATE('UEC Data'!$C976,'UEC Data'!$E976),'Shipment Data'!$BI$10:$BI$34,0),MATCH('UEC Data'!$D976,'Shipment Data'!$BG$10:$CH$10,0))","v":2.8077361705444641}]
[null,null,"Industry",300,"Open, 2 poles","-",0,null,"Industry",300,"Open, 2 poles",null,{"$f":"G977*INDEX('Shipment Data'!$BG$10:$CH$34,MATCH(CONCATENATE('UEC Data'!$C977,'UEC Data'!$E977),'Shipment Data'!$BI$10:$BI$34,0),MATCH('UEC Data'!$D977,'Shipment Data'!$BG$10:$CH$10,0))","v":0}]
[null,null,"Industry",300,"Open, 4 poles","CSL 0",67.770605047289223,null,"Industry",300,"Open, 4 poles",null,{"$f":"G978*INDEX('Shipment Data'!$BG$10:$CH$34,MATCH(CONCATENATE('UEC Data'!$C978,'UEC Data'!$E978),'Shipment Data'!$BI$10:$BI$34,0),MATCH('UEC Data'!$D978,'Shipment Data'!$BG$10:$CH$10,0))","v":5.9201907857402079}]
[null,null,"Industry",300,"Open, 4 poles","CSL 1",66.847106236372284,null,"Industry",300,"Open, 4 poles",null,{"$f":"G979*INDEX('Shipment Data'!$BG$10:$CH$34,MATCH(CONCATENATE('UEC Data'!$C979,'UEC Data'!$E979),'Shipment Data'!$BI$10:$BI$34,0),MATCH('UEC Data'!$D979,'Shipment Data'!$BG$10:$CH$10,0))","v":5.8395173263957396}]
[null,null,"Industry",300,"Open, 4 poles","CSL 2",66.567995145614987,null,"Industry",300,"Open, 4 poles",null,{"$f":"G980*INDEX('Shipment Data'!$BG$10:$CH$34,MATCH(CONCATENATE('UEC Data'!$C980,'UEC Data'!$E980),'Shipment Data'!$BI$10:$BI$34,0),MATCH('UEC Data'!$D980,'Shipment Data'!$BG$10:$CH$10,0))","v":5.8151352081226886}]
[null,null,"Industry",300,"Open, 4 poles","CSL 3",66.291205145009513,null,"Industry",300,"Open, 4 poles",null,{"$f":"G981*INDEX('Shipment Data'!$BG$10:$CH$34,MATCH(CONCATENATE('UEC Data'!$C981,'UEC Data'!$E981),'Shipment Data'!$BI$10:$BI$34,0),MATCH('UEC Data'!$D981,'Shipment Data'!$BG$10:$CH$10,0))","v":5.7909558517479578}]
[null,null,"Industry",300,"Open, 4 poles","CSL 4",66.085118496890317,null,"Industry",300,"Open, 4 poles",null,{"$f":"G982*INDEX('Shipment Data'!$BG$10:$CH$34,MATCH(CONCATENATE('UEC Data'!$C982,'UEC Data'!$E982),'Shipment Data'!$BI$10:$BI$34,0),MATCH('UEC Data'!$D982,'Shipment Data'!$BG$10:$CH$10,0))","v":5.7729528801881198}]
[null,null,"Industry",300,"Open, 4 poles","-",0,null,"Industry",300,"Open, 4 poles",null,{"$f":"G983*INDEX('Shipment Data'!$BG$10:$CH$34,MATCH(CONCATENATE('UEC Data'!$C983,'UEC Data'!$E983),'Shipment Data'!$BI$10:$BI$34,0),MATCH('UEC Data'!$D983,'Shipment Data'!$BG$10:$CH$10,0))","v":0}]
[null,null,"Industry",300,"Open, 6 poles","CSL 0",67.483745343385351,null,"Industry",300,"Open, 6 poles",null,{"$f":"G984*INDEX('Shipment Data'!$BG$10:$CH$34,MATCH(CONCATENATE('UEC Data'!$C984,'UEC Data'!$E984),'Shipment Data'!$BI$10:$BI$34,0),MATCH('UEC Data'!$D984,'Shipment Data'!$BG$10:$CH$10,0))","v":7.1456142753009928}]
[null,null,"Industry",300,"Open, 6 poles","CSL 1",66.847106236372284,null,"Industry",300,"Open, 6 poles",null,{"$f":"G985*INDEX('Shipment Data'!$BG$10:$CH$34,MATCH(CONCATENATE('UEC Data'!$C985,'UEC Data'!$E985),'Shipment Data'!$BI$10:$BI$34,0),MATCH('UEC Data'!$D985,'Shipment Data'!$BG$10:$CH$10,0))","v":7.0782028198736251}]
[null,null,"Industry",300,"Open, 6 poles","CSL 2",66.567995145614987,null,"Industry",300,"Open, 6 poles",null,{"$f":"G986*INDEX('Shipment Data'!$BG$10:$CH$34,MATCH(CONCATENATE('UEC Data'!$C986,'UEC Data'!$E986),'Shipment Data'!$BI$10:$BI$34,0),MATCH('UEC Data'!$D986,'Shipment Data'!$BG$10:$CH$10,0))","v":7.0486487371184108}]
[null,null,"Industry",300,"Open, 6 poles","CSL 3",66.291205145009513,null,"Industry",300,"Open, 6 poles",null,{"$f":"G987*INDEX('Shipment Data'!$BG$10:$CH$34,MATCH(CONCATENATE('UEC Data'!$C987,'UEC Data'!$E987),'Shipment Data'!$BI$10:$BI$34,0),MATCH('UEC Data'!$D987,'Shipment Data'!$BG$10:$CH$10,0))","v":7.0193404263611612}]
[null,null,"Industry",300,"Open, 6 poles","CSL 4",66.085118496890317,null,"Industry",300,"Open, 6 poles",null,{"$f":"G988*INDEX('Shipment Data'!$BG$10:$CH$34,MATCH(CONCATENATE('UEC Data'!$C988,'UEC Data'!$E988),'Shipment Data'!$BI$10:$BI$34,0),MATCH('UEC Data'!$D988,'Shipment Data'!$BG$10:$CH$10,0))","v":6.9975186426522669}]
[null,null,"Industry",300,"Open, 6 poles","-",0,null,"Industry",300,"Open, 6 poles",null,{"$f":"G989*INDEX('Shipment Data'!$BG$10:$CH$34,MATCH(CONCATENATE('UEC Data'!$C989,'UEC Data'!$E989),'Shipment Data'!$BI$10:$BI$34,0),MATCH('UEC Data'!$D989,'Shipment Data'!$BG$10:$CH$10,0))","v":0}]
[null,null,"Industry",300,"Open, 8 poles","CSL 0",0,null,"Industry",300,"Open, 8 poles",null,{"$f":"G990*INDEX('Shipment Data'!$BG$10:$CH$34,MATCH(CONCATENATE('UEC Data'!$C990,'UEC Data'!$E990),'Shipment Data'!$BI$10:$BI$34,0),MATCH('UEC Data'!$D990,'Shipment Data'!$BG$10:$CH$10,0))","v":0}]
[null,null,"Industry",300,"Open, 8 poles","CSL 1",0,null,"Industry",300,"Open, 8 poles",null,{"$f":"G991*INDEX('Shipment Data'!$BG$10:$CH$34,MATCH(CONCATENATE('UEC Data'!$C991,'UEC Data'!$E991),'Shipment Data'!$BI$10:$BI$34,0),MATCH('UEC Data'!$D991,'Shipment Data'!$BG$10:$CH$10,0))","v":0}]
[null,null,"Industry",300,"Open, 8 poles","CSL 2",0,null,"Industry",300,"Open, 8 poles",null,{"$f":"G992*INDEX('Shipment Data'!$BG$10:$CH$34,MATCH(CONCATENATE('UEC Data'!$C992,'UEC Data'!$E992),'Shipment Data'!$BI$10:$BI$34,0),MATCH('UEC Data'!$D992,'Shipment Data'!$BG$10:$CH$10,0))","v":0}]
[null,null,"Industry",300,"Open, 8 poles","CSL 3",0,null,"Industry",300,"Open, 8 poles",null,{"$f":"G993*INDEX('Shipment Data'!$BG$10:$CH$34,MATCH(CONCATENATE('UEC Data'!$C993,'UEC Data'!$E993),'Shipment Data'!$BI$10:$BI$34,0),MATCH('UEC Data'!$D993,'Shipment Data'!$BG$10:$CH$10,0))","v":0}]
[null,null,"Industry",300,"Open, 8 poles","CSL 4",0,null,"Industry",300,"Open, 8 poles",null,{"$f":"G994*INDEX('Shipment Data'!$BG$10:$CH$34,MATCH(CONCATENATE('UEC Data'!$C994,'UEC Data'!$E994),'Shipment Data'!$BI$10:$BI$34,0),MATCH('UEC Data'!$D994,'Shipment Data'!$BG$10:$CH$10,0))","v":0}]
[null,null,"Industry",300,"Open, 8 poles","-",0,null,"Industry",300,"Open, 8 poles",null,{"$f":"G995*INDEX('Shipment Data'!$BG$10:$CH$34,MATCH(CONCATENATE('UEC Data'!$C995,'UEC Data'!$E995),'Shipment Data'!$BI$10:$BI$34,0),MATCH('UEC Data'!$D995,'Shipment Data'!$BG$10:$CH$10,0))","v":0}]
[null,null,"Industry",300,"Enclosed, 2 poles","CSL 0",67.128567736314906,null,"Industry",300,"Enclosed, 2 poles",null,{"$f":"G996*INDEX('Shipment Data'!$BG$10:$CH$34,MATCH(CONCATENATE('UEC Data'!$C996,'UEC Data'!$E996),'Shipment Data'!$BI$10:$BI$34,0),MATCH('UEC Data'!$D996,'Shipment Data'!$BG$10:$CH$10,0))","v":4.9756040453806385}]
[null,null,"Industry",300,"Enclosed, 2 poles","CSL 1",66.847106236372284,null,"Industry",300,"Enclosed, 2 poles",null,{"$f":"G997*INDEX('Shipment Data'!$BG$10:$CH$34,MATCH(CONCATENATE('UEC Data'!$C997,'UEC Data'!$E997),'Shipment Data'!$BI$10:$BI$34,0),MATCH('UEC Data'!$D997,'Shipment Data'!$BG$10:$CH$10,0))","v":4.9547419739115366}]
[null,null,"Industry",300,"Enclosed, 2 poles","CSL 2",66.567995145614987,null,"Industry",300,"Enclosed, 2 poles",null,{"$f":"G998*INDEX('Shipment Data'!$BG$10:$CH$34,MATCH(CONCATENATE('UEC Data'!$C998,'UEC Data'!$E998),'Shipment Data'!$BI$10:$BI$34,0),MATCH('UEC Data'!$D998,'Shipment Data'!$BG$10:$CH$10,0))","v":4.934054115982887}]
[null,null,"Industry",300,"Enclosed, 2 poles","CSL 3",66.291205145009513,null,"Industry",300,"Enclosed, 2 poles",null,{"$f":"G999*INDEX('Shipment Data'!$BG$10:$CH$34,MATCH(CONCATENATE('UEC Data'!$C999,'UEC Data'!$E999),'Shipment Data'!$BI$10:$BI$34,0),MATCH('UEC Data'!$D999,'Shipment Data'!$BG$10:$CH$10,0))","v":4.9135382984528126}]
[null,null,"Industry",300,"Enclosed, 2 poles","CSL 4",66.085118496890317,null,"Industry",300,"Enclosed, 2 poles",null,{"$f":"G1000*INDEX('Shipment Data'!$BG$10:$CH$34,MATCH(CONCATENATE('UEC Data'!$C1000,'UEC Data'!$E1000),'Shipment Data'!$BI$10:$BI$34,0),MATCH('UEC Data'!$D1000,'Shipment Data'!$BG$10:$CH$10,0))","v":4.8982630498565864}]
[null,null,"Industry",300,"Enclosed, 2 poles","-",0,null,"Industry",300,"Enclosed, 2 poles",null,{"$f":"G1001*INDEX('Shipment Data'!$BG$10:$CH$34,MATCH(CONCATENATE('UEC Data'!$C1001,'UEC Data'!$E1001),'Shipment Data'!$BI$10:$BI$34,0),MATCH('UEC Data'!$D1001,'Shipment Data'!$BG$10:$CH$10,0))","v":0}]
[null,null,"Industry",300,"Enclosed, 4 poles","CSL 0",67.483745343385351,null,"Industry",300,"Enclosed, 4 poles",null,{"$f":"G1002*INDEX('Shipment Data'!$BG$10:$CH$34,MATCH(CONCATENATE('UEC Data'!$C1002,'UEC Data'!$E1002),'Shipment Data'!$BI$10:$BI$34,0),MATCH('UEC Data'!$D1002,'Shipment Data'!$BG$10:$CH$10,0))","v":16.256272476309757}]
[null,null,"Industry",300,"Enclosed, 4 poles","CSL 1",66.847106236372284,null,"Industry",300,"Enclosed, 4 poles",null,{"$f":"G1003*INDEX('Shipment Data'!$BG$10:$CH$34,MATCH(CONCATENATE('UEC Data'!$C1003,'UEC Data'!$E1003),'Shipment Data'!$BI$10:$BI$34,0),MATCH('UEC Data'!$D1003,'Shipment Data'!$BG$10:$CH$10,0))","v":16.102911415212496}]
[null,null,"Industry",300,"Enclosed, 4 poles","CSL 2",66.291205145009513,null,"Industry",300,"Enclosed, 4 poles",null,{"$f":"G1004*INDEX('Shipment Data'!$BG$10:$CH$34,MATCH(CONCATENATE('UEC Data'!$C1004,'UEC Data'!$E1004),'Shipment Data'!$BI$10:$BI$34,0),MATCH('UEC Data'!$D1004,'Shipment Data'!$BG$10:$CH$10,0))","v":15.968999469971642}]
[null,null,"Industry",300,"Enclosed, 4 poles","CSL 3",66.085118496890317,null,"Industry",300,"Enclosed, 4 poles",null,{"$f":"G1005*INDEX('Shipment Data'!$BG$10:$CH$34,MATCH(CONCATENATE('UEC Data'!$C1005,'UEC Data'!$E1005),'Shipment Data'!$BI$10:$BI$34,0),MATCH('UEC Data'!$D1005,'Shipment Data'!$BG$10:$CH$10,0))","v":15.919354912033906}]
[null,null,"Industry",300,"Enclosed, 4 poles","CSL 4",65.880309245350375,null,"Industry",300,"Enclosed, 4 poles",null,{"$f":"G1006*INDEX('Shipment Data'!$BG$10:$CH$34,MATCH(CONCATENATE('UEC Data'!$C1006,'UEC Data'!$E1006),'Shipment Data'!$BI$10:$BI$34,0),MATCH('UEC Data'!$D1006,'Shipment Data'!$BG$10:$CH$10,0))","v":15.870018068298267}]
[null,null,"Industry",300,"Enclosed, 4 poles","-",0,null,"Industry",300,"Enclosed, 4 poles",null,{"$f":"G1007*INDEX('Shipment Data'!$BG$10:$CH$34,MATCH(CONCATENATE('UEC Data'!$C1007,'UEC Data'!$E1007),'Shipment Data'!$BI$10:$BI$34,0),MATCH('UEC Data'!$D1007,'Shipment Data'!$BG$10:$CH$10,0))","v":0}]
[null,null,"Industry",300,"Enclosed, 6 poles","CSL 0",66.847106236372284,null,"Industry",300,"Enclosed, 6 poles",null,{"$f":"G1008*INDEX('Shipment Data'!$BG$10:$CH$34,MATCH(CONCATENATE('UEC Data'!$C1008,'UEC Data'!$E1008),'Shipment Data'!$BI$10:$BI$34,0),MATCH('UEC Data'!$D1008,'Shipment Data'!$BG$10:$CH$10,0))","v":9.3786187363325517}]
[null,null,"Industry",300,"Enclosed, 6 poles","CSL 1",67.128567736314906,null,"Industry",300,"Enclosed, 6 poles",null,{"$f":"G1009*INDEX('Shipment Data'!$BG$10:$CH$34,MATCH(CONCATENATE('UEC Data'!$C1009,'UEC Data'!$E1009),'Shipment Data'!$BI$10:$BI$34,0),MATCH('UEC Data'!$D1009,'Shipment Data'!$BG$10:$CH$10,0))","v":9.418107657327635}]
[null,null,"Industry",300,"Enclosed, 6 poles","CSL 2",66.567995145614987,null,"Industry",300,"Enclosed, 6 poles",null,{"$f":"G1010*INDEX('Shipment Data'!$BG$10:$CH$34,MATCH(CONCATENATE('UEC Data'!$C1010,'UEC Data'!$E1010),'Shipment Data'!$BI$10:$BI$34,0),MATCH('UEC Data'!$D1010,'Shipment Data'!$BG$10:$CH$10,0))","v":9.3394595766818931}]
[null,null,"Industry",300,"Enclosed, 6 poles","CSL 3",66.291205145009513,null,"Industry",300,"Enclosed, 6 poles",null,{"$f":"G1011*INDEX('Shipment Data'!$BG$10:$CH$34,MATCH(CONCATENATE('UEC Data'!$C1011,'UEC Data'!$E1011),'Shipment Data'!$BI$10:$BI$34,0),MATCH('UEC Data'!$D1011,'Shipment Data'!$BG$10:$CH$10,0))","v":9.3006260649285366}]
[null,null,"Industry",300,"Enclosed, 6 poles","CSL 4",66.085118496890317,null,"Industry",300,"Enclosed, 6 poles",null,{"$f":"G1012*INDEX('Shipment Data'!$BG$10:$CH$34,MATCH(CONCATENATE('UEC Data'!$C1012,'UEC Data'!$E1012),'Shipment Data'!$BI$10:$BI$34,0),MATCH('UEC Data'!$D1012,'Shipment Data'!$BG$10:$CH$10,0))","v":9.2717122015142515}]
[null,null,"Industry",300,"Enclosed, 6 poles","-",0,null,"Industry",300,"Enclosed, 6 poles",null,{"$f":"G1013*INDEX('Shipment Data'!$BG$10:$CH$34,MATCH(CONCATENATE('UEC Data'!$C1013,'UEC Data'!$E1013),'Shipment Data'!$BI$10:$BI$34,0),MATCH('UEC Data'!$D1013,'Shipment Data'!$BG$10:$CH$10,0))","v":0}]
[null,null,"Industry",300,"Enclosed, 8 poles","CSL 0",0,null,"Industry",300,"Enclosed, 8 poles",null,{"$f":"G1014*INDEX('Shipment Data'!$BG$10:$CH$34,MATCH(CONCATENATE('UEC Data'!$C1014,'UEC Data'!$E1014),'Shipment Data'!$BI$10:$BI$34,0),MATCH('UEC Data'!$D1014,'Shipment Data'!$BG$10:$CH$10,0))","v":0}]
[null,null,"Industry",300,"Enclosed, 8 poles","CSL 1",0,null,"Industry",300,"Enclosed, 8 poles",null,{"$f":"G1015*INDEX('Shipment Data'!$BG$10:$CH$34,MATCH(CONCATENATE('UEC Data'!$C1015,'UEC Data'!$E1015),'Shipment Data'!$BI$10:$BI$34,0),MATCH('UEC Data'!$D1015,'Shipment Data'!$BG$10:$CH$10,0))","v":0}]
[null,null,"Industry",300,"Enclosed, 8 poles","CSL 2",0,null,"Industry",300,"Enclosed, 8 poles",null,{"$f":"G1016*INDEX('Shipment Data'!$BG$10:$CH$34,MATCH(CONCATENATE('UEC Data'!$C1016,'UEC Data'!$E1016),'Shipment Data'!$BI$10:$BI$34,0),MATCH('UEC Data'!$D1016,'Shipment Data'!$BG$10:$CH$10,0))","v":0}]
[null,null,"Industry",300,"Enclosed, 8 poles","CSL 3",0,null,"Industry",300,"Enclosed, 8 poles",null,{"$f":"G1017*INDEX('Shipment Data'!$BG$10:$CH$34,MATCH(CONCATENATE('UEC Data'!$C1017,'UEC Data'!$E1017),'Shipment Data'!$BI$10:$BI$34,0),MATCH('UEC Data'!$D1017,'Shipment Data'!$BG$10:$CH$10,0))","v":0}]
[null,null,"Industry",300,"Enclosed, 8 poles","CSL 4",0,null,"Industry",300,"Enclosed, 8 poles",null,{"$f":"G1018*INDEX('Shipment Data'!$BG$10:$CH$34,MATCH(CONCATENATE('UEC Data'!$C1018,'UEC Data'!$E1018),'Shipment Data'!$BI$10:$BI$34,0),MATCH('UEC Data'!$D1018,'Shipment Data'!$BG$10:$CH$10,0))","v":0}]
[null,null,"Industry",300,"Enclosed, 8 poles","-",0,null,"Industry",300,"Enclosed, 8 poles",null,{"$f":"G1019*INDEX('Shipment Data'!$BG$10:$CH$34,MATCH(CONCATENATE('UEC Data'!$C1019,'UEC Data'!$E1019),'Shipment Data'!$BI$10:$BI$34,0),MATCH('UEC Data'!$D1019,'Shipment Data'!$BG$10:$CH$10,0))","v":0}]
[null,null,"Industry",350,"Open, 2 poles","CSL 0",77.988290609100986,null,"Industry",350,"Open, 2 poles",null,{"$f":"G1020*INDEX('Shipment Data'!$BG$10:$CH$34,MATCH(CONCATENATE('UEC Data'!$C1020,'UEC Data'!$E1020),'Shipment Data'!$BI$10:$BI$34,0),MATCH('UEC Data'!$D1020,'Shipment Data'!$BG$10:$CH$10,0))","v":3.3031613159410229}]
[null,null,"Industry",350,"Open, 2 poles","CSL 1",78.316662359034041,null,"Industry",350,"Open, 2 poles",null,{"$f":"G1021*INDEX('Shipment Data'!$BG$10:$CH$34,MATCH(CONCATENATE('UEC Data'!$C1021,'UEC Data'!$E1021),'Shipment Data'!$BI$10:$BI$34,0),MATCH('UEC Data'!$D1021,'Shipment Data'!$BG$10:$CH$10,0))","v":3.3170693635870903}]
[null,null,"Industry",350,"Open, 2 poles","CSL 2",77.988290609100986,null,"Industry",350,"Open, 2 poles",null,{"$f":"G1022*INDEX('Shipment Data'!$BG$10:$CH$34,MATCH(CONCATENATE('UEC Data'!$C1022,'UEC Data'!$E1022),'Shipment Data'!$BI$10:$BI$34,0),MATCH('UEC Data'!$D1022,'Shipment Data'!$BG$10:$CH$10,0))","v":3.3031613159410229}]
[null,null,"Industry",350,"Open, 2 poles","CSL 3",77.662661003217494,null,"Industry",350,"Open, 2 poles",null,{"$f":"G1023*INDEX('Shipment Data'!$BG$10:$CH$34,MATCH(CONCATENATE('UEC Data'!$C1023,'UEC Data'!$E1023),'Shipment Data'!$BI$10:$BI$34,0),MATCH('UEC Data'!$D1023,'Shipment Data'!$BG$10:$CH$10,0))","v":3.2893694106552576}]
[null,null,"Industry",350,"Open, 2 poles","CSL 4",77.339739335844442,null,"Industry",350,"Open, 2 poles",null,{"$f":"G1024*INDEX('Shipment Data'!$BG$10:$CH$34,MATCH(CONCATENATE('UEC Data'!$C1024,'UEC Data'!$E1024),'Shipment Data'!$BI$10:$BI$34,0),MATCH('UEC Data'!$D1024,'Shipment Data'!$BG$10:$CH$10,0))","v":3.275692198968541}]
[null,null,"Industry",350,"Open, 2 poles","-",0,null,"Industry",350,"Open, 2 poles",null,{"$f":"G1025*INDEX('Shipment Data'!$BG$10:$CH$34,MATCH(CONCATENATE('UEC Data'!$C1025,'UEC Data'!$E1025),'Shipment Data'!$BI$10:$BI$34,0),MATCH('UEC Data'!$D1025,'Shipment Data'!$BG$10:$CH$10,0))","v":0}]
[null,null,"Industry",350,"Open, 4 poles","CSL 0",78.316662359034041,null,"Industry",350,"Open, 4 poles",null,{"$f":"G1026*INDEX('Shipment Data'!$BG$10:$CH$34,MATCH(CONCATENATE('UEC Data'!$C1026,'UEC Data'!$E1026),'Shipment Data'!$BI$10:$BI$34,0),MATCH('UEC Data'!$D1026,'Shipment Data'!$BG$10:$CH$10,0))","v":6.8414555623983757}]
[null,null,"Industry",350,"Open, 4 poles","CSL 1",77.988290609100986,null,"Industry",350,"Open, 4 poles",null,{"$f":"G1027*INDEX('Shipment Data'!$BG$10:$CH$34,MATCH(CONCATENATE('UEC Data'!$C1027,'UEC Data'!$E1027),'Shipment Data'!$BI$10:$BI$34,0),MATCH('UEC Data'!$D1027,'Shipment Data'!$BG$10:$CH$10,0))","v":6.8127702141283617}]
[null,null,"Industry",350,"Open, 4 poles","CSL 2",77.662661003217494,null,"Industry",350,"Open, 4 poles",null,{"$f":"G1028*INDEX('Shipment Data'!$BG$10:$CH$34,MATCH(CONCATENATE('UEC Data'!$C1028,'UEC Data'!$E1028),'Shipment Data'!$BI$10:$BI$34,0),MATCH('UEC Data'!$D1028,'Shipment Data'!$BG$10:$CH$10,0))","v":6.7843244094764703}]
[null,null,"Industry",350,"Open, 4 poles","CSL 3",77.339739335844442,null,"Industry",350,"Open, 4 poles",null,{"$f":"G1029*INDEX('Shipment Data'!$BG$10:$CH$34,MATCH(CONCATENATE('UEC Data'!$C1029,'UEC Data'!$E1029),'Shipment Data'!$BI$10:$BI$34,0),MATCH('UEC Data'!$D1029,'Shipment Data'!$BG$10:$CH$10,0))","v":6.7561151603726177}]
[null,null,"Industry",350,"Open, 4 poles","CSL 4",77.099304913038708,null,"Industry",350,"Open, 4 poles",null,{"$f":"G1030*INDEX('Shipment Data'!$BG$10:$CH$34,MATCH(CONCATENATE('UEC Data'!$C1030,'UEC Data'!$E1030),'Shipment Data'!$BI$10:$BI$34,0),MATCH('UEC Data'!$D1030,'Shipment Data'!$BG$10:$CH$10,0))","v":6.7351116935528061}]
[null,null,"Industry",350,"Open, 4 poles","-",0,null,"Industry",350,"Open, 4 poles",null,{"$f":"G1031*INDEX('Shipment Data'!$BG$10:$CH$34,MATCH(CONCATENATE('UEC Data'!$C1031,'UEC Data'!$E1031),'Shipment Data'!$BI$10:$BI$34,0),MATCH('UEC Data'!$D1031,'Shipment Data'!$BG$10:$CH$10,0))","v":0}]
[null,null,"Industry",350,"Open, 6 poles","CSL 0",78.731036233949581,null,"Industry",350,"Open, 6 poles",null,{"$f":"G1032*INDEX('Shipment Data'!$BG$10:$CH$34,MATCH(CONCATENATE('UEC Data'!$C1032,'UEC Data'!$E1032),'Shipment Data'!$BI$10:$BI$34,0),MATCH('UEC Data'!$D1032,'Shipment Data'!$BG$10:$CH$10,0))","v":8.3365499878511571}]
[null,null,"Industry",350,"Open, 6 poles","CSL 1",77.988290609100986,null,"Industry",350,"Open, 6 poles",null,{"$f":"G1033*INDEX('Shipment Data'!$BG$10:$CH$34,MATCH(CONCATENATE('UEC Data'!$C1033,'UEC Data'!$E1033),'Shipment Data'!$BI$10:$BI$34,0),MATCH('UEC Data'!$D1033,'Shipment Data'!$BG$10:$CH$10,0))","v":8.2579032898525604}]
[null,null,"Industry",350,"Open, 6 poles","CSL 2",77.662661003217494,null,"Industry",350,"Open, 6 poles",null,{"$f":"G1034*INDEX('Shipment Data'!$BG$10:$CH$34,MATCH(CONCATENATE('UEC Data'!$C1034,'UEC Data'!$E1034),'Shipment Data'!$BI$10:$BI$34,0),MATCH('UEC Data'!$D1034,'Shipment Data'!$BG$10:$CH$10,0))","v":8.2234235266381468}]
[null,null,"Industry",350,"Open, 6 poles","CSL 3",77.339739335844442,null,"Industry",350,"Open, 6 poles",null,{"$f":"G1035*INDEX('Shipment Data'!$BG$10:$CH$34,MATCH(CONCATENATE('UEC Data'!$C1035,'UEC Data'!$E1035),'Shipment Data'!$BI$10:$BI$34,0),MATCH('UEC Data'!$D1035,'Shipment Data'!$BG$10:$CH$10,0))","v":8.1892304974213541}]
[null,null,"Industry",350,"Open, 6 poles","CSL 4",77.099304913038708,null,"Industry",350,"Open, 6 poles",null,{"$f":"G1036*INDEX('Shipment Data'!$BG$10:$CH$34,MATCH(CONCATENATE('UEC Data'!$C1036,'UEC Data'!$E1036),'Shipment Data'!$BI$10:$BI$34,0),MATCH('UEC Data'!$D1036,'Shipment Data'!$BG$10:$CH$10,0))","v":8.1637717497609774}]
[null,null,"Industry",350,"Open, 6 poles","-",0,null,"Industry",350,"Open, 6 poles",null,{"$f":"G1037*INDEX('Shipment Data'!$BG$10:$CH$34,MATCH(CONCATENATE('UEC Data'!$C1037,'UEC Data'!$E1037),'Shipment Data'!$BI$10:$BI$34,0),MATCH('UEC Data'!$D1037,'Shipment Data'!$BG$10:$CH$10,0))","v":0}]
[null,null,"Industry",350,"Open, 8 poles","CSL 0",0,null,"Industry",350,"Open, 8 poles",null,{"$f":"G1038*INDEX('Shipment Data'!$BG$10:$CH$34,MATCH(CONCATENATE('UEC Data'!$C1038,'UEC Data'!$E1038),'Shipment Data'!$BI$10:$BI$34,0),MATCH('UEC Data'!$D1038,'Shipment Data'!$BG$10:$CH$10,0))","v":0}]
[null,null,"Industry",350,"Open, 8 poles","CSL 1",0,null,"Industry",350,"Open, 8 poles",null,{"$f":"G1039*INDEX('Shipment Data'!$BG$10:$CH$34,MATCH(CONCATENATE('UEC Data'!$C1039,'UEC Data'!$E1039),'Shipment Data'!$BI$10:$BI$34,0),MATCH('UEC Data'!$D1039,'Shipment Data'!$BG$10:$CH$10,0))","v":0}]
[null,null,"Industry",350,"Open, 8 poles","CSL 2",0,null,"Industry",350,"Open, 8 poles",null,{"$f":"G1040*INDEX('Shipment Data'!$BG$10:$CH$34,MATCH(CONCATENATE('UEC Data'!$C1040,'UEC Data'!$E1040),'Shipment Data'!$BI$10:$BI$34,0),MATCH('UEC Data'!$D1040,'Shipment Data'!$BG$10:$CH$10,0))","v":0}]
[null,null,"Industry",350,"Open, 8 poles","CSL 3",0,null,"Industry",350,"Open, 8 poles",null,{"$f":"G1041*INDEX('Shipment Data'!$BG$10:$CH$34,MATCH(CONCATENATE('UEC Data'!$C1041,'UEC Data'!$E1041),'Shipment Data'!$BI$10:$BI$34,0),MATCH('UEC Data'!$D1041,'Shipment Data'!$BG$10:$CH$10,0))","v":0}]
[null,null,"Industry",350,"Open, 8 poles","CSL 4",0,null,"Industry",350,"Open, 8 poles",null,{"$f":"G1042*INDEX('Shipment Data'!$BG$10:$CH$34,MATCH(CONCATENATE('UEC Data'!$C1042,'UEC Data'!$E1042),'Shipment Data'!$BI$10:$BI$34,0),MATCH('UEC Data'!$D1042,'Shipment Data'!$BG$10:$CH$10,0))","v":0}]
[null,null,"Industry",350,"Open, 8 poles","-",0,null,"Industry",350,"Open, 8 poles",null,{"$f":"G1043*INDEX('Shipment Data'!$BG$10:$CH$34,MATCH(CONCATENATE('UEC Data'!$C1043,'UEC Data'!$E1043),'Shipment Data'!$BI$10:$BI$34,0),MATCH('UEC Data'!$D1043,'Shipment Data'!$BG$10:$CH$10,0))","v":0}]
[null,null,"Industry",350,"Enclosed, 2 poles","CSL 0",78.316662359034041,null,"Industry",350,"Enclosed, 2 poles",null,{"$f":"G1044*INDEX('Shipment Data'!$BG$10:$CH$34,MATCH(CONCATENATE('UEC Data'!$C1044,'UEC Data'!$E1044),'Shipment Data'!$BI$10:$BI$34,0),MATCH('UEC Data'!$D1044,'Shipment Data'!$BG$10:$CH$10,0))","v":5.8048713862774086}]
[null,null,"Industry",350,"Enclosed, 2 poles","CSL 1",77.988290609100986,null,"Industry",350,"Enclosed, 2 poles",null,{"$f":"G1045*INDEX('Shipment Data'!$BG$10:$CH$34,MATCH(CONCATENATE('UEC Data'!$C1045,'UEC Data'!$E1045),'Shipment Data'!$BI$10:$BI$34,0),MATCH('UEC Data'!$D1045,'Shipment Data'!$BG$10:$CH$10,0))","v":5.7805323028967912}]
[null,null,"Industry",350,"Enclosed, 2 poles","CSL 2",77.662661003217494,null,"Industry",350,"Enclosed, 2 poles",null,{"$f":"G1046*INDEX('Shipment Data'!$BG$10:$CH$34,MATCH(CONCATENATE('UEC Data'!$C1046,'UEC Data'!$E1046),'Shipment Data'!$BI$10:$BI$34,0),MATCH('UEC Data'!$D1046,'Shipment Data'!$BG$10:$CH$10,0))","v":5.7563964686467015}]
[null,null,"Industry",350,"Enclosed, 2 poles","CSL 3",77.339739335844442,null,"Industry",350,"Enclosed, 2 poles",null,{"$f":"G1047*INDEX('Shipment Data'!$BG$10:$CH$34,MATCH(CONCATENATE('UEC Data'!$C1047,'UEC Data'!$E1047),'Shipment Data'!$BI$10:$BI$34,0),MATCH('UEC Data'!$D1047,'Shipment Data'!$BG$10:$CH$10,0))","v":5.7324613481949473}]
[null,null,"Industry",350,"Enclosed, 2 poles","CSL 4",77.099304913038708,null,"Industry",350,"Enclosed, 2 poles",null,{"$f":"G1048*INDEX('Shipment Data'!$BG$10:$CH$34,MATCH(CONCATENATE('UEC Data'!$C1048,'UEC Data'!$E1048),'Shipment Data'!$BI$10:$BI$34,0),MATCH('UEC Data'!$D1048,'Shipment Data'!$BG$10:$CH$10,0))","v":5.7146402248326833}]
[null,null,"Industry",350,"Enclosed, 2 poles","-",0,null,"Industry",350,"Enclosed, 2 poles",null,{"$f":"G1049*INDEX('Shipment Data'!$BG$10:$CH$34,MATCH(CONCATENATE('UEC Data'!$C1049,'UEC Data'!$E1049),'Shipment Data'!$BI$10:$BI$34,0),MATCH('UEC Data'!$D1049,'Shipment Data'!$BG$10:$CH$10,0))","v":0}]
[null,null,"Industry",350,"Enclosed, 4 poles","CSL 0",78.731036233949581,null,"Industry",350,"Enclosed, 4 poles",null,{"$f":"G1050*INDEX('Shipment Data'!$BG$10:$CH$34,MATCH(CONCATENATE('UEC Data'!$C1050,'UEC Data'!$E1050),'Shipment Data'!$BI$10:$BI$34,0),MATCH('UEC Data'!$D1050,'Shipment Data'!$BG$10:$CH$10,0))","v":18.96565122236138}]
[null,null,"Industry",350,"Enclosed, 4 poles","CSL 1",77.988290609100986,null,"Industry",350,"Enclosed, 4 poles",null,{"$f":"G1051*INDEX('Shipment Data'!$BG$10:$CH$34,MATCH(CONCATENATE('UEC Data'!$C1051,'UEC Data'!$E1051),'Shipment Data'!$BI$10:$BI$34,0),MATCH('UEC Data'!$D1051,'Shipment Data'!$BG$10:$CH$10,0))","v":18.786729984414574}]
[null,null,"Industry",350,"Enclosed, 4 poles","CSL 2",77.339739335844442,null,"Industry",350,"Enclosed, 4 poles",null,{"$f":"G1052*INDEX('Shipment Data'!$BG$10:$CH$34,MATCH(CONCATENATE('UEC Data'!$C1052,'UEC Data'!$E1052),'Shipment Data'!$BI$10:$BI$34,0),MATCH('UEC Data'!$D1052,'Shipment Data'!$BG$10:$CH$10,0))","v":18.63049938163358}]
[null,null,"Industry",350,"Enclosed, 4 poles","CSL 3",77.099304913038708,null,"Industry",350,"Enclosed, 4 poles",null,{"$f":"G1053*INDEX('Shipment Data'!$BG$10:$CH$34,MATCH(CONCATENATE('UEC Data'!$C1053,'UEC Data'!$E1053),'Shipment Data'!$BI$10:$BI$34,0),MATCH('UEC Data'!$D1053,'Shipment Data'!$BG$10:$CH$10,0))","v":18.572580730706225}]
[null,null,"Industry",350,"Enclosed, 4 poles","CSL 4",76.860360786242097,null,"Industry",350,"Enclosed, 4 poles",null,{"$f":"G1054*INDEX('Shipment Data'!$BG$10:$CH$34,MATCH(CONCATENATE('UEC Data'!$C1054,'UEC Data'!$E1054),'Shipment Data'!$BI$10:$BI$34,0),MATCH('UEC Data'!$D1054,'Shipment Data'!$BG$10:$CH$10,0))","v":18.515021079681308}]
[null,null,"Industry",350,"Enclosed, 4 poles","-",0,null,"Industry",350,"Enclosed, 4 poles",null,{"$f":"G1055*INDEX('Shipment Data'!$BG$10:$CH$34,MATCH(CONCATENATE('UEC Data'!$C1055,'UEC Data'!$E1055),'Shipment Data'!$BI$10:$BI$34,0),MATCH('UEC Data'!$D1055,'Shipment Data'!$BG$10:$CH$10,0))","v":0}]
[null,null,"Industry",350,"Enclosed, 6 poles","CSL 0",78.316662359034041,null,"Industry",350,"Enclosed, 6 poles",null,{"$f":"G1056*INDEX('Shipment Data'!$BG$10:$CH$34,MATCH(CONCATENATE('UEC Data'!$C1056,'UEC Data'!$E1056),'Shipment Data'!$BI$10:$BI$34,0),MATCH('UEC Data'!$D1056,'Shipment Data'!$BG$10:$CH$10,0))","v":10.98779226688224}]
[null,null,"Industry",350,"Enclosed, 6 poles","CSL 1",78.316662359034041,null,"Industry",350,"Enclosed, 6 poles",null,{"$f":"G1057*INDEX('Shipment Data'!$BG$10:$CH$34,MATCH(CONCATENATE('UEC Data'!$C1057,'UEC Data'!$E1057),'Shipment Data'!$BI$10:$BI$34,0),MATCH('UEC Data'!$D1057,'Shipment Data'!$BG$10:$CH$10,0))","v":10.98779226688224}]
[null,null,"Industry",350,"Enclosed, 6 poles","CSL 2",77.662661003217494,null,"Industry",350,"Enclosed, 6 poles",null,{"$f":"G1058*INDEX('Shipment Data'!$BG$10:$CH$34,MATCH(CONCATENATE('UEC Data'!$C1058,'UEC Data'!$E1058),'Shipment Data'!$BI$10:$BI$34,0),MATCH('UEC Data'!$D1058,'Shipment Data'!$BG$10:$CH$10,0))","v":10.896036172795544}]
[null,null,"Industry",350,"Enclosed, 6 poles","CSL 3",77.339739335844442,null,"Industry",350,"Enclosed, 6 poles",null,{"$f":"G1059*INDEX('Shipment Data'!$BG$10:$CH$34,MATCH(CONCATENATE('UEC Data'!$C1059,'UEC Data'!$E1059),'Shipment Data'!$BI$10:$BI$34,0),MATCH('UEC Data'!$D1059,'Shipment Data'!$BG$10:$CH$10,0))","v":10.850730409083294}]
[null,null,"Industry",350,"Enclosed, 6 poles","CSL 4",77.099304913038708,null,"Industry",350,"Enclosed, 6 poles",null,{"$f":"G1060*INDEX('Shipment Data'!$BG$10:$CH$34,MATCH(CONCATENATE('UEC Data'!$C1060,'UEC Data'!$E1060),'Shipment Data'!$BI$10:$BI$34,0),MATCH('UEC Data'!$D1060,'Shipment Data'!$BG$10:$CH$10,0))","v":10.816997568433296}]
[null,null,"Industry",350,"Enclosed, 6 poles","-",0,null,"Industry",350,"Enclosed, 6 poles",null,{"$f":"G1061*INDEX('Shipment Data'!$BG$10:$CH$34,MATCH(CONCATENATE('UEC Data'!$C1061,'UEC Data'!$E1061),'Shipment Data'!$BI$10:$BI$34,0),MATCH('UEC Data'!$D1061,'Shipment Data'!$BG$10:$CH$10,0))","v":0}]
[null,null,"Industry",350,"Enclosed, 8 poles","CSL 0",0,null,"Industry",350,"Enclosed, 8 poles",null,{"$f":"G1062*INDEX('Shipment Data'!$BG$10:$CH$34,MATCH(CONCATENATE('UEC Data'!$C1062,'UEC Data'!$E1062),'Shipment Data'!$BI$10:$BI$34,0),MATCH('UEC Data'!$D1062,'Shipment Data'!$BG$10:$CH$10,0))","v":0}]
[null,null,"Industry",350,"Enclosed, 8 poles","CSL 1",0,null,"Industry",350,"Enclosed, 8 poles",null,{"$f":"G1063*INDEX('Shipment Data'!$BG$10:$CH$34,MATCH(CONCATENATE('UEC Data'!$C1063,'UEC Data'!$E1063),'Shipment Data'!$BI$10:$BI$34,0),MATCH('UEC Data'!$D1063,'Shipment Data'!$BG$10:$CH$10,0))","v":0}]
[null,null,"Industry",350,"Enclosed, 8 poles","CSL 2",0,null,"Industry",350,"Enclosed, 8 poles",null,{"$f":"G1064*INDEX('Shipment Data'!$BG$10:$CH$34,MATCH(CONCATENATE('UEC Data'!$C1064,'UEC Data'!$E1064),'Shipment Data'!$BI$10:$BI$34,0),MATCH('UEC Data'!$D1064,'Shipment Data'!$BG$10:$CH$10,0))","v":0}]
[null,null,"Industry",350,"Enclosed, 8 poles","CSL 3",0,null,"Industry",350,"Enclosed, 8 poles",null,{"$f":"G1065*INDEX('Shipment Data'!$BG$10:$CH$34,MATCH(CONCATENATE('UEC Data'!$C1065,'UEC Data'!$E1065),'Shipment Data'!$BI$10:$BI$34,0),MATCH('UEC Data'!$D1065,'Shipment Data'!$BG$10:$CH$10,0))","v":0}]
[null,null,"Industry",350,"Enclosed, 8 poles","CSL 4",0,null,"Industry",350,"Enclosed, 8 poles",null,{"$f":"G1066*INDEX('Shipment Data'!$BG$10:$CH$34,MATCH(CONCATENATE('UEC Data'!$C1066,'UEC Data'!$E1066),'Shipment Data'!$BI$10:$BI$34,0),MATCH('UEC Data'!$D1066,'Shipment Data'!$BG$10:$CH$10,0))","v":0}]
[null,null,"Industry",350,"Enclosed, 8 poles","-",0,null,"Industry",350,"Enclosed, 8 poles",null,{"$f":"G1067*INDEX('Shipment Data'!$BG$10:$CH$34,MATCH(CONCATENATE('UEC Data'!$C1067,'UEC Data'!$E1067),'Shipment Data'!$BI$10:$BI$34,0),MATCH('UEC Data'!$D1067,'Shipment Data'!$BG$10:$CH$10,0))","v":0}]
[null,null,"Industry",400,"Open, 2 poles","CSL 0",89.129474981829702,null,"Industry",400,"Open, 2 poles",null,{"$f":"G1068*INDEX('Shipment Data'!$BG$10:$CH$34,MATCH(CONCATENATE('UEC Data'!$C1068,'UEC Data'!$E1068),'Shipment Data'!$BI$10:$BI$34,0),MATCH('UEC Data'!$D1068,'Shipment Data'!$BG$10:$CH$10,0))","v":5.8647966221810002}]
[null,null,"Industry",400,"Open, 2 poles","CSL 1",89.129474981829702,null,"Industry",400,"Open, 2 poles",null,{"$f":"G1069*INDEX('Shipment Data'!$BG$10:$CH$34,MATCH(CONCATENATE('UEC Data'!$C1069,'UEC Data'!$E1069),'Shipment Data'!$BI$10:$BI$34,0),MATCH('UEC Data'!$D1069,'Shipment Data'!$BG$10:$CH$10,0))","v":5.8647966221810002}]
[null,null,"Industry",400,"Open, 2 poles","CSL 2",88.757326860819987,null,"Industry",400,"Open, 2 poles",null,{"$f":"G1070*INDEX('Shipment Data'!$BG$10:$CH$34,MATCH(CONCATENATE('UEC Data'!$C1070,'UEC Data'!$E1070),'Shipment Data'!$BI$10:$BI$34,0),MATCH('UEC Data'!$D1070,'Shipment Data'!$BG$10:$CH$10,0))","v":5.8403089536123955}]
[null,null,"Industry",400,"Open, 2 poles","CSL 3",88.388273526679356,null,"Industry",400,"Open, 2 poles",null,{"$f":"G1071*INDEX('Shipment Data'!$BG$10:$CH$34,MATCH(CONCATENATE('UEC Data'!$C1071,'UEC Data'!$E1071),'Shipment Data'!$BI$10:$BI$34,0),MATCH('UEC Data'!$D1071,'Shipment Data'!$BG$10:$CH$10,0))","v":5.8160249246992457}]
[null,null,"Industry",400,"Open, 2 poles","CSL 4",88.113491329187099,null,"Industry",400,"Open, 2 poles",null,{"$f":"G1072*INDEX('Shipment Data'!$BG$10:$CH$34,MATCH(CONCATENATE('UEC Data'!$C1072,'UEC Data'!$E1072),'Shipment Data'!$BI$10:$BI$34,0),MATCH('UEC Data'!$D1072,'Shipment Data'!$BG$10:$CH$10,0))","v":5.7979440181975903}]
[null,null,"Industry",400,"Open, 2 poles","-",0,null,"Industry",400,"Open, 2 poles",null,{"$f":"G1073*INDEX('Shipment Data'!$BG$10:$CH$34,MATCH(CONCATENATE('UEC Data'!$C1073,'UEC Data'!$E1073),'Shipment Data'!$BI$10:$BI$34,0),MATCH('UEC Data'!$D1073,'Shipment Data'!$BG$10:$CH$10,0))","v":0}]
[null,null,"Industry",400,"Open, 4 poles","CSL 0",89.129474981829702,null,"Industry",400,"Open, 4 poles",null,{"$f":"G1074*INDEX('Shipment Data'!$BG$10:$CH$34,MATCH(CONCATENATE('UEC Data'!$C1074,'UEC Data'!$E1074),'Shipment Data'!$BI$10:$BI$34,0),MATCH('UEC Data'!$D1074,'Shipment Data'!$BG$10:$CH$10,0))","v":12.096143033248316}]
[null,null,"Industry",400,"Open, 4 poles","CSL 1",89.129474981829702,null,"Industry",400,"Open, 4 poles",null,{"$f":"G1075*INDEX('Shipment Data'!$BG$10:$CH$34,MATCH(CONCATENATE('UEC Data'!$C1075,'UEC Data'!$E1075),'Shipment Data'!$BI$10:$BI$34,0),MATCH('UEC Data'!$D1075,'Shipment Data'!$BG$10:$CH$10,0))","v":12.096143033248316}]
[null,null,"Industry",400,"Open, 4 poles","CSL 2",88.757326860819987,null,"Industry",400,"Open, 4 poles",null,{"$f":"G1076*INDEX('Shipment Data'!$BG$10:$CH$34,MATCH(CONCATENATE('UEC Data'!$C1076,'UEC Data'!$E1076),'Shipment Data'!$BI$10:$BI$34,0),MATCH('UEC Data'!$D1076,'Shipment Data'!$BG$10:$CH$10,0))","v":12.045637216825568}]
[null,null,"Industry",400,"Open, 4 poles","CSL 3",88.388273526679356,null,"Industry",400,"Open, 4 poles",null,{"$f":"G1077*INDEX('Shipment Data'!$BG$10:$CH$34,MATCH(CONCATENATE('UEC Data'!$C1077,'UEC Data'!$E1077),'Shipment Data'!$BI$10:$BI$34,0),MATCH('UEC Data'!$D1077,'Shipment Data'!$BG$10:$CH$10,0))","v":11.995551407192197}]
[null,null,"Industry",400,"Open, 4 poles","CSL 4",88.113491329187099,null,"Industry",400,"Open, 4 poles",null,{"$f":"G1078*INDEX('Shipment Data'!$BG$10:$CH$34,MATCH(CONCATENATE('UEC Data'!$C1078,'UEC Data'!$E1078),'Shipment Data'!$BI$10:$BI$34,0),MATCH('UEC Data'!$D1078,'Shipment Data'!$BG$10:$CH$10,0))","v":11.958259537532534}]
[null,null,"Industry",400,"Open, 4 poles","-",0,null,"Industry",400,"Open, 4 poles",null,{"$f":"G1079*INDEX('Shipment Data'!$BG$10:$CH$34,MATCH(CONCATENATE('UEC Data'!$C1079,'UEC Data'!$E1079),'Shipment Data'!$BI$10:$BI$34,0),MATCH('UEC Data'!$D1079,'Shipment Data'!$BG$10:$CH$10,0))","v":0}]
[null,null,"Industry",400,"Open, 6 poles","CSL 0",0,null,"Industry",400,"Open, 6 poles",null,{"$f":"G1080*INDEX('Shipment Data'!$BG$10:$CH$34,MATCH(CONCATENATE('UEC Data'!$C1080,'UEC Data'!$E1080),'Shipment Data'!$BI$10:$BI$34,0),MATCH('UEC Data'!$D1080,'Shipment Data'!$BG$10:$CH$10,0))","v":0}]
[null,null,"Industry",400,"Open, 6 poles","CSL 1",0,null,"Industry",400,"Open, 6 poles",null,{"$f":"G1081*INDEX('Shipment Data'!$BG$10:$CH$34,MATCH(CONCATENATE('UEC Data'!$C1081,'UEC Data'!$E1081),'Shipment Data'!$BI$10:$BI$34,0),MATCH('UEC Data'!$D1081,'Shipment Data'!$BG$10:$CH$10,0))","v":0}]
[null,null,"Industry",400,"Open, 6 poles","CSL 2",0,null,"Industry",400,"Open, 6 poles",null,{"$f":"G1082*INDEX('Shipment Data'!$BG$10:$CH$34,MATCH(CONCATENATE('UEC Data'!$C1082,'UEC Data'!$E1082),'Shipment Data'!$BI$10:$BI$34,0),MATCH('UEC Data'!$D1082,'Shipment Data'!$BG$10:$CH$10,0))","v":0}]
[null,null,"Industry",400,"Open, 6 poles","CSL 3",0,null,"Industry",400,"Open, 6 poles",null,{"$f":"G1083*INDEX('Shipment Data'!$BG$10:$CH$34,MATCH(CONCATENATE('UEC Data'!$C1083,'UEC Data'!$E1083),'Shipment Data'!$BI$10:$BI$34,0),MATCH('UEC Data'!$D1083,'Shipment Data'!$BG$10:$CH$10,0))","v":0}]
[null,null,"Industry",400,"Open, 6 poles","CSL 4",0,null,"Industry",400,"Open, 6 poles",null,{"$f":"G1084*INDEX('Shipment Data'!$BG$10:$CH$34,MATCH(CONCATENATE('UEC Data'!$C1084,'UEC Data'!$E1084),'Shipment Data'!$BI$10:$BI$34,0),MATCH('UEC Data'!$D1084,'Shipment Data'!$BG$10:$CH$10,0))","v":0}]
[null,null,"Industry",400,"Open, 6 poles","-",0,null,"Industry",400,"Open, 6 poles",null,{"$f":"G1085*INDEX('Shipment Data'!$BG$10:$CH$34,MATCH(CONCATENATE('UEC Data'!$C1085,'UEC Data'!$E1085),'Shipment Data'!$BI$10:$BI$34,0),MATCH('UEC Data'!$D1085,'Shipment Data'!$BG$10:$CH$10,0))","v":0}]
[null,null,"Industry",400,"Open, 8 poles","CSL 0",0,null,"Industry",400,"Open, 8 poles",null,{"$f":"G1086*INDEX('Shipment Data'!$BG$10:$CH$34,MATCH(CONCATENATE('UEC Data'!$C1086,'UEC Data'!$E1086),'Shipment Data'!$BI$10:$BI$34,0),MATCH('UEC Data'!$D1086,'Shipment Data'!$BG$10:$CH$10,0))","v":0}]
[null,null,"Industry",400,"Open, 8 poles","CSL 1",0,null,"Industry",400,"Open, 8 poles",null,{"$f":"G1087*INDEX('Shipment Data'!$BG$10:$CH$34,MATCH(CONCATENATE('UEC Data'!$C1087,'UEC Data'!$E1087),'Shipment Data'!$BI$10:$BI$34,0),MATCH('UEC Data'!$D1087,'Shipment Data'!$BG$10:$CH$10,0))","v":0}]
[null,null,"Industry",400,"Open, 8 poles","CSL 2",0,null,"Industry",400,"Open, 8 poles",null,{"$f":"G1088*INDEX('Shipment Data'!$BG$10:$CH$34,MATCH(CONCATENATE('UEC Data'!$C1088,'UEC Data'!$E1088),'Shipment Data'!$BI$10:$BI$34,0),MATCH('UEC Data'!$D1088,'Shipment Data'!$BG$10:$CH$10,0))","v":0}]
[null,null,"Industry",400,"Open, 8 poles","CSL 3",0,null,"Industry",400,"Open, 8 poles",null,{"$f":"G1089*INDEX('Shipment Data'!$BG$10:$CH$34,MATCH(CONCATENATE('UEC Data'!$C1089,'UEC Data'!$E1089),'Shipment Data'!$BI$10:$BI$34,0),MATCH('UEC Data'!$D1089,'Shipment Data'!$BG$10:$CH$10,0))","v":0}]
[null,null,"Industry",400,"Open, 8 poles","CSL 4",0,null,"Industry",400,"Open, 8 poles",null,{"$f":"G1090*INDEX('Shipment Data'!$BG$10:$CH$34,MATCH(CONCATENATE('UEC Data'!$C1090,'UEC Data'!$E1090),'Shipment Data'!$BI$10:$BI$34,0),MATCH('UEC Data'!$D1090,'Shipment Data'!$BG$10:$CH$10,0))","v":0}]
[null,null,"Industry",400,"Open, 8 poles","-",0,null,"Industry",400,"Open, 8 poles",null,{"$f":"G1091*INDEX('Shipment Data'!$BG$10:$CH$34,MATCH(CONCATENATE('UEC Data'!$C1091,'UEC Data'!$E1091),'Shipment Data'!$BI$10:$BI$34,0),MATCH('UEC Data'!$D1091,'Shipment Data'!$BG$10:$CH$10,0))","v":0}]
[null,null,"Industry",400,"Enclosed, 2 poles","CSL 0",89.129474981829702,null,"Industry",400,"Enclosed, 2 poles",null,{"$f":"G1092*INDEX('Shipment Data'!$BG$10:$CH$34,MATCH(CONCATENATE('UEC Data'!$C1092,'UEC Data'!$E1092),'Shipment Data'!$BI$10:$BI$34,0),MATCH('UEC Data'!$D1092,'Shipment Data'!$BG$10:$CH$10,0))","v":10.263394088816755}]
[null,null,"Industry",400,"Enclosed, 2 poles","CSL 1",89.129474981829702,null,"Industry",400,"Enclosed, 2 poles",null,{"$f":"G1093*INDEX('Shipment Data'!$BG$10:$CH$34,MATCH(CONCATENATE('UEC Data'!$C1093,'UEC Data'!$E1093),'Shipment Data'!$BI$10:$BI$34,0),MATCH('UEC Data'!$D1093,'Shipment Data'!$BG$10:$CH$10,0))","v":10.263394088816755}]
[null,null,"Industry",400,"Enclosed, 2 poles","CSL 2",88.757326860819987,null,"Industry",400,"Enclosed, 2 poles",null,{"$f":"G1094*INDEX('Shipment Data'!$BG$10:$CH$34,MATCH(CONCATENATE('UEC Data'!$C1094,'UEC Data'!$E1094),'Shipment Data'!$BI$10:$BI$34,0),MATCH('UEC Data'!$D1094,'Shipment Data'!$BG$10:$CH$10,0))","v":10.220540668821696}]
[null,null,"Industry",400,"Enclosed, 2 poles","CSL 3",88.388273526679356,null,"Industry",400,"Enclosed, 2 poles",null,{"$f":"G1095*INDEX('Shipment Data'!$BG$10:$CH$34,MATCH(CONCATENATE('UEC Data'!$C1095,'UEC Data'!$E1095),'Shipment Data'!$BI$10:$BI$34,0),MATCH('UEC Data'!$D1095,'Shipment Data'!$BG$10:$CH$10,0))","v":10.178043618223684}]
[null,null,"Industry",400,"Enclosed, 2 poles","CSL 4",88.113491329187099,null,"Industry",400,"Enclosed, 2 poles",null,{"$f":"G1096*INDEX('Shipment Data'!$BG$10:$CH$34,MATCH(CONCATENATE('UEC Data'!$C1096,'UEC Data'!$E1096),'Shipment Data'!$BI$10:$BI$34,0),MATCH('UEC Data'!$D1096,'Shipment Data'!$BG$10:$CH$10,0))","v":10.146402031845788}]
[null,null,"Industry",400,"Enclosed, 2 poles","-",0,null,"Industry",400,"Enclosed, 2 poles",null,{"$f":"G1097*INDEX('Shipment Data'!$BG$10:$CH$34,MATCH(CONCATENATE('UEC Data'!$C1097,'UEC Data'!$E1097),'Shipment Data'!$BI$10:$BI$34,0),MATCH('UEC Data'!$D1097,'Shipment Data'!$BG$10:$CH$10,0))","v":0}]
[null,null,"Industry",400,"Enclosed, 4 poles","CSL 0",89.129474981829702,null,"Industry",400,"Enclosed, 4 poles",null,{"$f":"G1098*INDEX('Shipment Data'!$BG$10:$CH$34,MATCH(CONCATENATE('UEC Data'!$C1098,'UEC Data'!$E1098),'Shipment Data'!$BI$10:$BI$34,0),MATCH('UEC Data'!$D1098,'Shipment Data'!$BG$10:$CH$10,0))","v":33.356030788654444}]
[null,null,"Industry",400,"Enclosed, 4 poles","CSL 1",89.129474981829702,null,"Industry",400,"Enclosed, 4 poles",null,{"$f":"G1099*INDEX('Shipment Data'!$BG$10:$CH$34,MATCH(CONCATENATE('UEC Data'!$C1099,'UEC Data'!$E1099),'Shipment Data'!$BI$10:$BI$34,0),MATCH('UEC Data'!$D1099,'Shipment Data'!$BG$10:$CH$10,0))","v":33.356030788654444}]
[null,null,"Industry",400,"Enclosed, 4 poles","CSL 2",88.388273526679356,null,"Industry",400,"Enclosed, 4 poles",null,{"$f":"G1100*INDEX('Shipment Data'!$BG$10:$CH$34,MATCH(CONCATENATE('UEC Data'!$C1100,'UEC Data'!$E1100),'Shipment Data'!$BI$10:$BI$34,0),MATCH('UEC Data'!$D1100,'Shipment Data'!$BG$10:$CH$10,0))","v":33.078641759226969}]
[null,null,"Industry",400,"Enclosed, 4 poles","CSL 3",88.113491329187099,null,"Industry",400,"Enclosed, 4 poles",null,{"$f":"G1101*INDEX('Shipment Data'!$BG$10:$CH$34,MATCH(CONCATENATE('UEC Data'!$C1101,'UEC Data'!$E1101),'Shipment Data'!$BI$10:$BI$34,0),MATCH('UEC Data'!$D1101,'Shipment Data'!$BG$10:$CH$10,0))","v":32.975806603498803}]
[null,null,"Industry",400,"Enclosed, 4 poles","CSL 4",87.840412327133819,null,"Industry",400,"Enclosed, 4 poles",null,{"$f":"G1102*INDEX('Shipment Data'!$BG$10:$CH$34,MATCH(CONCATENATE('UEC Data'!$C1102,'UEC Data'!$E1102),'Shipment Data'!$BI$10:$BI$34,0),MATCH('UEC Data'!$D1102,'Shipment Data'!$BG$10:$CH$10,0))","v":32.873608855760686}]
[null,null,"Industry",400,"Enclosed, 4 poles","-",0,null,"Industry",400,"Enclosed, 4 poles",null,{"$f":"G1103*INDEX('Shipment Data'!$BG$10:$CH$34,MATCH(CONCATENATE('UEC Data'!$C1103,'UEC Data'!$E1103),'Shipment Data'!$BI$10:$BI$34,0),MATCH('UEC Data'!$D1103,'Shipment Data'!$BG$10:$CH$10,0))","v":0}]
[null,null,"Industry",400,"Enclosed, 6 poles","CSL 0",0,null,"Industry",400,"Enclosed, 6 poles",null,{"$f":"G1104*INDEX('Shipment Data'!$BG$10:$CH$34,MATCH(CONCATENATE('UEC Data'!$C1104,'UEC Data'!$E1104),'Shipment Data'!$BI$10:$BI$34,0),MATCH('UEC Data'!$D1104,'Shipment Data'!$BG$10:$CH$10,0))","v":0}]
[null,null,"Industry",400,"Enclosed, 6 poles","CSL 1",0,null,"Industry",400,"Enclosed, 6 poles",null,{"$f":"G1105*INDEX('Shipment Data'!$BG$10:$CH$34,MATCH(CONCATENATE('UEC Data'!$C1105,'UEC Data'!$E1105),'Shipment Data'!$BI$10:$BI$34,0),MATCH('UEC Data'!$D1105,'Shipment Data'!$BG$10:$CH$10,0))","v":0}]
[null,null,"Industry",400,"Enclosed, 6 poles","CSL 2",0,null,"Industry",400,"Enclosed, 6 poles",null,{"$f":"G1106*INDEX('Shipment Data'!$BG$10:$CH$34,MATCH(CONCATENATE('UEC Data'!$C1106,'UEC Data'!$E1106),'Shipment Data'!$BI$10:$BI$34,0),MATCH('UEC Data'!$D1106,'Shipment Data'!$BG$10:$CH$10,0))","v":0}]
[null,null,"Industry",400,"Enclosed, 6 poles","CSL 3",0,null,"Industry",400,"Enclosed, 6 poles",null,{"$f":"G1107*INDEX('Shipment Data'!$BG$10:$CH$34,MATCH(CONCATENATE('UEC Data'!$C1107,'UEC Data'!$E1107),'Shipment Data'!$BI$10:$BI$34,0),MATCH('UEC Data'!$D1107,'Shipment Data'!$BG$10:$CH$10,0))","v":0}]
[null,null,"Industry",400,"Enclosed, 6 poles","CSL 4",0,null,"Industry",400,"Enclosed, 6 poles",null,{"$f":"G1108*INDEX('Shipment Data'!$BG$10:$CH$34,MATCH(CONCATENATE('UEC Data'!$C1108,'UEC Data'!$E1108),'Shipment Data'!$BI$10:$BI$34,0),MATCH('UEC Data'!$D1108,'Shipment Data'!$BG$10:$CH$10,0))","v":0}]
[null,null,"Industry",400,"Enclosed, 6 poles","-",0,null,"Industry",400,"Enclosed, 6 poles",null,{"$f":"G1109*INDEX('Shipment Data'!$BG$10:$CH$34,MATCH(CONCATENATE('UEC Data'!$C1109,'UEC Data'!$E1109),'Shipment Data'!$BI$10:$BI$34,0),MATCH('UEC Data'!$D1109,'Shipment Data'!$BG$10:$CH$10,0))","v":0}]
[null,null,"Industry",400,"Enclosed, 8 poles","CSL 0",0,null,"Industry",400,"Enclosed, 8 poles",null,{"$f":"G1110*INDEX('Shipment Data'!$BG$10:$CH$34,MATCH(CONCATENATE('UEC Data'!$C1110,'UEC Data'!$E1110),'Shipment Data'!$BI$10:$BI$34,0),MATCH('UEC Data'!$D1110,'Shipment Data'!$BG$10:$CH$10,0))","v":0}]
[null,null,"Industry",400,"Enclosed, 8 poles","CSL 1",0,null,"Industry",400,"Enclosed, 8 poles",null,{"$f":"G1111*INDEX('Shipment Data'!$BG$10:$CH$34,MATCH(CONCATENATE('UEC Data'!$C1111,'UEC Data'!$E1111),'Shipment Data'!$BI$10:$BI$34,0),MATCH('UEC Data'!$D1111,'Shipment Data'!$BG$10:$CH$10,0))","v":0}]
[null,null,"Industry",400,"Enclosed, 8 poles","CSL 2",0,null,"Industry",400,"Enclosed, 8 poles",null,{"$f":"G1112*INDEX('Shipment Data'!$BG$10:$CH$34,MATCH(CONCATENATE('UEC Data'!$C1112,'UEC Data'!$E1112),'Shipment Data'!$BI$10:$BI$34,0),MATCH('UEC Data'!$D1112,'Shipment Data'!$BG$10:$CH$10,0))","v":0}]
[null,null,"Industry",400,"Enclosed, 8 poles","CSL 3",0,null,"Industry",400,"Enclosed, 8 poles",null,{"$f":"G1113*INDEX('Shipment Data'!$BG$10:$CH$34,MATCH(CONCATENATE('UEC Data'!$C1113,'UEC Data'!$E1113),'Shipment Data'!$BI$10:$BI$34,0),MATCH('UEC Data'!$D1113,'Shipment Data'!$BG$10:$CH$10,0))","v":0}]
[null,null,"Industry",400,"Enclosed, 8 poles","CSL 4",0,null,"Industry",400,"Enclosed, 8 poles",null,{"$f":"G1114*INDEX('Shipment Data'!$BG$10:$CH$34,MATCH(CONCATENATE('UEC Data'!$C1114,'UEC Data'!$E1114),'Shipment Data'!$BI$10:$BI$34,0),MATCH('UEC Data'!$D1114,'Shipment Data'!$BG$10:$CH$10,0))","v":0}]
[null,null,"Industry",400,"Enclosed, 8 poles","-",0,null,"Industry",400,"Enclosed, 8 poles",null,{"$f":"G1115*INDEX('Shipment Data'!$BG$10:$CH$34,MATCH(CONCATENATE('UEC Data'!$C1115,'UEC Data'!$E1115),'Shipment Data'!$BI$10:$BI$34,0),MATCH('UEC Data'!$D1115,'Shipment Data'!$BG$10:$CH$10,0))","v":0}]
[null,null,"Industry",450,"Open, 2 poles","CSL 0",100.2706593545584,null,"Industry",450,"Open, 2 poles",null,{"$f":"G1116*INDEX('Shipment Data'!$BG$10:$CH$34,MATCH(CONCATENATE('UEC Data'!$C1116,'UEC Data'!$E1116),'Shipment Data'!$BI$10:$BI$34,0),MATCH('UEC Data'!$D1116,'Shipment Data'!$BG$10:$CH$10,0))","v":6.5978961999536265}]
[null,null,"Industry",450,"Open, 2 poles","CSL 1",99.851992718422466,null,"Industry",450,"Open, 2 poles",null,{"$f":"G1117*INDEX('Shipment Data'!$BG$10:$CH$34,MATCH(CONCATENATE('UEC Data'!$C1117,'UEC Data'!$E1117),'Shipment Data'!$BI$10:$BI$34,0),MATCH('UEC Data'!$D1117,'Shipment Data'!$BG$10:$CH$10,0))","v":6.5703475728139464}]
[null,null,"Industry",450,"Open, 2 poles","CSL 2",99.436807717514256,null,"Industry",450,"Open, 2 poles",null,{"$f":"G1118*INDEX('Shipment Data'!$BG$10:$CH$34,MATCH(CONCATENATE('UEC Data'!$C1118,'UEC Data'!$E1118),'Shipment Data'!$BI$10:$BI$34,0),MATCH('UEC Data'!$D1118,'Shipment Data'!$BG$10:$CH$10,0))","v":6.5430280402866527}]
[null,null,"Industry",450,"Open, 2 poles","CSL 3",99.127677745335461,null,"Industry",450,"Open, 2 poles",null,{"$f":"G1119*INDEX('Shipment Data'!$BG$10:$CH$34,MATCH(CONCATENATE('UEC Data'!$C1119,'UEC Data'!$E1119),'Shipment Data'!$BI$10:$BI$34,0),MATCH('UEC Data'!$D1119,'Shipment Data'!$BG$10:$CH$10,0))","v":6.52268702047229}]
[null,null,"Industry",450,"Open, 2 poles","CSL 4",98.820463868025556,null,"Industry",450,"Open, 2 poles",null,{"$f":"G1120*INDEX('Shipment Data'!$BG$10:$CH$34,MATCH(CONCATENATE('UEC Data'!$C1120,'UEC Data'!$E1120),'Shipment Data'!$BI$10:$BI$34,0),MATCH('UEC Data'!$D1120,'Shipment Data'!$BG$10:$CH$10,0))","v":6.502472081359258}]
[null,null,"Industry",450,"Open, 2 poles","-",0,null,"Industry",450,"Open, 2 poles",null,{"$f":"G1121*INDEX('Shipment Data'!$BG$10:$CH$34,MATCH(CONCATENATE('UEC Data'!$C1121,'UEC Data'!$E1121),'Shipment Data'!$BI$10:$BI$34,0),MATCH('UEC Data'!$D1121,'Shipment Data'!$BG$10:$CH$10,0))","v":0}]
[null,null,"Industry",450,"Open, 4 poles","CSL 0",100.2706593545584,null,"Industry",450,"Open, 4 poles",null,{"$f":"G1122*INDEX('Shipment Data'!$BG$10:$CH$34,MATCH(CONCATENATE('UEC Data'!$C1122,'UEC Data'!$E1122),'Shipment Data'!$BI$10:$BI$34,0),MATCH('UEC Data'!$D1122,'Shipment Data'!$BG$10:$CH$10,0))","v":13.608160912404355}]
[null,null,"Industry",450,"Open, 4 poles","CSL 1",99.851992718422466,null,"Industry",450,"Open, 4 poles",null,{"$f":"G1123*INDEX('Shipment Data'!$BG$10:$CH$34,MATCH(CONCATENATE('UEC Data'!$C1123,'UEC Data'!$E1123),'Shipment Data'!$BI$10:$BI$34,0),MATCH('UEC Data'!$D1123,'Shipment Data'!$BG$10:$CH$10,0))","v":13.551341868928763}]
[null,null,"Industry",450,"Open, 4 poles","CSL 2",99.436807717514256,null,"Industry",450,"Open, 4 poles",null,{"$f":"G1124*INDEX('Shipment Data'!$BG$10:$CH$34,MATCH(CONCATENATE('UEC Data'!$C1124,'UEC Data'!$E1124),'Shipment Data'!$BI$10:$BI$34,0),MATCH('UEC Data'!$D1124,'Shipment Data'!$BG$10:$CH$10,0))","v":13.49499533309122}]
[null,null,"Industry",450,"Open, 4 poles","CSL 3",99.127677745335461,null,"Industry",450,"Open, 4 poles",null,{"$f":"G1125*INDEX('Shipment Data'!$BG$10:$CH$34,MATCH(CONCATENATE('UEC Data'!$C1125,'UEC Data'!$E1125),'Shipment Data'!$BI$10:$BI$34,0),MATCH('UEC Data'!$D1125,'Shipment Data'!$BG$10:$CH$10,0))","v":13.453041979724098}]
[null,null,"Industry",450,"Open, 4 poles","CSL 4",98.820463868025556,null,"Industry",450,"Open, 4 poles",null,{"$f":"G1126*INDEX('Shipment Data'!$BG$10:$CH$34,MATCH(CONCATENATE('UEC Data'!$C1126,'UEC Data'!$E1126),'Shipment Data'!$BI$10:$BI$34,0),MATCH('UEC Data'!$D1126,'Shipment Data'!$BG$10:$CH$10,0))","v":13.411348667803468}]
[null,null,"Industry",450,"Open, 4 poles","-",0,null,"Industry",450,"Open, 4 poles",null,{"$f":"G1127*INDEX('Shipment Data'!$BG$10:$CH$34,MATCH(CONCATENATE('UEC Data'!$C1127,'UEC Data'!$E1127),'Shipment Data'!$BI$10:$BI$34,0),MATCH('UEC Data'!$D1127,'Shipment Data'!$BG$10:$CH$10,0))","v":0}]
[null,null,"Industry",450,"Open, 6 poles","CSL 0",0,null,"Industry",450,"Open, 6 poles",null,{"$f":"G1128*INDEX('Shipment Data'!$BG$10:$CH$34,MATCH(CONCATENATE('UEC Data'!$C1128,'UEC Data'!$E1128),'Shipment Data'!$BI$10:$BI$34,0),MATCH('UEC Data'!$D1128,'Shipment Data'!$BG$10:$CH$10,0))","v":0}]
[null,null,"Industry",450,"Open, 6 poles","CSL 1",0,null,"Industry",450,"Open, 6 poles",null,{"$f":"G1129*INDEX('Shipment Data'!$BG$10:$CH$34,MATCH(CONCATENATE('UEC Data'!$C1129,'UEC Data'!$E1129),'Shipment Data'!$BI$10:$BI$34,0),MATCH('UEC Data'!$D1129,'Shipment Data'!$BG$10:$CH$10,0))","v":0}]
[null,null,"Industry",450,"Open, 6 poles","CSL 2",0,null,"Industry",450,"Open, 6 poles",null,{"$f":"G1130*INDEX('Shipment Data'!$BG$10:$CH$34,MATCH(CONCATENATE('UEC Data'!$C1130,'UEC Data'!$E1130),'Shipment Data'!$BI$10:$BI$34,0),MATCH('UEC Data'!$D1130,'Shipment Data'!$BG$10:$CH$10,0))","v":0}]
[null,null,"Industry",450,"Open, 6 poles","CSL 3",0,null,"Industry",450,"Open, 6 poles",null,{"$f":"G1131*INDEX('Shipment Data'!$BG$10:$CH$34,MATCH(CONCATENATE('UEC Data'!$C1131,'UEC Data'!$E1131),'Shipment Data'!$BI$10:$BI$34,0),MATCH('UEC Data'!$D1131,'Shipment Data'!$BG$10:$CH$10,0))","v":0}]
[null,null,"Industry",450,"Open, 6 poles","CSL 4",0,null,"Industry",450,"Open, 6 poles",null,{"$f":"G1132*INDEX('Shipment Data'!$BG$10:$CH$34,MATCH(CONCATENATE('UEC Data'!$C1132,'UEC Data'!$E1132),'Shipment Data'!$BI$10:$BI$34,0),MATCH('UEC Data'!$D1132,'Shipment Data'!$BG$10:$CH$10,0))","v":0}]
[null,null,"Industry",450,"Open, 6 poles","-",0,null,"Industry",450,"Open, 6 poles",null,{"$f":"G1133*INDEX('Shipment Data'!$BG$10:$CH$34,MATCH(CONCATENATE('UEC Data'!$C1133,'UEC Data'!$E1133),'Shipment Data'!$BI$10:$BI$34,0),MATCH('UEC Data'!$D1133,'Shipment Data'!$BG$10:$CH$10,0))","v":0}]
[null,null,"Industry",450,"Open, 8 poles","CSL 0",0,null,"Industry",450,"Open, 8 poles",null,{"$f":"G1134*INDEX('Shipment Data'!$BG$10:$CH$34,MATCH(CONCATENATE('UEC Data'!$C1134,'UEC Data'!$E1134),'Shipment Data'!$BI$10:$BI$34,0),MATCH('UEC Data'!$D1134,'Shipment Data'!$BG$10:$CH$10,0))","v":0}]
[null,null,"Industry",450,"Open, 8 poles","CSL 1",0,null,"Industry",450,"Open, 8 poles",null,{"$f":"G1135*INDEX('Shipment Data'!$BG$10:$CH$34,MATCH(CONCATENATE('UEC Data'!$C1135,'UEC Data'!$E1135),'Shipment Data'!$BI$10:$BI$34,0),MATCH('UEC Data'!$D1135,'Shipment Data'!$BG$10:$CH$10,0))","v":0}]
[null,null,"Industry",450,"Open, 8 poles","CSL 2",0,null,"Industry",450,"Open, 8 poles",null,{"$f":"G1136*INDEX('Shipment Data'!$BG$10:$CH$34,MATCH(CONCATENATE('UEC Data'!$C1136,'UEC Data'!$E1136),'Shipment Data'!$BI$10:$BI$34,0),MATCH('UEC Data'!$D1136,'Shipment Data'!$BG$10:$CH$10,0))","v":0}]
[null,null,"Industry",450,"Open, 8 poles","CSL 3",0,null,"Industry",450,"Open, 8 poles",null,{"$f":"G1137*INDEX('Shipment Data'!$BG$10:$CH$34,MATCH(CONCATENATE('UEC Data'!$C1137,'UEC Data'!$E1137),'Shipment Data'!$BI$10:$BI$34,0),MATCH('UEC Data'!$D1137,'Shipment Data'!$BG$10:$CH$10,0))","v":0}]
[null,null,"Industry",450,"Open, 8 poles","CSL 4",0,null,"Industry",450,"Open, 8 poles",null,{"$f":"G1138*INDEX('Shipment Data'!$BG$10:$CH$34,MATCH(CONCATENATE('UEC Data'!$C1138,'UEC Data'!$E1138),'Shipment Data'!$BI$10:$BI$34,0),MATCH('UEC Data'!$D1138,'Shipment Data'!$BG$10:$CH$10,0))","v":0}]
[null,null,"Industry",450,"Open, 8 poles","-",0,null,"Industry",450,"Open, 8 poles",null,{"$f":"G1139*INDEX('Shipment Data'!$BG$10:$CH$34,MATCH(CONCATENATE('UEC Data'!$C1139,'UEC Data'!$E1139),'Shipment Data'!$BI$10:$BI$34,0),MATCH('UEC Data'!$D1139,'Shipment Data'!$BG$10:$CH$10,0))","v":0}]
[null,null,"Industry",450,"Enclosed, 2 poles","CSL 0",99.851992718422466,null,"Industry",450,"Enclosed, 2 poles",null,{"$f":"G1140*INDEX('Shipment Data'!$BG$10:$CH$34,MATCH(CONCATENATE('UEC Data'!$C1140,'UEC Data'!$E1140),'Shipment Data'!$BI$10:$BI$34,0),MATCH('UEC Data'!$D1140,'Shipment Data'!$BG$10:$CH$10,0))","v":11.498108252424407}]
[null,null,"Industry",450,"Enclosed, 2 poles","CSL 1",100.2706593545584,null,"Industry",450,"Enclosed, 2 poles",null,{"$f":"G1141*INDEX('Shipment Data'!$BG$10:$CH$34,MATCH(CONCATENATE('UEC Data'!$C1141,'UEC Data'!$E1141),'Shipment Data'!$BI$10:$BI$34,0),MATCH('UEC Data'!$D1141,'Shipment Data'!$BG$10:$CH$10,0))","v":11.546318349918849}]
[null,null,"Industry",450,"Enclosed, 2 poles","CSL 2",99.851992718422466,null,"Industry",450,"Enclosed, 2 poles",null,{"$f":"G1142*INDEX('Shipment Data'!$BG$10:$CH$34,MATCH(CONCATENATE('UEC Data'!$C1142,'UEC Data'!$E1142),'Shipment Data'!$BI$10:$BI$34,0),MATCH('UEC Data'!$D1142,'Shipment Data'!$BG$10:$CH$10,0))","v":11.498108252424407}]
[null,null,"Industry",450,"Enclosed, 2 poles","CSL 3",99.436807717514256,null,"Industry",450,"Enclosed, 2 poles",null,{"$f":"G1143*INDEX('Shipment Data'!$BG$10:$CH$34,MATCH(CONCATENATE('UEC Data'!$C1143,'UEC Data'!$E1143),'Shipment Data'!$BI$10:$BI$34,0),MATCH('UEC Data'!$D1143,'Shipment Data'!$BG$10:$CH$10,0))","v":11.450299070501643}]
[null,null,"Industry",450,"Enclosed, 2 poles","CSL 4",99.127677745335461,null,"Industry",450,"Enclosed, 2 poles",null,{"$f":"G1144*INDEX('Shipment Data'!$BG$10:$CH$34,MATCH(CONCATENATE('UEC Data'!$C1144,'UEC Data'!$E1144),'Shipment Data'!$BI$10:$BI$34,0),MATCH('UEC Data'!$D1144,'Shipment Data'!$BG$10:$CH$10,0))","v":11.414702285826509}]
[null,null,"Industry",450,"Enclosed, 2 poles","-",0,null,"Industry",450,"Enclosed, 2 poles",null,{"$f":"G1145*INDEX('Shipment Data'!$BG$10:$CH$34,MATCH(CONCATENATE('UEC Data'!$C1145,'UEC Data'!$E1145),'Shipment Data'!$BI$10:$BI$34,0),MATCH('UEC Data'!$D1145,'Shipment Data'!$BG$10:$CH$10,0))","v":0}]
[null,null,"Industry",450,"Enclosed, 4 poles","CSL 0",100.2706593545584,null,"Industry",450,"Enclosed, 4 poles",null,{"$f":"G1146*INDEX('Shipment Data'!$BG$10:$CH$34,MATCH(CONCATENATE('UEC Data'!$C1146,'UEC Data'!$E1146),'Shipment Data'!$BI$10:$BI$34,0),MATCH('UEC Data'!$D1146,'Shipment Data'!$BG$10:$CH$10,0))","v":37.525534637236255}]
[null,null,"Industry",450,"Enclosed, 4 poles","CSL 1",100.2706593545584,null,"Industry",450,"Enclosed, 4 poles",null,{"$f":"G1147*INDEX('Shipment Data'!$BG$10:$CH$34,MATCH(CONCATENATE('UEC Data'!$C1147,'UEC Data'!$E1147),'Shipment Data'!$BI$10:$BI$34,0),MATCH('UEC Data'!$D1147,'Shipment Data'!$BG$10:$CH$10,0))","v":37.525534637236255}]
[null,null,"Industry",450,"Enclosed, 4 poles","CSL 2",99.436807717514256,null,"Industry",450,"Enclosed, 4 poles",null,{"$f":"G1148*INDEX('Shipment Data'!$BG$10:$CH$34,MATCH(CONCATENATE('UEC Data'!$C1148,'UEC Data'!$E1148),'Shipment Data'!$BI$10:$BI$34,0),MATCH('UEC Data'!$D1148,'Shipment Data'!$BG$10:$CH$10,0))","v":37.21347197913034}]
[null,null,"Industry",450,"Enclosed, 4 poles","CSL 3",99.127677745335461,null,"Industry",450,"Enclosed, 4 poles",null,{"$f":"G1149*INDEX('Shipment Data'!$BG$10:$CH$34,MATCH(CONCATENATE('UEC Data'!$C1149,'UEC Data'!$E1149),'Shipment Data'!$BI$10:$BI$34,0),MATCH('UEC Data'!$D1149,'Shipment Data'!$BG$10:$CH$10,0))","v":37.097782428936149}]
[null,null,"Industry",450,"Enclosed, 4 poles","CSL 4",98.820463868025556,null,"Industry",450,"Enclosed, 4 poles",null,{"$f":"G1150*INDEX('Shipment Data'!$BG$10:$CH$34,MATCH(CONCATENATE('UEC Data'!$C1150,'UEC Data'!$E1150),'Shipment Data'!$BI$10:$BI$34,0),MATCH('UEC Data'!$D1150,'Shipment Data'!$BG$10:$CH$10,0))","v":36.982809962730776}]
[null,null,"Industry",450,"Enclosed, 4 poles","-",0,null,"Industry",450,"Enclosed, 4 poles",null,{"$f":"G1151*INDEX('Shipment Data'!$BG$10:$CH$34,MATCH(CONCATENATE('UEC Data'!$C1151,'UEC Data'!$E1151),'Shipment Data'!$BI$10:$BI$34,0),MATCH('UEC Data'!$D1151,'Shipment Data'!$BG$10:$CH$10,0))","v":0}]
[null,null,"Industry",450,"Enclosed, 6 poles","CSL 0",0,null,"Industry",450,"Enclosed, 6 poles",null,{"$f":"G1152*INDEX('Shipment Data'!$BG$10:$CH$34,MATCH(CONCATENATE('UEC Data'!$C1152,'UEC Data'!$E1152),'Shipment Data'!$BI$10:$BI$34,0),MATCH('UEC Data'!$D1152,'Shipment Data'!$BG$10:$CH$10,0))","v":0}]
[null,null,"Industry",450,"Enclosed, 6 poles","CSL 1",0,null,"Industry",450,"Enclosed, 6 poles",null,{"$f":"G1153*INDEX('Shipment Data'!$BG$10:$CH$34,MATCH(CONCATENATE('UEC Data'!$C1153,'UEC Data'!$E1153),'Shipment Data'!$BI$10:$BI$34,0),MATCH('UEC Data'!$D1153,'Shipment Data'!$BG$10:$CH$10,0))","v":0}]
[null,null,"Industry",450,"Enclosed, 6 poles","CSL 2",0,null,"Industry",450,"Enclosed, 6 poles",null,{"$f":"G1154*INDEX('Shipment Data'!$BG$10:$CH$34,MATCH(CONCATENATE('UEC Data'!$C1154,'UEC Data'!$E1154),'Shipment Data'!$BI$10:$BI$34,0),MATCH('UEC Data'!$D1154,'Shipment Data'!$BG$10:$CH$10,0))","v":0}]
[null,null,"Industry",450,"Enclosed, 6 poles","CSL 3",0,null,"Industry",450,"Enclosed, 6 poles",null,{"$f":"G1155*INDEX('Shipment Data'!$BG$10:$CH$34,MATCH(CONCATENATE('UEC Data'!$C1155,'UEC Data'!$E1155),'Shipment Data'!$BI$10:$BI$34,0),MATCH('UEC Data'!$D1155,'Shipment Data'!$BG$10:$CH$10,0))","v":0}]
[null,null,"Industry",450,"Enclosed, 6 poles","CSL 4",0,null,"Industry",450,"Enclosed, 6 poles",null,{"$f":"G1156*INDEX('Shipment Data'!$BG$10:$CH$34,MATCH(CONCATENATE('UEC Data'!$C1156,'UEC Data'!$E1156),'Shipment Data'!$BI$10:$BI$34,0),MATCH('UEC Data'!$D1156,'Shipment Data'!$BG$10:$CH$10,0))","v":0}]
[null,null,"Industry",450,"Enclosed, 6 poles","-",0,null,"Industry",450,"Enclosed, 6 poles",null,{"$f":"G1157*INDEX('Shipment Data'!$BG$10:$CH$34,MATCH(CONCATENATE('UEC Data'!$C1157,'UEC Data'!$E1157),'Shipment Data'!$BI$10:$BI$34,0),MATCH('UEC Data'!$D1157,'Shipment Data'!$BG$10:$CH$10,0))","v":0}]
[null,null,"Industry",450,"Enclosed, 8 poles","CSL 0",0,null,"Industry",450,"Enclosed, 8 poles",null,{"$f":"G1158*INDEX('Shipment Data'!$BG$10:$CH$34,MATCH(CONCATENATE('UEC Data'!$C1158,'UEC Data'!$E1158),'Shipment Data'!$BI$10:$BI$34,0),MATCH('UEC Data'!$D1158,'Shipment Data'!$BG$10:$CH$10,0))","v":0}]
[null,null,"Industry",450,"Enclosed, 8 poles","CSL 1",0,null,"Industry",450,"Enclosed, 8 poles",null,{"$f":"G1159*INDEX('Shipment Data'!$BG$10:$CH$34,MATCH(CONCATENATE('UEC Data'!$C1159,'UEC Data'!$E1159),'Shipment Data'!$BI$10:$BI$34,0),MATCH('UEC Data'!$D1159,'Shipment Data'!$BG$10:$CH$10,0))","v":0}]
[null,null,"Industry",450,"Enclosed, 8 poles","CSL 2",0,null,"Industry",450,"Enclosed, 8 poles",null,{"$f":"G1160*INDEX('Shipment Data'!$BG$10:$CH$34,MATCH(CONCATENATE('UEC Data'!$C1160,'UEC Data'!$E1160),'Shipment Data'!$BI$10:$BI$34,0),MATCH('UEC Data'!$D1160,'Shipment Data'!$BG$10:$CH$10,0))","v":0}]
[null,null,"Industry",450,"Enclosed, 8 poles","CSL 3",0,null,"Industry",450,"Enclosed, 8 poles",null,{"$f":"G1161*INDEX('Shipment Data'!$BG$10:$CH$34,MATCH(CONCATENATE('UEC Data'!$C1161,'UEC Data'!$E1161),'Shipment Data'!$BI$10:$BI$34,0),MATCH('UEC Data'!$D1161,'Shipment Data'!$BG$10:$CH$10,0))","v":0}]
[null,null,"Industry",450,"Enclosed, 8 poles","CSL 4",0,null,"Industry",450,"Enclosed, 8 poles",null,{"$f":"G1162*INDEX('Shipment Data'!$BG$10:$CH$34,MATCH(CONCATENATE('UEC Data'!$C1162,'UEC Data'!$E1162),'Shipment Data'!$BI$10:$BI$34,0),MATCH('UEC Data'!$D1162,'Shipment Data'!$BG$10:$CH$10,0))","v":0}]
[null,null,"Industry",450,"Enclosed, 8 poles","-",0,null,"Industry",450,"Enclosed, 8 poles",null,{"$f":"G1163*INDEX('Shipment Data'!$BG$10:$CH$34,MATCH(CONCATENATE('UEC Data'!$C1163,'UEC Data'!$E1163),'Shipment Data'!$BI$10:$BI$34,0),MATCH('UEC Data'!$D1163,'Shipment Data'!$BG$10:$CH$10,0))","v":0}]
[null,null,"Industry",500,"Open, 2 poles","CSL 0",111.41184372728713,null,"Industry",500,"Open, 2 poles",null,{"$f":"G1164*INDEX('Shipment Data'!$BG$10:$CH$34,MATCH(CONCATENATE('UEC Data'!$C1164,'UEC Data'!$E1164),'Shipment Data'!$BI$10:$BI$34,0),MATCH('UEC Data'!$D1164,'Shipment Data'!$BG$10:$CH$10,0))","v":7.3309957777262538}]
[null,null,"Industry",500,"Open, 2 poles","CSL 1",110.94665857602499,null,"Industry",500,"Open, 2 poles",null,{"$f":"G1165*INDEX('Shipment Data'!$BG$10:$CH$34,MATCH(CONCATENATE('UEC Data'!$C1165,'UEC Data'!$E1165),'Shipment Data'!$BI$10:$BI$34,0),MATCH('UEC Data'!$D1165,'Shipment Data'!$BG$10:$CH$10,0))","v":7.3003861920154973}]
[null,null,"Industry",500,"Open, 2 poles","CSL 2",110.48534190834918,null,"Industry",500,"Open, 2 poles",null,{"$f":"G1166*INDEX('Shipment Data'!$BG$10:$CH$34,MATCH(CONCATENATE('UEC Data'!$C1166,'UEC Data'!$E1166),'Shipment Data'!$BI$10:$BI$34,0),MATCH('UEC Data'!$D1166,'Shipment Data'!$BG$10:$CH$10,0))","v":7.2700311558740589}]
[null,null,"Industry",500,"Open, 2 poles","CSL 3",110.14186416148387,null,"Industry",500,"Open, 2 poles",null,{"$f":"G1167*INDEX('Shipment Data'!$BG$10:$CH$34,MATCH(CONCATENATE('UEC Data'!$C1167,'UEC Data'!$E1167),'Shipment Data'!$BI$10:$BI$34,0),MATCH('UEC Data'!$D1167,'Shipment Data'!$BG$10:$CH$10,0))","v":7.2474300227469906}]
[null,null,"Industry",500,"Open, 2 poles","CSL 4",109.80051540891729,null,"Industry",500,"Open, 2 poles",null,{"$f":"G1168*INDEX('Shipment Data'!$BG$10:$CH$34,MATCH(CONCATENATE('UEC Data'!$C1168,'UEC Data'!$E1168),'Shipment Data'!$BI$10:$BI$34,0),MATCH('UEC Data'!$D1168,'Shipment Data'!$BG$10:$CH$10,0))","v":7.2249689792880645}]
[null,null,"Industry",500,"Open, 2 poles","-",0,null,"Industry",500,"Open, 2 poles",null,{"$f":"G1169*INDEX('Shipment Data'!$BG$10:$CH$34,MATCH(CONCATENATE('UEC Data'!$C1169,'UEC Data'!$E1169),'Shipment Data'!$BI$10:$BI$34,0),MATCH('UEC Data'!$D1169,'Shipment Data'!$BG$10:$CH$10,0))","v":0}]
[null,null,"Industry",500,"Open, 4 poles","CSL 0",111.41184372728713,null,"Industry",500,"Open, 4 poles",null,{"$f":"G1170*INDEX('Shipment Data'!$BG$10:$CH$34,MATCH(CONCATENATE('UEC Data'!$C1170,'UEC Data'!$E1170),'Shipment Data'!$BI$10:$BI$34,0),MATCH('UEC Data'!$D1170,'Shipment Data'!$BG$10:$CH$10,0))","v":15.120178791560393}]
[null,null,"Industry",500,"Open, 4 poles","CSL 1",110.94665857602499,null,"Industry",500,"Open, 4 poles",null,{"$f":"G1171*INDEX('Shipment Data'!$BG$10:$CH$34,MATCH(CONCATENATE('UEC Data'!$C1171,'UEC Data'!$E1171),'Shipment Data'!$BI$10:$BI$34,0),MATCH('UEC Data'!$D1171,'Shipment Data'!$BG$10:$CH$10,0))","v":15.057046521031959}]
[null,null,"Industry",500,"Open, 4 poles","CSL 2",110.48534190834918,null,"Industry",500,"Open, 4 poles",null,{"$f":"G1172*INDEX('Shipment Data'!$BG$10:$CH$34,MATCH(CONCATENATE('UEC Data'!$C1172,'UEC Data'!$E1172),'Shipment Data'!$BI$10:$BI$34,0),MATCH('UEC Data'!$D1172,'Shipment Data'!$BG$10:$CH$10,0))","v":14.994439258990242}]
[null,null,"Industry",500,"Open, 4 poles","CSL 3",110.14186416148387,null,"Industry",500,"Open, 4 poles",null,{"$f":"G1173*INDEX('Shipment Data'!$BG$10:$CH$34,MATCH(CONCATENATE('UEC Data'!$C1173,'UEC Data'!$E1173),'Shipment Data'!$BI$10:$BI$34,0),MATCH('UEC Data'!$D1173,'Shipment Data'!$BG$10:$CH$10,0))","v":14.947824421915664}]
[null,null,"Industry",500,"Open, 4 poles","CSL 4",109.80051540891729,null,"Industry",500,"Open, 4 poles",null,{"$f":"G1174*INDEX('Shipment Data'!$BG$10:$CH$34,MATCH(CONCATENATE('UEC Data'!$C1174,'UEC Data'!$E1174),'Shipment Data'!$BI$10:$BI$34,0),MATCH('UEC Data'!$D1174,'Shipment Data'!$BG$10:$CH$10,0))","v":14.901498519781628}]
[null,null,"Industry",500,"Open, 4 poles","-",0,null,"Industry",500,"Open, 4 poles",null,{"$f":"G1175*INDEX('Shipment Data'!$BG$10:$CH$34,MATCH(CONCATENATE('UEC Data'!$C1175,'UEC Data'!$E1175),'Shipment Data'!$BI$10:$BI$34,0),MATCH('UEC Data'!$D1175,'Shipment Data'!$BG$10:$CH$10,0))","v":0}]
[null,null,"Industry",500,"Open, 6 poles","CSL 0",0,null,"Industry",500,"Open, 6 poles",null,{"$f":"G1176*INDEX('Shipment Data'!$BG$10:$CH$34,MATCH(CONCATENATE('UEC Data'!$C1176,'UEC Data'!$E1176),'Shipment Data'!$BI$10:$BI$34,0),MATCH('UEC Data'!$D1176,'Shipment Data'!$BG$10:$CH$10,0))","v":0}]
[null,null,"Industry",500,"Open, 6 poles","CSL 1",0,null,"Industry",500,"Open, 6 poles",null,{"$f":"G1177*INDEX('Shipment Data'!$BG$10:$CH$34,MATCH(CONCATENATE('UEC Data'!$C1177,'UEC Data'!$E1177),'Shipment Data'!$BI$10:$BI$34,0),MATCH('UEC Data'!$D1177,'Shipment Data'!$BG$10:$CH$10,0))","v":0}]
[null,null,"Industry",500,"Open, 6 poles","CSL 2",0,null,"Industry",500,"Open, 6 poles",null,{"$f":"G1178*INDEX('Shipment Data'!$BG$10:$CH$34,MATCH(CONCATENATE('UEC Data'!$C1178,'UEC Data'!$E1178),'Shipment Data'!$BI$10:$BI$34,0),MATCH('UEC Data'!$D1178,'Shipment Data'!$BG$10:$CH$10,0))","v":0}]
[null,null,"Industry",500,"Open, 6 poles","CSL 3",0,null,"Industry",500,"Open, 6 poles",null,{"$f":"G1179*INDEX('Shipment Data'!$BG$10:$CH$34,MATCH(CONCATENATE('UEC Data'!$C1179,'UEC Data'!$E1179),'Shipment Data'!$BI$10:$BI$34,0),MATCH('UEC Data'!$D1179,'Shipment Data'!$BG$10:$CH$10,0))","v":0}]
[null,null,"Industry",500,"Open, 6 poles","CSL 4",0,null,"Industry",500,"Open, 6 poles",null,{"$f":"G1180*INDEX('Shipment Data'!$BG$10:$CH$34,MATCH(CONCATENATE('UEC Data'!$C1180,'UEC Data'!$E1180),'Shipment Data'!$BI$10:$BI$34,0),MATCH('UEC Data'!$D1180,'Shipment Data'!$BG$10:$CH$10,0))","v":0}]
[null,null,"Industry",500,"Open, 6 poles","-",0,null,"Industry",500,"Open, 6 poles",null,{"$f":"G1181*INDEX('Shipment Data'!$BG$10:$CH$34,MATCH(CONCATENATE('UEC Data'!$C1181,'UEC Data'!$E1181),'Shipment Data'!$BI$10:$BI$34,0),MATCH('UEC Data'!$D1181,'Shipment Data'!$BG$10:$CH$10,0))","v":0}]
[null,null,"Industry",500,"Open, 8 poles","CSL 0",0,null,"Industry",500,"Open, 8 poles",null,{"$f":"G1182*INDEX('Shipment Data'!$BG$10:$CH$34,MATCH(CONCATENATE('UEC Data'!$C1182,'UEC Data'!$E1182),'Shipment Data'!$BI$10:$BI$34,0),MATCH('UEC Data'!$D1182,'Shipment Data'!$BG$10:$CH$10,0))","v":0}]
[null,null,"Industry",500,"Open, 8 poles","CSL 1",0,null,"Industry",500,"Open, 8 poles",null,{"$f":"G1183*INDEX('Shipment Data'!$BG$10:$CH$34,MATCH(CONCATENATE('UEC Data'!$C1183,'UEC Data'!$E1183),'Shipment Data'!$BI$10:$BI$34,0),MATCH('UEC Data'!$D1183,'Shipment Data'!$BG$10:$CH$10,0))","v":0}]
[null,null,"Industry",500,"Open, 8 poles","CSL 2",0,null,"Industry",500,"Open, 8 poles",null,{"$f":"G1184*INDEX('Shipment Data'!$BG$10:$CH$34,MATCH(CONCATENATE('UEC Data'!$C1184,'UEC Data'!$E1184),'Shipment Data'!$BI$10:$BI$34,0),MATCH('UEC Data'!$D1184,'Shipment Data'!$BG$10:$CH$10,0))","v":0}]
[null,null,"Industry",500,"Open, 8 poles","CSL 3",0,null,"Industry",500,"Open, 8 poles",null,{"$f":"G1185*INDEX('Shipment Data'!$BG$10:$CH$34,MATCH(CONCATENATE('UEC Data'!$C1185,'UEC Data'!$E1185),'Shipment Data'!$BI$10:$BI$34,0),MATCH('UEC Data'!$D1185,'Shipment Data'!$BG$10:$CH$10,0))","v":0}]
[null,null,"Industry",500,"Open, 8 poles","CSL 4",0,null,"Industry",500,"Open, 8 poles",null,{"$f":"G1186*INDEX('Shipment Data'!$BG$10:$CH$34,MATCH(CONCATENATE('UEC Data'!$C1186,'UEC Data'!$E1186),'Shipment Data'!$BI$10:$BI$34,0),MATCH('UEC Data'!$D1186,'Shipment Data'!$BG$10:$CH$10,0))","v":0}]
[null,null,"Industry",500,"Open, 8 poles","-",0,null,"Industry",500,"Open, 8 poles",null,{"$f":"G1187*INDEX('Shipment Data'!$BG$10:$CH$34,MATCH(CONCATENATE('UEC Data'!$C1187,'UEC Data'!$E1187),'Shipment Data'!$BI$10:$BI$34,0),MATCH('UEC Data'!$D1187,'Shipment Data'!$BG$10:$CH$10,0))","v":0}]
[null,null,"Industry",500,"Enclosed, 2 poles","CSL 0",110.94665857602499,null,"Industry",500,"Enclosed, 2 poles",null,{"$f":"G1188*INDEX('Shipment Data'!$BG$10:$CH$34,MATCH(CONCATENATE('UEC Data'!$C1188,'UEC Data'!$E1188),'Shipment Data'!$BI$10:$BI$34,0),MATCH('UEC Data'!$D1188,'Shipment Data'!$BG$10:$CH$10,0))","v":12.775675836027121}]
[null,null,"Industry",500,"Enclosed, 2 poles","CSL 1",111.41184372728713,null,"Industry",500,"Enclosed, 2 poles",null,{"$f":"G1189*INDEX('Shipment Data'!$BG$10:$CH$34,MATCH(CONCATENATE('UEC Data'!$C1189,'UEC Data'!$E1189),'Shipment Data'!$BI$10:$BI$34,0),MATCH('UEC Data'!$D1189,'Shipment Data'!$BG$10:$CH$10,0))","v":12.829242611020943}]
[null,null,"Industry",500,"Enclosed, 2 poles","CSL 2",110.94665857602499,null,"Industry",500,"Enclosed, 2 poles",null,{"$f":"G1190*INDEX('Shipment Data'!$BG$10:$CH$34,MATCH(CONCATENATE('UEC Data'!$C1190,'UEC Data'!$E1190),'Shipment Data'!$BI$10:$BI$34,0),MATCH('UEC Data'!$D1190,'Shipment Data'!$BG$10:$CH$10,0))","v":12.775675836027121}]
[null,null,"Industry",500,"Enclosed, 2 poles","CSL 3",110.48534190834918,null,"Industry",500,"Enclosed, 2 poles",null,{"$f":"G1191*INDEX('Shipment Data'!$BG$10:$CH$34,MATCH(CONCATENATE('UEC Data'!$C1191,'UEC Data'!$E1191),'Shipment Data'!$BI$10:$BI$34,0),MATCH('UEC Data'!$D1191,'Shipment Data'!$BG$10:$CH$10,0))","v":12.722554522779603}]
[null,null,"Industry",500,"Enclosed, 2 poles","CSL 4",110.14186416148387,null,"Industry",500,"Enclosed, 2 poles",null,{"$f":"G1192*INDEX('Shipment Data'!$BG$10:$CH$34,MATCH(CONCATENATE('UEC Data'!$C1192,'UEC Data'!$E1192),'Shipment Data'!$BI$10:$BI$34,0),MATCH('UEC Data'!$D1192,'Shipment Data'!$BG$10:$CH$10,0))","v":12.683002539807234}]
[null,null,"Industry",500,"Enclosed, 2 poles","-",0,null,"Industry",500,"Enclosed, 2 poles",null,{"$f":"G1193*INDEX('Shipment Data'!$BG$10:$CH$34,MATCH(CONCATENATE('UEC Data'!$C1193,'UEC Data'!$E1193),'Shipment Data'!$BI$10:$BI$34,0),MATCH('UEC Data'!$D1193,'Shipment Data'!$BG$10:$CH$10,0))","v":0}]
[null,null,"Industry",500,"Enclosed, 4 poles","CSL 0",110.94665857602499,null,"Industry",500,"Enclosed, 4 poles",null,{"$f":"G1194*INDEX('Shipment Data'!$BG$10:$CH$34,MATCH(CONCATENATE('UEC Data'!$C1194,'UEC Data'!$E1194),'Shipment Data'!$BI$10:$BI$34,0),MATCH('UEC Data'!$D1194,'Shipment Data'!$BG$10:$CH$10,0))","v":41.520946467088145}]
[null,null,"Industry",500,"Enclosed, 4 poles","CSL 1",110.94665857602499,null,"Industry",500,"Enclosed, 4 poles",null,{"$f":"G1195*INDEX('Shipment Data'!$BG$10:$CH$34,MATCH(CONCATENATE('UEC Data'!$C1195,'UEC Data'!$E1195),'Shipment Data'!$BI$10:$BI$34,0),MATCH('UEC Data'!$D1195,'Shipment Data'!$BG$10:$CH$10,0))","v":41.520946467088145}]
[null,null,"Industry",500,"Enclosed, 4 poles","CSL 2",110.48534190834918,null,"Industry",500,"Enclosed, 4 poles",null,{"$f":"G1196*INDEX('Shipment Data'!$BG$10:$CH$34,MATCH(CONCATENATE('UEC Data'!$C1196,'UEC Data'!$E1196),'Shipment Data'!$BI$10:$BI$34,0),MATCH('UEC Data'!$D1196,'Shipment Data'!$BG$10:$CH$10,0))","v":41.348302199033711}]
[null,null,"Industry",500,"Enclosed, 4 poles","CSL 3",110.14186416148387,null,"Industry",500,"Enclosed, 4 poles",null,{"$f":"G1197*INDEX('Shipment Data'!$BG$10:$CH$34,MATCH(CONCATENATE('UEC Data'!$C1197,'UEC Data'!$E1197),'Shipment Data'!$BI$10:$BI$34,0),MATCH('UEC Data'!$D1197,'Shipment Data'!$BG$10:$CH$10,0))","v":41.219758254373509}]
[null,null,"Industry",500,"Enclosed, 4 poles","CSL 4",109.80051540891729,null,"Industry",500,"Enclosed, 4 poles",null,{"$f":"G1198*INDEX('Shipment Data'!$BG$10:$CH$34,MATCH(CONCATENATE('UEC Data'!$C1198,'UEC Data'!$E1198),'Shipment Data'!$BI$10:$BI$34,0),MATCH('UEC Data'!$D1198,'Shipment Data'!$BG$10:$CH$10,0))","v":41.092011069700867}]
[null,null,"Industry",500,"Enclosed, 4 poles","-",0,null,"Industry",500,"Enclosed, 4 poles",null,{"$f":"G1199*INDEX('Shipment Data'!$BG$10:$CH$34,MATCH(CONCATENATE('UEC Data'!$C1199,'UEC Data'!$E1199),'Shipment Data'!$BI$10:$BI$34,0),MATCH('UEC Data'!$D1199,'Shipment Data'!$BG$10:$CH$10,0))","v":0}]
[null,null,"Industry",500,"Enclosed, 6 poles","CSL 0",0,null,"Industry",500,"Enclosed, 6 poles",null,{"$f":"G1200*INDEX('Shipment Data'!$BG$10:$CH$34,MATCH(CONCATENATE('UEC Data'!$C1200,'UEC Data'!$E1200),'Shipment Data'!$BI$10:$BI$34,0),MATCH('UEC Data'!$D1200,'Shipment Data'!$BG$10:$CH$10,0))","v":0}]
[null,null,"Industry",500,"Enclosed, 6 poles","CSL 1",0,null,"Industry",500,"Enclosed, 6 poles",null,{"$f":"G1201*INDEX('Shipment Data'!$BG$10:$CH$34,MATCH(CONCATENATE('UEC Data'!$C1201,'UEC Data'!$E1201),'Shipment Data'!$BI$10:$BI$34,0),MATCH('UEC Data'!$D1201,'Shipment Data'!$BG$10:$CH$10,0))","v":0}]
[null,null,"Industry",500,"Enclosed, 6 poles","CSL 2",0,null,"Industry",500,"Enclosed, 6 poles",null,{"$f":"G1202*INDEX('Shipment Data'!$BG$10:$CH$34,MATCH(CONCATENATE('UEC Data'!$C1202,'UEC Data'!$E1202),'Shipment Data'!$BI$10:$BI$34,0),MATCH('UEC Data'!$D1202,'Shipment Data'!$BG$10:$CH$10,0))","v":0}]
[null,null,"Industry",500,"Enclosed, 6 poles","CSL 3",0,null,"Industry",500,"Enclosed, 6 poles",null,{"$f":"G1203*INDEX('Shipment Data'!$BG$10:$CH$34,MATCH(CONCATENATE('UEC Data'!$C1203,'UEC Data'!$E1203),'Shipment Data'!$BI$10:$BI$34,0),MATCH('UEC Data'!$D1203,'Shipment Data'!$BG$10:$CH$10,0))","v":0}]
[null,null,"Industry",500,"Enclosed, 6 poles","CSL 4",0,null,"Industry",500,"Enclosed, 6 poles",null,{"$f":"G1204*INDEX('Shipment Data'!$BG$10:$CH$34,MATCH(CONCATENATE('UEC Data'!$C1204,'UEC Data'!$E1204),'Shipment Data'!$BI$10:$BI$34,0),MATCH('UEC Data'!$D1204,'Shipment Data'!$BG$10:$CH$10,0))","v":0}]
[null,null,"Industry",500,"Enclosed, 6 poles","-",0,null,"Industry",500,"Enclosed, 6 poles",null,{"$f":"G1205*INDEX('Shipment Data'!$BG$10:$CH$34,MATCH(CONCATENATE('UEC Data'!$C1205,'UEC Data'!$E1205),'Shipment Data'!$BI$10:$BI$34,0),MATCH('UEC Data'!$D1205,'Shipment Data'!$BG$10:$CH$10,0))","v":0}]
[null,null,"Industry",500,"Enclosed, 8 poles","CSL 0",0,null,"Industry",500,"Enclosed, 8 poles",null,{"$f":"G1206*INDEX('Shipment Data'!$BG$10:$CH$34,MATCH(CONCATENATE('UEC Data'!$C1206,'UEC Data'!$E1206),'Shipment Data'!$BI$10:$BI$34,0),MATCH('UEC Data'!$D1206,'Shipment Data'!$BG$10:$CH$10,0))","v":0}]
[null,null,"Industry",500,"Enclosed, 8 poles","CSL 1",0,null,"Industry",500,"Enclosed, 8 poles",null,{"$f":"G1207*INDEX('Shipment Data'!$BG$10:$CH$34,MATCH(CONCATENATE('UEC Data'!$C1207,'UEC Data'!$E1207),'Shipment Data'!$BI$10:$BI$34,0),MATCH('UEC Data'!$D1207,'Shipment Data'!$BG$10:$CH$10,0))","v":0}]
[null,null,"Industry",500,"Enclosed, 8 poles","CSL 2",0,null,"Industry",500,"Enclosed, 8 poles",null,{"$f":"G1208*INDEX('Shipment Data'!$BG$10:$CH$34,MATCH(CONCATENATE('UEC Data'!$C1208,'UEC Data'!$E1208),'Shipment Data'!$BI$10:$BI$34,0),MATCH('UEC Data'!$D1208,'Shipment Data'!$BG$10:$CH$10,0))","v":0}]
[null,null,"Industry",500,"Enclosed, 8 poles","CSL 3",0,null,"Industry",500,"Enclosed, 8 poles",null,{"$f":"G1209*INDEX('Shipment Data'!$BG$10:$CH$34,MATCH(CONCATENATE('UEC Data'!$C1209,'UEC Data'!$E1209),'Shipment Data'!$BI$10:$BI$34,0),MATCH('UEC Data'!$D1209,'Shipment Data'!$BG$10:$CH$10,0))","v":0}]
[null,null,"Industry",500,"Enclosed, 8 poles","CSL 4",0,null,"Industry",500,"Enclosed, 8 poles",null,{"$f":"G1210*INDEX('Shipment Data'!$BG$10:$CH$34,MATCH(CONCATENATE('UEC Data'!$C1210,'UEC Data'!$E1210),'Shipment Data'!$BI$10:$BI$34,0),MATCH('UEC Data'!$D1210,'Shipment Data'!$BG$10:$CH$10,0))","v":0}]
[null,null,"Industry",500,"Enclosed, 8 poles","-",0,null,"Industry",500,"Enclosed, 8 poles",null,{"$f":"G1211*INDEX('Shipment Data'!$BG$10:$CH$34,MATCH(CONCATENATE('UEC Data'!$C1211,'UEC Data'!$E1211),'Shipment Data'!$BI$10:$BI$34,0),MATCH('UEC Data'!$D1211,'Shipment Data'!$BG$10:$CH$10,0))","v":0}]
[null,null,"Commercial",1,"Open, 2 poles","CSL 0",6.0127649702789457E-2,null,"Commercial",1,"Open, 2 poles",null,{"$f":"G1212*INDEX('Shipment Data'!$BG$10:$CH$34,MATCH(CONCATENATE('UEC Data'!$C1212,'UEC Data'!$E1212),'Shipment Data'!$BI$10:$BI$34,0),MATCH('UEC Data'!$D1212,'Shipment Data'!$BG$10:$CH$10,0))","v":1.4843582415928194E-3}]
[null,null,"Commercial",1,"Open, 2 poles","CSL 1",6.0127649702789457E-2,null,"Commercial",1,"Open, 2 poles",null,{"$f":"G1213*INDEX('Shipment Data'!$BG$10:$CH$34,MATCH(CONCATENATE('UEC Data'!$C1213,'UEC Data'!$E1213),'Shipment Data'!$BI$10:$BI$34,0),MATCH('UEC Data'!$D1213,'Shipment Data'!$BG$10:$CH$10,0))","v":1.4843582415928194E-3}]
[null,null,"Commercial",1,"Open, 2 poles","CSL 2",5.8956331851436408E-2,null,"Commercial",1,"Open, 2 poles",null,{"$f":"G1214*INDEX('Shipment Data'!$BG$10:$CH$34,MATCH(CONCATENATE('UEC Data'!$C1214,'UEC Data'!$E1214),'Shipment Data'!$BI$10:$BI$34,0),MATCH('UEC Data'!$D1214,'Shipment Data'!$BG$10:$CH$10,0))","v":1.4554421719514008E-3}]
[null,null,"Commercial",1,"Open, 2 poles","CSL 3",5.7829777739625533E-2,null,"Commercial",1,"Open, 2 poles",null,{"$f":"G1215*INDEX('Shipment Data'!$BG$10:$CH$34,MATCH(CONCATENATE('UEC Data'!$C1215,'UEC Data'!$E1215),'Shipment Data'!$BI$10:$BI$34,0),MATCH('UEC Data'!$D1215,'Shipment Data'!$BG$10:$CH$10,0))","v":1.4276311750351322E-3}]
[null,null,"Commercial",1,"Open, 2 poles","CSL 4",5.6745469407007545E-2,null,"Commercial",1,"Open, 2 poles",null,{"$f":"G1216*INDEX('Shipment Data'!$BG$10:$CH$34,MATCH(CONCATENATE('UEC Data'!$C1216,'UEC Data'!$E1216),'Shipment Data'!$BI$10:$BI$34,0),MATCH('UEC Data'!$D1216,'Shipment Data'!$BG$10:$CH$10,0))","v":1.4008630905032232E-3}]
[null,null,"Commercial",1,"Open, 2 poles","-",0,null,"Commercial",1,"Open, 2 poles",null,{"$f":"G1217*INDEX('Shipment Data'!$BG$10:$CH$34,MATCH(CONCATENATE('UEC Data'!$C1217,'UEC Data'!$E1217),'Shipment Data'!$BI$10:$BI$34,0),MATCH('UEC Data'!$D1217,'Shipment Data'!$BG$10:$CH$10,0))","v":0}]
[null,null,"Commercial",1,"Open, 4 poles","CSL 0",6.0127649702789457E-2,null,"Commercial",1,"Open, 4 poles",null,{"$f":"G1218*INDEX('Shipment Data'!$BG$10:$CH$34,MATCH(CONCATENATE('UEC Data'!$C1218,'UEC Data'!$E1218),'Shipment Data'!$BI$10:$BI$34,0),MATCH('UEC Data'!$D1218,'Shipment Data'!$BG$10:$CH$10,0))","v":9.192604548811668E-3}]
[null,null,"Commercial",1,"Open, 4 poles","CSL 1",5.5025909728007312E-2,null,"Commercial",1,"Open, 4 poles",null,{"$f":"G1219*INDEX('Shipment Data'!$BG$10:$CH$34,MATCH(CONCATENATE('UEC Data'!$C1219,'UEC Data'!$E1219),'Shipment Data'!$BI$10:$BI$34,0),MATCH('UEC Data'!$D1219,'Shipment Data'!$BG$10:$CH$10,0))","v":8.4126259810337074E-3}]
[null,null,"Commercial",1,"Open, 4 poles","CSL 2",5.3095176053340402E-2,null,"Commercial",1,"Open, 4 poles",null,{"$f":"G1220*INDEX('Shipment Data'!$BG$10:$CH$34,MATCH(CONCATENATE('UEC Data'!$C1220,'UEC Data'!$E1220),'Shipment Data'!$BI$10:$BI$34,0),MATCH('UEC Data'!$D1220,'Shipment Data'!$BG$10:$CH$10,0))","v":8.1174461220500701E-3}]
[null,null,"Commercial",1,"Open, 4 poles","CSL 3",5.2481358989139935E-2,null,"Commercial",1,"Open, 4 poles",null,{"$f":"G1221*INDEX('Shipment Data'!$BG$10:$CH$34,MATCH(CONCATENATE('UEC Data'!$C1221,'UEC Data'!$E1221),'Shipment Data'!$BI$10:$BI$34,0),MATCH('UEC Data'!$D1221,'Shipment Data'!$BG$10:$CH$10,0))","v":8.0236028142807048E-3}]
[null,null,"Commercial",1,"Open, 4 poles","CSL 4",5.1881572029264043E-2,null,"Commercial",1,"Open, 4 poles",null,{"$f":"G1222*INDEX('Shipment Data'!$BG$10:$CH$34,MATCH(CONCATENATE('UEC Data'!$C1222,'UEC Data'!$E1222),'Shipment Data'!$BI$10:$BI$34,0),MATCH('UEC Data'!$D1222,'Shipment Data'!$BG$10:$CH$10,0))","v":7.9319044964032102E-3}]
[null,null,"Commercial",1,"Open, 4 poles","-",0,null,"Commercial",1,"Open, 4 poles",null,{"$f":"G1223*INDEX('Shipment Data'!$BG$10:$CH$34,MATCH(CONCATENATE('UEC Data'!$C1223,'UEC Data'!$E1223),'Shipment Data'!$BI$10:$BI$34,0),MATCH('UEC Data'!$D1223,'Shipment Data'!$BG$10:$CH$10,0))","v":0}]
[null,null,"Commercial",1,"Open, 6 poles","CSL 0",6.0127649702789457E-2,null,"Commercial",1,"Open, 6 poles",null,{"$f":"G1224*INDEX('Shipment Data'!$BG$10:$CH$34,MATCH(CONCATENATE('UEC Data'!$C1224,'UEC Data'!$E1224),'Shipment Data'!$BI$10:$BI$34,0),MATCH('UEC Data'!$D1224,'Shipment Data'!$BG$10:$CH$10,0))","v":1.341130691965442E-3}]
[null,null,"Commercial",1,"Open, 6 poles","CSL 1",5.6745469407007545E-2,null,"Commercial",1,"Open, 6 poles",null,{"$f":"G1225*INDEX('Shipment Data'!$BG$10:$CH$34,MATCH(CONCATENATE('UEC Data'!$C1225,'UEC Data'!$E1225),'Shipment Data'!$BI$10:$BI$34,0),MATCH('UEC Data'!$D1225,'Shipment Data'!$BG$10:$CH$10,0))","v":1.2656920905423858E-3}]
[null,null,"Commercial",1,"Open, 6 poles","CSL 2",5.5025909728007312E-2,null,"Commercial",1,"Open, 6 poles",null,{"$f":"G1226*INDEX('Shipment Data'!$BG$10:$CH$34,MATCH(CONCATENATE('UEC Data'!$C1226,'UEC Data'!$E1226),'Shipment Data'!$BI$10:$BI$34,0),MATCH('UEC Data'!$D1226,'Shipment Data'!$BG$10:$CH$10,0))","v":1.227337784768374E-3}]
[null,null,"Commercial",1,"Open, 6 poles","CSL 3",5.4043304197150054E-2,null,"Commercial",1,"Open, 6 poles",null,{"$f":"G1227*INDEX('Shipment Data'!$BG$10:$CH$34,MATCH(CONCATENATE('UEC Data'!$C1227,'UEC Data'!$E1227),'Shipment Data'!$BI$10:$BI$34,0),MATCH('UEC Data'!$D1227,'Shipment Data'!$BG$10:$CH$10,0))","v":1.2054210386117962E-3}]
[null,null,"Commercial",1,"Open, 6 poles","CSL 4",5.3095176053340402E-2,null,"Commercial",1,"Open, 6 poles",null,{"$f":"G1228*INDEX('Shipment Data'!$BG$10:$CH$34,MATCH(CONCATENATE('UEC Data'!$C1228,'UEC Data'!$E1228),'Shipment Data'!$BI$10:$BI$34,0),MATCH('UEC Data'!$D1228,'Shipment Data'!$BG$10:$CH$10,0))","v":1.1842733010922909E-3}]
[null,null,"Commercial",1,"Open, 6 poles","-",0,null,"Commercial",1,"Open, 6 poles",null,{"$f":"G1229*INDEX('Shipment Data'!$BG$10:$CH$34,MATCH(CONCATENATE('UEC Data'!$C1229,'UEC Data'!$E1229),'Shipment Data'!$BI$10:$BI$34,0),MATCH('UEC Data'!$D1229,'Shipment Data'!$BG$10:$CH$10,0))","v":0}]
[null,null,"Commercial",1,"Open, 8 poles","CSL 0",6.8782387160009145E-2,null,"Commercial",1,"Open, 8 poles",null,{"$f":"G1230*INDEX('Shipment Data'!$BG$10:$CH$34,MATCH(CONCATENATE('UEC Data'!$C1230,'UEC Data'!$E1230),'Shipment Data'!$BI$10:$BI$34,0),MATCH('UEC Data'!$D1230,'Shipment Data'!$BG$10:$CH$10,0))","v":1.3405388425868163E-4}]
[null,null,"Commercial",1,"Open, 8 poles","CSL 1",6.1346453412981131E-2,null,"Commercial",1,"Open, 8 poles",null,{"$f":"G1231*INDEX('Shipment Data'!$BG$10:$CH$34,MATCH(CONCATENATE('UEC Data'!$C1231,'UEC Data'!$E1231),'Shipment Data'!$BI$10:$BI$34,0),MATCH('UEC Data'!$D1231,'Shipment Data'!$BG$10:$CH$10,0))","v":1.1956157244693225E-4}]
[null,null,"Commercial",1,"Open, 8 poles","CSL 2",6.0127649702789457E-2,null,"Commercial",1,"Open, 8 poles",null,{"$f":"G1232*INDEX('Shipment Data'!$BG$10:$CH$34,MATCH(CONCATENATE('UEC Data'!$C1232,'UEC Data'!$E1232),'Shipment Data'!$BI$10:$BI$34,0),MATCH('UEC Data'!$D1232,'Shipment Data'!$BG$10:$CH$10,0))","v":1.1718617696785415E-4}]
[null,null,"Commercial",1,"Open, 8 poles","CSL 3",5.8956331851436408E-2,null,"Commercial",1,"Open, 8 poles",null,{"$f":"G1233*INDEX('Shipment Data'!$BG$10:$CH$34,MATCH(CONCATENATE('UEC Data'!$C1233,'UEC Data'!$E1233),'Shipment Data'!$BI$10:$BI$34,0),MATCH('UEC Data'!$D1233,'Shipment Data'!$BG$10:$CH$10,0))","v":1.1490332936458424E-4}]
[null,null,"Commercial",1,"Open, 8 poles","CSL 4",5.7829777739625533E-2,null,"Commercial",1,"Open, 8 poles",null,{"$f":"G1234*INDEX('Shipment Data'!$BG$10:$CH$34,MATCH(CONCATENATE('UEC Data'!$C1234,'UEC Data'!$E1234),'Shipment Data'!$BI$10:$BI$34,0),MATCH('UEC Data'!$D1234,'Shipment Data'!$BG$10:$CH$10,0))","v":1.1270772434487883E-4}]
[null,null,"Commercial",1,"Open, 8 poles","-",0,null,"Commercial",1,"Open, 8 poles",null,{"$f":"G1235*INDEX('Shipment Data'!$BG$10:$CH$34,MATCH(CONCATENATE('UEC Data'!$C1235,'UEC Data'!$E1235),'Shipment Data'!$BI$10:$BI$34,0),MATCH('UEC Data'!$D1235,'Shipment Data'!$BG$10:$CH$10,0))","v":0}]
[null,null,"Commercial",1,"Enclosed, 2 poles","CSL 0",6.0127649702789457E-2,null,"Commercial",1,"Enclosed, 2 poles",null,{"$f":"G1236*INDEX('Shipment Data'!$BG$10:$CH$34,MATCH(CONCATENATE('UEC Data'!$C1236,'UEC Data'!$E1236),'Shipment Data'!$BI$10:$BI$34,0),MATCH('UEC Data'!$D1236,'Shipment Data'!$BG$10:$CH$10,0))","v":5.9309226232063961E-3}]
[null,null,"Commercial",1,"Enclosed, 2 poles","CSL 1",6.0127649702789457E-2,null,"Commercial",1,"Enclosed, 2 poles",null,{"$f":"G1237*INDEX('Shipment Data'!$BG$10:$CH$34,MATCH(CONCATENATE('UEC Data'!$C1237,'UEC Data'!$E1237),'Shipment Data'!$BI$10:$BI$34,0),MATCH('UEC Data'!$D1237,'Shipment Data'!$BG$10:$CH$10,0))","v":5.9309226232063961E-3}]
[null,null,"Commercial",1,"Enclosed, 2 poles","CSL 2",5.8956331851436408E-2,null,"Commercial",1,"Enclosed, 2 poles",null,{"$f":"G1238*INDEX('Shipment Data'!$BG$10:$CH$34,MATCH(CONCATENATE('UEC Data'!$C1238,'UEC Data'!$E1238),'Shipment Data'!$BI$10:$BI$34,0),MATCH('UEC Data'!$D1238,'Shipment Data'!$BG$10:$CH$10,0))","v":5.8153851695075696E-3}]
[null,null,"Commercial",1,"Enclosed, 2 poles","CSL 3",5.7829777739625533E-2,null,"Commercial",1,"Enclosed, 2 poles",null,{"$f":"G1239*INDEX('Shipment Data'!$BG$10:$CH$34,MATCH(CONCATENATE('UEC Data'!$C1239,'UEC Data'!$E1239),'Shipment Data'!$BI$10:$BI$34,0),MATCH('UEC Data'!$D1239,'Shipment Data'!$BG$10:$CH$10,0))","v":5.7042631598991462E-3}]
[null,null,"Commercial",1,"Enclosed, 2 poles","CSL 4",5.6745469407007545E-2,null,"Commercial",1,"Enclosed, 2 poles",null,{"$f":"G1240*INDEX('Shipment Data'!$BG$10:$CH$34,MATCH(CONCATENATE('UEC Data'!$C1240,'UEC Data'!$E1240),'Shipment Data'!$BI$10:$BI$34,0),MATCH('UEC Data'!$D1240,'Shipment Data'!$BG$10:$CH$10,0))","v":5.5973082256510357E-3}]
[null,null,"Commercial",1,"Enclosed, 2 poles","-",0,null,"Commercial",1,"Enclosed, 2 poles",null,{"$f":"G1241*INDEX('Shipment Data'!$BG$10:$CH$34,MATCH(CONCATENATE('UEC Data'!$C1241,'UEC Data'!$E1241),'Shipment Data'!$BI$10:$BI$34,0),MATCH('UEC Data'!$D1241,'Shipment Data'!$BG$10:$CH$10,0))","v":0}]
[null,null,"Commercial",1,"Enclosed, 4 poles","CSL 0",5.8956331851436408E-2,null,"Commercial",1,"Enclosed, 4 poles",null,{"$f":"G1242*INDEX('Shipment Data'!$BG$10:$CH$34,MATCH(CONCATENATE('UEC Data'!$C1242,'UEC Data'!$E1242),'Shipment Data'!$BI$10:$BI$34,0),MATCH('UEC Data'!$D1242,'Shipment Data'!$BG$10:$CH$10,0))","v":2.1531607219263487E-2}]
[null,null,"Commercial",1,"Enclosed, 4 poles","CSL 1",5.5025909728007312E-2,null,"Commercial",1,"Enclosed, 4 poles",null,{"$f":"G1243*INDEX('Shipment Data'!$BG$10:$CH$34,MATCH(CONCATENATE('UEC Data'!$C1243,'UEC Data'!$E1243),'Shipment Data'!$BI$10:$BI$34,0),MATCH('UEC Data'!$D1243,'Shipment Data'!$BG$10:$CH$10,0))","v":2.0096166737979253E-2}]
[null,null,"Commercial",1,"Enclosed, 4 poles","CSL 2",5.3095176053340402E-2,null,"Commercial",1,"Enclosed, 4 poles",null,{"$f":"G1244*INDEX('Shipment Data'!$BG$10:$CH$34,MATCH(CONCATENATE('UEC Data'!$C1244,'UEC Data'!$E1244),'Shipment Data'!$BI$10:$BI$34,0),MATCH('UEC Data'!$D1244,'Shipment Data'!$BG$10:$CH$10,0))","v":1.9391038080506302E-2}]
[null,null,"Commercial",1,"Enclosed, 4 poles","CSL 3",5.2481358989139935E-2,null,"Commercial",1,"Enclosed, 4 poles",null,{"$f":"G1245*INDEX('Shipment Data'!$BG$10:$CH$34,MATCH(CONCATENATE('UEC Data'!$C1245,'UEC Data'!$E1245),'Shipment Data'!$BI$10:$BI$34,0),MATCH('UEC Data'!$D1245,'Shipment Data'!$BG$10:$CH$10,0))","v":1.9166864229864609E-2}]
[null,null,"Commercial",1,"Enclosed, 4 poles","CSL 4",5.1881572029264043E-2,null,"Commercial",1,"Enclosed, 4 poles",null,{"$f":"G1246*INDEX('Shipment Data'!$BG$10:$CH$34,MATCH(CONCATENATE('UEC Data'!$C1246,'UEC Data'!$E1246),'Shipment Data'!$BI$10:$BI$34,0),MATCH('UEC Data'!$D1246,'Shipment Data'!$BG$10:$CH$10,0))","v":1.8947814352951869E-2}]
[null,null,"Commercial",1,"Enclosed, 4 poles","-",0,null,"Commercial",1,"Enclosed, 4 poles",null,{"$f":"G1247*INDEX('Shipment Data'!$BG$10:$CH$34,MATCH(CONCATENATE('UEC Data'!$C1247,'UEC Data'!$E1247),'Shipment Data'!$BI$10:$BI$34,0),MATCH('UEC Data'!$D1247,'Shipment Data'!$BG$10:$CH$10,0))","v":0}]
[null,null,"Commercial",1,"Enclosed, 6 poles","CSL 0",5.6745469407007545E-2,null,"Commercial",1,"Enclosed, 6 poles",null,{"$f":"G1248*INDEX('Shipment Data'!$BG$10:$CH$34,MATCH(CONCATENATE('UEC Data'!$C1248,'UEC Data'!$E1248),'Shipment Data'!$BI$10:$BI$34,0),MATCH('UEC Data'!$D1248,'Shipment Data'!$BG$10:$CH$10,0))","v":2.8263027264538707E-3}]
[null,null,"Commercial",1,"Enclosed, 6 poles","CSL 1",5.6745469407007545E-2,null,"Commercial",1,"Enclosed, 6 poles",null,{"$f":"G1249*INDEX('Shipment Data'!$BG$10:$CH$34,MATCH(CONCATENATE('UEC Data'!$C1249,'UEC Data'!$E1249),'Shipment Data'!$BI$10:$BI$34,0),MATCH('UEC Data'!$D1249,'Shipment Data'!$BG$10:$CH$10,0))","v":2.8263027264538707E-3}]
[null,null,"Commercial",1,"Enclosed, 6 poles","CSL 2",5.5025909728007312E-2,null,"Commercial",1,"Enclosed, 6 poles",null,{"$f":"G1250*INDEX('Shipment Data'!$BG$10:$CH$34,MATCH(CONCATENATE('UEC Data'!$C1250,'UEC Data'!$E1250),'Shipment Data'!$BI$10:$BI$34,0),MATCH('UEC Data'!$D1250,'Shipment Data'!$BG$10:$CH$10,0))","v":2.7406571892886018E-3}]
[null,null,"Commercial",1,"Enclosed, 6 poles","CSL 3",5.4043304197150054E-2,null,"Commercial",1,"Enclosed, 6 poles",null,{"$f":"G1251*INDEX('Shipment Data'!$BG$10:$CH$34,MATCH(CONCATENATE('UEC Data'!$C1251,'UEC Data'!$E1251),'Shipment Data'!$BI$10:$BI$34,0),MATCH('UEC Data'!$D1251,'Shipment Data'!$BG$10:$CH$10,0))","v":2.6917168823370201E-3}]
[null,null,"Commercial",1,"Enclosed, 6 poles","CSL 4",5.3095176053340402E-2,null,"Commercial",1,"Enclosed, 6 poles",null,{"$f":"G1252*INDEX('Shipment Data'!$BG$10:$CH$34,MATCH(CONCATENATE('UEC Data'!$C1252,'UEC Data'!$E1252),'Shipment Data'!$BI$10:$BI$34,0),MATCH('UEC Data'!$D1252,'Shipment Data'!$BG$10:$CH$10,0))","v":2.644493779138125E-3}]
[null,null,"Commercial",1,"Enclosed, 6 poles","-",0,null,"Commercial",1,"Enclosed, 6 poles",null,{"$f":"G1253*INDEX('Shipment Data'!$BG$10:$CH$34,MATCH(CONCATENATE('UEC Data'!$C1253,'UEC Data'!$E1253),'Shipment Data'!$BI$10:$BI$34,0),MATCH('UEC Data'!$D1253,'Shipment Data'!$BG$10:$CH$10,0))","v":0}]
[null,null,"Commercial",1,"Enclosed, 8 poles","CSL 0",6.3050521563341733E-2,null,"Commercial",1,"Enclosed, 8 poles",null,{"$f":"G1254*INDEX('Shipment Data'!$BG$10:$CH$34,MATCH(CONCATENATE('UEC Data'!$C1254,'UEC Data'!$E1254),'Shipment Data'!$BI$10:$BI$34,0),MATCH('UEC Data'!$D1254,'Shipment Data'!$BG$10:$CH$10,0))","v":1.4063245450470956E-3}]
[null,null,"Commercial",1,"Enclosed, 8 poles","CSL 1",6.1346453412981131E-2,null,"Commercial",1,"Enclosed, 8 poles",null,{"$f":"G1255*INDEX('Shipment Data'!$BG$10:$CH$34,MATCH(CONCATENATE('UEC Data'!$C1255,'UEC Data'!$E1255),'Shipment Data'!$BI$10:$BI$34,0),MATCH('UEC Data'!$D1255,'Shipment Data'!$BG$10:$CH$10,0))","v":1.3683157735593359E-3}]
[null,null,"Commercial",1,"Enclosed, 8 poles","CSL 2",6.0127649702789457E-2,null,"Commercial",1,"Enclosed, 8 poles",null,{"$f":"G1256*INDEX('Shipment Data'!$BG$10:$CH$34,MATCH(CONCATENATE('UEC Data'!$C1256,'UEC Data'!$E1256),'Shipment Data'!$BI$10:$BI$34,0),MATCH('UEC Data'!$D1256,'Shipment Data'!$BG$10:$CH$10,0))","v":1.341130691965442E-3}]
[null,null,"Commercial",1,"Enclosed, 8 poles","CSL 3",5.8956331851436408E-2,null,"Commercial",1,"Enclosed, 8 poles",null,{"$f":"G1257*INDEX('Shipment Data'!$BG$10:$CH$34,MATCH(CONCATENATE('UEC Data'!$C1257,'UEC Data'!$E1257),'Shipment Data'!$BI$10:$BI$34,0),MATCH('UEC Data'!$D1257,'Shipment Data'!$BG$10:$CH$10,0))","v":1.3150047693946865E-3}]
[null,null,"Commercial",1,"Enclosed, 8 poles","CSL 4",5.7829777739625533E-2,null,"Commercial",1,"Enclosed, 8 poles",null,{"$f":"G1258*INDEX('Shipment Data'!$BG$10:$CH$34,MATCH(CONCATENATE('UEC Data'!$C1258,'UEC Data'!$E1258),'Shipment Data'!$BI$10:$BI$34,0),MATCH('UEC Data'!$D1258,'Shipment Data'!$BG$10:$CH$10,0))","v":1.2898772897247245E-3}]
[null,null,"Commercial",1,"Enclosed, 8 poles","-",0,null,"Commercial",1,"Enclosed, 8 poles",null,{"$f":"G1259*INDEX('Shipment Data'!$BG$10:$CH$34,MATCH(CONCATENATE('UEC Data'!$C1259,'UEC Data'!$E1259),'Shipment Data'!$BI$10:$BI$34,0),MATCH('UEC Data'!$D1259,'Shipment Data'!$BG$10:$CH$10,0))","v":0}]
[null,null,"Commercial",1.5,"Open, 2 poles","CSL 0",9.2019680119471689E-2,null,"Commercial",1.5,"Open, 2 poles",null,{"$f":"G1260*INDEX('Shipment Data'!$BG$10:$CH$34,MATCH(CONCATENATE('UEC Data'!$C1260,'UEC Data'!$E1260),'Shipment Data'!$BI$10:$BI$34,0),MATCH('UEC Data'!$D1260,'Shipment Data'!$BG$10:$CH$10,0))","v":2.2716698764917113E-3}]
[null,null,"Commercial",1.5,"Open, 2 poles","CSL 1",8.2538864592010971E-2,null,"Commercial",1.5,"Open, 2 poles",null,{"$f":"G1261*INDEX('Shipment Data'!$BG$10:$CH$34,MATCH(CONCATENATE('UEC Data'!$C1261,'UEC Data'!$E1261),'Shipment Data'!$BI$10:$BI$34,0),MATCH('UEC Data'!$D1261,'Shipment Data'!$BG$10:$CH$10,0))","v":2.0376190407319591E-3}]
[null,null,"Commercial",1.5,"Open, 2 poles","CSL 2",8.1064956295725063E-2,null,"Commercial",1.5,"Open, 2 poles",null,{"$f":"G1262*INDEX('Shipment Data'!$BG$10:$CH$34,MATCH(CONCATENATE('UEC Data'!$C1262,'UEC Data'!$E1262),'Shipment Data'!$BI$10:$BI$34,0),MATCH('UEC Data'!$D1262,'Shipment Data'!$BG$10:$CH$10,0))","v":2.0012329864331742E-3}]
[null,null,"Commercial",1.5,"Open, 2 poles","CSL 3",7.9642764080010586E-2,null,"Commercial",1.5,"Open, 2 poles",null,{"$f":"G1263*INDEX('Shipment Data'!$BG$10:$CH$34,MATCH(CONCATENATE('UEC Data'!$C1263,'UEC Data'!$E1263),'Shipment Data'!$BI$10:$BI$34,0),MATCH('UEC Data'!$D1263,'Shipment Data'!$BG$10:$CH$10,0))","v":1.9661236357939958E-3}]
[null,null,"Commercial",1.5,"Open, 2 poles","CSL 4",7.8722038483709886E-2,null,"Commercial",1.5,"Open, 2 poles",null,{"$f":"G1264*INDEX('Shipment Data'!$BG$10:$CH$34,MATCH(CONCATENATE('UEC Data'!$C1264,'UEC Data'!$E1264),'Shipment Data'!$BI$10:$BI$34,0),MATCH('UEC Data'!$D1264,'Shipment Data'!$BG$10:$CH$10,0))","v":1.9433938827790364E-3}]
[null,null,"Commercial",1.5,"Open, 2 poles","-",0,null,"Commercial",1.5,"Open, 2 poles",null,{"$f":"G1265*INDEX('Shipment Data'!$BG$10:$CH$34,MATCH(CONCATENATE('UEC Data'!$C1265,'UEC Data'!$E1265),'Shipment Data'!$BI$10:$BI$34,0),MATCH('UEC Data'!$D1265,'Shipment Data'!$BG$10:$CH$10,0))","v":0}]
[null,null,"Commercial",1.5,"Open, 4 poles","CSL 0",8.8434497777154605E-2,null,"Commercial",1.5,"Open, 4 poles",null,{"$f":"G1266*INDEX('Shipment Data'!$BG$10:$CH$34,MATCH(CONCATENATE('UEC Data'!$C1266,'UEC Data'!$E1266),'Shipment Data'!$BI$10:$BI$34,0),MATCH('UEC Data'!$D1266,'Shipment Data'!$BG$10:$CH$10,0))","v":1.3520291755232736E-2}]
[null,null,"Commercial",1.5,"Open, 4 poles","CSL 1",8.1064956295725063E-2,null,"Commercial",1.5,"Open, 4 poles",null,{"$f":"G1267*INDEX('Shipment Data'!$BG$10:$CH$34,MATCH(CONCATENATE('UEC Data'!$C1267,'UEC Data'!$E1267),'Shipment Data'!$BI$10:$BI$34,0),MATCH('UEC Data'!$D1267,'Shipment Data'!$BG$10:$CH$10,0))","v":1.2393600775630009E-2}]
[null,null,"Commercial",1.5,"Open, 4 poles","CSL 2",7.8722038483709886E-2,null,"Commercial",1.5,"Open, 4 poles",null,{"$f":"G1268*INDEX('Shipment Data'!$BG$10:$CH$34,MATCH(CONCATENATE('UEC Data'!$C1268,'UEC Data'!$E1268),'Shipment Data'!$BI$10:$BI$34,0),MATCH('UEC Data'!$D1268,'Shipment Data'!$BG$10:$CH$10,0))","v":1.2035404221421049E-2}]
[null,null,"Commercial",1.5,"Open, 4 poles","CSL 3",7.7822358043896048E-2,null,"Commercial",1.5,"Open, 4 poles",null,{"$f":"G1269*INDEX('Shipment Data'!$BG$10:$CH$34,MATCH(CONCATENATE('UEC Data'!$C1269,'UEC Data'!$E1269),'Shipment Data'!$BI$10:$BI$34,0),MATCH('UEC Data'!$D1269,'Shipment Data'!$BG$10:$CH$10,0))","v":1.1897856744604807E-2}]
[null,null,"Commercial",1.5,"Open, 4 poles","CSL 4",7.6943009365433954E-2,null,"Commercial",1.5,"Open, 4 poles",null,{"$f":"G1270*INDEX('Shipment Data'!$BG$10:$CH$34,MATCH(CONCATENATE('UEC Data'!$C1270,'UEC Data'!$E1270),'Shipment Data'!$BI$10:$BI$34,0),MATCH('UEC Data'!$D1270,'Shipment Data'!$BG$10:$CH$10,0))","v":1.1763417685343737E-2}]
[null,null,"Commercial",1.5,"Open, 4 poles","-",0,null,"Commercial",1.5,"Open, 4 poles",null,{"$f":"G1271*INDEX('Shipment Data'!$BG$10:$CH$34,MATCH(CONCATENATE('UEC Data'!$C1271,'UEC Data'!$E1271),'Shipment Data'!$BI$10:$BI$34,0),MATCH('UEC Data'!$D1271,'Shipment Data'!$BG$10:$CH$10,0))","v":0}]
[null,null,"Commercial",1.5,"Open, 6 poles","CSL 0",9.0191474554184178E-2,null,"Commercial",1.5,"Open, 6 poles",null,{"$f":"G1272*INDEX('Shipment Data'!$BG$10:$CH$34,MATCH(CONCATENATE('UEC Data'!$C1272,'UEC Data'!$E1272),'Shipment Data'!$BI$10:$BI$34,0),MATCH('UEC Data'!$D1272,'Shipment Data'!$BG$10:$CH$10,0))","v":2.0116960379481614E-3}]
[null,null,"Commercial",1.5,"Open, 6 poles","CSL 1",8.1064956295725063E-2,null,"Commercial",1.5,"Open, 6 poles",null,{"$f":"G1273*INDEX('Shipment Data'!$BG$10:$CH$34,MATCH(CONCATENATE('UEC Data'!$C1273,'UEC Data'!$E1273),'Shipment Data'!$BI$10:$BI$34,0),MATCH('UEC Data'!$D1273,'Shipment Data'!$BG$10:$CH$10,0))","v":1.8081315579176927E-3}]
[null,null,"Commercial",1.5,"Open, 6 poles","CSL 2",7.8722038483709886E-2,null,"Commercial",1.5,"Open, 6 poles",null,{"$f":"G1274*INDEX('Shipment Data'!$BG$10:$CH$34,MATCH(CONCATENATE('UEC Data'!$C1274,'UEC Data'!$E1274),'Shipment Data'!$BI$10:$BI$34,0),MATCH('UEC Data'!$D1274,'Shipment Data'!$BG$10:$CH$10,0))","v":1.7558734204056207E-3}]
[null,null,"Commercial",1.5,"Open, 6 poles","CSL 3",7.7822358043896048E-2,null,"Commercial",1.5,"Open, 6 poles",null,{"$f":"G1275*INDEX('Shipment Data'!$BG$10:$CH$34,MATCH(CONCATENATE('UEC Data'!$C1275,'UEC Data'!$E1275),'Shipment Data'!$BI$10:$BI$34,0),MATCH('UEC Data'!$D1275,'Shipment Data'!$BG$10:$CH$10,0))","v":1.7358062956009848E-3}]
[null,null,"Commercial",1.5,"Open, 6 poles","CSL 4",7.6943009365433954E-2,null,"Commercial",1.5,"Open, 6 poles",null,{"$f":"G1276*INDEX('Shipment Data'!$BG$10:$CH$34,MATCH(CONCATENATE('UEC Data'!$C1276,'UEC Data'!$E1276),'Shipment Data'!$BI$10:$BI$34,0),MATCH('UEC Data'!$D1276,'Shipment Data'!$BG$10:$CH$10,0))","v":1.7161926651422168E-3}]
[null,null,"Commercial",1.5,"Open, 6 poles","-",0,null,"Commercial",1.5,"Open, 6 poles",null,{"$f":"G1277*INDEX('Shipment Data'!$BG$10:$CH$34,MATCH(CONCATENATE('UEC Data'!$C1277,'UEC Data'!$E1277),'Shipment Data'!$BI$10:$BI$34,0),MATCH('UEC Data'!$D1277,'Shipment Data'!$BG$10:$CH$10,0))","v":0}]
[null,null,"Commercial",1.5,"Open, 8 poles","CSL 0",9.4575782345012571E-2,null,"Commercial",1.5,"Open, 8 poles",null,{"$f":"G1278*INDEX('Shipment Data'!$BG$10:$CH$34,MATCH(CONCATENATE('UEC Data'!$C1278,'UEC Data'!$E1278),'Shipment Data'!$BI$10:$BI$34,0),MATCH('UEC Data'!$D1278,'Shipment Data'!$BG$10:$CH$10,0))","v":1.8432409085568707E-4}]
[null,null,"Commercial",1.5,"Open, 8 poles","CSL 1",9.0191474554184178E-2,null,"Commercial",1.5,"Open, 8 poles",null,{"$f":"G1279*INDEX('Shipment Data'!$BG$10:$CH$34,MATCH(CONCATENATE('UEC Data'!$C1279,'UEC Data'!$E1279),'Shipment Data'!$BI$10:$BI$34,0),MATCH('UEC Data'!$D1279,'Shipment Data'!$BG$10:$CH$10,0))","v":1.7577926545178107E-4}]
[null,null,"Commercial",1.5,"Open, 8 poles","CSL 2",8.8434497777154605E-2,null,"Commercial",1.5,"Open, 8 poles",null,{"$f":"G1280*INDEX('Shipment Data'!$BG$10:$CH$34,MATCH(CONCATENATE('UEC Data'!$C1280,'UEC Data'!$E1280),'Shipment Data'!$BI$10:$BI$34,0),MATCH('UEC Data'!$D1280,'Shipment Data'!$BG$10:$CH$10,0))","v":1.7235499404687622E-4}]
[null,null,"Commercial",1.5,"Open, 8 poles","CSL 3",8.6744666609438276E-2,null,"Commercial",1.5,"Open, 8 poles",null,{"$f":"G1281*INDEX('Shipment Data'!$BG$10:$CH$34,MATCH(CONCATENATE('UEC Data'!$C1281,'UEC Data'!$E1281),'Shipment Data'!$BI$10:$BI$34,0),MATCH('UEC Data'!$D1281,'Shipment Data'!$BG$10:$CH$10,0))","v":1.6906158651731806E-4}]
[null,null,"Commercial",1.5,"Open, 8 poles","CSL 4",8.5118204110511311E-2,null,"Commercial",1.5,"Open, 8 poles",null,{"$f":"G1282*INDEX('Shipment Data'!$BG$10:$CH$34,MATCH(CONCATENATE('UEC Data'!$C1282,'UEC Data'!$E1282),'Shipment Data'!$BI$10:$BI$34,0),MATCH('UEC Data'!$D1282,'Shipment Data'!$BG$10:$CH$10,0))","v":1.6589168177011838E-4}]
[null,null,"Commercial",1.5,"Open, 8 poles","-",0,null,"Commercial",1.5,"Open, 8 poles",null,{"$f":"G1283*INDEX('Shipment Data'!$BG$10:$CH$34,MATCH(CONCATENATE('UEC Data'!$C1283,'UEC Data'!$E1283),'Shipment Data'!$BI$10:$BI$34,0),MATCH('UEC Data'!$D1283,'Shipment Data'!$BG$10:$CH$10,0))","v":0}]
[null,null,"Commercial",1.5,"Enclosed, 2 poles","CSL 0",8.5118204110511311E-2,null,"Commercial",1.5,"Enclosed, 2 poles",null,{"$f":"G1284*INDEX('Shipment Data'!$BG$10:$CH$34,MATCH(CONCATENATE('UEC Data'!$C1284,'UEC Data'!$E1284),'Shipment Data'!$BI$10:$BI$34,0),MATCH('UEC Data'!$D1284,'Shipment Data'!$BG$10:$CH$10,0))","v":8.395962338476547E-3}]
[null,null,"Commercial",1.5,"Enclosed, 2 poles","CSL 1",8.2538864592010971E-2,null,"Commercial",1.5,"Enclosed, 2 poles",null,{"$f":"G1285*INDEX('Shipment Data'!$BG$10:$CH$34,MATCH(CONCATENATE('UEC Data'!$C1285,'UEC Data'!$E1285),'Shipment Data'!$BI$10:$BI$34,0),MATCH('UEC Data'!$D1285,'Shipment Data'!$BG$10:$CH$10,0))","v":8.141539237310591E-3}]
[null,null,"Commercial",1.5,"Enclosed, 2 poles","CSL 2",8.1064956295725063E-2,null,"Commercial",1.5,"Enclosed, 2 poles",null,{"$f":"G1286*INDEX('Shipment Data'!$BG$10:$CH$34,MATCH(CONCATENATE('UEC Data'!$C1286,'UEC Data'!$E1286),'Shipment Data'!$BI$10:$BI$34,0),MATCH('UEC Data'!$D1286,'Shipment Data'!$BG$10:$CH$10,0))","v":7.9961546080729012E-3}]
[null,null,"Commercial",1.5,"Enclosed, 2 poles","CSL 3",7.9642764080010586E-2,null,"Commercial",1.5,"Enclosed, 2 poles",null,{"$f":"G1287*INDEX('Shipment Data'!$BG$10:$CH$34,MATCH(CONCATENATE('UEC Data'!$C1287,'UEC Data'!$E1287),'Shipment Data'!$BI$10:$BI$34,0),MATCH('UEC Data'!$D1287,'Shipment Data'!$BG$10:$CH$10,0))","v":7.8558711938961842E-3}]
[null,null,"Commercial",1.5,"Enclosed, 2 poles","CSL 4",7.8722038483709886E-2,null,"Commercial",1.5,"Enclosed, 2 poles",null,{"$f":"G1288*INDEX('Shipment Data'!$BG$10:$CH$34,MATCH(CONCATENATE('UEC Data'!$C1288,'UEC Data'!$E1288),'Shipment Data'!$BI$10:$BI$34,0),MATCH('UEC Data'!$D1288,'Shipment Data'!$BG$10:$CH$10,0))","v":7.7650518737355347E-3}]
[null,null,"Commercial",1.5,"Enclosed, 2 poles","-",0,null,"Commercial",1.5,"Enclosed, 2 poles",null,{"$f":"G1289*INDEX('Shipment Data'!$BG$10:$CH$34,MATCH(CONCATENATE('UEC Data'!$C1289,'UEC Data'!$E1289),'Shipment Data'!$BI$10:$BI$34,0),MATCH('UEC Data'!$D1289,'Shipment Data'!$BG$10:$CH$10,0))","v":0}]
[null,null,"Commercial",1.5,"Enclosed, 4 poles","CSL 0",8.5118204110511311E-2,null,"Commercial",1.5,"Enclosed, 4 poles",null,{"$f":"G1290*INDEX('Shipment Data'!$BG$10:$CH$34,MATCH(CONCATENATE('UEC Data'!$C1290,'UEC Data'!$E1290),'Shipment Data'!$BI$10:$BI$34,0),MATCH('UEC Data'!$D1290,'Shipment Data'!$BG$10:$CH$10,0))","v":3.1086257922811632E-2}]
[null,null,"Commercial",1.5,"Enclosed, 4 poles","CSL 1",8.1064956295725063E-2,null,"Commercial",1.5,"Enclosed, 4 poles",null,{"$f":"G1291*INDEX('Shipment Data'!$BG$10:$CH$34,MATCH(CONCATENATE('UEC Data'!$C1291,'UEC Data'!$E1291),'Shipment Data'!$BI$10:$BI$34,0),MATCH('UEC Data'!$D1291,'Shipment Data'!$BG$10:$CH$10,0))","v":2.960595992648727E-2}]
[null,null,"Commercial",1.5,"Enclosed, 4 poles","CSL 2",7.8722038483709886E-2,null,"Commercial",1.5,"Enclosed, 4 poles",null,{"$f":"G1292*INDEX('Shipment Data'!$BG$10:$CH$34,MATCH(CONCATENATE('UEC Data'!$C1292,'UEC Data'!$E1292),'Shipment Data'!$BI$10:$BI$34,0),MATCH('UEC Data'!$D1292,'Shipment Data'!$BG$10:$CH$10,0))","v":2.8750296344796887E-2}]
[null,null,"Commercial",1.5,"Enclosed, 4 poles","CSL 3",7.7822358043896048E-2,null,"Commercial",1.5,"Enclosed, 4 poles",null,{"$f":"G1293*INDEX('Shipment Data'!$BG$10:$CH$34,MATCH(CONCATENATE('UEC Data'!$C1293,'UEC Data'!$E1293),'Shipment Data'!$BI$10:$BI$34,0),MATCH('UEC Data'!$D1293,'Shipment Data'!$BG$10:$CH$10,0))","v":2.8421721529427776E-2}]
[null,null,"Commercial",1.5,"Enclosed, 4 poles","CSL 4",7.6943009365433954E-2,null,"Commercial",1.5,"Enclosed, 4 poles",null,{"$f":"G1294*INDEX('Shipment Data'!$BG$10:$CH$34,MATCH(CONCATENATE('UEC Data'!$C1294,'UEC Data'!$E1294),'Shipment Data'!$BI$10:$BI$34,0),MATCH('UEC Data'!$D1294,'Shipment Data'!$BG$10:$CH$10,0))","v":2.8100572133615036E-2}]
[null,null,"Commercial",1.5,"Enclosed, 4 poles","-",0,null,"Commercial",1.5,"Enclosed, 4 poles",null,{"$f":"G1295*INDEX('Shipment Data'!$BG$10:$CH$34,MATCH(CONCATENATE('UEC Data'!$C1295,'UEC Data'!$E1295),'Shipment Data'!$BI$10:$BI$34,0),MATCH('UEC Data'!$D1295,'Shipment Data'!$BG$10:$CH$10,0))","v":0}]
[null,null,"Commercial",1.5,"Enclosed, 6 poles","CSL 0",9.0191474554184178E-2,null,"Commercial",1.5,"Enclosed, 6 poles",null,{"$f":"G1296*INDEX('Shipment Data'!$BG$10:$CH$34,MATCH(CONCATENATE('UEC Data'!$C1296,'UEC Data'!$E1296),'Shipment Data'!$BI$10:$BI$34,0),MATCH('UEC Data'!$D1296,'Shipment Data'!$BG$10:$CH$10,0))","v":4.4921367837677381E-3}]
[null,null,"Commercial",1.5,"Enclosed, 6 poles","CSL 1",7.9642764080010586E-2,null,"Commercial",1.5,"Enclosed, 6 poles",null,{"$f":"G1297*INDEX('Shipment Data'!$BG$10:$CH$34,MATCH(CONCATENATE('UEC Data'!$C1297,'UEC Data'!$E1297),'Shipment Data'!$BI$10:$BI$34,0),MATCH('UEC Data'!$D1297,'Shipment Data'!$BG$10:$CH$10,0))","v":3.9667406687071841E-3}]
[null,null,"Commercial",1.5,"Enclosed, 6 poles","CSL 2",7.7822358043896048E-2,null,"Commercial",1.5,"Enclosed, 6 poles",null,{"$f":"G1298*INDEX('Shipment Data'!$BG$10:$CH$34,MATCH(CONCATENATE('UEC Data'!$C1298,'UEC Data'!$E1298),'Shipment Data'!$BI$10:$BI$34,0),MATCH('UEC Data'!$D1298,'Shipment Data'!$BG$10:$CH$10,0))","v":3.8760723105653052E-3}]
[null,null,"Commercial",1.5,"Enclosed, 6 poles","CSL 3",7.6943009365433954E-2,null,"Commercial",1.5,"Enclosed, 6 poles",null,{"$f":"G1299*INDEX('Shipment Data'!$BG$10:$CH$34,MATCH(CONCATENATE('UEC Data'!$C1299,'UEC Data'!$E1299),'Shipment Data'!$BI$10:$BI$34,0),MATCH('UEC Data'!$D1299,'Shipment Data'!$BG$10:$CH$10,0))","v":3.8322748833272795E-3}]
[null,null,"Commercial",1.5,"Enclosed, 6 poles","CSL 4",7.6083310936769899E-2,null,"Commercial",1.5,"Enclosed, 6 poles",null,{"$f":"G1300*INDEX('Shipment Data'!$BG$10:$CH$34,MATCH(CONCATENATE('UEC Data'!$C1300,'UEC Data'!$E1300),'Shipment Data'!$BI$10:$BI$34,0),MATCH('UEC Data'!$D1300,'Shipment Data'!$BG$10:$CH$10,0))","v":3.7894561695470869E-3}]
[null,null,"Commercial",1.5,"Enclosed, 6 poles","-",0,null,"Commercial",1.5,"Enclosed, 6 poles",null,{"$f":"G1301*INDEX('Shipment Data'!$BG$10:$CH$34,MATCH(CONCATENATE('UEC Data'!$C1301,'UEC Data'!$E1301),'Shipment Data'!$BI$10:$BI$34,0),MATCH('UEC Data'!$D1301,'Shipment Data'!$BG$10:$CH$10,0))","v":0}]
[null,null,"Commercial",1.5,"Enclosed, 8 poles","CSL 0",9.0191474554184178E-2,null,"Commercial",1.5,"Enclosed, 8 poles",null,{"$f":"G1302*INDEX('Shipment Data'!$BG$10:$CH$34,MATCH(CONCATENATE('UEC Data'!$C1302,'UEC Data'!$E1302),'Shipment Data'!$BI$10:$BI$34,0),MATCH('UEC Data'!$D1302,'Shipment Data'!$BG$10:$CH$10,0))","v":2.0116960379481614E-3}]
[null,null,"Commercial",1.5,"Enclosed, 8 poles","CSL 1",8.8434497777154605E-2,null,"Commercial",1.5,"Enclosed, 8 poles",null,{"$f":"G1303*INDEX('Shipment Data'!$BG$10:$CH$34,MATCH(CONCATENATE('UEC Data'!$C1303,'UEC Data'!$E1303),'Shipment Data'!$BI$10:$BI$34,0),MATCH('UEC Data'!$D1303,'Shipment Data'!$BG$10:$CH$10,0))","v":1.9725071540920283E-3}]
[null,null,"Commercial",1.5,"Enclosed, 8 poles","CSL 2",8.6744666609438276E-2,null,"Commercial",1.5,"Enclosed, 8 poles",null,{"$f":"G1304*INDEX('Shipment Data'!$BG$10:$CH$34,MATCH(CONCATENATE('UEC Data'!$C1304,'UEC Data'!$E1304),'Shipment Data'!$BI$10:$BI$34,0),MATCH('UEC Data'!$D1304,'Shipment Data'!$BG$10:$CH$10,0))","v":1.9348159345870849E-3}]
[null,null,"Commercial",1.5,"Enclosed, 8 poles","CSL 3",8.5118204110511311E-2,null,"Commercial",1.5,"Enclosed, 8 poles",null,{"$f":"G1305*INDEX('Shipment Data'!$BG$10:$CH$34,MATCH(CONCATENATE('UEC Data'!$C1305,'UEC Data'!$E1305),'Shipment Data'!$BI$10:$BI$34,0),MATCH('UEC Data'!$D1305,'Shipment Data'!$BG$10:$CH$10,0))","v":1.8985381358135771E-3}]
[null,null,"Commercial",1.5,"Enclosed, 8 poles","CSL 4",8.3551611396820921E-2,null,"Commercial",1.5,"Enclosed, 8 poles",null,{"$f":"G1306*INDEX('Shipment Data'!$BG$10:$CH$34,MATCH(CONCATENATE('UEC Data'!$C1306,'UEC Data'!$E1306),'Shipment Data'!$BI$10:$BI$34,0),MATCH('UEC Data'!$D1306,'Shipment Data'!$BG$10:$CH$10,0))","v":1.8635957161360268E-3}]
[null,null,"Commercial",1.5,"Enclosed, 8 poles","-",0,null,"Commercial",1.5,"Enclosed, 8 poles",null,{"$f":"G1307*INDEX('Shipment Data'!$BG$10:$CH$34,MATCH(CONCATENATE('UEC Data'!$C1307,'UEC Data'!$E1307),'Shipment Data'!$BI$10:$BI$34,0),MATCH('UEC Data'!$D1307,'Shipment Data'!$BG$10:$CH$10,0))","v":0}]
[null,null,"Commercial",2,"Open, 2 poles","CSL 0",0.11791266370287282,null,"Commercial",2,"Open, 2 poles",null,{"$f":"G1308*INDEX('Shipment Data'!$BG$10:$CH$34,MATCH(CONCATENATE('UEC Data'!$C1308,'UEC Data'!$E1308),'Shipment Data'!$BI$10:$BI$34,0),MATCH('UEC Data'!$D1308,'Shipment Data'!$BG$10:$CH$10,0))","v":2.9108843439027998E-3}]
[null,null,"Commercial",2,"Open, 2 poles","CSL 1",0.10808660839430011,null,"Commercial",2,"Open, 2 poles",null,{"$f":"G1309*INDEX('Shipment Data'!$BG$10:$CH$34,MATCH(CONCATENATE('UEC Data'!$C1309,'UEC Data'!$E1309),'Shipment Data'!$BI$10:$BI$34,0),MATCH('UEC Data'!$D1309,'Shipment Data'!$BG$10:$CH$10,0))","v":2.6683106485775672E-3}]
[null,null,"Commercial",2,"Open, 2 poles","CSL 2",0.1061903521066808,null,"Commercial",2,"Open, 2 poles",null,{"$f":"G1310*INDEX('Shipment Data'!$BG$10:$CH$34,MATCH(CONCATENATE('UEC Data'!$C1310,'UEC Data'!$E1310),'Shipment Data'!$BI$10:$BI$34,0),MATCH('UEC Data'!$D1310,'Shipment Data'!$BG$10:$CH$10,0))","v":2.6214981810586623E-3}]
[null,null,"Commercial",2,"Open, 2 poles","CSL 3",0.10496271797827987,null,"Commercial",2,"Open, 2 poles",null,{"$f":"G1311*INDEX('Shipment Data'!$BG$10:$CH$34,MATCH(CONCATENATE('UEC Data'!$C1311,'UEC Data'!$E1311),'Shipment Data'!$BI$10:$BI$34,0),MATCH('UEC Data'!$D1311,'Shipment Data'!$BG$10:$CH$10,0))","v":2.591191843705383E-3}]
[null,null,"Commercial",2,"Open, 2 poles","CSL 4",0.10376314405852809,null,"Commercial",2,"Open, 2 poles",null,{"$f":"G1312*INDEX('Shipment Data'!$BG$10:$CH$34,MATCH(CONCATENATE('UEC Data'!$C1312,'UEC Data'!$E1312),'Shipment Data'!$BI$10:$BI$34,0),MATCH('UEC Data'!$D1312,'Shipment Data'!$BG$10:$CH$10,0))","v":2.5615782226344639E-3}]
[null,null,"Commercial",2,"Open, 2 poles","-",0,null,"Commercial",2,"Open, 2 poles",null,{"$f":"G1313*INDEX('Shipment Data'!$BG$10:$CH$34,MATCH(CONCATENATE('UEC Data'!$C1313,'UEC Data'!$E1313),'Shipment Data'!$BI$10:$BI$34,0),MATCH('UEC Data'!$D1313,'Shipment Data'!$BG$10:$CH$10,0))","v":0}]
[null,null,"Commercial",2,"Open, 4 poles","CSL 0",0.11349093881401509,null,"Commercial",2,"Open, 4 poles",null,{"$f":"G1314*INDEX('Shipment Data'!$BG$10:$CH$34,MATCH(CONCATENATE('UEC Data'!$C1314,'UEC Data'!$E1314),'Shipment Data'!$BI$10:$BI$34,0),MATCH('UEC Data'!$D1314,'Shipment Data'!$BG$10:$CH$10,0))","v":1.7351041085882021E-2}]
[null,null,"Commercial",2,"Open, 4 poles","CSL 1",0.10808660839430011,null,"Commercial",2,"Open, 4 poles",null,{"$f":"G1315*INDEX('Shipment Data'!$BG$10:$CH$34,MATCH(CONCATENATE('UEC Data'!$C1315,'UEC Data'!$E1315),'Shipment Data'!$BI$10:$BI$34,0),MATCH('UEC Data'!$D1315,'Shipment Data'!$BG$10:$CH$10,0))","v":1.6524801034173354E-2}]
[null,null,"Commercial",2,"Open, 4 poles","CSL 2",0.10496271797827987,null,"Commercial",2,"Open, 4 poles",null,{"$f":"G1316*INDEX('Shipment Data'!$BG$10:$CH$34,MATCH(CONCATENATE('UEC Data'!$C1316,'UEC Data'!$E1316),'Shipment Data'!$BI$10:$BI$34,0),MATCH('UEC Data'!$D1316,'Shipment Data'!$BG$10:$CH$10,0))","v":1.604720562856141E-2}]
[null,null,"Commercial",2,"Open, 4 poles","CSL 3",0.10376314405852809,null,"Commercial",2,"Open, 4 poles",null,{"$f":"G1317*INDEX('Shipment Data'!$BG$10:$CH$34,MATCH(CONCATENATE('UEC Data'!$C1317,'UEC Data'!$E1317),'Shipment Data'!$BI$10:$BI$34,0),MATCH('UEC Data'!$D1317,'Shipment Data'!$BG$10:$CH$10,0))","v":1.5863808992806417E-2}]
[null,null,"Commercial",2,"Open, 4 poles","CSL 4",0.10259067915391196,null,"Commercial",2,"Open, 4 poles",null,{"$f":"G1318*INDEX('Shipment Data'!$BG$10:$CH$34,MATCH(CONCATENATE('UEC Data'!$C1318,'UEC Data'!$E1318),'Shipment Data'!$BI$10:$BI$34,0),MATCH('UEC Data'!$D1318,'Shipment Data'!$BG$10:$CH$10,0))","v":1.5684556913791659E-2}]
[null,null,"Commercial",2,"Open, 4 poles","-",0,null,"Commercial",2,"Open, 4 poles",null,{"$f":"G1319*INDEX('Shipment Data'!$BG$10:$CH$34,MATCH(CONCATENATE('UEC Data'!$C1319,'UEC Data'!$E1319),'Shipment Data'!$BI$10:$BI$34,0),MATCH('UEC Data'!$D1319,'Shipment Data'!$BG$10:$CH$10,0))","v":0}]
[null,null,"Commercial",2,"Open, 6 poles","CSL 0",0.11565955547925107,null,"Commercial",2,"Open, 6 poles",null,{"$f":"G1320*INDEX('Shipment Data'!$BG$10:$CH$34,MATCH(CONCATENATE('UEC Data'!$C1320,'UEC Data'!$E1320),'Shipment Data'!$BI$10:$BI$34,0),MATCH('UEC Data'!$D1320,'Shipment Data'!$BG$10:$CH$10,0))","v":2.5797545794494481E-3}]
[null,null,"Commercial",2,"Open, 6 poles","CSL 1",0.1061903521066808,null,"Commercial",2,"Open, 6 poles",null,{"$f":"G1321*INDEX('Shipment Data'!$BG$10:$CH$34,MATCH(CONCATENATE('UEC Data'!$C1321,'UEC Data'!$E1321),'Shipment Data'!$BI$10:$BI$34,0),MATCH('UEC Data'!$D1321,'Shipment Data'!$BG$10:$CH$10,0))","v":2.3685466021845813E-3}]
[null,null,"Commercial",2,"Open, 6 poles","CSL 2",0.10376314405852809,null,"Commercial",2,"Open, 6 poles",null,{"$f":"G1322*INDEX('Shipment Data'!$BG$10:$CH$34,MATCH(CONCATENATE('UEC Data'!$C1322,'UEC Data'!$E1322),'Shipment Data'!$BI$10:$BI$34,0),MATCH('UEC Data'!$D1322,'Shipment Data'!$BG$10:$CH$10,0))","v":2.3144083941346477E-3}]
[null,null,"Commercial",2,"Open, 6 poles","CSL 3",0.10259067915391196,null,"Commercial",2,"Open, 6 poles",null,{"$f":"G1323*INDEX('Shipment Data'!$BG$10:$CH$34,MATCH(CONCATENATE('UEC Data'!$C1323,'UEC Data'!$E1323),'Shipment Data'!$BI$10:$BI$34,0),MATCH('UEC Data'!$D1323,'Shipment Data'!$BG$10:$CH$10,0))","v":2.28825688685629E-3}]
[null,null,"Commercial",2,"Open, 6 poles","CSL 4",0.10144441458235987,null,"Commercial",2,"Open, 6 poles",null,{"$f":"G1324*INDEX('Shipment Data'!$BG$10:$CH$34,MATCH(CONCATENATE('UEC Data'!$C1324,'UEC Data'!$E1324),'Shipment Data'!$BI$10:$BI$34,0),MATCH('UEC Data'!$D1324,'Shipment Data'!$BG$10:$CH$10,0))","v":2.2626897708020299E-3}]
[null,null,"Commercial",2,"Open, 6 poles","-",0,null,"Commercial",2,"Open, 6 poles",null,{"$f":"G1325*INDEX('Shipment Data'!$BG$10:$CH$34,MATCH(CONCATENATE('UEC Data'!$C1325,'UEC Data'!$E1325),'Shipment Data'!$BI$10:$BI$34,0),MATCH('UEC Data'!$D1325,'Shipment Data'!$BG$10:$CH$10,0))","v":0}]
[null,null,"Commercial",2,"Open, 8 poles","CSL 0",0.11565955547925107,null,"Commercial",2,"Open, 8 poles",null,{"$f":"G1326*INDEX('Shipment Data'!$BG$10:$CH$34,MATCH(CONCATENATE('UEC Data'!$C1326,'UEC Data'!$E1326),'Shipment Data'!$BI$10:$BI$34,0),MATCH('UEC Data'!$D1326,'Shipment Data'!$BG$10:$CH$10,0))","v":2.254154486897576E-4}]
[null,null,"Commercial",2,"Open, 8 poles","CSL 1",0.1061903521066808,null,"Commercial",2,"Open, 8 poles",null,{"$f":"G1327*INDEX('Shipment Data'!$BG$10:$CH$34,MATCH(CONCATENATE('UEC Data'!$C1327,'UEC Data'!$E1327),'Shipment Data'!$BI$10:$BI$34,0),MATCH('UEC Data'!$D1327,'Shipment Data'!$BG$10:$CH$10,0))","v":2.0696038271515756E-4}]
[null,null,"Commercial",2,"Open, 8 poles","CSL 2",0.10496271797827987,null,"Commercial",2,"Open, 8 poles",null,{"$f":"G1328*INDEX('Shipment Data'!$BG$10:$CH$34,MATCH(CONCATENATE('UEC Data'!$C1328,'UEC Data'!$E1328),'Shipment Data'!$BI$10:$BI$34,0),MATCH('UEC Data'!$D1328,'Shipment Data'!$BG$10:$CH$10,0))","v":2.0456777713463551E-4}]
[null,null,"Commercial",2,"Open, 8 poles","CSL 3",0.10376314405852809,null,"Commercial",2,"Open, 8 poles",null,{"$f":"G1329*INDEX('Shipment Data'!$BG$10:$CH$34,MATCH(CONCATENATE('UEC Data'!$C1329,'UEC Data'!$E1329),'Shipment Data'!$BI$10:$BI$34,0),MATCH('UEC Data'!$D1329,'Shipment Data'!$BG$10:$CH$10,0))","v":2.0222985968166822E-4}]
[null,null,"Commercial",2,"Open, 8 poles","CSL 4",0.10259067915391196,null,"Commercial",2,"Open, 8 poles",null,{"$f":"G1330*INDEX('Shipment Data'!$BG$10:$CH$34,MATCH(CONCATENATE('UEC Data'!$C1330,'UEC Data'!$E1330),'Shipment Data'!$BI$10:$BI$34,0),MATCH('UEC Data'!$D1330,'Shipment Data'!$BG$10:$CH$10,0))","v":1.9994477652142338E-4}]
[null,null,"Commercial",2,"Open, 8 poles","-",0,null,"Commercial",2,"Open, 8 poles",null,{"$f":"G1331*INDEX('Shipment Data'!$BG$10:$CH$34,MATCH(CONCATENATE('UEC Data'!$C1331,'UEC Data'!$E1331),'Shipment Data'!$BI$10:$BI$34,0),MATCH('UEC Data'!$D1331,'Shipment Data'!$BG$10:$CH$10,0))","v":0}]
[null,null,"Commercial",2,"Enclosed, 2 poles","CSL 0",0.11005181945601462,null,"Commercial",2,"Enclosed, 2 poles",null,{"$f":"G1332*INDEX('Shipment Data'!$BG$10:$CH$34,MATCH(CONCATENATE('UEC Data'!$C1332,'UEC Data'!$E1332),'Shipment Data'!$BI$10:$BI$34,0),MATCH('UEC Data'!$D1332,'Shipment Data'!$BG$10:$CH$10,0))","v":1.0855385649747459E-2}]
[null,null,"Commercial",2,"Enclosed, 2 poles","CSL 1",0.10808660839430011,null,"Commercial",2,"Enclosed, 2 poles",null,{"$f":"G1333*INDEX('Shipment Data'!$BG$10:$CH$34,MATCH(CONCATENATE('UEC Data'!$C1333,'UEC Data'!$E1333),'Shipment Data'!$BI$10:$BI$34,0),MATCH('UEC Data'!$D1333,'Shipment Data'!$BG$10:$CH$10,0))","v":1.0661539477430544E-2}]
[null,null,"Commercial",2,"Enclosed, 2 poles","CSL 2",0.1061903521066808,null,"Commercial",2,"Enclosed, 2 poles",null,{"$f":"G1334*INDEX('Shipment Data'!$BG$10:$CH$34,MATCH(CONCATENATE('UEC Data'!$C1334,'UEC Data'!$E1334),'Shipment Data'!$BI$10:$BI$34,0),MATCH('UEC Data'!$D1334,'Shipment Data'!$BG$10:$CH$10,0))","v":1.047449492519492E-2}]
[null,null,"Commercial",2,"Enclosed, 2 poles","CSL 3",0.10496271797827987,null,"Commercial",2,"Enclosed, 2 poles",null,{"$f":"G1335*INDEX('Shipment Data'!$BG$10:$CH$34,MATCH(CONCATENATE('UEC Data'!$C1335,'UEC Data'!$E1335),'Shipment Data'!$BI$10:$BI$34,0),MATCH('UEC Data'!$D1335,'Shipment Data'!$BG$10:$CH$10,0))","v":1.0353402498314054E-2}]
[null,null,"Commercial",2,"Enclosed, 2 poles","CSL 4",0.10376314405852809,null,"Commercial",2,"Enclosed, 2 poles",null,{"$f":"G1336*INDEX('Shipment Data'!$BG$10:$CH$34,MATCH(CONCATENATE('UEC Data'!$C1336,'UEC Data'!$E1336),'Shipment Data'!$BI$10:$BI$34,0),MATCH('UEC Data'!$D1336,'Shipment Data'!$BG$10:$CH$10,0))","v":1.0235077898333321E-2}]
[null,null,"Commercial",2,"Enclosed, 2 poles","-",0,null,"Commercial",2,"Enclosed, 2 poles",null,{"$f":"G1337*INDEX('Shipment Data'!$BG$10:$CH$34,MATCH(CONCATENATE('UEC Data'!$C1337,'UEC Data'!$E1337),'Shipment Data'!$BI$10:$BI$34,0),MATCH('UEC Data'!$D1337,'Shipment Data'!$BG$10:$CH$10,0))","v":0}]
[null,null,"Commercial",2,"Enclosed, 4 poles","CSL 0",0.11565955547925107,null,"Commercial",2,"Enclosed, 4 poles",null,{"$f":"G1338*INDEX('Shipment Data'!$BG$10:$CH$34,MATCH(CONCATENATE('UEC Data'!$C1338,'UEC Data'!$E1338),'Shipment Data'!$BI$10:$BI$34,0),MATCH('UEC Data'!$D1338,'Shipment Data'!$BG$10:$CH$10,0))","v":4.2240350468364024E-2}]
[null,null,"Commercial",2,"Enclosed, 4 poles","CSL 1",0.10808660839430011,null,"Commercial",2,"Enclosed, 4 poles",null,{"$f":"G1339*INDEX('Shipment Data'!$BG$10:$CH$34,MATCH(CONCATENATE('UEC Data'!$C1339,'UEC Data'!$E1339),'Shipment Data'!$BI$10:$BI$34,0),MATCH('UEC Data'!$D1339,'Shipment Data'!$BG$10:$CH$10,0))","v":3.9474613235316383E-2}]
[null,null,"Commercial",2,"Enclosed, 4 poles","CSL 2",0.10496271797827987,null,"Commercial",2,"Enclosed, 4 poles",null,{"$f":"G1340*INDEX('Shipment Data'!$BG$10:$CH$34,MATCH(CONCATENATE('UEC Data'!$C1340,'UEC Data'!$E1340),'Shipment Data'!$BI$10:$BI$34,0),MATCH('UEC Data'!$D1340,'Shipment Data'!$BG$10:$CH$10,0))","v":3.8333728459729204E-2}]
[null,null,"Commercial",2,"Enclosed, 4 poles","CSL 3",0.10376314405852809,null,"Commercial",2,"Enclosed, 4 poles",null,{"$f":"G1341*INDEX('Shipment Data'!$BG$10:$CH$34,MATCH(CONCATENATE('UEC Data'!$C1341,'UEC Data'!$E1341),'Shipment Data'!$BI$10:$BI$34,0),MATCH('UEC Data'!$D1341,'Shipment Data'!$BG$10:$CH$10,0))","v":3.7895628705903718E-2}]
[null,null,"Commercial",2,"Enclosed, 4 poles","CSL 4",0.10259067915391196,null,"Commercial",2,"Enclosed, 4 poles",null,{"$f":"G1342*INDEX('Shipment Data'!$BG$10:$CH$34,MATCH(CONCATENATE('UEC Data'!$C1342,'UEC Data'!$E1342),'Shipment Data'!$BI$10:$BI$34,0),MATCH('UEC Data'!$D1342,'Shipment Data'!$BG$10:$CH$10,0))","v":3.7467429511486731E-2}]
[null,null,"Commercial",2,"Enclosed, 4 poles","-",0,null,"Commercial",2,"Enclosed, 4 poles",null,{"$f":"G1343*INDEX('Shipment Data'!$BG$10:$CH$34,MATCH(CONCATENATE('UEC Data'!$C1343,'UEC Data'!$E1343),'Shipment Data'!$BI$10:$BI$34,0),MATCH('UEC Data'!$D1343,'Shipment Data'!$BG$10:$CH$10,0))","v":0}]
[null,null,"Commercial",2,"Enclosed, 6 poles","CSL 0",0.11349093881401509,null,"Commercial",2,"Enclosed, 6 poles",null,{"$f":"G1344*INDEX('Shipment Data'!$BG$10:$CH$34,MATCH(CONCATENATE('UEC Data'!$C1344,'UEC Data'!$E1344),'Shipment Data'!$BI$10:$BI$34,0),MATCH('UEC Data'!$D1344,'Shipment Data'!$BG$10:$CH$10,0))","v":5.6526054529077397E-3}]
[null,null,"Commercial",2,"Enclosed, 6 poles","CSL 1",0.10496271797827987,null,"Commercial",2,"Enclosed, 6 poles",null,{"$f":"G1345*INDEX('Shipment Data'!$BG$10:$CH$34,MATCH(CONCATENATE('UEC Data'!$C1345,'UEC Data'!$E1345),'Shipment Data'!$BI$10:$BI$34,0),MATCH('UEC Data'!$D1345,'Shipment Data'!$BG$10:$CH$10,0))","v":5.2278431934406856E-3}]
[null,null,"Commercial",2,"Enclosed, 6 poles","CSL 2",0.10259067915391196,null,"Commercial",2,"Enclosed, 6 poles",null,{"$f":"G1346*INDEX('Shipment Data'!$BG$10:$CH$34,MATCH(CONCATENATE('UEC Data'!$C1346,'UEC Data'!$E1346),'Shipment Data'!$BI$10:$BI$34,0),MATCH('UEC Data'!$D1346,'Shipment Data'!$BG$10:$CH$10,0))","v":5.1096998444363755E-3}]
[null,null,"Commercial",2,"Enclosed, 6 poles","CSL 3",0.10144441458235987,null,"Commercial",2,"Enclosed, 6 poles",null,{"$f":"G1347*INDEX('Shipment Data'!$BG$10:$CH$34,MATCH(CONCATENATE('UEC Data'!$C1347,'UEC Data'!$E1347),'Shipment Data'!$BI$10:$BI$34,0),MATCH('UEC Data'!$D1347,'Shipment Data'!$BG$10:$CH$10,0))","v":5.0526082260627849E-3}]
[null,null,"Commercial",2,"Enclosed, 6 poles","CSL 4",0.10065715194147681,null,"Commercial",2,"Enclosed, 6 poles",null,{"$f":"G1348*INDEX('Shipment Data'!$BG$10:$CH$34,MATCH(CONCATENATE('UEC Data'!$C1348,'UEC Data'!$E1348),'Shipment Data'!$BI$10:$BI$34,0),MATCH('UEC Data'!$D1348,'Shipment Data'!$BG$10:$CH$10,0))","v":5.0133972974791491E-3}]
[null,null,"Commercial",2,"Enclosed, 6 poles","-",0,null,"Commercial",2,"Enclosed, 6 poles",null,{"$f":"G1349*INDEX('Shipment Data'!$BG$10:$CH$34,MATCH(CONCATENATE('UEC Data'!$C1349,'UEC Data'!$E1349),'Shipment Data'!$BI$10:$BI$34,0),MATCH('UEC Data'!$D1349,'Shipment Data'!$BG$10:$CH$10,0))","v":0}]
[null,null,"Commercial",2,"Enclosed, 8 poles","CSL 0",0.11349093881401509,null,"Commercial",2,"Enclosed, 8 poles",null,{"$f":"G1350*INDEX('Shipment Data'!$BG$10:$CH$34,MATCH(CONCATENATE('UEC Data'!$C1350,'UEC Data'!$E1350),'Shipment Data'!$BI$10:$BI$34,0),MATCH('UEC Data'!$D1350,'Shipment Data'!$BG$10:$CH$10,0))","v":2.5313841810847707E-3}]
[null,null,"Commercial",2,"Enclosed, 8 poles","CSL 1",0.11005181945601462,null,"Commercial",2,"Enclosed, 8 poles",null,{"$f":"G1351*INDEX('Shipment Data'!$BG$10:$CH$34,MATCH(CONCATENATE('UEC Data'!$C1351,'UEC Data'!$E1351),'Shipment Data'!$BI$10:$BI$34,0),MATCH('UEC Data'!$D1351,'Shipment Data'!$BG$10:$CH$10,0))","v":2.4546755695367471E-3}]
[null,null,"Commercial",2,"Enclosed, 8 poles","CSL 2",0.10808660839430011,null,"Commercial",2,"Enclosed, 8 poles",null,{"$f":"G1352*INDEX('Shipment Data'!$BG$10:$CH$34,MATCH(CONCATENATE('UEC Data'!$C1352,'UEC Data'!$E1352),'Shipment Data'!$BI$10:$BI$34,0),MATCH('UEC Data'!$D1352,'Shipment Data'!$BG$10:$CH$10,0))","v":2.4108420772235915E-3}]
[null,null,"Commercial",2,"Enclosed, 8 poles","CSL 3",0.1061903521066808,null,"Commercial",2,"Enclosed, 8 poles",null,{"$f":"G1353*INDEX('Shipment Data'!$BG$10:$CH$34,MATCH(CONCATENATE('UEC Data'!$C1353,'UEC Data'!$E1353),'Shipment Data'!$BI$10:$BI$34,0),MATCH('UEC Data'!$D1353,'Shipment Data'!$BG$10:$CH$10,0))","v":2.3685466021845813E-3}]
[null,null,"Commercial",2,"Enclosed, 8 poles","CSL 4",0.10496271797827987,null,"Commercial",2,"Enclosed, 8 poles",null,{"$f":"G1354*INDEX('Shipment Data'!$BG$10:$CH$34,MATCH(CONCATENATE('UEC Data'!$C1354,'UEC Data'!$E1354),'Shipment Data'!$BI$10:$BI$34,0),MATCH('UEC Data'!$D1354,'Shipment Data'!$BG$10:$CH$10,0))","v":2.3411645605408288E-3}]
[null,null,"Commercial",2,"Enclosed, 8 poles","-",0,null,"Commercial",2,"Enclosed, 8 poles",null,{"$f":"G1355*INDEX('Shipment Data'!$BG$10:$CH$34,MATCH(CONCATENATE('UEC Data'!$C1355,'UEC Data'!$E1355),'Shipment Data'!$BI$10:$BI$34,0),MATCH('UEC Data'!$D1355,'Shipment Data'!$BG$10:$CH$10,0))","v":0}]
[null,null,"Commercial",3,"Open, 2 poles","CSL 0",0.17023640822102262,null,"Commercial",3,"Open, 2 poles",null,{"$f":"G1356*INDEX('Shipment Data'!$BG$10:$CH$34,MATCH(CONCATENATE('UEC Data'!$C1356,'UEC Data'!$E1356),'Shipment Data'!$BI$10:$BI$34,0),MATCH('UEC Data'!$D1356,'Shipment Data'!$BG$10:$CH$10,0))","v":4.2025892715096668E-3}]
[null,null,"Commercial",3,"Open, 2 poles","CSL 1",0.16212991259145013,null,"Commercial",3,"Open, 2 poles",null,{"$f":"G1357*INDEX('Shipment Data'!$BG$10:$CH$34,MATCH(CONCATENATE('UEC Data'!$C1357,'UEC Data'!$E1357),'Shipment Data'!$BI$10:$BI$34,0),MATCH('UEC Data'!$D1357,'Shipment Data'!$BG$10:$CH$10,0))","v":4.0024659728663502E-3}]
[null,null,"Commercial",3,"Open, 2 poles","CSL 2",0.15928552816002117,null,"Commercial",3,"Open, 2 poles",null,{"$f":"G1358*INDEX('Shipment Data'!$BG$10:$CH$34,MATCH(CONCATENATE('UEC Data'!$C1358,'UEC Data'!$E1358),'Shipment Data'!$BI$10:$BI$34,0),MATCH('UEC Data'!$D1358,'Shipment Data'!$BG$10:$CH$10,0))","v":3.9322472715879924E-3}]
[null,null,"Commercial",3,"Open, 2 poles","CSL 3",0.15744407696741977,null,"Commercial",3,"Open, 2 poles",null,{"$f":"G1359*INDEX('Shipment Data'!$BG$10:$CH$34,MATCH(CONCATENATE('UEC Data'!$C1359,'UEC Data'!$E1359),'Shipment Data'!$BI$10:$BI$34,0),MATCH('UEC Data'!$D1359,'Shipment Data'!$BG$10:$CH$10,0))","v":3.8867877655580736E-3}]
[null,null,"Commercial",3,"Open, 2 poles","CSL 4",0.1556447160877921,null,"Commercial",3,"Open, 2 poles",null,{"$f":"G1360*INDEX('Shipment Data'!$BG$10:$CH$34,MATCH(CONCATENATE('UEC Data'!$C1360,'UEC Data'!$E1360),'Shipment Data'!$BI$10:$BI$34,0),MATCH('UEC Data'!$D1360,'Shipment Data'!$BG$10:$CH$10,0))","v":3.842367333951695E-3}]
[null,null,"Commercial",3,"Open, 2 poles","-",0,null,"Commercial",3,"Open, 2 poles",null,{"$f":"G1361*INDEX('Shipment Data'!$BG$10:$CH$34,MATCH(CONCATENATE('UEC Data'!$C1361,'UEC Data'!$E1361),'Shipment Data'!$BI$10:$BI$34,0),MATCH('UEC Data'!$D1361,'Shipment Data'!$BG$10:$CH$10,0))","v":0}]
[null,null,"Commercial",3,"Open, 4 poles","CSL 0",0.17348933321887655,null,"Commercial",3,"Open, 4 poles",null,{"$f":"G1362*INDEX('Shipment Data'!$BG$10:$CH$34,MATCH(CONCATENATE('UEC Data'!$C1362,'UEC Data'!$E1362),'Shipment Data'!$BI$10:$BI$34,0),MATCH('UEC Data'!$D1362,'Shipment Data'!$BG$10:$CH$10,0))","v":2.6523884462494804E-2}]
[null,null,"Commercial",3,"Open, 4 poles","CSL 1",0.15744407696741977,null,"Commercial",3,"Open, 4 poles",null,{"$f":"G1363*INDEX('Shipment Data'!$BG$10:$CH$34,MATCH(CONCATENATE('UEC Data'!$C1363,'UEC Data'!$E1363),'Shipment Data'!$BI$10:$BI$34,0),MATCH('UEC Data'!$D1363,'Shipment Data'!$BG$10:$CH$10,0))","v":2.4070808442842106E-2}]
[null,null,"Commercial",3,"Open, 4 poles","CSL 2",0.1521666218735398,null,"Commercial",3,"Open, 4 poles",null,{"$f":"G1364*INDEX('Shipment Data'!$BG$10:$CH$34,MATCH(CONCATENATE('UEC Data'!$C1364,'UEC Data'!$E1364),'Shipment Data'!$BI$10:$BI$34,0),MATCH('UEC Data'!$D1364,'Shipment Data'!$BG$10:$CH$10,0))","v":2.3263965701741256E-2}]
[null,null,"Commercial",3,"Open, 4 poles","CSL 3",0.15098572791221518,null,"Commercial",3,"Open, 4 poles",null,{"$f":"G1365*INDEX('Shipment Data'!$BG$10:$CH$34,MATCH(CONCATENATE('UEC Data'!$C1365,'UEC Data'!$E1365),'Shipment Data'!$BI$10:$BI$34,0),MATCH('UEC Data'!$D1365,'Shipment Data'!$BG$10:$CH$10,0))","v":2.3083424947958339E-2}]
[null,null,"Commercial",3,"Open, 4 poles","CSL 4",0.14965838085364624,null,"Commercial",3,"Open, 4 poles",null,{"$f":"G1366*INDEX('Shipment Data'!$BG$10:$CH$34,MATCH(CONCATENATE('UEC Data'!$C1366,'UEC Data'!$E1366),'Shipment Data'!$BI$10:$BI$34,0),MATCH('UEC Data'!$D1366,'Shipment Data'!$BG$10:$CH$10,0))","v":2.2880493739624638E-2}]
[null,null,"Commercial",3,"Open, 4 poles","-",0,null,"Commercial",3,"Open, 4 poles",null,{"$f":"G1367*INDEX('Shipment Data'!$BG$10:$CH$34,MATCH(CONCATENATE('UEC Data'!$C1367,'UEC Data'!$E1367),'Shipment Data'!$BI$10:$BI$34,0),MATCH('UEC Data'!$D1367,'Shipment Data'!$BG$10:$CH$10,0))","v":0}]
[null,null,"Commercial",3,"Open, 6 poles","CSL 0",0.16710322279364184,null,"Commercial",3,"Open, 6 poles",null,{"$f":"G1368*INDEX('Shipment Data'!$BG$10:$CH$34,MATCH(CONCATENATE('UEC Data'!$C1368,'UEC Data'!$E1368),'Shipment Data'!$BI$10:$BI$34,0),MATCH('UEC Data'!$D1368,'Shipment Data'!$BG$10:$CH$10,0))","v":3.727191432272054E-3}]
[null,null,"Commercial",3,"Open, 6 poles","CSL 1",0.15744407696741977,null,"Commercial",3,"Open, 6 poles",null,{"$f":"G1369*INDEX('Shipment Data'!$BG$10:$CH$34,MATCH(CONCATENATE('UEC Data'!$C1369,'UEC Data'!$E1369),'Shipment Data'!$BI$10:$BI$34,0),MATCH('UEC Data'!$D1369,'Shipment Data'!$BG$10:$CH$10,0))","v":3.5117468408112419E-3}]
[null,null,"Commercial",3,"Open, 6 poles","CSL 2",0.15388601873086791,null,"Commercial",3,"Open, 6 poles",null,{"$f":"G1370*INDEX('Shipment Data'!$BG$10:$CH$34,MATCH(CONCATENATE('UEC Data'!$C1370,'UEC Data'!$E1370),'Shipment Data'!$BI$10:$BI$34,0),MATCH('UEC Data'!$D1370,'Shipment Data'!$BG$10:$CH$10,0))","v":3.432385330284434E-3}]
[null,null,"Commercial",3,"Open, 6 poles","CSL 3",0.1521666218735398,null,"Commercial",3,"Open, 6 poles",null,{"$f":"G1371*INDEX('Shipment Data'!$BG$10:$CH$34,MATCH(CONCATENATE('UEC Data'!$C1371,'UEC Data'!$E1371),'Shipment Data'!$BI$10:$BI$34,0),MATCH('UEC Data'!$D1371,'Shipment Data'!$BG$10:$CH$10,0))","v":3.3940346562030444E-3}]
[null,null,"Commercial",3,"Open, 6 poles","CSL 4",0.15098572791221518,null,"Commercial",3,"Open, 6 poles",null,{"$f":"G1372*INDEX('Shipment Data'!$BG$10:$CH$34,MATCH(CONCATENATE('UEC Data'!$C1372,'UEC Data'!$E1372),'Shipment Data'!$BI$10:$BI$34,0),MATCH('UEC Data'!$D1372,'Shipment Data'!$BG$10:$CH$10,0))","v":3.3676951411327318E-3}]
[null,null,"Commercial",3,"Open, 6 poles","-",0,null,"Commercial",3,"Open, 6 poles",null,{"$f":"G1373*INDEX('Shipment Data'!$BG$10:$CH$34,MATCH(CONCATENATE('UEC Data'!$C1373,'UEC Data'!$E1373),'Shipment Data'!$BI$10:$BI$34,0),MATCH('UEC Data'!$D1373,'Shipment Data'!$BG$10:$CH$10,0))","v":0}]
[null,null,"Commercial",3,"Open, 8 poles","CSL 0",0.17023640822102262,null,"Commercial",3,"Open, 8 poles",null,{"$f":"G1374*INDEX('Shipment Data'!$BG$10:$CH$34,MATCH(CONCATENATE('UEC Data'!$C1374,'UEC Data'!$E1374),'Shipment Data'!$BI$10:$BI$34,0),MATCH('UEC Data'!$D1374,'Shipment Data'!$BG$10:$CH$10,0))","v":3.317833635402368E-4}]
[null,null,"Commercial",3,"Open, 8 poles","CSL 1",0.15744407696741977,null,"Commercial",3,"Open, 8 poles",null,{"$f":"G1375*INDEX('Shipment Data'!$BG$10:$CH$34,MATCH(CONCATENATE('UEC Data'!$C1375,'UEC Data'!$E1375),'Shipment Data'!$BI$10:$BI$34,0),MATCH('UEC Data'!$D1375,'Shipment Data'!$BG$10:$CH$10,0))","v":3.0685166570195311E-4}]
[null,null,"Commercial",3,"Open, 8 poles","CSL 2",0.1556447160877921,null,"Commercial",3,"Open, 8 poles",null,{"$f":"G1376*INDEX('Shipment Data'!$BG$10:$CH$34,MATCH(CONCATENATE('UEC Data'!$C1376,'UEC Data'!$E1376),'Shipment Data'!$BI$10:$BI$34,0),MATCH('UEC Data'!$D1376,'Shipment Data'!$BG$10:$CH$10,0))","v":3.0334478952250216E-4}]
[null,null,"Commercial",3,"Open, 8 poles","CSL 3",0.15388601873086791,null,"Commercial",3,"Open, 8 poles",null,{"$f":"G1377*INDEX('Shipment Data'!$BG$10:$CH$34,MATCH(CONCATENATE('UEC Data'!$C1377,'UEC Data'!$E1377),'Shipment Data'!$BI$10:$BI$34,0),MATCH('UEC Data'!$D1377,'Shipment Data'!$BG$10:$CH$10,0))","v":2.9991716478213495E-4}]
[null,null,"Commercial",3,"Open, 8 poles","CSL 4",0.1521666218735398,null,"Commercial",3,"Open, 8 poles",null,{"$f":"G1378*INDEX('Shipment Data'!$BG$10:$CH$34,MATCH(CONCATENATE('UEC Data'!$C1378,'UEC Data'!$E1378),'Shipment Data'!$BI$10:$BI$34,0),MATCH('UEC Data'!$D1378,'Shipment Data'!$BG$10:$CH$10,0))","v":2.9656613500803292E-4}]
[null,null,"Commercial",3,"Open, 8 poles","-",0,null,"Commercial",3,"Open, 8 poles",null,{"$f":"G1379*INDEX('Shipment Data'!$BG$10:$CH$34,MATCH(CONCATENATE('UEC Data'!$C1379,'UEC Data'!$E1379),'Shipment Data'!$BI$10:$BI$34,0),MATCH('UEC Data'!$D1379,'Shipment Data'!$BG$10:$CH$10,0))","v":0}]
[null,null,"Commercial",3,"Enclosed, 2 poles","CSL 0",0.16212991259145013,null,"Commercial",3,"Enclosed, 2 poles",null,{"$f":"G1380*INDEX('Shipment Data'!$BG$10:$CH$34,MATCH(CONCATENATE('UEC Data'!$C1380,'UEC Data'!$E1380),'Shipment Data'!$BI$10:$BI$34,0),MATCH('UEC Data'!$D1380,'Shipment Data'!$BG$10:$CH$10,0))","v":1.5992309216145806E-2}]
[null,null,"Commercial",3,"Enclosed, 2 poles","CSL 1",0.15928552816002117,null,"Commercial",3,"Enclosed, 2 poles",null,{"$f":"G1381*INDEX('Shipment Data'!$BG$10:$CH$34,MATCH(CONCATENATE('UEC Data'!$C1381,'UEC Data'!$E1381),'Shipment Data'!$BI$10:$BI$34,0),MATCH('UEC Data'!$D1381,'Shipment Data'!$BG$10:$CH$10,0))","v":1.5711742387792372E-2}]
[null,null,"Commercial",3,"Enclosed, 2 poles","CSL 2",0.15744407696741977,null,"Commercial",3,"Enclosed, 2 poles",null,{"$f":"G1382*INDEX('Shipment Data'!$BG$10:$CH$34,MATCH(CONCATENATE('UEC Data'!$C1382,'UEC Data'!$E1382),'Shipment Data'!$BI$10:$BI$34,0),MATCH('UEC Data'!$D1382,'Shipment Data'!$BG$10:$CH$10,0))","v":1.5530103747471071E-2}]
[null,null,"Commercial",3,"Enclosed, 2 poles","CSL 3",0.1556447160877921,null,"Commercial",3,"Enclosed, 2 poles",null,{"$f":"G1383*INDEX('Shipment Data'!$BG$10:$CH$34,MATCH(CONCATENATE('UEC Data'!$C1383,'UEC Data'!$E1383),'Shipment Data'!$BI$10:$BI$34,0),MATCH('UEC Data'!$D1383,'Shipment Data'!$BG$10:$CH$10,0))","v":1.5352616847499971E-2}]
[null,null,"Commercial",3,"Enclosed, 2 poles","CSL 4",0.15388601873086791,null,"Commercial",3,"Enclosed, 2 poles",null,{"$f":"G1384*INDEX('Shipment Data'!$BG$10:$CH$34,MATCH(CONCATENATE('UEC Data'!$C1384,'UEC Data'!$E1384),'Shipment Data'!$BI$10:$BI$34,0),MATCH('UEC Data'!$D1384,'Shipment Data'!$BG$10:$CH$10,0))","v":1.5179140950918052E-2}]
[null,null,"Commercial",3,"Enclosed, 2 poles","-",0,null,"Commercial",3,"Enclosed, 2 poles",null,{"$f":"G1385*INDEX('Shipment Data'!$BG$10:$CH$34,MATCH(CONCATENATE('UEC Data'!$C1385,'UEC Data'!$E1385),'Shipment Data'!$BI$10:$BI$34,0),MATCH('UEC Data'!$D1385,'Shipment Data'!$BG$10:$CH$10,0))","v":0}]
[null,null,"Commercial",3,"Enclosed, 4 poles","CSL 0",0.17023640822102262,null,"Commercial",3,"Enclosed, 4 poles",null,{"$f":"G1386*INDEX('Shipment Data'!$BG$10:$CH$34,MATCH(CONCATENATE('UEC Data'!$C1386,'UEC Data'!$E1386),'Shipment Data'!$BI$10:$BI$34,0),MATCH('UEC Data'!$D1386,'Shipment Data'!$BG$10:$CH$10,0))","v":6.2172515845623263E-2}]
[null,null,"Commercial",3,"Enclosed, 4 poles","CSL 1",0.1556447160877921,null,"Commercial",3,"Enclosed, 4 poles",null,{"$f":"G1387*INDEX('Shipment Data'!$BG$10:$CH$34,MATCH(CONCATENATE('UEC Data'!$C1387,'UEC Data'!$E1387),'Shipment Data'!$BI$10:$BI$34,0),MATCH('UEC Data'!$D1387,'Shipment Data'!$BG$10:$CH$10,0))","v":5.6843443058855553E-2}]
[null,null,"Commercial",3,"Enclosed, 4 poles","CSL 2",0.1521666218735398,null,"Commercial",3,"Enclosed, 4 poles",null,{"$f":"G1388*INDEX('Shipment Data'!$BG$10:$CH$34,MATCH(CONCATENATE('UEC Data'!$C1388,'UEC Data'!$E1388),'Shipment Data'!$BI$10:$BI$34,0),MATCH('UEC Data'!$D1388,'Shipment Data'!$BG$10:$CH$10,0))","v":5.557319852122751E-2}]
[null,null,"Commercial",3,"Enclosed, 4 poles","CSL 3",0.15098572791221518,null,"Commercial",3,"Enclosed, 4 poles",null,{"$f":"G1389*INDEX('Shipment Data'!$BG$10:$CH$34,MATCH(CONCATENATE('UEC Data'!$C1389,'UEC Data'!$E1389),'Shipment Data'!$BI$10:$BI$34,0),MATCH('UEC Data'!$D1389,'Shipment Data'!$BG$10:$CH$10,0))","v":5.514192092738205E-2}]
[null,null,"Commercial",3,"Enclosed, 4 poles","CSL 4",0.14965838085364624,null,"Commercial",3,"Enclosed, 4 poles",null,{"$f":"G1390*INDEX('Shipment Data'!$BG$10:$CH$34,MATCH(CONCATENATE('UEC Data'!$C1390,'UEC Data'!$E1390),'Shipment Data'!$BI$10:$BI$34,0),MATCH('UEC Data'!$D1390,'Shipment Data'!$BG$10:$CH$10,0))","v":5.4657156787361105E-2}]
[null,null,"Commercial",3,"Enclosed, 4 poles","-",0,null,"Commercial",3,"Enclosed, 4 poles",null,{"$f":"G1391*INDEX('Shipment Data'!$BG$10:$CH$34,MATCH(CONCATENATE('UEC Data'!$C1391,'UEC Data'!$E1391),'Shipment Data'!$BI$10:$BI$34,0),MATCH('UEC Data'!$D1391,'Shipment Data'!$BG$10:$CH$10,0))","v":0}]
[null,null,"Commercial",3,"Enclosed, 6 poles","CSL 0",0.16507772918402194,null,"Commercial",3,"Enclosed, 6 poles",null,{"$f":"G1392*INDEX('Shipment Data'!$BG$10:$CH$34,MATCH(CONCATENATE('UEC Data'!$C1392,'UEC Data'!$E1392),'Shipment Data'!$BI$10:$BI$34,0),MATCH('UEC Data'!$D1392,'Shipment Data'!$BG$10:$CH$10,0))","v":8.2219715678658028E-3}]
[null,null,"Commercial",3,"Enclosed, 6 poles","CSL 1",0.1556447160877921,null,"Commercial",3,"Enclosed, 6 poles",null,{"$f":"G1393*INDEX('Shipment Data'!$BG$10:$CH$34,MATCH(CONCATENATE('UEC Data'!$C1393,'UEC Data'!$E1393),'Shipment Data'!$BI$10:$BI$34,0),MATCH('UEC Data'!$D1393,'Shipment Data'!$BG$10:$CH$10,0))","v":7.7521446211306121E-3}]
[null,null,"Commercial",3,"Enclosed, 6 poles","CSL 2",0.1521666218735398,null,"Commercial",3,"Enclosed, 6 poles",null,{"$f":"G1394*INDEX('Shipment Data'!$BG$10:$CH$34,MATCH(CONCATENATE('UEC Data'!$C1394,'UEC Data'!$E1394),'Shipment Data'!$BI$10:$BI$34,0),MATCH('UEC Data'!$D1394,'Shipment Data'!$BG$10:$CH$10,0))","v":7.5789123390941756E-3}]
[null,null,"Commercial",3,"Enclosed, 6 poles","CSL 3",0.15098572791221518,null,"Commercial",3,"Enclosed, 6 poles",null,{"$f":"G1395*INDEX('Shipment Data'!$BG$10:$CH$34,MATCH(CONCATENATE('UEC Data'!$C1395,'UEC Data'!$E1395),'Shipment Data'!$BI$10:$BI$34,0),MATCH('UEC Data'!$D1395,'Shipment Data'!$BG$10:$CH$10,0))","v":7.5200959462187206E-3}]
[null,null,"Commercial",3,"Enclosed, 6 poles","CSL 4",0.14965838085364624,null,"Commercial",3,"Enclosed, 6 poles",null,{"$f":"G1396*INDEX('Shipment Data'!$BG$10:$CH$34,MATCH(CONCATENATE('UEC Data'!$C1396,'UEC Data'!$E1396),'Shipment Data'!$BI$10:$BI$34,0),MATCH('UEC Data'!$D1396,'Shipment Data'!$BG$10:$CH$10,0))","v":7.4539852126255888E-3}]
[null,null,"Commercial",3,"Enclosed, 6 poles","-",0,null,"Commercial",3,"Enclosed, 6 poles",null,{"$f":"G1397*INDEX('Shipment Data'!$BG$10:$CH$34,MATCH(CONCATENATE('UEC Data'!$C1397,'UEC Data'!$E1397),'Shipment Data'!$BI$10:$BI$34,0),MATCH('UEC Data'!$D1397,'Shipment Data'!$BG$10:$CH$10,0))","v":0}]
[null,null,"Commercial",3,"Enclosed, 8 poles","CSL 0",0.17348933321887655,null,"Commercial",3,"Enclosed, 8 poles",null,{"$f":"G1398*INDEX('Shipment Data'!$BG$10:$CH$34,MATCH(CONCATENATE('UEC Data'!$C1398,'UEC Data'!$E1398),'Shipment Data'!$BI$10:$BI$34,0),MATCH('UEC Data'!$D1398,'Shipment Data'!$BG$10:$CH$10,0))","v":3.8696318691741707E-3}]
[null,null,"Commercial",3,"Enclosed, 8 poles","CSL 1",0.16212991259145013,null,"Commercial",3,"Enclosed, 8 poles",null,{"$f":"G1399*INDEX('Shipment Data'!$BG$10:$CH$34,MATCH(CONCATENATE('UEC Data'!$C1399,'UEC Data'!$E1399),'Shipment Data'!$BI$10:$BI$34,0),MATCH('UEC Data'!$D1399,'Shipment Data'!$BG$10:$CH$10,0))","v":3.6162631158353862E-3}]
[null,null,"Commercial",3,"Enclosed, 8 poles","CSL 2",0.15928552816002117,null,"Commercial",3,"Enclosed, 8 poles",null,{"$f":"G1400*INDEX('Shipment Data'!$BG$10:$CH$34,MATCH(CONCATENATE('UEC Data'!$C1400,'UEC Data'!$E1400),'Shipment Data'!$BI$10:$BI$34,0),MATCH('UEC Data'!$D1400,'Shipment Data'!$BG$10:$CH$10,0))","v":3.5528199032768704E-3}]
[null,null,"Commercial",3,"Enclosed, 8 poles","CSL 3",0.15744407696741977,null,"Commercial",3,"Enclosed, 8 poles",null,{"$f":"G1401*INDEX('Shipment Data'!$BG$10:$CH$34,MATCH(CONCATENATE('UEC Data'!$C1401,'UEC Data'!$E1401),'Shipment Data'!$BI$10:$BI$34,0),MATCH('UEC Data'!$D1401,'Shipment Data'!$BG$10:$CH$10,0))","v":3.5117468408112419E-3}]
[null,null,"Commercial",3,"Enclosed, 8 poles","CSL 4",0.1556447160877921,null,"Commercial",3,"Enclosed, 8 poles",null,{"$f":"G1402*INDEX('Shipment Data'!$BG$10:$CH$34,MATCH(CONCATENATE('UEC Data'!$C1402,'UEC Data'!$E1402),'Shipment Data'!$BI$10:$BI$34,0),MATCH('UEC Data'!$D1402,'Shipment Data'!$BG$10:$CH$10,0))","v":3.47161259120197E-3}]
[null,null,"Commercial",3,"Enclosed, 8 poles","-",0,null,"Commercial",3,"Enclosed, 8 poles",null,{"$f":"G1403*INDEX('Shipment Data'!$BG$10:$CH$34,MATCH(CONCATENATE('UEC Data'!$C1403,'UEC Data'!$E1403),'Shipment Data'!$BI$10:$BI$34,0),MATCH('UEC Data'!$D1403,'Shipment Data'!$BG$10:$CH$10,0))","v":0}]
[null,null,"Commercial",5,"Open, 2 poles","CSL 0",0.28372734703503771,null,"Commercial",5,"Open, 2 poles",null,{"$f":"G1404*INDEX('Shipment Data'!$BG$10:$CH$34,MATCH(CONCATENATE('UEC Data'!$C1404,'UEC Data'!$E1404),'Shipment Data'!$BI$10:$BI$34,0),MATCH('UEC Data'!$D1404,'Shipment Data'!$BG$10:$CH$10,0))","v":7.0043154525161119E-3}]
[null,null,"Commercial",5,"Open, 2 poles","CSL 1",0.26547588026670199,null,"Commercial",5,"Open, 2 poles",null,{"$f":"G1405*INDEX('Shipment Data'!$BG$10:$CH$34,MATCH(CONCATENATE('UEC Data'!$C1405,'UEC Data'!$E1405),'Shipment Data'!$BI$10:$BI$34,0),MATCH('UEC Data'!$D1405,'Shipment Data'!$BG$10:$CH$10,0))","v":6.5537454526466551E-3}]
[null,null,"Commercial",5,"Open, 2 poles","CSL 2",0.26240679494569963,null,"Commercial",5,"Open, 2 poles",null,{"$f":"G1406*INDEX('Shipment Data'!$BG$10:$CH$34,MATCH(CONCATENATE('UEC Data'!$C1406,'UEC Data'!$E1406),'Shipment Data'!$BI$10:$BI$34,0),MATCH('UEC Data'!$D1406,'Shipment Data'!$BG$10:$CH$10,0))","v":6.4779796092634566E-3}]
[null,null,"Commercial",5,"Open, 2 poles","CSL 3",0.25940786014632022,null,"Commercial",5,"Open, 2 poles",null,{"$f":"G1407*INDEX('Shipment Data'!$BG$10:$CH$34,MATCH(CONCATENATE('UEC Data'!$C1407,'UEC Data'!$E1407),'Shipment Data'!$BI$10:$BI$34,0),MATCH('UEC Data'!$D1407,'Shipment Data'!$BG$10:$CH$10,0))","v":6.4039455565861603E-3}]
[null,null,"Commercial",5,"Open, 2 poles","CSL 4",0.25647669788477989,null,"Commercial",5,"Open, 2 poles",null,{"$f":"G1408*INDEX('Shipment Data'!$BG$10:$CH$34,MATCH(CONCATENATE('UEC Data'!$C1408,'UEC Data'!$E1408),'Shipment Data'!$BI$10:$BI$34,0),MATCH('UEC Data'!$D1408,'Shipment Data'!$BG$10:$CH$10,0))","v":6.3315845898450742E-3}]
[null,null,"Commercial",5,"Open, 2 poles","-",0,null,"Commercial",5,"Open, 2 poles",null,{"$f":"G1409*INDEX('Shipment Data'!$BG$10:$CH$34,MATCH(CONCATENATE('UEC Data'!$C1409,'UEC Data'!$E1409),'Shipment Data'!$BI$10:$BI$34,0),MATCH('UEC Data'!$D1409,'Shipment Data'!$BG$10:$CH$10,0))","v":0}]
[null,null,"Commercial",5,"Open, 4 poles","CSL 0",0.27512954864003653,null,"Commercial",5,"Open, 4 poles",null,{"$f":"G1410*INDEX('Shipment Data'!$BG$10:$CH$34,MATCH(CONCATENATE('UEC Data'!$C1410,'UEC Data'!$E1410),'Shipment Data'!$BI$10:$BI$34,0),MATCH('UEC Data'!$D1410,'Shipment Data'!$BG$10:$CH$10,0))","v":4.2063129905168514E-2}]
[null,null,"Commercial",5,"Open, 4 poles","CSL 1",0.25940786014632022,null,"Commercial",5,"Open, 4 poles",null,{"$f":"G1411*INDEX('Shipment Data'!$BG$10:$CH$34,MATCH(CONCATENATE('UEC Data'!$C1411,'UEC Data'!$E1411),'Shipment Data'!$BI$10:$BI$34,0),MATCH('UEC Data'!$D1411,'Shipment Data'!$BG$10:$CH$10,0))","v":3.9659522482016041E-2}]
[null,null,"Commercial",5,"Open, 4 poles","CSL 2",0.25361103645589966,null,"Commercial",5,"Open, 4 poles",null,{"$f":"G1412*INDEX('Shipment Data'!$BG$10:$CH$34,MATCH(CONCATENATE('UEC Data'!$C1412,'UEC Data'!$E1412),'Shipment Data'!$BI$10:$BI$34,0),MATCH('UEC Data'!$D1412,'Shipment Data'!$BG$10:$CH$10,0))","v":3.8773276169568757E-2}]
[null,null,"Commercial",5,"Open, 4 poles","CSL 3",0.25164287985369199,null,"Commercial",5,"Open, 4 poles",null,{"$f":"G1413*INDEX('Shipment Data'!$BG$10:$CH$34,MATCH(CONCATENATE('UEC Data'!$C1413,'UEC Data'!$E1413),'Shipment Data'!$BI$10:$BI$34,0),MATCH('UEC Data'!$D1413,'Shipment Data'!$BG$10:$CH$10,0))","v":3.8472374913263892E-2}]
[null,null,"Commercial",5,"Open, 4 poles","CSL 4",0.24943063475607713,null,"Commercial",5,"Open, 4 poles",null,{"$f":"G1414*INDEX('Shipment Data'!$BG$10:$CH$34,MATCH(CONCATENATE('UEC Data'!$C1414,'UEC Data'!$E1414),'Shipment Data'!$BI$10:$BI$34,0),MATCH('UEC Data'!$D1414,'Shipment Data'!$BG$10:$CH$10,0))","v":3.813415623270773E-2}]
[null,null,"Commercial",5,"Open, 4 poles","-",0,null,"Commercial",5,"Open, 4 poles",null,{"$f":"G1415*INDEX('Shipment Data'!$BG$10:$CH$34,MATCH(CONCATENATE('UEC Data'!$C1415,'UEC Data'!$E1415),'Shipment Data'!$BI$10:$BI$34,0),MATCH('UEC Data'!$D1415,'Shipment Data'!$BG$10:$CH$10,0))","v":0}]
[null,null,"Commercial",5,"Open, 6 poles","CSL 0",0.27021652098575027,null,"Commercial",5,"Open, 6 poles",null,{"$f":"G1416*INDEX('Shipment Data'!$BG$10:$CH$34,MATCH(CONCATENATE('UEC Data'!$C1416,'UEC Data'!$E1416),'Shipment Data'!$BI$10:$BI$34,0),MATCH('UEC Data'!$D1416,'Shipment Data'!$BG$10:$CH$10,0))","v":6.0271051930589764E-3}]
[null,null,"Commercial",5,"Open, 6 poles","CSL 1",0.25940786014632022,null,"Commercial",5,"Open, 6 poles",null,{"$f":"G1417*INDEX('Shipment Data'!$BG$10:$CH$34,MATCH(CONCATENATE('UEC Data'!$C1417,'UEC Data'!$E1417),'Shipment Data'!$BI$10:$BI$34,0),MATCH('UEC Data'!$D1417,'Shipment Data'!$BG$10:$CH$10,0))","v":5.7860209853366163E-3}]
[null,null,"Commercial",5,"Open, 6 poles","CSL 2",0.25361103645589966,null,"Commercial",5,"Open, 6 poles",null,{"$f":"G1418*INDEX('Shipment Data'!$BG$10:$CH$34,MATCH(CONCATENATE('UEC Data'!$C1418,'UEC Data'!$E1418),'Shipment Data'!$BI$10:$BI$34,0),MATCH('UEC Data'!$D1418,'Shipment Data'!$BG$10:$CH$10,0))","v":5.6567244270050721E-3}]
[null,null,"Commercial",5,"Open, 6 poles","CSL 3",0.25164287985369199,null,"Commercial",5,"Open, 6 poles",null,{"$f":"G1419*INDEX('Shipment Data'!$BG$10:$CH$34,MATCH(CONCATENATE('UEC Data'!$C1419,'UEC Data'!$E1419),'Shipment Data'!$BI$10:$BI$34,0),MATCH('UEC Data'!$D1419,'Shipment Data'!$BG$10:$CH$10,0))","v":5.6128252352212185E-3}]
[null,null,"Commercial",5,"Open, 6 poles","CSL 4",0.24943063475607713,null,"Commercial",5,"Open, 6 poles",null,{"$f":"G1420*INDEX('Shipment Data'!$BG$10:$CH$34,MATCH(CONCATENATE('UEC Data'!$C1420,'UEC Data'!$E1420),'Shipment Data'!$BI$10:$BI$34,0),MATCH('UEC Data'!$D1420,'Shipment Data'!$BG$10:$CH$10,0))","v":5.5634817166698228E-3}]
[null,null,"Commercial",5,"Open, 6 poles","-",0,null,"Commercial",5,"Open, 6 poles",null,{"$f":"G1421*INDEX('Shipment Data'!$BG$10:$CH$34,MATCH(CONCATENATE('UEC Data'!$C1421,'UEC Data'!$E1421),'Shipment Data'!$BI$10:$BI$34,0),MATCH('UEC Data'!$D1421,'Shipment Data'!$BG$10:$CH$10,0))","v":0}]
[null,null,"Commercial",5,"Open, 8 poles","CSL 0",0.27021652098575027,null,"Commercial",5,"Open, 8 poles",null,{"$f":"G1422*INDEX('Shipment Data'!$BG$10:$CH$34,MATCH(CONCATENATE('UEC Data'!$C1422,'UEC Data'!$E1422),'Shipment Data'!$BI$10:$BI$34,0),MATCH('UEC Data'!$D1422,'Shipment Data'!$BG$10:$CH$10,0))","v":5.2664025958767751E-4}]
[null,null,"Commercial",5,"Open, 8 poles","CSL 1",0.25940786014632022,null,"Commercial",5,"Open, 8 poles",null,{"$f":"G1423*INDEX('Shipment Data'!$BG$10:$CH$34,MATCH(CONCATENATE('UEC Data'!$C1423,'UEC Data'!$E1423),'Shipment Data'!$BI$10:$BI$34,0),MATCH('UEC Data'!$D1423,'Shipment Data'!$BG$10:$CH$10,0))","v":5.0557464920417041E-4}]
[null,null,"Commercial",5,"Open, 8 poles","CSL 2",0.25647669788477989,null,"Commercial",5,"Open, 8 poles",null,{"$f":"G1424*INDEX('Shipment Data'!$BG$10:$CH$34,MATCH(CONCATENATE('UEC Data'!$C1424,'UEC Data'!$E1424),'Shipment Data'!$BI$10:$BI$34,0),MATCH('UEC Data'!$D1424,'Shipment Data'!$BG$10:$CH$10,0))","v":4.9986194130355831E-4}]
[null,null,"Commercial",5,"Open, 8 poles","CSL 3",0.25361103645589966,null,"Commercial",5,"Open, 8 poles",null,{"$f":"G1425*INDEX('Shipment Data'!$BG$10:$CH$34,MATCH(CONCATENATE('UEC Data'!$C1425,'UEC Data'!$E1425),'Shipment Data'!$BI$10:$BI$34,0),MATCH('UEC Data'!$D1425,'Shipment Data'!$BG$10:$CH$10,0))","v":4.9427689168005486E-4}]
[null,null,"Commercial",5,"Open, 8 poles","CSL 4",0.25164287985369199,null,"Commercial",5,"Open, 8 poles",null,{"$f":"G1426*INDEX('Shipment Data'!$BG$10:$CH$34,MATCH(CONCATENATE('UEC Data'!$C1426,'UEC Data'!$E1426),'Shipment Data'!$BI$10:$BI$34,0),MATCH('UEC Data'!$D1426,'Shipment Data'!$BG$10:$CH$10,0))","v":4.9044103997078611E-4}]
[null,null,"Commercial",5,"Open, 8 poles","-",0,null,"Commercial",5,"Open, 8 poles",null,{"$f":"G1427*INDEX('Shipment Data'!$BG$10:$CH$34,MATCH(CONCATENATE('UEC Data'!$C1427,'UEC Data'!$E1427),'Shipment Data'!$BI$10:$BI$34,0),MATCH('UEC Data'!$D1427,'Shipment Data'!$BG$10:$CH$10,0))","v":0}]
[null,null,"Commercial",5,"Enclosed, 2 poles","CSL 0",0.27850537132273639,null,"Commercial",5,"Enclosed, 2 poles",null,{"$f":"G1428*INDEX('Shipment Data'!$BG$10:$CH$34,MATCH(CONCATENATE('UEC Data'!$C1428,'UEC Data'!$E1428),'Shipment Data'!$BI$10:$BI$34,0),MATCH('UEC Data'!$D1428,'Shipment Data'!$BG$10:$CH$10,0))","v":2.7471451414238197E-2}]
[null,null,"Commercial",5,"Enclosed, 2 poles","CSL 1",0.25940786014632022,null,"Commercial",5,"Enclosed, 2 poles",null,{"$f":"G1429*INDEX('Shipment Data'!$BG$10:$CH$34,MATCH(CONCATENATE('UEC Data'!$C1429,'UEC Data'!$E1429),'Shipment Data'!$BI$10:$BI$34,0),MATCH('UEC Data'!$D1429,'Shipment Data'!$BG$10:$CH$10,0))","v":2.5587694745833296E-2}]
[null,null,"Commercial",5,"Enclosed, 2 poles","CSL 2",0.25647669788477989,null,"Commercial",5,"Enclosed, 2 poles",null,{"$f":"G1430*INDEX('Shipment Data'!$BG$10:$CH$34,MATCH(CONCATENATE('UEC Data'!$C1430,'UEC Data'!$E1430),'Shipment Data'!$BI$10:$BI$34,0),MATCH('UEC Data'!$D1430,'Shipment Data'!$BG$10:$CH$10,0))","v":2.5298568251530096E-2}]
[null,null,"Commercial",5,"Enclosed, 2 poles","CSL 3",0.25361103645589966,null,"Commercial",5,"Enclosed, 2 poles",null,{"$f":"G1431*INDEX('Shipment Data'!$BG$10:$CH$34,MATCH(CONCATENATE('UEC Data'!$C1431,'UEC Data'!$E1431),'Shipment Data'!$BI$10:$BI$34,0),MATCH('UEC Data'!$D1431,'Shipment Data'!$BG$10:$CH$10,0))","v":2.5015902684473894E-2}]
[null,null,"Commercial",5,"Enclosed, 2 poles","CSL 4",0.25164287985369199,null,"Commercial",5,"Enclosed, 2 poles",null,{"$f":"G1432*INDEX('Shipment Data'!$BG$10:$CH$34,MATCH(CONCATENATE('UEC Data'!$C1432,'UEC Data'!$E1432),'Shipment Data'!$BI$10:$BI$34,0),MATCH('UEC Data'!$D1432,'Shipment Data'!$BG$10:$CH$10,0))","v":2.4821765967410345E-2}]
[null,null,"Commercial",5,"Enclosed, 2 poles","-",0,null,"Commercial",5,"Enclosed, 2 poles",null,{"$f":"G1433*INDEX('Shipment Data'!$BG$10:$CH$34,MATCH(CONCATENATE('UEC Data'!$C1433,'UEC Data'!$E1433),'Shipment Data'!$BI$10:$BI$34,0),MATCH('UEC Data'!$D1433,'Shipment Data'!$BG$10:$CH$10,0))","v":0}]
[null,null,"Commercial",5,"Enclosed, 4 poles","CSL 0",0.27512954864003653,null,"Commercial",5,"Enclosed, 4 poles",null,{"$f":"G1434*INDEX('Shipment Data'!$BG$10:$CH$34,MATCH(CONCATENATE('UEC Data'!$C1434,'UEC Data'!$E1434),'Shipment Data'!$BI$10:$BI$34,0),MATCH('UEC Data'!$D1434,'Shipment Data'!$BG$10:$CH$10,0))","v":0.10048083368989619}]
[null,null,"Commercial",5,"Enclosed, 4 poles","CSL 1",0.25940786014632022,null,"Commercial",5,"Enclosed, 4 poles",null,{"$f":"G1435*INDEX('Shipment Data'!$BG$10:$CH$34,MATCH(CONCATENATE('UEC Data'!$C1435,'UEC Data'!$E1435),'Shipment Data'!$BI$10:$BI$34,0),MATCH('UEC Data'!$D1435,'Shipment Data'!$BG$10:$CH$10,0))","v":9.4739071764759292E-2}]
[null,null,"Commercial",5,"Enclosed, 4 poles","CSL 2",0.25361103645589966,null,"Commercial",5,"Enclosed, 4 poles",null,{"$f":"G1436*INDEX('Shipment Data'!$BG$10:$CH$34,MATCH(CONCATENATE('UEC Data'!$C1436,'UEC Data'!$E1436),'Shipment Data'!$BI$10:$BI$34,0),MATCH('UEC Data'!$D1436,'Shipment Data'!$BG$10:$CH$10,0))","v":9.2621997535379197E-2}]
[null,null,"Commercial",5,"Enclosed, 4 poles","CSL 3",0.25164287985369199,null,"Commercial",5,"Enclosed, 4 poles",null,{"$f":"G1437*INDEX('Shipment Data'!$BG$10:$CH$34,MATCH(CONCATENATE('UEC Data'!$C1437,'UEC Data'!$E1437),'Shipment Data'!$BI$10:$BI$34,0),MATCH('UEC Data'!$D1437,'Shipment Data'!$BG$10:$CH$10,0))","v":9.1903201545636776E-2}]
[null,null,"Commercial",5,"Enclosed, 4 poles","CSL 4",0.24943063475607713,null,"Commercial",5,"Enclosed, 4 poles",null,{"$f":"G1438*INDEX('Shipment Data'!$BG$10:$CH$34,MATCH(CONCATENATE('UEC Data'!$C1438,'UEC Data'!$E1438),'Shipment Data'!$BI$10:$BI$34,0),MATCH('UEC Data'!$D1438,'Shipment Data'!$BG$10:$CH$10,0))","v":9.1095261312268541E-2}]
[null,null,"Commercial",5,"Enclosed, 4 poles","-",0,null,"Commercial",5,"Enclosed, 4 poles",null,{"$f":"G1439*INDEX('Shipment Data'!$BG$10:$CH$34,MATCH(CONCATENATE('UEC Data'!$C1439,'UEC Data'!$E1439),'Shipment Data'!$BI$10:$BI$34,0),MATCH('UEC Data'!$D1439,'Shipment Data'!$BG$10:$CH$10,0))","v":0}]
[null,null,"Commercial",5,"Enclosed, 6 poles","CSL 0",0.26547588026670199,null,"Commercial",5,"Enclosed, 6 poles",null,{"$f":"G1440*INDEX('Shipment Data'!$BG$10:$CH$34,MATCH(CONCATENATE('UEC Data'!$C1440,'UEC Data'!$E1440),'Shipment Data'!$BI$10:$BI$34,0),MATCH('UEC Data'!$D1440,'Shipment Data'!$BG$10:$CH$10,0))","v":1.3222468895690617E-2}]
[null,null,"Commercial",5,"Enclosed, 6 poles","CSL 1",0.25940786014632022,null,"Commercial",5,"Enclosed, 6 poles",null,{"$f":"G1441*INDEX('Shipment Data'!$BG$10:$CH$34,MATCH(CONCATENATE('UEC Data'!$C1441,'UEC Data'!$E1441),'Shipment Data'!$BI$10:$BI$34,0),MATCH('UEC Data'!$D1441,'Shipment Data'!$BG$10:$CH$10,0))","v":1.2920241035217689E-2}]
[null,null,"Commercial",5,"Enclosed, 6 poles","CSL 2",0.25361103645589966,null,"Commercial",5,"Enclosed, 6 poles",null,{"$f":"G1442*INDEX('Shipment Data'!$BG$10:$CH$34,MATCH(CONCATENATE('UEC Data'!$C1442,'UEC Data'!$E1442),'Shipment Data'!$BI$10:$BI$34,0),MATCH('UEC Data'!$D1442,'Shipment Data'!$BG$10:$CH$10,0))","v":1.2631520565156958E-2}]
[null,null,"Commercial",5,"Enclosed, 6 poles","CSL 3",0.25164287985369199,null,"Commercial",5,"Enclosed, 6 poles",null,{"$f":"G1443*INDEX('Shipment Data'!$BG$10:$CH$34,MATCH(CONCATENATE('UEC Data'!$C1443,'UEC Data'!$E1443),'Shipment Data'!$BI$10:$BI$34,0),MATCH('UEC Data'!$D1443,'Shipment Data'!$BG$10:$CH$10,0))","v":1.2533493243697867E-2}]
[null,null,"Commercial",5,"Enclosed, 6 poles","CSL 4",0.24943063475607713,null,"Commercial",5,"Enclosed, 6 poles",null,{"$f":"G1444*INDEX('Shipment Data'!$BG$10:$CH$34,MATCH(CONCATENATE('UEC Data'!$C1444,'UEC Data'!$E1444),'Shipment Data'!$BI$10:$BI$34,0),MATCH('UEC Data'!$D1444,'Shipment Data'!$BG$10:$CH$10,0))","v":1.2423308687709316E-2}]
[null,null,"Commercial",5,"Enclosed, 6 poles","-",0,null,"Commercial",5,"Enclosed, 6 poles",null,{"$f":"G1445*INDEX('Shipment Data'!$BG$10:$CH$34,MATCH(CONCATENATE('UEC Data'!$C1445,'UEC Data'!$E1445),'Shipment Data'!$BI$10:$BI$34,0),MATCH('UEC Data'!$D1445,'Shipment Data'!$BG$10:$CH$10,0))","v":0}]
[null,null,"Commercial",5,"Enclosed, 8 poles","CSL 0",0.27512954864003653,null,"Commercial",5,"Enclosed, 8 poles",null,{"$f":"G1446*INDEX('Shipment Data'!$BG$10:$CH$34,MATCH(CONCATENATE('UEC Data'!$C1446,'UEC Data'!$E1446),'Shipment Data'!$BI$10:$BI$34,0),MATCH('UEC Data'!$D1446,'Shipment Data'!$BG$10:$CH$10,0))","v":6.1366889238418636E-3}]
[null,null,"Commercial",5,"Enclosed, 8 poles","CSL 1",0.26547588026670199,null,"Commercial",5,"Enclosed, 8 poles",null,{"$f":"G1447*INDEX('Shipment Data'!$BG$10:$CH$34,MATCH(CONCATENATE('UEC Data'!$C1447,'UEC Data'!$E1447),'Shipment Data'!$BI$10:$BI$34,0),MATCH('UEC Data'!$D1447,'Shipment Data'!$BG$10:$CH$10,0))","v":5.9213665054614496E-3}]
[null,null,"Commercial",5,"Enclosed, 8 poles","CSL 2",0.26240679494569963,null,"Commercial",5,"Enclosed, 8 poles",null,{"$f":"G1448*INDEX('Shipment Data'!$BG$10:$CH$34,MATCH(CONCATENATE('UEC Data'!$C1448,'UEC Data'!$E1448),'Shipment Data'!$BI$10:$BI$34,0),MATCH('UEC Data'!$D1448,'Shipment Data'!$BG$10:$CH$10,0))","v":5.8529114013520685E-3}]
[null,null,"Commercial",5,"Enclosed, 8 poles","CSL 3",0.25940786014632022,null,"Commercial",5,"Enclosed, 8 poles",null,{"$f":"G1449*INDEX('Shipment Data'!$BG$10:$CH$34,MATCH(CONCATENATE('UEC Data'!$C1449,'UEC Data'!$E1449),'Shipment Data'!$BI$10:$BI$34,0),MATCH('UEC Data'!$D1449,'Shipment Data'!$BG$10:$CH$10,0))","v":5.7860209853366163E-3}]
[null,null,"Commercial",5,"Enclosed, 8 poles","CSL 4",0.25647669788477989,null,"Commercial",5,"Enclosed, 8 poles",null,{"$f":"G1450*INDEX('Shipment Data'!$BG$10:$CH$34,MATCH(CONCATENATE('UEC Data'!$C1450,'UEC Data'!$E1450),'Shipment Data'!$BI$10:$BI$34,0),MATCH('UEC Data'!$D1450,'Shipment Data'!$BG$10:$CH$10,0))","v":5.7206422171407227E-3}]
[null,null,"Commercial",5,"Enclosed, 8 poles","-",0,null,"Commercial",5,"Enclosed, 8 poles",null,{"$f":"G1451*INDEX('Shipment Data'!$BG$10:$CH$34,MATCH(CONCATENATE('UEC Data'!$C1451,'UEC Data'!$E1451),'Shipment Data'!$BI$10:$BI$34,0),MATCH('UEC Data'!$D1451,'Shipment Data'!$BG$10:$CH$10,0))","v":0}]
[null,null,"Commercial",7.5,"Open, 2 poles","CSL 0",0.64951021624619243,null,"Commercial",7.5,"Open, 2 poles",null,{"$f":"G1452*INDEX('Shipment Data'!$BG$10:$CH$34,MATCH(CONCATENATE('UEC Data'!$C1452,'UEC Data'!$E1452),'Shipment Data'!$BI$10:$BI$34,0),MATCH('UEC Data'!$D1452,'Shipment Data'!$BG$10:$CH$10,0))","v":1.3744375354483203E-2}]
[null,null,"Commercial",7.5,"Open, 2 poles","CSL 1",0.60497237284645344,null,"Commercial",7.5,"Open, 2 poles",null,{"$f":"G1453*INDEX('Shipment Data'!$BG$10:$CH$34,MATCH(CONCATENATE('UEC Data'!$C1453,'UEC Data'!$E1453),'Shipment Data'!$BI$10:$BI$34,0),MATCH('UEC Data'!$D1453,'Shipment Data'!$BG$10:$CH$10,0))","v":1.2801903901604354E-2}]
[null,null,"Commercial",7.5,"Open, 2 poles","CSL 2",0.59813652682558971,null,"Commercial",7.5,"Open, 2 poles",null,{"$f":"G1454*INDEX('Shipment Data'!$BG$10:$CH$34,MATCH(CONCATENATE('UEC Data'!$C1454,'UEC Data'!$E1454),'Shipment Data'!$BI$10:$BI$34,0),MATCH('UEC Data'!$D1454,'Shipment Data'!$BG$10:$CH$10,0))","v":1.2657249620230295E-2}]
[null,null,"Commercial",7.5,"Open, 2 poles","CSL 3",0.59145343714038756,null,"Commercial",7.5,"Open, 2 poles",null,{"$f":"G1455*INDEX('Shipment Data'!$BG$10:$CH$34,MATCH(CONCATENATE('UEC Data'!$C1455,'UEC Data'!$E1455),'Shipment Data'!$BI$10:$BI$34,0),MATCH('UEC Data'!$D1455,'Shipment Data'!$BG$10:$CH$10,0))","v":1.2515827836764035E-2}]
[null,null,"Commercial",7.5,"Open, 2 poles","CSL 4",0.58686344372577248,null,"Commercial",7.5,"Open, 2 poles",null,{"$f":"G1456*INDEX('Shipment Data'!$BG$10:$CH$34,MATCH(CONCATENATE('UEC Data'!$C1456,'UEC Data'!$E1456),'Shipment Data'!$BI$10:$BI$34,0),MATCH('UEC Data'!$D1456,'Shipment Data'!$BG$10:$CH$10,0))","v":1.2418698352443247E-2}]
[null,null,"Commercial",7.5,"Open, 2 poles","-",0,null,"Commercial",7.5,"Open, 2 poles",null,{"$f":"G1457*INDEX('Shipment Data'!$BG$10:$CH$34,MATCH(CONCATENATE('UEC Data'!$C1457,'UEC Data'!$E1457),'Shipment Data'!$BI$10:$BI$34,0),MATCH('UEC Data'!$D1457,'Shipment Data'!$BG$10:$CH$10,0))","v":0}]
[null,null,"Commercial",7.5,"Open, 4 poles","CSL 0",0.63017955504838907,null,"Commercial",7.5,"Open, 4 poles",null,{"$f":"G1458*INDEX('Shipment Data'!$BG$10:$CH$34,MATCH(CONCATENATE('UEC Data'!$C1458,'UEC Data'!$E1458),'Shipment Data'!$BI$10:$BI$34,0),MATCH('UEC Data'!$D1458,'Shipment Data'!$BG$10:$CH$10,0))","v":8.5970232317954781E-2}]
[null,null,"Commercial",7.5,"Open, 4 poles","CSL 1",0.59813652682558971,null,"Commercial",7.5,"Open, 4 poles",null,{"$f":"G1459*INDEX('Shipment Data'!$BG$10:$CH$34,MATCH(CONCATENATE('UEC Data'!$C1459,'UEC Data'!$E1459),'Shipment Data'!$BI$10:$BI$34,0),MATCH('UEC Data'!$D1459,'Shipment Data'!$BG$10:$CH$10,0))","v":8.1598864572974036E-2}]
[null,null,"Commercial",7.5,"Open, 4 poles","CSL 2",0.58170420466005135,null,"Commercial",7.5,"Open, 4 poles",null,{"$f":"G1460*INDEX('Shipment Data'!$BG$10:$CH$34,MATCH(CONCATENATE('UEC Data'!$C1460,'UEC Data'!$E1460),'Shipment Data'!$BI$10:$BI$34,0),MATCH('UEC Data'!$D1460,'Shipment Data'!$BG$10:$CH$10,0))","v":7.935713752426593E-2}]
[null,null,"Commercial",7.5,"Open, 4 poles","CSL 3",0.57726371454814274,null,"Commercial",7.5,"Open, 4 poles",null,{"$f":"G1461*INDEX('Shipment Data'!$BG$10:$CH$34,MATCH(CONCATENATE('UEC Data'!$C1461,'UEC Data'!$E1461),'Shipment Data'!$BI$10:$BI$34,0),MATCH('UEC Data'!$D1461,'Shipment Data'!$BG$10:$CH$10,0))","v":7.8751357848508202E-2}]
[null,null,"Commercial",7.5,"Open, 4 poles","CSL 4",0.57289050458944457,null,"Commercial",7.5,"Open, 4 poles",null,{"$f":"G1462*INDEX('Shipment Data'!$BG$10:$CH$34,MATCH(CONCATENATE('UEC Data'!$C1462,'UEC Data'!$E1462),'Shipment Data'!$BI$10:$BI$34,0),MATCH('UEC Data'!$D1462,'Shipment Data'!$BG$10:$CH$10,0))","v":7.8154756652686147E-2}]
[null,null,"Commercial",7.5,"Open, 4 poles","-",0,null,"Commercial",7.5,"Open, 4 poles",null,{"$f":"G1463*INDEX('Shipment Data'!$BG$10:$CH$34,MATCH(CONCATENATE('UEC Data'!$C1463,'UEC Data'!$E1463),'Shipment Data'!$BI$10:$BI$34,0),MATCH('UEC Data'!$D1463,'Shipment Data'!$BG$10:$CH$10,0))","v":0}]
[null,null,"Commercial",7.5,"Open, 6 poles","CSL 0",0.64163736514017788,null,"Commercial",7.5,"Open, 6 poles",null,{"$f":"G1464*INDEX('Shipment Data'!$BG$10:$CH$34,MATCH(CONCATENATE('UEC Data'!$C1464,'UEC Data'!$E1464),'Shipment Data'!$BI$10:$BI$34,0),MATCH('UEC Data'!$D1464,'Shipment Data'!$BG$10:$CH$10,0))","v":7.7999994758324387E-3}]
[null,null,"Commercial",7.5,"Open, 6 poles","CSL 1",0.59813652682558971,null,"Commercial",7.5,"Open, 6 poles",null,{"$f":"G1465*INDEX('Shipment Data'!$BG$10:$CH$34,MATCH(CONCATENATE('UEC Data'!$C1465,'UEC Data'!$E1465),'Shipment Data'!$BI$10:$BI$34,0),MATCH('UEC Data'!$D1465,'Shipment Data'!$BG$10:$CH$10,0))","v":7.2711859520471905E-3}]
[null,null,"Commercial",7.5,"Open, 6 poles","CSL 2",0.58686344372577248,null,"Commercial",7.5,"Open, 6 poles",null,{"$f":"G1466*INDEX('Shipment Data'!$BG$10:$CH$34,MATCH(CONCATENATE('UEC Data'!$C1466,'UEC Data'!$E1466),'Shipment Data'!$BI$10:$BI$34,0),MATCH('UEC Data'!$D1466,'Shipment Data'!$BG$10:$CH$10,0))","v":7.1341458620418656E-3}]
[null,null,"Commercial",7.5,"Open, 6 poles","CSL 3",0.58170420466005135,null,"Commercial",7.5,"Open, 6 poles",null,{"$f":"G1467*INDEX('Shipment Data'!$BG$10:$CH$34,MATCH(CONCATENATE('UEC Data'!$C1467,'UEC Data'!$E1467),'Shipment Data'!$BI$10:$BI$34,0),MATCH('UEC Data'!$D1467,'Shipment Data'!$BG$10:$CH$10,0))","v":7.0714280962217166E-3}]
[null,null,"Commercial",7.5,"Open, 6 poles","CSL 4",0.57726371454814274,null,"Commercial",7.5,"Open, 6 poles",null,{"$f":"G1468*INDEX('Shipment Data'!$BG$10:$CH$34,MATCH(CONCATENATE('UEC Data'!$C1468,'UEC Data'!$E1468),'Shipment Data'!$BI$10:$BI$34,0),MATCH('UEC Data'!$D1468,'Shipment Data'!$BG$10:$CH$10,0))","v":7.0174477290749875E-3}]
[null,null,"Commercial",7.5,"Open, 6 poles","-",0,null,"Commercial",7.5,"Open, 6 poles",null,{"$f":"G1469*INDEX('Shipment Data'!$BG$10:$CH$34,MATCH(CONCATENATE('UEC Data'!$C1469,'UEC Data'!$E1469),'Shipment Data'!$BI$10:$BI$34,0),MATCH('UEC Data'!$D1469,'Shipment Data'!$BG$10:$CH$10,0))","v":0}]
[null,null,"Commercial",7.5,"Open, 8 poles","CSL 0",0.61912377338087343,null,"Commercial",7.5,"Open, 8 poles",null,{"$f":"G1470*INDEX('Shipment Data'!$BG$10:$CH$34,MATCH(CONCATENATE('UEC Data'!$C1470,'UEC Data'!$E1470),'Shipment Data'!$BI$10:$BI$34,0),MATCH('UEC Data'!$D1470,'Shipment Data'!$BG$10:$CH$10,0))","v":1.3937620895736978E-3}]
[null,null,"Commercial",7.5,"Open, 8 poles","CSL 1",0.59813652682558971,null,"Commercial",7.5,"Open, 8 poles",null,{"$f":"G1471*INDEX('Shipment Data'!$BG$10:$CH$34,MATCH(CONCATENATE('UEC Data'!$C1471,'UEC Data'!$E1471),'Shipment Data'!$BI$10:$BI$34,0),MATCH('UEC Data'!$D1471,'Shipment Data'!$BG$10:$CH$10,0))","v":1.3465159170457761E-3}]
[null,null,"Commercial",7.5,"Open, 8 poles","CSL 2",0.59145343714038756,null,"Commercial",7.5,"Open, 8 poles",null,{"$f":"G1472*INDEX('Shipment Data'!$BG$10:$CH$34,MATCH(CONCATENATE('UEC Data'!$C1472,'UEC Data'!$E1472),'Shipment Data'!$BI$10:$BI$34,0),MATCH('UEC Data'!$D1472,'Shipment Data'!$BG$10:$CH$10,0))","v":1.331471046464259E-3}]
[null,null,"Commercial",7.5,"Open, 8 poles","CSL 3",0.58686344372577248,null,"Commercial",7.5,"Open, 8 poles",null,{"$f":"G1473*INDEX('Shipment Data'!$BG$10:$CH$34,MATCH(CONCATENATE('UEC Data'!$C1473,'UEC Data'!$E1473),'Shipment Data'!$BI$10:$BI$34,0),MATCH('UEC Data'!$D1473,'Shipment Data'!$BG$10:$CH$10,0))","v":1.3211381226003456E-3}]
[null,null,"Commercial",7.5,"Open, 8 poles","CSL 4",0.58170420466005135,null,"Commercial",7.5,"Open, 8 poles",null,{"$f":"G1474*INDEX('Shipment Data'!$BG$10:$CH$34,MATCH(CONCATENATE('UEC Data'!$C1474,'UEC Data'!$E1474),'Shipment Data'!$BI$10:$BI$34,0),MATCH('UEC Data'!$D1474,'Shipment Data'!$BG$10:$CH$10,0))","v":1.3095237215225402E-3}]
[null,null,"Commercial",7.5,"Open, 8 poles","-",0,null,"Commercial",7.5,"Open, 8 poles",null,{"$f":"G1475*INDEX('Shipment Data'!$BG$10:$CH$34,MATCH(CONCATENATE('UEC Data'!$C1475,'UEC Data'!$E1475),'Shipment Data'!$BI$10:$BI$34,0),MATCH('UEC Data'!$D1475,'Shipment Data'!$BG$10:$CH$10,0))","v":0}]
[null,null,"Commercial",7.5,"Enclosed, 2 poles","CSL 0",0.63017955504838907,null,"Commercial",7.5,"Enclosed, 2 poles",null,{"$f":"G1476*INDEX('Shipment Data'!$BG$10:$CH$34,MATCH(CONCATENATE('UEC Data'!$C1476,'UEC Data'!$E1476),'Shipment Data'!$BI$10:$BI$34,0),MATCH('UEC Data'!$D1476,'Shipment Data'!$BG$10:$CH$10,0))","v":9.2023141964103397E-2}]
[null,null,"Commercial",7.5,"Enclosed, 2 poles","CSL 1",0.59813652682558971,null,"Commercial",7.5,"Enclosed, 2 poles",null,{"$f":"G1477*INDEX('Shipment Data'!$BG$10:$CH$34,MATCH(CONCATENATE('UEC Data'!$C1477,'UEC Data'!$E1477),'Shipment Data'!$BI$10:$BI$34,0),MATCH('UEC Data'!$D1477,'Shipment Data'!$BG$10:$CH$10,0))","v":8.7343999152369345E-2}]
[null,null,"Commercial",7.5,"Enclosed, 2 poles","CSL 2",0.59145343714038756,null,"Commercial",7.5,"Enclosed, 2 poles",null,{"$f":"G1478*INDEX('Shipment Data'!$BG$10:$CH$34,MATCH(CONCATENATE('UEC Data'!$C1478,'UEC Data'!$E1478),'Shipment Data'!$BI$10:$BI$34,0),MATCH('UEC Data'!$D1478,'Shipment Data'!$BG$10:$CH$10,0))","v":8.6368088547314925E-2}]
[null,null,"Commercial",7.5,"Enclosed, 2 poles","CSL 3",0.58686344372577248,null,"Commercial",7.5,"Enclosed, 2 poles",null,{"$f":"G1479*INDEX('Shipment Data'!$BG$10:$CH$34,MATCH(CONCATENATE('UEC Data'!$C1479,'UEC Data'!$E1479),'Shipment Data'!$BI$10:$BI$34,0),MATCH('UEC Data'!$D1479,'Shipment Data'!$BG$10:$CH$10,0))","v":8.569782621934241E-2}]
[null,null,"Commercial",7.5,"Enclosed, 2 poles","CSL 4",0.58170420466005135,null,"Commercial",7.5,"Enclosed, 2 poles",null,{"$f":"G1480*INDEX('Shipment Data'!$BG$10:$CH$34,MATCH(CONCATENATE('UEC Data'!$C1480,'UEC Data'!$E1480),'Shipment Data'!$BI$10:$BI$34,0),MATCH('UEC Data'!$D1480,'Shipment Data'!$BG$10:$CH$10,0))","v":8.4944438736095432E-2}]
[null,null,"Commercial",7.5,"Enclosed, 2 poles","-",0,null,"Commercial",7.5,"Enclosed, 2 poles",null,{"$f":"G1481*INDEX('Shipment Data'!$BG$10:$CH$34,MATCH(CONCATENATE('UEC Data'!$C1481,'UEC Data'!$E1481),'Shipment Data'!$BI$10:$BI$34,0),MATCH('UEC Data'!$D1481,'Shipment Data'!$BG$10:$CH$10,0))","v":0}]
[null,null,"Commercial",7.5,"Enclosed, 4 poles","CSL 0",0.63017955504838907,null,"Commercial",7.5,"Enclosed, 4 poles",null,{"$f":"G1482*INDEX('Shipment Data'!$BG$10:$CH$34,MATCH(CONCATENATE('UEC Data'!$C1482,'UEC Data'!$E1482),'Shipment Data'!$BI$10:$BI$34,0),MATCH('UEC Data'!$D1482,'Shipment Data'!$BG$10:$CH$10,0))","v":0.24022485158152379}]
[null,null,"Commercial",7.5,"Enclosed, 4 poles","CSL 1",0.59145343714038756,null,"Commercial",7.5,"Enclosed, 4 poles",null,{"$f":"G1483*INDEX('Shipment Data'!$BG$10:$CH$34,MATCH(CONCATENATE('UEC Data'!$C1483,'UEC Data'!$E1483),'Shipment Data'!$BI$10:$BI$34,0),MATCH('UEC Data'!$D1483,'Shipment Data'!$BG$10:$CH$10,0))","v":0.22546243053461454}]
[null,null,"Commercial",7.5,"Enclosed, 4 poles","CSL 2",0.57726371454814274,null,"Commercial",7.5,"Enclosed, 4 poles",null,{"$f":"G1484*INDEX('Shipment Data'!$BG$10:$CH$34,MATCH(CONCATENATE('UEC Data'!$C1484,'UEC Data'!$E1484),'Shipment Data'!$BI$10:$BI$34,0),MATCH('UEC Data'!$D1484,'Shipment Data'!$BG$10:$CH$10,0))","v":0.22005329915864777}]
[null,null,"Commercial",7.5,"Enclosed, 4 poles","CSL 3",0.57289050458944457,null,"Commercial",7.5,"Enclosed, 4 poles",null,{"$f":"G1485*INDEX('Shipment Data'!$BG$10:$CH$34,MATCH(CONCATENATE('UEC Data'!$C1485,'UEC Data'!$E1485),'Shipment Data'!$BI$10:$BI$34,0),MATCH('UEC Data'!$D1485,'Shipment Data'!$BG$10:$CH$10,0))","v":0.21838622871047617}]
[null,null,"Commercial",7.5,"Enclosed, 4 poles","CSL 4",0.56919443681789983,null,"Commercial",7.5,"Enclosed, 4 poles",null,{"$f":"G1486*INDEX('Shipment Data'!$BG$10:$CH$34,MATCH(CONCATENATE('UEC Data'!$C1486,'UEC Data'!$E1486),'Shipment Data'!$BI$10:$BI$34,0),MATCH('UEC Data'!$D1486,'Shipment Data'!$BG$10:$CH$10,0))","v":0.21697728529944085}]
[null,null,"Commercial",7.5,"Enclosed, 4 poles","-",0,null,"Commercial",7.5,"Enclosed, 4 poles",null,{"$f":"G1487*INDEX('Shipment Data'!$BG$10:$CH$34,MATCH(CONCATENATE('UEC Data'!$C1487,'UEC Data'!$E1487),'Shipment Data'!$BI$10:$BI$34,0),MATCH('UEC Data'!$D1487,'Shipment Data'!$BG$10:$CH$10,0))","v":0}]
[null,null,"Commercial",7.5,"Enclosed, 6 poles","CSL 0",0.64951021624619243,null,"Commercial",7.5,"Enclosed, 6 poles",null,{"$f":"G1488*INDEX('Shipment Data'!$BG$10:$CH$34,MATCH(CONCATENATE('UEC Data'!$C1488,'UEC Data'!$E1488),'Shipment Data'!$BI$10:$BI$34,0),MATCH('UEC Data'!$D1488,'Shipment Data'!$BG$10:$CH$10,0))","v":2.2419903060504513E-2}]
[null,null,"Commercial",7.5,"Enclosed, 6 poles","CSL 1",0.59145343714038756,null,"Commercial",7.5,"Enclosed, 6 poles",null,{"$f":"G1489*INDEX('Shipment Data'!$BG$10:$CH$34,MATCH(CONCATENATE('UEC Data'!$C1489,'UEC Data'!$E1489),'Shipment Data'!$BI$10:$BI$34,0),MATCH('UEC Data'!$D1489,'Shipment Data'!$BG$10:$CH$10,0))","v":2.0415889379118639E-2}]
[null,null,"Commercial",7.5,"Enclosed, 6 poles","CSL 2",0.58170420466005135,null,"Commercial",7.5,"Enclosed, 6 poles",null,{"$f":"G1490*INDEX('Shipment Data'!$BG$10:$CH$34,MATCH(CONCATENATE('UEC Data'!$C1490,'UEC Data'!$E1490),'Shipment Data'!$BI$10:$BI$34,0),MATCH('UEC Data'!$D1490,'Shipment Data'!$BG$10:$CH$10,0))","v":2.0079363730012279E-2}]
[null,null,"Commercial",7.5,"Enclosed, 6 poles","CSL 3",0.57726371454814274,null,"Commercial",7.5,"Enclosed, 6 poles",null,{"$f":"G1491*INDEX('Shipment Data'!$BG$10:$CH$34,MATCH(CONCATENATE('UEC Data'!$C1491,'UEC Data'!$E1491),'Shipment Data'!$BI$10:$BI$34,0),MATCH('UEC Data'!$D1491,'Shipment Data'!$BG$10:$CH$10,0))","v":1.9926086144287002E-2}]
[null,null,"Commercial",7.5,"Enclosed, 6 poles","CSL 4",0.57289050458944457,null,"Commercial",7.5,"Enclosed, 6 poles",null,{"$f":"G1492*INDEX('Shipment Data'!$BG$10:$CH$34,MATCH(CONCATENATE('UEC Data'!$C1492,'UEC Data'!$E1492),'Shipment Data'!$BI$10:$BI$34,0),MATCH('UEC Data'!$D1492,'Shipment Data'!$BG$10:$CH$10,0))","v":1.9775130946224219E-2}]
[null,null,"Commercial",7.5,"Enclosed, 6 poles","-",0,null,"Commercial",7.5,"Enclosed, 6 poles",null,{"$f":"G1493*INDEX('Shipment Data'!$BG$10:$CH$34,MATCH(CONCATENATE('UEC Data'!$C1493,'UEC Data'!$E1493),'Shipment Data'!$BI$10:$BI$34,0),MATCH('UEC Data'!$D1493,'Shipment Data'!$BG$10:$CH$10,0))","v":0}]
[null,null,"Commercial",7.5,"Enclosed, 8 poles","CSL 0",0.63017955504838907,null,"Commercial",7.5,"Enclosed, 8 poles",null,{"$f":"G1494*INDEX('Shipment Data'!$BG$10:$CH$34,MATCH(CONCATENATE('UEC Data'!$C1494,'UEC Data'!$E1494),'Shipment Data'!$BI$10:$BI$34,0),MATCH('UEC Data'!$D1494,'Shipment Data'!$BG$10:$CH$10,0))","v":2.5535712569689532E-3}]
[null,null,"Commercial",7.5,"Enclosed, 8 poles","CSL 1",0.61912377338087343,null,"Commercial",7.5,"Enclosed, 8 poles",null,{"$f":"G1495*INDEX('Shipment Data'!$BG$10:$CH$34,MATCH(CONCATENATE('UEC Data'!$C1495,'UEC Data'!$E1495),'Shipment Data'!$BI$10:$BI$34,0),MATCH('UEC Data'!$D1495,'Shipment Data'!$BG$10:$CH$10,0))","v":2.5087717612326558E-3}]
[null,null,"Commercial",7.5,"Enclosed, 8 poles","CSL 2",0.61196627311057439,null,"Commercial",7.5,"Enclosed, 8 poles",null,{"$f":"G1496*INDEX('Shipment Data'!$BG$10:$CH$34,MATCH(CONCATENATE('UEC Data'!$C1496,'UEC Data'!$E1496),'Shipment Data'!$BI$10:$BI$34,0),MATCH('UEC Data'!$D1496,'Shipment Data'!$BG$10:$CH$10,0))","v":2.4797686194843018E-3}]
[null,null,"Commercial",7.5,"Enclosed, 8 poles","CSL 3",0.60497237284645344,null,"Commercial",7.5,"Enclosed, 8 poles",null,{"$f":"G1497*INDEX('Shipment Data'!$BG$10:$CH$34,MATCH(CONCATENATE('UEC Data'!$C1497,'UEC Data'!$E1497),'Shipment Data'!$BI$10:$BI$34,0),MATCH('UEC Data'!$D1497,'Shipment Data'!$BG$10:$CH$10,0))","v":2.4514284066901948E-3}]
[null,null,"Commercial",7.5,"Enclosed, 8 poles","CSL 4",0.59813652682558971,null,"Commercial",7.5,"Enclosed, 8 poles",null,{"$f":"G1498*INDEX('Shipment Data'!$BG$10:$CH$34,MATCH(CONCATENATE('UEC Data'!$C1498,'UEC Data'!$E1498),'Shipment Data'!$BI$10:$BI$34,0),MATCH('UEC Data'!$D1498,'Shipment Data'!$BG$10:$CH$10,0))","v":2.4237286506823968E-3}]
[null,null,"Commercial",7.5,"Enclosed, 8 poles","-",0,null,"Commercial",7.5,"Enclosed, 8 poles",null,{"$f":"G1499*INDEX('Shipment Data'!$BG$10:$CH$34,MATCH(CONCATENATE('UEC Data'!$C1499,'UEC Data'!$E1499),'Shipment Data'!$BI$10:$BI$34,0),MATCH('UEC Data'!$D1499,'Shipment Data'!$BG$10:$CH$10,0))","v":0}]
[null,null,"Commercial",10,"Open, 2 poles","CSL 0",0.85551648685357051,null,"Commercial",10,"Open, 2 poles",null,{"$f":"G1500*INDEX('Shipment Data'!$BG$10:$CH$34,MATCH(CONCATENATE('UEC Data'!$C1500,'UEC Data'!$E1500),'Shipment Data'!$BI$10:$BI$34,0),MATCH('UEC Data'!$D1500,'Shipment Data'!$BG$10:$CH$10,0))","v":1.8103702487117273E-2}]
[null,null,"Commercial",10,"Open, 2 poles","CSL 1",0.79751536910078613,null,"Commercial",10,"Open, 2 poles",null,{"$f":"G1501*INDEX('Shipment Data'!$BG$10:$CH$34,MATCH(CONCATENATE('UEC Data'!$C1501,'UEC Data'!$E1501),'Shipment Data'!$BI$10:$BI$34,0),MATCH('UEC Data'!$D1501,'Shipment Data'!$BG$10:$CH$10,0))","v":1.687633282697373E-2}]
[null,null,"Commercial",10,"Open, 2 poles","CSL 2",0.78860458285384993,null,"Commercial",10,"Open, 2 poles",null,{"$f":"G1502*INDEX('Shipment Data'!$BG$10:$CH$34,MATCH(CONCATENATE('UEC Data'!$C1502,'UEC Data'!$E1502),'Shipment Data'!$BI$10:$BI$34,0),MATCH('UEC Data'!$D1502,'Shipment Data'!$BG$10:$CH$10,0))","v":1.6687770449018716E-2}]
[null,null,"Commercial",10,"Open, 2 poles","CSL 3",0.78248459163436335,null,"Commercial",10,"Open, 2 poles",null,{"$f":"G1503*INDEX('Shipment Data'!$BG$10:$CH$34,MATCH(CONCATENATE('UEC Data'!$C1503,'UEC Data'!$E1503),'Shipment Data'!$BI$10:$BI$34,0),MATCH('UEC Data'!$D1503,'Shipment Data'!$BG$10:$CH$10,0))","v":1.6558264469924335E-2}]
[null,null,"Commercial",10,"Open, 2 poles","CSL 4",0.7756056062134018,null,"Commercial",10,"Open, 2 poles",null,{"$f":"G1504*INDEX('Shipment Data'!$BG$10:$CH$34,MATCH(CONCATENATE('UEC Data'!$C1504,'UEC Data'!$E1504),'Shipment Data'!$BI$10:$BI$34,0),MATCH('UEC Data'!$D1504,'Shipment Data'!$BG$10:$CH$10,0))","v":1.6412697309749175E-2}]
[null,null,"Commercial",10,"Open, 2 poles","-",0,null,"Commercial",10,"Open, 2 poles",null,{"$f":"G1505*INDEX('Shipment Data'!$BG$10:$CH$34,MATCH(CONCATENATE('UEC Data'!$C1505,'UEC Data'!$E1505),'Shipment Data'!$BI$10:$BI$34,0),MATCH('UEC Data'!$D1505,'Shipment Data'!$BG$10:$CH$10,0))","v":0}]
[null,null,"Commercial",10,"Open, 4 poles","CSL 0",0.81595503081409915,null,"Commercial",10,"Open, 4 poles",null,{"$f":"G1506*INDEX('Shipment Data'!$BG$10:$CH$34,MATCH(CONCATENATE('UEC Data'!$C1506,'UEC Data'!$E1506),'Shipment Data'!$BI$10:$BI$34,0),MATCH('UEC Data'!$D1506,'Shipment Data'!$BG$10:$CH$10,0))","v":0.11131405803018424}]
[null,null,"Commercial",10,"Open, 4 poles","CSL 1",0.78860458285384993,null,"Commercial",10,"Open, 4 poles",null,{"$f":"G1507*INDEX('Shipment Data'!$BG$10:$CH$34,MATCH(CONCATENATE('UEC Data'!$C1507,'UEC Data'!$E1507),'Shipment Data'!$BI$10:$BI$34,0),MATCH('UEC Data'!$D1507,'Shipment Data'!$BG$10:$CH$10,0))","v":0.10758286055431213}]
[null,null,"Commercial",10,"Open, 4 poles","CSL 2",0.7696849527308568,null,"Commercial",10,"Open, 4 poles",null,{"$f":"G1508*INDEX('Shipment Data'!$BG$10:$CH$34,MATCH(CONCATENATE('UEC Data'!$C1508,'UEC Data'!$E1508),'Shipment Data'!$BI$10:$BI$34,0),MATCH('UEC Data'!$D1508,'Shipment Data'!$BG$10:$CH$10,0))","v":0.1050018104646776}]
[null,null,"Commercial",10,"Open, 4 poles","CSL 3",0.76385400611925935,null,"Commercial",10,"Open, 4 poles",null,{"$f":"G1509*INDEX('Shipment Data'!$BG$10:$CH$34,MATCH(CONCATENATE('UEC Data'!$C1509,'UEC Data'!$E1509),'Shipment Data'!$BI$10:$BI$34,0),MATCH('UEC Data'!$D1509,'Shipment Data'!$BG$10:$CH$10,0))","v":0.10420634220358155}]
[null,null,"Commercial",10,"Open, 4 poles","CSL 4",0.7589259157571997,null,"Commercial",10,"Open, 4 poles",null,{"$f":"G1510*INDEX('Shipment Data'!$BG$10:$CH$34,MATCH(CONCATENATE('UEC Data'!$C1510,'UEC Data'!$E1510),'Shipment Data'!$BI$10:$BI$34,0),MATCH('UEC Data'!$D1510,'Shipment Data'!$BG$10:$CH$10,0))","v":0.10353404322162298}]
[null,null,"Commercial",10,"Open, 4 poles","-",0,null,"Commercial",10,"Open, 4 poles",null,{"$f":"G1511*INDEX('Shipment Data'!$BG$10:$CH$34,MATCH(CONCATENATE('UEC Data'!$C1511,'UEC Data'!$E1511),'Shipment Data'!$BI$10:$BI$34,0),MATCH('UEC Data'!$D1511,'Shipment Data'!$BG$10:$CH$10,0))","v":0}]
[null,null,"Commercial",10,"Open, 6 poles","CSL 0",0.84023940673118547,null,"Commercial",10,"Open, 6 poles",null,{"$f":"G1512*INDEX('Shipment Data'!$BG$10:$CH$34,MATCH(CONCATENATE('UEC Data'!$C1512,'UEC Data'!$E1512),'Shipment Data'!$BI$10:$BI$34,0),MATCH('UEC Data'!$D1512,'Shipment Data'!$BG$10:$CH$10,0))","v":1.021428502787582E-2}]
[null,null,"Commercial",10,"Open, 6 poles","CSL 1",0.78248459163436335,null,"Commercial",10,"Open, 6 poles",null,{"$f":"G1513*INDEX('Shipment Data'!$BG$10:$CH$34,MATCH(CONCATENATE('UEC Data'!$C1513,'UEC Data'!$E1513),'Shipment Data'!$BI$10:$BI$34,0),MATCH('UEC Data'!$D1513,'Shipment Data'!$BG$10:$CH$10,0))","v":9.512194482722492E-3}]
[null,null,"Commercial",10,"Open, 6 poles","CSL 2",0.7696849527308568,null,"Commercial",10,"Open, 6 poles",null,{"$f":"G1514*INDEX('Shipment Data'!$BG$10:$CH$34,MATCH(CONCATENATE('UEC Data'!$C1514,'UEC Data'!$E1514),'Shipment Data'!$BI$10:$BI$34,0),MATCH('UEC Data'!$D1514,'Shipment Data'!$BG$10:$CH$10,0))","v":9.3565969720999856E-3}]
[null,null,"Commercial",10,"Open, 6 poles","CSL 3",0.76385400611925935,null,"Commercial",10,"Open, 6 poles",null,{"$f":"G1515*INDEX('Shipment Data'!$BG$10:$CH$34,MATCH(CONCATENATE('UEC Data'!$C1515,'UEC Data'!$E1515),'Shipment Data'!$BI$10:$BI$34,0),MATCH('UEC Data'!$D1515,'Shipment Data'!$BG$10:$CH$10,0))","v":9.2857136617052888E-3}]
[null,null,"Commercial",10,"Open, 6 poles","CSL 4",0.7589259157571997,null,"Commercial",10,"Open, 6 poles",null,{"$f":"G1516*INDEX('Shipment Data'!$BG$10:$CH$34,MATCH(CONCATENATE('UEC Data'!$C1516,'UEC Data'!$E1516),'Shipment Data'!$BI$10:$BI$34,0),MATCH('UEC Data'!$D1516,'Shipment Data'!$BG$10:$CH$10,0))","v":9.2258058316297704E-3}]
[null,null,"Commercial",10,"Open, 6 poles","-",0,null,"Commercial",10,"Open, 6 poles",null,{"$f":"G1517*INDEX('Shipment Data'!$BG$10:$CH$34,MATCH(CONCATENATE('UEC Data'!$C1517,'UEC Data'!$E1517),'Shipment Data'!$BI$10:$BI$34,0),MATCH('UEC Data'!$D1517,'Shipment Data'!$BG$10:$CH$10,0))","v":0}]
[null,null,"Commercial",10,"Open, 8 poles","CSL 0",0.84023940673118547,null,"Commercial",10,"Open, 8 poles",null,{"$f":"G1518*INDEX('Shipment Data'!$BG$10:$CH$34,MATCH(CONCATENATE('UEC Data'!$C1518,'UEC Data'!$E1518),'Shipment Data'!$BI$10:$BI$34,0),MATCH('UEC Data'!$D1518,'Shipment Data'!$BG$10:$CH$10,0))","v":1.8915342644214479E-3}]
[null,null,"Commercial",10,"Open, 8 poles","CSL 1",0.78860458285384993,null,"Commercial",10,"Open, 8 poles",null,{"$f":"G1519*INDEX('Shipment Data'!$BG$10:$CH$34,MATCH(CONCATENATE('UEC Data'!$C1519,'UEC Data'!$E1519),'Shipment Data'!$BI$10:$BI$34,0),MATCH('UEC Data'!$D1519,'Shipment Data'!$BG$10:$CH$10,0))","v":1.7752947286190123E-3}]
[null,null,"Commercial",10,"Open, 8 poles","CSL 2",0.78248459163436335,null,"Commercial",10,"Open, 8 poles",null,{"$f":"G1520*INDEX('Shipment Data'!$BG$10:$CH$34,MATCH(CONCATENATE('UEC Data'!$C1520,'UEC Data'!$E1520),'Shipment Data'!$BI$10:$BI$34,0),MATCH('UEC Data'!$D1520,'Shipment Data'!$BG$10:$CH$10,0))","v":1.7615174968004614E-3}]
[null,null,"Commercial",10,"Open, 8 poles","CSL 3",0.7756056062134018,null,"Commercial",10,"Open, 8 poles",null,{"$f":"G1521*INDEX('Shipment Data'!$BG$10:$CH$34,MATCH(CONCATENATE('UEC Data'!$C1521,'UEC Data'!$E1521),'Shipment Data'!$BI$10:$BI$34,0),MATCH('UEC Data'!$D1521,'Shipment Data'!$BG$10:$CH$10,0))","v":1.7460316286967209E-3}]
[null,null,"Commercial",10,"Open, 8 poles","CSL 4",0.7696849527308568,null,"Commercial",10,"Open, 8 poles",null,{"$f":"G1522*INDEX('Shipment Data'!$BG$10:$CH$34,MATCH(CONCATENATE('UEC Data'!$C1522,'UEC Data'!$E1522),'Shipment Data'!$BI$10:$BI$34,0),MATCH('UEC Data'!$D1522,'Shipment Data'!$BG$10:$CH$10,0))","v":1.7327031429814788E-3}]
[null,null,"Commercial",10,"Open, 8 poles","-",0,null,"Commercial",10,"Open, 8 poles",null,{"$f":"G1523*INDEX('Shipment Data'!$BG$10:$CH$34,MATCH(CONCATENATE('UEC Data'!$C1523,'UEC Data'!$E1523),'Shipment Data'!$BI$10:$BI$34,0),MATCH('UEC Data'!$D1523,'Shipment Data'!$BG$10:$CH$10,0))","v":0}]
[null,null,"Commercial",10,"Enclosed, 2 poles","CSL 0",0.82549836450783132,null,"Commercial",10,"Enclosed, 2 poles",null,{"$f":"G1524*INDEX('Shipment Data'!$BG$10:$CH$34,MATCH(CONCATENATE('UEC Data'!$C1524,'UEC Data'!$E1524),'Shipment Data'!$BI$10:$BI$34,0),MATCH('UEC Data'!$D1524,'Shipment Data'!$BG$10:$CH$10,0))","v":0.12054493450268518}]
[null,null,"Commercial",10,"Enclosed, 2 poles","CSL 1",0.78860458285384993,null,"Commercial",10,"Enclosed, 2 poles",null,{"$f":"G1525*INDEX('Shipment Data'!$BG$10:$CH$34,MATCH(CONCATENATE('UEC Data'!$C1525,'UEC Data'!$E1525),'Shipment Data'!$BI$10:$BI$34,0),MATCH('UEC Data'!$D1525,'Shipment Data'!$BG$10:$CH$10,0))","v":0.1151574513964199}]
[null,null,"Commercial",10,"Enclosed, 2 poles","CSL 2",0.78248459163436335,null,"Commercial",10,"Enclosed, 2 poles",null,{"$f":"G1526*INDEX('Shipment Data'!$BG$10:$CH$34,MATCH(CONCATENATE('UEC Data'!$C1526,'UEC Data'!$E1526),'Shipment Data'!$BI$10:$BI$34,0),MATCH('UEC Data'!$D1526,'Shipment Data'!$BG$10:$CH$10,0))","v":0.11426376829245657}]
[null,null,"Commercial",10,"Enclosed, 2 poles","CSL 3",0.7756056062134018,null,"Commercial",10,"Enclosed, 2 poles",null,{"$f":"G1527*INDEX('Shipment Data'!$BG$10:$CH$34,MATCH(CONCATENATE('UEC Data'!$C1527,'UEC Data'!$E1527),'Shipment Data'!$BI$10:$BI$34,0),MATCH('UEC Data'!$D1527,'Shipment Data'!$BG$10:$CH$10,0))","v":0.11325925164812727}]
[null,null,"Commercial",10,"Enclosed, 2 poles","CSL 4",0.7696849527308568,null,"Commercial",10,"Enclosed, 2 poles",null,{"$f":"G1528*INDEX('Shipment Data'!$BG$10:$CH$34,MATCH(CONCATENATE('UEC Data'!$C1528,'UEC Data'!$E1528),'Shipment Data'!$BI$10:$BI$34,0),MATCH('UEC Data'!$D1528,'Shipment Data'!$BG$10:$CH$10,0))","v":0.11239467720806523}]
[null,null,"Commercial",10,"Enclosed, 2 poles","-",0,null,"Commercial",10,"Enclosed, 2 poles",null,{"$f":"G1529*INDEX('Shipment Data'!$BG$10:$CH$34,MATCH(CONCATENATE('UEC Data'!$C1529,'UEC Data'!$E1529),'Shipment Data'!$BI$10:$BI$34,0),MATCH('UEC Data'!$D1529,'Shipment Data'!$BG$10:$CH$10,0))","v":0}]
[null,null,"Commercial",10,"Enclosed, 4 poles","CSL 0",0.80662983046193792,null,"Commercial",10,"Enclosed, 4 poles",null,{"$f":"G1530*INDEX('Shipment Data'!$BG$10:$CH$34,MATCH(CONCATENATE('UEC Data'!$C1530,'UEC Data'!$E1530),'Shipment Data'!$BI$10:$BI$34,0),MATCH('UEC Data'!$D1530,'Shipment Data'!$BG$10:$CH$10,0))","v":0.30748781002435049}]
[null,null,"Commercial",10,"Enclosed, 4 poles","CSL 1",0.78860458285384993,null,"Commercial",10,"Enclosed, 4 poles",null,{"$f":"G1531*INDEX('Shipment Data'!$BG$10:$CH$34,MATCH(CONCATENATE('UEC Data'!$C1531,'UEC Data'!$E1531),'Shipment Data'!$BI$10:$BI$34,0),MATCH('UEC Data'!$D1531,'Shipment Data'!$BG$10:$CH$10,0))","v":0.30061657404615272}]
[null,null,"Commercial",10,"Enclosed, 4 poles","CSL 2",0.7696849527308568,null,"Commercial",10,"Enclosed, 4 poles",null,{"$f":"G1532*INDEX('Shipment Data'!$BG$10:$CH$34,MATCH(CONCATENATE('UEC Data'!$C1532,'UEC Data'!$E1532),'Shipment Data'!$BI$10:$BI$34,0),MATCH('UEC Data'!$D1532,'Shipment Data'!$BG$10:$CH$10,0))","v":0.29340439887819703}]
[null,null,"Commercial",10,"Enclosed, 4 poles","CSL 3",0.76385400611925935,null,"Commercial",10,"Enclosed, 4 poles",null,{"$f":"G1533*INDEX('Shipment Data'!$BG$10:$CH$34,MATCH(CONCATENATE('UEC Data'!$C1533,'UEC Data'!$E1533),'Shipment Data'!$BI$10:$BI$34,0),MATCH('UEC Data'!$D1533,'Shipment Data'!$BG$10:$CH$10,0))","v":0.29118163828063492}]
[null,null,"Commercial",10,"Enclosed, 4 poles","CSL 4",0.7589259157571997,null,"Commercial",10,"Enclosed, 4 poles",null,{"$f":"G1534*INDEX('Shipment Data'!$BG$10:$CH$34,MATCH(CONCATENATE('UEC Data'!$C1534,'UEC Data'!$E1534),'Shipment Data'!$BI$10:$BI$34,0),MATCH('UEC Data'!$D1534,'Shipment Data'!$BG$10:$CH$10,0))","v":0.28930304706592114}]
[null,null,"Commercial",10,"Enclosed, 4 poles","-",0,null,"Commercial",10,"Enclosed, 4 poles",null,{"$f":"G1535*INDEX('Shipment Data'!$BG$10:$CH$34,MATCH(CONCATENATE('UEC Data'!$C1535,'UEC Data'!$E1535),'Shipment Data'!$BI$10:$BI$34,0),MATCH('UEC Data'!$D1535,'Shipment Data'!$BG$10:$CH$10,0))","v":0}]
[null,null,"Commercial",10,"Enclosed, 6 poles","CSL 0",0.80662983046193792,null,"Commercial",10,"Enclosed, 6 poles",null,{"$f":"G1536*INDEX('Shipment Data'!$BG$10:$CH$34,MATCH(CONCATENATE('UEC Data'!$C1536,'UEC Data'!$E1536),'Shipment Data'!$BI$10:$BI$34,0),MATCH('UEC Data'!$D1536,'Shipment Data'!$BG$10:$CH$10,0))","v":2.7843384372283703E-2}]
[null,null,"Commercial",10,"Enclosed, 6 poles","CSL 1",0.78860458285384993,null,"Commercial",10,"Enclosed, 6 poles",null,{"$f":"G1537*INDEX('Shipment Data'!$BG$10:$CH$34,MATCH(CONCATENATE('UEC Data'!$C1537,'UEC Data'!$E1537),'Shipment Data'!$BI$10:$BI$34,0),MATCH('UEC Data'!$D1537,'Shipment Data'!$BG$10:$CH$10,0))","v":2.7221185838824848E-2}]
[null,null,"Commercial",10,"Enclosed, 6 poles","CSL 2",0.7756056062134018,null,"Commercial",10,"Enclosed, 6 poles",null,{"$f":"G1538*INDEX('Shipment Data'!$BG$10:$CH$34,MATCH(CONCATENATE('UEC Data'!$C1538,'UEC Data'!$E1538),'Shipment Data'!$BI$10:$BI$34,0),MATCH('UEC Data'!$D1538,'Shipment Data'!$BG$10:$CH$10,0))","v":2.6772484973349713E-2}]
[null,null,"Commercial",10,"Enclosed, 6 poles","CSL 3",0.7696849527308568,null,"Commercial",10,"Enclosed, 6 poles",null,{"$f":"G1539*INDEX('Shipment Data'!$BG$10:$CH$34,MATCH(CONCATENATE('UEC Data'!$C1539,'UEC Data'!$E1539),'Shipment Data'!$BI$10:$BI$34,0),MATCH('UEC Data'!$D1539,'Shipment Data'!$BG$10:$CH$10,0))","v":2.6568114859049335E-2}]
[null,null,"Commercial",10,"Enclosed, 6 poles","CSL 4",0.76385400611925935,null,"Commercial",10,"Enclosed, 6 poles",null,{"$f":"G1540*INDEX('Shipment Data'!$BG$10:$CH$34,MATCH(CONCATENATE('UEC Data'!$C1540,'UEC Data'!$E1540),'Shipment Data'!$BI$10:$BI$34,0),MATCH('UEC Data'!$D1540,'Shipment Data'!$BG$10:$CH$10,0))","v":2.6366841261632294E-2}]
[null,null,"Commercial",10,"Enclosed, 6 poles","-",0,null,"Commercial",10,"Enclosed, 6 poles",null,{"$f":"G1541*INDEX('Shipment Data'!$BG$10:$CH$34,MATCH(CONCATENATE('UEC Data'!$C1541,'UEC Data'!$E1541),'Shipment Data'!$BI$10:$BI$34,0),MATCH('UEC Data'!$D1541,'Shipment Data'!$BG$10:$CH$10,0))","v":0}]
[null,null,"Commercial",10,"Enclosed, 8 poles","CSL 0",0.82549836450783132,null,"Commercial",10,"Enclosed, 8 poles",null,{"$f":"G1542*INDEX('Shipment Data'!$BG$10:$CH$34,MATCH(CONCATENATE('UEC Data'!$C1542,'UEC Data'!$E1542),'Shipment Data'!$BI$10:$BI$34,0),MATCH('UEC Data'!$D1542,'Shipment Data'!$BG$10:$CH$10,0))","v":3.3450290149768754E-3}]
[null,null,"Commercial",10,"Enclosed, 8 poles","CSL 1",0.79751536910078613,null,"Commercial",10,"Enclosed, 8 poles",null,{"$f":"G1543*INDEX('Shipment Data'!$BG$10:$CH$34,MATCH(CONCATENATE('UEC Data'!$C1543,'UEC Data'!$E1543),'Shipment Data'!$BI$10:$BI$34,0),MATCH('UEC Data'!$D1543,'Shipment Data'!$BG$10:$CH$10,0))","v":3.2316382009098623E-3}]
[null,null,"Commercial",10,"Enclosed, 8 poles","CSL 2",0.78860458285384993,null,"Commercial",10,"Enclosed, 8 poles",null,{"$f":"G1544*INDEX('Shipment Data'!$BG$10:$CH$34,MATCH(CONCATENATE('UEC Data'!$C1544,'UEC Data'!$E1544),'Shipment Data'!$BI$10:$BI$34,0),MATCH('UEC Data'!$D1544,'Shipment Data'!$BG$10:$CH$10,0))","v":3.1955305115142214E-3}]
[null,null,"Commercial",10,"Enclosed, 8 poles","CSL 3",0.78248459163436335,null,"Commercial",10,"Enclosed, 8 poles",null,{"$f":"G1545*INDEX('Shipment Data'!$BG$10:$CH$34,MATCH(CONCATENATE('UEC Data'!$C1545,'UEC Data'!$E1545),'Shipment Data'!$BI$10:$BI$34,0),MATCH('UEC Data'!$D1545,'Shipment Data'!$BG$10:$CH$10,0))","v":3.1707314942408297E-3}]
[null,null,"Commercial",10,"Enclosed, 8 poles","CSL 4",0.7756056062134018,null,"Commercial",10,"Enclosed, 8 poles",null,{"$f":"G1546*INDEX('Shipment Data'!$BG$10:$CH$34,MATCH(CONCATENATE('UEC Data'!$C1546,'UEC Data'!$E1546),'Shipment Data'!$BI$10:$BI$34,0),MATCH('UEC Data'!$D1546,'Shipment Data'!$BG$10:$CH$10,0))","v":3.1428569316540966E-3}]
[null,null,"Commercial",10,"Enclosed, 8 poles","-",0,null,"Commercial",10,"Enclosed, 8 poles",null,{"$f":"G1547*INDEX('Shipment Data'!$BG$10:$CH$34,MATCH(CONCATENATE('UEC Data'!$C1547,'UEC Data'!$E1547),'Shipment Data'!$BI$10:$BI$34,0),MATCH('UEC Data'!$D1547,'Shipment Data'!$BG$10:$CH$10,0))","v":0}]
[null,null,"Commercial",15,"Open, 2 poles","CSL 0",1.2382475467617469,null,"Commercial",15,"Open, 2 poles",null,{"$f":"G1548*INDEX('Shipment Data'!$BG$10:$CH$34,MATCH(CONCATENATE('UEC Data'!$C1548,'UEC Data'!$E1548),'Shipment Data'!$BI$10:$BI$34,0),MATCH('UEC Data'!$D1548,'Shipment Data'!$BG$10:$CH$10,0))","v":2.6202727283985514E-2}]
[null,null,"Commercial",15,"Open, 2 poles","CSL 1",1.1829068742807751,null,"Commercial",15,"Open, 2 poles",null,{"$f":"G1549*INDEX('Shipment Data'!$BG$10:$CH$34,MATCH(CONCATENATE('UEC Data'!$C1549,'UEC Data'!$E1549),'Shipment Data'!$BI$10:$BI$34,0),MATCH('UEC Data'!$D1549,'Shipment Data'!$BG$10:$CH$10,0))","v":2.5031655673528067E-2}]
[null,null,"Commercial",15,"Open, 2 poles","CSL 2",1.173726887451545,null,"Commercial",15,"Open, 2 poles",null,{"$f":"G1550*INDEX('Shipment Data'!$BG$10:$CH$34,MATCH(CONCATENATE('UEC Data'!$C1550,'UEC Data'!$E1550),'Shipment Data'!$BI$10:$BI$34,0),MATCH('UEC Data'!$D1550,'Shipment Data'!$BG$10:$CH$10,0))","v":2.4837396704886491E-2}]
[null,null,"Commercial",15,"Open, 2 poles","CSL 3",1.1634084093201027,null,"Commercial",15,"Open, 2 poles",null,{"$f":"G1551*INDEX('Shipment Data'!$BG$10:$CH$34,MATCH(CONCATENATE('UEC Data'!$C1551,'UEC Data'!$E1551),'Shipment Data'!$BI$10:$BI$34,0),MATCH('UEC Data'!$D1551,'Shipment Data'!$BG$10:$CH$10,0))","v":2.4619045964623748E-2}]
[null,null,"Commercial",15,"Open, 2 poles","CSL 4",1.1545274290962855,null,"Commercial",15,"Open, 2 poles",null,{"$f":"G1552*INDEX('Shipment Data'!$BG$10:$CH$34,MATCH(CONCATENATE('UEC Data'!$C1552,'UEC Data'!$E1552),'Shipment Data'!$BI$10:$BI$34,0),MATCH('UEC Data'!$D1552,'Shipment Data'!$BG$10:$CH$10,0))","v":2.4431114316038841E-2}]
[null,null,"Commercial",15,"Open, 2 poles","-",0,null,"Commercial",15,"Open, 2 poles",null,{"$f":"G1553*INDEX('Shipment Data'!$BG$10:$CH$34,MATCH(CONCATENATE('UEC Data'!$C1553,'UEC Data'!$E1553),'Shipment Data'!$BI$10:$BI$34,0),MATCH('UEC Data'!$D1553,'Shipment Data'!$BG$10:$CH$10,0))","v":0}]
[null,null,"Commercial",15,"Open, 4 poles","CSL 0",1.2239325462211488,null,"Commercial",15,"Open, 4 poles",null,{"$f":"G1554*INDEX('Shipment Data'!$BG$10:$CH$34,MATCH(CONCATENATE('UEC Data'!$C1554,'UEC Data'!$E1554),'Shipment Data'!$BI$10:$BI$34,0),MATCH('UEC Data'!$D1554,'Shipment Data'!$BG$10:$CH$10,0))","v":0.16697108704527633}]
[null,null,"Commercial",15,"Open, 4 poles","CSL 1",1.1634084093201027,null,"Commercial",15,"Open, 4 poles",null,{"$f":"G1555*INDEX('Shipment Data'!$BG$10:$CH$34,MATCH(CONCATENATE('UEC Data'!$C1555,'UEC Data'!$E1555),'Shipment Data'!$BI$10:$BI$34,0),MATCH('UEC Data'!$D1555,'Shipment Data'!$BG$10:$CH$10,0))","v":0.15871427504853186}]
[null,null,"Commercial",15,"Open, 4 poles","CSL 2",1.1383888736357997,null,"Commercial",15,"Open, 4 poles",null,{"$f":"G1556*INDEX('Shipment Data'!$BG$10:$CH$34,MATCH(CONCATENATE('UEC Data'!$C1556,'UEC Data'!$E1556),'Shipment Data'!$BI$10:$BI$34,0),MATCH('UEC Data'!$D1556,'Shipment Data'!$BG$10:$CH$10,0))","v":0.15530106483243444}]
[null,null,"Commercial",15,"Open, 4 poles","CSL 3",1.1310915090612113,null,"Commercial",15,"Open, 4 poles",null,{"$f":"G1557*INDEX('Shipment Data'!$BG$10:$CH$34,MATCH(CONCATENATE('UEC Data'!$C1557,'UEC Data'!$E1557),'Shipment Data'!$BI$10:$BI$34,0),MATCH('UEC Data'!$D1557,'Shipment Data'!$BG$10:$CH$10,0))","v":0.15430554518607267}]
[null,null,"Commercial",15,"Open, 4 poles","CSL 4",1.1250814585348499,null,"Commercial",15,"Open, 4 poles",null,{"$f":"G1558*INDEX('Shipment Data'!$BG$10:$CH$34,MATCH(CONCATENATE('UEC Data'!$C1558,'UEC Data'!$E1558),'Shipment Data'!$BI$10:$BI$34,0),MATCH('UEC Data'!$D1558,'Shipment Data'!$BG$10:$CH$10,0))","v":0.15348564324565786}]
[null,null,"Commercial",15,"Open, 4 poles","-",0,null,"Commercial",15,"Open, 4 poles",null,{"$f":"G1559*INDEX('Shipment Data'!$BG$10:$CH$34,MATCH(CONCATENATE('UEC Data'!$C1559,'UEC Data'!$E1559),'Shipment Data'!$BI$10:$BI$34,0),MATCH('UEC Data'!$D1559,'Shipment Data'!$BG$10:$CH$10,0))","v":0}]
[null,null,"Commercial",15,"Open, 6 poles","CSL 0",1.1962730536511794,null,"Commercial",15,"Open, 6 poles",null,{"$f":"G1560*INDEX('Shipment Data'!$BG$10:$CH$34,MATCH(CONCATENATE('UEC Data'!$C1560,'UEC Data'!$E1560),'Shipment Data'!$BI$10:$BI$34,0),MATCH('UEC Data'!$D1560,'Shipment Data'!$BG$10:$CH$10,0))","v":1.4542371904094381E-2}]
[null,null,"Commercial",15,"Open, 6 poles","CSL 1",1.173726887451545,null,"Commercial",15,"Open, 6 poles",null,{"$f":"G1561*INDEX('Shipment Data'!$BG$10:$CH$34,MATCH(CONCATENATE('UEC Data'!$C1561,'UEC Data'!$E1561),'Shipment Data'!$BI$10:$BI$34,0),MATCH('UEC Data'!$D1561,'Shipment Data'!$BG$10:$CH$10,0))","v":1.4268291724083731E-2}]
[null,null,"Commercial",15,"Open, 6 poles","CSL 2",1.1545274290962855,null,"Commercial",15,"Open, 6 poles",null,{"$f":"G1562*INDEX('Shipment Data'!$BG$10:$CH$34,MATCH(CONCATENATE('UEC Data'!$C1562,'UEC Data'!$E1562),'Shipment Data'!$BI$10:$BI$34,0),MATCH('UEC Data'!$D1562,'Shipment Data'!$BG$10:$CH$10,0))","v":1.4034895458149975E-2}]
[null,null,"Commercial",15,"Open, 6 poles","CSL 3",1.1457810091788891,null,"Commercial",15,"Open, 6 poles",null,{"$f":"G1563*INDEX('Shipment Data'!$BG$10:$CH$34,MATCH(CONCATENATE('UEC Data'!$C1563,'UEC Data'!$E1563),'Shipment Data'!$BI$10:$BI$34,0),MATCH('UEC Data'!$D1563,'Shipment Data'!$BG$10:$CH$10,0))","v":1.3928570492557928E-2}]
[null,null,"Commercial",15,"Open, 6 poles","CSL 4",1.1383888736357997,null,"Commercial",15,"Open, 6 poles",null,{"$f":"G1564*INDEX('Shipment Data'!$BG$10:$CH$34,MATCH(CONCATENATE('UEC Data'!$C1564,'UEC Data'!$E1564),'Shipment Data'!$BI$10:$BI$34,0),MATCH('UEC Data'!$D1564,'Shipment Data'!$BG$10:$CH$10,0))","v":1.3838708747444651E-2}]
[null,null,"Commercial",15,"Open, 6 poles","-",0,null,"Commercial",15,"Open, 6 poles",null,{"$f":"G1565*INDEX('Shipment Data'!$BG$10:$CH$34,MATCH(CONCATENATE('UEC Data'!$C1565,'UEC Data'!$E1565),'Shipment Data'!$BI$10:$BI$34,0),MATCH('UEC Data'!$D1565,'Shipment Data'!$BG$10:$CH$10,0))","v":0}]
[null,null,"Commercial",15,"Open, 8 poles","CSL 0",1.1962730536511794,null,"Commercial",15,"Open, 8 poles",null,{"$f":"G1566*INDEX('Shipment Data'!$BG$10:$CH$34,MATCH(CONCATENATE('UEC Data'!$C1566,'UEC Data'!$E1566),'Shipment Data'!$BI$10:$BI$34,0),MATCH('UEC Data'!$D1566,'Shipment Data'!$BG$10:$CH$10,0))","v":2.6930318340915521E-3}]
[null,null,"Commercial",15,"Open, 8 poles","CSL 1",1.1829068742807751,null,"Commercial",15,"Open, 8 poles",null,{"$f":"G1567*INDEX('Shipment Data'!$BG$10:$CH$34,MATCH(CONCATENATE('UEC Data'!$C1567,'UEC Data'!$E1567),'Shipment Data'!$BI$10:$BI$34,0),MATCH('UEC Data'!$D1567,'Shipment Data'!$BG$10:$CH$10,0))","v":2.6629420929285179E-3}]
[null,null,"Commercial",15,"Open, 8 poles","CSL 2",1.173726887451545,null,"Commercial",15,"Open, 8 poles",null,{"$f":"G1568*INDEX('Shipment Data'!$BG$10:$CH$34,MATCH(CONCATENATE('UEC Data'!$C1568,'UEC Data'!$E1568),'Shipment Data'!$BI$10:$BI$34,0),MATCH('UEC Data'!$D1568,'Shipment Data'!$BG$10:$CH$10,0))","v":2.6422762452006912E-3}]
[null,null,"Commercial",15,"Open, 8 poles","CSL 3",1.1634084093201027,null,"Commercial",15,"Open, 8 poles",null,{"$f":"G1569*INDEX('Shipment Data'!$BG$10:$CH$34,MATCH(CONCATENATE('UEC Data'!$C1569,'UEC Data'!$E1569),'Shipment Data'!$BI$10:$BI$34,0),MATCH('UEC Data'!$D1569,'Shipment Data'!$BG$10:$CH$10,0))","v":2.6190474430450804E-3}]
[null,null,"Commercial",15,"Open, 8 poles","CSL 4",1.1545274290962855,null,"Commercial",15,"Open, 8 poles",null,{"$f":"G1570*INDEX('Shipment Data'!$BG$10:$CH$34,MATCH(CONCATENATE('UEC Data'!$C1570,'UEC Data'!$E1570),'Shipment Data'!$BI$10:$BI$34,0),MATCH('UEC Data'!$D1570,'Shipment Data'!$BG$10:$CH$10,0))","v":2.5990547144722179E-3}]
[null,null,"Commercial",15,"Open, 8 poles","-",0,null,"Commercial",15,"Open, 8 poles",null,{"$f":"G1571*INDEX('Shipment Data'!$BG$10:$CH$34,MATCH(CONCATENATE('UEC Data'!$C1571,'UEC Data'!$E1571),'Shipment Data'!$BI$10:$BI$34,0),MATCH('UEC Data'!$D1571,'Shipment Data'!$BG$10:$CH$10,0))","v":0}]
[null,null,"Commercial",15,"Enclosed, 2 poles","CSL 0",1.2239325462211488,null,"Commercial",15,"Enclosed, 2 poles",null,{"$f":"G1572*INDEX('Shipment Data'!$BG$10:$CH$34,MATCH(CONCATENATE('UEC Data'!$C1572,'UEC Data'!$E1572),'Shipment Data'!$BI$10:$BI$34,0),MATCH('UEC Data'!$D1572,'Shipment Data'!$BG$10:$CH$10,0))","v":0.17872702716727601}]
[null,null,"Commercial",15,"Enclosed, 2 poles","CSL 1",1.173726887451545,null,"Commercial",15,"Enclosed, 2 poles",null,{"$f":"G1573*INDEX('Shipment Data'!$BG$10:$CH$34,MATCH(CONCATENATE('UEC Data'!$C1573,'UEC Data'!$E1573),'Shipment Data'!$BI$10:$BI$34,0),MATCH('UEC Data'!$D1573,'Shipment Data'!$BG$10:$CH$10,0))","v":0.17139565243868485}]
[null,null,"Commercial",15,"Enclosed, 2 poles","CSL 2",1.1634084093201027,null,"Commercial",15,"Enclosed, 2 poles",null,{"$f":"G1574*INDEX('Shipment Data'!$BG$10:$CH$34,MATCH(CONCATENATE('UEC Data'!$C1574,'UEC Data'!$E1574),'Shipment Data'!$BI$10:$BI$34,0),MATCH('UEC Data'!$D1574,'Shipment Data'!$BG$10:$CH$10,0))","v":0.16988887747219089}]
[null,null,"Commercial",15,"Enclosed, 2 poles","CSL 3",1.1545274290962855,null,"Commercial",15,"Enclosed, 2 poles",null,{"$f":"G1575*INDEX('Shipment Data'!$BG$10:$CH$34,MATCH(CONCATENATE('UEC Data'!$C1575,'UEC Data'!$E1575),'Shipment Data'!$BI$10:$BI$34,0),MATCH('UEC Data'!$D1575,'Shipment Data'!$BG$10:$CH$10,0))","v":0.1685920158120979}]
[null,null,"Commercial",15,"Enclosed, 2 poles","CSL 4",1.1457810091788891,null,"Commercial",15,"Enclosed, 2 poles",null,{"$f":"G1576*INDEX('Shipment Data'!$BG$10:$CH$34,MATCH(CONCATENATE('UEC Data'!$C1576,'UEC Data'!$E1576),'Shipment Data'!$BI$10:$BI$34,0),MATCH('UEC Data'!$D1576,'Shipment Data'!$BG$10:$CH$10,0))","v":0.16731480357109713}]
[null,null,"Commercial",15,"Enclosed, 2 poles","-",0,null,"Commercial",15,"Enclosed, 2 poles",null,{"$f":"G1577*INDEX('Shipment Data'!$BG$10:$CH$34,MATCH(CONCATENATE('UEC Data'!$C1577,'UEC Data'!$E1577),'Shipment Data'!$BI$10:$BI$34,0),MATCH('UEC Data'!$D1577,'Shipment Data'!$BG$10:$CH$10,0))","v":0}]
[null,null,"Commercial",15,"Enclosed, 4 poles","CSL 0",1.2099447456929069,null,"Commercial",15,"Enclosed, 4 poles",null,{"$f":"G1578*INDEX('Shipment Data'!$BG$10:$CH$34,MATCH(CONCATENATE('UEC Data'!$C1578,'UEC Data'!$E1578),'Shipment Data'!$BI$10:$BI$34,0),MATCH('UEC Data'!$D1578,'Shipment Data'!$BG$10:$CH$10,0))","v":0.46123171503652571}]
[null,null,"Commercial",15,"Enclosed, 4 poles","CSL 1",1.1634084093201027,null,"Commercial",15,"Enclosed, 4 poles",null,{"$f":"G1579*INDEX('Shipment Data'!$BG$10:$CH$34,MATCH(CONCATENATE('UEC Data'!$C1579,'UEC Data'!$E1579),'Shipment Data'!$BI$10:$BI$34,0),MATCH('UEC Data'!$D1579,'Shipment Data'!$BG$10:$CH$10,0))","v":0.443492033688967}]
[null,null,"Commercial",15,"Enclosed, 4 poles","CSL 2",1.1457810091788891,null,"Commercial",15,"Enclosed, 4 poles",null,{"$f":"G1580*INDEX('Shipment Data'!$BG$10:$CH$34,MATCH(CONCATENATE('UEC Data'!$C1580,'UEC Data'!$E1580),'Shipment Data'!$BI$10:$BI$34,0),MATCH('UEC Data'!$D1580,'Shipment Data'!$BG$10:$CH$10,0))","v":0.43677245742095239}]
[null,null,"Commercial",15,"Enclosed, 4 poles","CSL 3",1.1383888736357997,null,"Commercial",15,"Enclosed, 4 poles",null,{"$f":"G1581*INDEX('Shipment Data'!$BG$10:$CH$34,MATCH(CONCATENATE('UEC Data'!$C1581,'UEC Data'!$E1581),'Shipment Data'!$BI$10:$BI$34,0),MATCH('UEC Data'!$D1581,'Shipment Data'!$BG$10:$CH$10,0))","v":0.43395457059888176}]
[null,null,"Commercial",15,"Enclosed, 4 poles","CSL 4",1.1250814585348499,null,"Commercial",15,"Enclosed, 4 poles",null,{"$f":"G1582*INDEX('Shipment Data'!$BG$10:$CH$34,MATCH(CONCATENATE('UEC Data'!$C1582,'UEC Data'!$E1582),'Shipment Data'!$BI$10:$BI$34,0),MATCH('UEC Data'!$D1582,'Shipment Data'!$BG$10:$CH$10,0))","v":0.42888177540590866}]
[null,null,"Commercial",15,"Enclosed, 4 poles","-",0,null,"Commercial",15,"Enclosed, 4 poles",null,{"$f":"G1583*INDEX('Shipment Data'!$BG$10:$CH$34,MATCH(CONCATENATE('UEC Data'!$C1583,'UEC Data'!$E1583),'Shipment Data'!$BI$10:$BI$34,0),MATCH('UEC Data'!$D1583,'Shipment Data'!$BG$10:$CH$10,0))","v":0}]
[null,null,"Commercial",15,"Enclosed, 6 poles","CSL 0",1.2382475467617469,null,"Commercial",15,"Enclosed, 6 poles",null,{"$f":"G1584*INDEX('Shipment Data'!$BG$10:$CH$34,MATCH(CONCATENATE('UEC Data'!$C1584,'UEC Data'!$E1584),'Shipment Data'!$BI$10:$BI$34,0),MATCH('UEC Data'!$D1584,'Shipment Data'!$BG$10:$CH$10,0))","v":4.2742037413593406E-2}]
[null,null,"Commercial",15,"Enclosed, 6 poles","CSL 1",1.173726887451545,null,"Commercial",15,"Enclosed, 6 poles",null,{"$f":"G1585*INDEX('Shipment Data'!$BG$10:$CH$34,MATCH(CONCATENATE('UEC Data'!$C1585,'UEC Data'!$E1585),'Shipment Data'!$BI$10:$BI$34,0),MATCH('UEC Data'!$D1585,'Shipment Data'!$BG$10:$CH$10,0))","v":4.05149024264106E-2}]
[null,null,"Commercial",15,"Enclosed, 6 poles","CSL 2",1.1545274290962855,null,"Commercial",15,"Enclosed, 6 poles",null,{"$f":"G1586*INDEX('Shipment Data'!$BG$10:$CH$34,MATCH(CONCATENATE('UEC Data'!$C1586,'UEC Data'!$E1586),'Shipment Data'!$BI$10:$BI$34,0),MATCH('UEC Data'!$D1586,'Shipment Data'!$BG$10:$CH$10,0))","v":3.985217228857401E-2}]
[null,null,"Commercial",15,"Enclosed, 6 poles","CSL 3",1.1457810091788891,null,"Commercial",15,"Enclosed, 6 poles",null,{"$f":"G1587*INDEX('Shipment Data'!$BG$10:$CH$34,MATCH(CONCATENATE('UEC Data'!$C1587,'UEC Data'!$E1587),'Shipment Data'!$BI$10:$BI$34,0),MATCH('UEC Data'!$D1587,'Shipment Data'!$BG$10:$CH$10,0))","v":3.9550261892448445E-2}]
[null,null,"Commercial",15,"Enclosed, 6 poles","CSL 4",1.1383888736357997,null,"Commercial",15,"Enclosed, 6 poles",null,{"$f":"G1588*INDEX('Shipment Data'!$BG$10:$CH$34,MATCH(CONCATENATE('UEC Data'!$C1588,'UEC Data'!$E1588),'Shipment Data'!$BI$10:$BI$34,0),MATCH('UEC Data'!$D1588,'Shipment Data'!$BG$10:$CH$10,0))","v":3.9295098912497169E-2}]
[null,null,"Commercial",15,"Enclosed, 6 poles","-",0,null,"Commercial",15,"Enclosed, 6 poles",null,{"$f":"G1589*INDEX('Shipment Data'!$BG$10:$CH$34,MATCH(CONCATENATE('UEC Data'!$C1589,'UEC Data'!$E1589),'Shipment Data'!$BI$10:$BI$34,0),MATCH('UEC Data'!$D1589,'Shipment Data'!$BG$10:$CH$10,0))","v":0}]
[null,null,"Commercial",15,"Enclosed, 8 poles","CSL 0",1.2239325462211488,null,"Commercial",15,"Enclosed, 8 poles",null,{"$f":"G1590*INDEX('Shipment Data'!$BG$10:$CH$34,MATCH(CONCATENATE('UEC Data'!$C1590,'UEC Data'!$E1590),'Shipment Data'!$BI$10:$BI$34,0),MATCH('UEC Data'!$D1590,'Shipment Data'!$BG$10:$CH$10,0))","v":4.9595372389686044E-3}]
[null,null,"Commercial",15,"Enclosed, 8 poles","CSL 1",1.1962730536511794,null,"Commercial",15,"Enclosed, 8 poles",null,{"$f":"G1591*INDEX('Shipment Data'!$BG$10:$CH$34,MATCH(CONCATENATE('UEC Data'!$C1591,'UEC Data'!$E1591),'Shipment Data'!$BI$10:$BI$34,0),MATCH('UEC Data'!$D1591,'Shipment Data'!$BG$10:$CH$10,0))","v":4.8474573013647946E-3}]
[null,null,"Commercial",15,"Enclosed, 8 poles","CSL 2",1.1829068742807751,null,"Commercial",15,"Enclosed, 8 poles",null,{"$f":"G1592*INDEX('Shipment Data'!$BG$10:$CH$34,MATCH(CONCATENATE('UEC Data'!$C1592,'UEC Data'!$E1592),'Shipment Data'!$BI$10:$BI$34,0),MATCH('UEC Data'!$D1592,'Shipment Data'!$BG$10:$CH$10,0))","v":4.7932957672713328E-3}]
[null,null,"Commercial",15,"Enclosed, 8 poles","CSL 3",1.173726887451545,null,"Commercial",15,"Enclosed, 8 poles",null,{"$f":"G1593*INDEX('Shipment Data'!$BG$10:$CH$34,MATCH(CONCATENATE('UEC Data'!$C1593,'UEC Data'!$E1593),'Shipment Data'!$BI$10:$BI$34,0),MATCH('UEC Data'!$D1593,'Shipment Data'!$BG$10:$CH$10,0))","v":4.7560972413612443E-3}]
[null,null,"Commercial",15,"Enclosed, 8 poles","CSL 4",1.1634084093201027,null,"Commercial",15,"Enclosed, 8 poles",null,{"$f":"G1594*INDEX('Shipment Data'!$BG$10:$CH$34,MATCH(CONCATENATE('UEC Data'!$C1594,'UEC Data'!$E1594),'Shipment Data'!$BI$10:$BI$34,0),MATCH('UEC Data'!$D1594,'Shipment Data'!$BG$10:$CH$10,0))","v":4.7142853974811447E-3}]
[null,null,"Commercial",15,"Enclosed, 8 poles","-",0,null,"Commercial",15,"Enclosed, 8 poles",null,{"$f":"G1595*INDEX('Shipment Data'!$BG$10:$CH$34,MATCH(CONCATENATE('UEC Data'!$C1595,'UEC Data'!$E1595),'Shipment Data'!$BI$10:$BI$34,0),MATCH('UEC Data'!$D1595,'Shipment Data'!$BG$10:$CH$10,0))","v":0}]
[null,null,"Commercial",20,"Open, 2 poles","CSL 0",1.5950307382015723,null,"Commercial",20,"Open, 2 poles",null,{"$f":"G1596*INDEX('Shipment Data'!$BG$10:$CH$34,MATCH(CONCATENATE('UEC Data'!$C1596,'UEC Data'!$E1596),'Shipment Data'!$BI$10:$BI$34,0),MATCH('UEC Data'!$D1596,'Shipment Data'!$BG$10:$CH$10,0))","v":3.3752665653947446E-2}]
[null,null,"Commercial",20,"Open, 2 poles","CSL 1",1.5649691832687267,null,"Commercial",20,"Open, 2 poles",null,{"$f":"G1597*INDEX('Shipment Data'!$BG$10:$CH$34,MATCH(CONCATENATE('UEC Data'!$C1597,'UEC Data'!$E1597),'Shipment Data'!$BI$10:$BI$34,0),MATCH('UEC Data'!$D1597,'Shipment Data'!$BG$10:$CH$10,0))","v":3.3116528939848663E-2}]
[null,null,"Commercial",20,"Open, 2 poles","CSL 2",1.5512112124268036,null,"Commercial",20,"Open, 2 poles",null,{"$f":"G1598*INDEX('Shipment Data'!$BG$10:$CH$34,MATCH(CONCATENATE('UEC Data'!$C1598,'UEC Data'!$E1598),'Shipment Data'!$BI$10:$BI$34,0),MATCH('UEC Data'!$D1598,'Shipment Data'!$BG$10:$CH$10,0))","v":3.2825394619498335E-2}]
[null,null,"Commercial",20,"Open, 2 poles","CSL 3",1.5393699054617136,null,"Commercial",20,"Open, 2 poles",null,{"$f":"G1599*INDEX('Shipment Data'!$BG$10:$CH$34,MATCH(CONCATENATE('UEC Data'!$C1599,'UEC Data'!$E1599),'Shipment Data'!$BI$10:$BI$34,0),MATCH('UEC Data'!$D1599,'Shipment Data'!$BG$10:$CH$10,0))","v":3.2574819088051786E-2}]
[null,null,"Commercial",20,"Open, 2 poles","CSL 4",1.5277080122385187,null,"Commercial",20,"Open, 2 poles",null,{"$f":"G1600*INDEX('Shipment Data'!$BG$10:$CH$34,MATCH(CONCATENATE('UEC Data'!$C1600,'UEC Data'!$E1600),'Shipment Data'!$BI$10:$BI$34,0),MATCH('UEC Data'!$D1600,'Shipment Data'!$BG$10:$CH$10,0))","v":3.2328040155566548E-2}]
[null,null,"Commercial",20,"Open, 2 poles","-",0,null,"Commercial",20,"Open, 2 poles",null,{"$f":"G1601*INDEX('Shipment Data'!$BG$10:$CH$34,MATCH(CONCATENATE('UEC Data'!$C1601,'UEC Data'!$E1601),'Shipment Data'!$BI$10:$BI$34,0),MATCH('UEC Data'!$D1601,'Shipment Data'!$BG$10:$CH$10,0))","v":0}]
[null,null,"Commercial",20,"Open, 4 poles","CSL 0",1.6132596609238758,null,"Commercial",20,"Open, 4 poles",null,{"$f":"G1602*INDEX('Shipment Data'!$BG$10:$CH$34,MATCH(CONCATENATE('UEC Data'!$C1602,'UEC Data'!$E1602),'Shipment Data'!$BI$10:$BI$34,0),MATCH('UEC Data'!$D1602,'Shipment Data'!$BG$10:$CH$10,0))","v":0.22008379473396417}]
[null,null,"Commercial",20,"Open, 4 poles","CSL 1",1.5512112124268036,null,"Commercial",20,"Open, 4 poles",null,{"$f":"G1603*INDEX('Shipment Data'!$BG$10:$CH$34,MATCH(CONCATENATE('UEC Data'!$C1603,'UEC Data'!$E1603),'Shipment Data'!$BI$10:$BI$34,0),MATCH('UEC Data'!$D1603,'Shipment Data'!$BG$10:$CH$10,0))","v":0.21161903339804244}]
[null,null,"Commercial",20,"Open, 4 poles","CSL 2",1.5178518315143994,null,"Commercial",20,"Open, 4 poles",null,{"$f":"G1604*INDEX('Shipment Data'!$BG$10:$CH$34,MATCH(CONCATENATE('UEC Data'!$C1604,'UEC Data'!$E1604),'Shipment Data'!$BI$10:$BI$34,0),MATCH('UEC Data'!$D1604,'Shipment Data'!$BG$10:$CH$10,0))","v":0.20706808644324587}]
[null,null,"Commercial",20,"Open, 4 poles","CSL 3",1.5081220120816148,null,"Commercial",20,"Open, 4 poles",null,{"$f":"G1605*INDEX('Shipment Data'!$BG$10:$CH$34,MATCH(CONCATENATE('UEC Data'!$C1605,'UEC Data'!$E1605),'Shipment Data'!$BI$10:$BI$34,0),MATCH('UEC Data'!$D1605,'Shipment Data'!$BG$10:$CH$10,0))","v":0.2057407269147635}]
[null,null,"Commercial",20,"Open, 4 poles","CSL 4",1.5001086113797997,null,"Commercial",20,"Open, 4 poles",null,{"$f":"G1606*INDEX('Shipment Data'!$BG$10:$CH$34,MATCH(CONCATENATE('UEC Data'!$C1606,'UEC Data'!$E1606),'Shipment Data'!$BI$10:$BI$34,0),MATCH('UEC Data'!$D1606,'Shipment Data'!$BG$10:$CH$10,0))","v":0.20464752432754374}]
[null,null,"Commercial",20,"Open, 4 poles","-",0,null,"Commercial",20,"Open, 4 poles",null,{"$f":"G1607*INDEX('Shipment Data'!$BG$10:$CH$34,MATCH(CONCATENATE('UEC Data'!$C1607,'UEC Data'!$E1607),'Shipment Data'!$BI$10:$BI$34,0),MATCH('UEC Data'!$D1607,'Shipment Data'!$BG$10:$CH$10,0))","v":0}]
[null,null,"Commercial",20,"Open, 6 poles","CSL 0",1.6132596609238758,null,"Commercial",20,"Open, 6 poles",null,{"$f":"G1608*INDEX('Shipment Data'!$BG$10:$CH$34,MATCH(CONCATENATE('UEC Data'!$C1608,'UEC Data'!$E1608),'Shipment Data'!$BI$10:$BI$34,0),MATCH('UEC Data'!$D1608,'Shipment Data'!$BG$10:$CH$10,0))","v":1.9611427253521562E-2}]
[null,null,"Commercial",20,"Open, 6 poles","CSL 1",1.5512112124268036,null,"Commercial",20,"Open, 6 poles",null,{"$f":"G1609*INDEX('Shipment Data'!$BG$10:$CH$34,MATCH(CONCATENATE('UEC Data'!$C1609,'UEC Data'!$E1609),'Shipment Data'!$BI$10:$BI$34,0),MATCH('UEC Data'!$D1609,'Shipment Data'!$BG$10:$CH$10,0))","v":1.8857141589924575E-2}]
[null,null,"Commercial",20,"Open, 6 poles","CSL 2",1.5277080122385187,null,"Commercial",20,"Open, 6 poles",null,{"$f":"G1610*INDEX('Shipment Data'!$BG$10:$CH$34,MATCH(CONCATENATE('UEC Data'!$C1610,'UEC Data'!$E1610),'Shipment Data'!$BI$10:$BI$34,0),MATCH('UEC Data'!$D1610,'Shipment Data'!$BG$10:$CH$10,0))","v":1.8571427323410567E-2}]
[null,null,"Commercial",20,"Open, 6 poles","CSL 3",1.5178518315143994,null,"Commercial",20,"Open, 6 poles",null,{"$f":"G1611*INDEX('Shipment Data'!$BG$10:$CH$34,MATCH(CONCATENATE('UEC Data'!$C1611,'UEC Data'!$E1611),'Shipment Data'!$BI$10:$BI$34,0),MATCH('UEC Data'!$D1611,'Shipment Data'!$BG$10:$CH$10,0))","v":1.8451611663259534E-2}]
[null,null,"Commercial",20,"Open, 6 poles","CSL 4",1.5081220120816148,null,"Commercial",20,"Open, 6 poles",null,{"$f":"G1612*INDEX('Shipment Data'!$BG$10:$CH$34,MATCH(CONCATENATE('UEC Data'!$C1612,'UEC Data'!$E1612),'Shipment Data'!$BI$10:$BI$34,0),MATCH('UEC Data'!$D1612,'Shipment Data'!$BG$10:$CH$10,0))","v":1.8333332101315564E-2}]
[null,null,"Commercial",20,"Open, 6 poles","-",0,null,"Commercial",20,"Open, 6 poles",null,{"$f":"G1613*INDEX('Shipment Data'!$BG$10:$CH$34,MATCH(CONCATENATE('UEC Data'!$C1613,'UEC Data'!$E1613),'Shipment Data'!$BI$10:$BI$34,0),MATCH('UEC Data'!$D1613,'Shipment Data'!$BG$10:$CH$10,0))","v":0}]
[null,null,"Commercial",20,"Open, 8 poles","CSL 0",1.5772091657076999,null,"Commercial",20,"Open, 8 poles",null,{"$f":"G1614*INDEX('Shipment Data'!$BG$10:$CH$34,MATCH(CONCATENATE('UEC Data'!$C1614,'UEC Data'!$E1614),'Shipment Data'!$BI$10:$BI$34,0),MATCH('UEC Data'!$D1614,'Shipment Data'!$BG$10:$CH$10,0))","v":3.5505894572380229E-3}]
[null,null,"Commercial",20,"Open, 8 poles","CSL 1",1.5649691832687267,null,"Commercial",20,"Open, 8 poles",null,{"$f":"G1615*INDEX('Shipment Data'!$BG$10:$CH$34,MATCH(CONCATENATE('UEC Data'!$C1615,'UEC Data'!$E1615),'Shipment Data'!$BI$10:$BI$34,0),MATCH('UEC Data'!$D1615,'Shipment Data'!$BG$10:$CH$10,0))","v":3.5230349936009207E-3}]
[null,null,"Commercial",20,"Open, 8 poles","CSL 2",1.5512112124268036,null,"Commercial",20,"Open, 8 poles",null,{"$f":"G1616*INDEX('Shipment Data'!$BG$10:$CH$34,MATCH(CONCATENATE('UEC Data'!$C1616,'UEC Data'!$E1616),'Shipment Data'!$BI$10:$BI$34,0),MATCH('UEC Data'!$D1616,'Shipment Data'!$BG$10:$CH$10,0))","v":3.4920632573934396E-3}]
[null,null,"Commercial",20,"Open, 8 poles","CSL 3",1.5393699054617136,null,"Commercial",20,"Open, 8 poles",null,{"$f":"G1617*INDEX('Shipment Data'!$BG$10:$CH$34,MATCH(CONCATENATE('UEC Data'!$C1617,'UEC Data'!$E1617),'Shipment Data'!$BI$10:$BI$34,0),MATCH('UEC Data'!$D1617,'Shipment Data'!$BG$10:$CH$10,0))","v":3.4654062859629554E-3}]
[null,null,"Commercial",20,"Open, 8 poles","CSL 4",1.5277080122385187,null,"Commercial",20,"Open, 8 poles",null,{"$f":"G1618*INDEX('Shipment Data'!$BG$10:$CH$34,MATCH(CONCATENATE('UEC Data'!$C1618,'UEC Data'!$E1618),'Shipment Data'!$BI$10:$BI$34,0),MATCH('UEC Data'!$D1618,'Shipment Data'!$BG$10:$CH$10,0))","v":3.4391532080389935E-3}]
[null,null,"Commercial",20,"Open, 8 poles","-",0,null,"Commercial",20,"Open, 8 poles",null,{"$f":"G1619*INDEX('Shipment Data'!$BG$10:$CH$34,MATCH(CONCATENATE('UEC Data'!$C1619,'UEC Data'!$E1619),'Shipment Data'!$BI$10:$BI$34,0),MATCH('UEC Data'!$D1619,'Shipment Data'!$BG$10:$CH$10,0))","v":0}]
[null,null,"Commercial",20,"Enclosed, 2 poles","CSL 0",1.5950307382015723,null,"Commercial",20,"Enclosed, 2 poles",null,{"$f":"G1620*INDEX('Shipment Data'!$BG$10:$CH$34,MATCH(CONCATENATE('UEC Data'!$C1620,'UEC Data'!$E1620),'Shipment Data'!$BI$10:$BI$34,0),MATCH('UEC Data'!$D1620,'Shipment Data'!$BG$10:$CH$10,0))","v":0.23291733107298487}]
[null,null,"Commercial",20,"Enclosed, 2 poles","CSL 1",1.5649691832687267,null,"Commercial",20,"Enclosed, 2 poles",null,{"$f":"G1621*INDEX('Shipment Data'!$BG$10:$CH$34,MATCH(CONCATENATE('UEC Data'!$C1621,'UEC Data'!$E1621),'Shipment Data'!$BI$10:$BI$34,0),MATCH('UEC Data'!$D1621,'Shipment Data'!$BG$10:$CH$10,0))","v":0.22852753658491309}]
[null,null,"Commercial",20,"Enclosed, 2 poles","CSL 2",1.5512112124268036,null,"Commercial",20,"Enclosed, 2 poles",null,{"$f":"G1622*INDEX('Shipment Data'!$BG$10:$CH$34,MATCH(CONCATENATE('UEC Data'!$C1622,'UEC Data'!$E1622),'Shipment Data'!$BI$10:$BI$34,0),MATCH('UEC Data'!$D1622,'Shipment Data'!$BG$10:$CH$10,0))","v":0.22651850329625448}]
[null,null,"Commercial",20,"Enclosed, 2 poles","CSL 3",1.5393699054617136,null,"Commercial",20,"Enclosed, 2 poles",null,{"$f":"G1623*INDEX('Shipment Data'!$BG$10:$CH$34,MATCH(CONCATENATE('UEC Data'!$C1623,'UEC Data'!$E1623),'Shipment Data'!$BI$10:$BI$34,0),MATCH('UEC Data'!$D1623,'Shipment Data'!$BG$10:$CH$10,0))","v":0.22478935441613043}]
[null,null,"Commercial",20,"Enclosed, 2 poles","CSL 4",1.5277080122385187,null,"Commercial",20,"Enclosed, 2 poles",null,{"$f":"G1624*INDEX('Shipment Data'!$BG$10:$CH$34,MATCH(CONCATENATE('UEC Data'!$C1624,'UEC Data'!$E1624),'Shipment Data'!$BI$10:$BI$34,0),MATCH('UEC Data'!$D1624,'Shipment Data'!$BG$10:$CH$10,0))","v":0.22308640476146274}]
[null,null,"Commercial",20,"Enclosed, 2 poles","-",0,null,"Commercial",20,"Enclosed, 2 poles",null,{"$f":"G1625*INDEX('Shipment Data'!$BG$10:$CH$34,MATCH(CONCATENATE('UEC Data'!$C1625,'UEC Data'!$E1625),'Shipment Data'!$BI$10:$BI$34,0),MATCH('UEC Data'!$D1625,'Shipment Data'!$BG$10:$CH$10,0))","v":0}]
[null,null,"Commercial",20,"Enclosed, 4 poles","CSL 0",1.5950307382015723,null,"Commercial",20,"Enclosed, 4 poles",null,{"$f":"G1626*INDEX('Shipment Data'!$BG$10:$CH$34,MATCH(CONCATENATE('UEC Data'!$C1626,'UEC Data'!$E1626),'Shipment Data'!$BI$10:$BI$34,0),MATCH('UEC Data'!$D1626,'Shipment Data'!$BG$10:$CH$10,0))","v":0.60802674298600368}]
[null,null,"Commercial",20,"Enclosed, 4 poles","CSL 1",1.5512112124268036,null,"Commercial",20,"Enclosed, 4 poles",null,{"$f":"G1627*INDEX('Shipment Data'!$BG$10:$CH$34,MATCH(CONCATENATE('UEC Data'!$C1627,'UEC Data'!$E1627),'Shipment Data'!$BI$10:$BI$34,0),MATCH('UEC Data'!$D1627,'Shipment Data'!$BG$10:$CH$10,0))","v":0.59132271158528926}]
[null,null,"Commercial",20,"Enclosed, 4 poles","CSL 2",1.5178518315143994,null,"Commercial",20,"Enclosed, 4 poles",null,{"$f":"G1628*INDEX('Shipment Data'!$BG$10:$CH$34,MATCH(CONCATENATE('UEC Data'!$C1628,'UEC Data'!$E1628),'Shipment Data'!$BI$10:$BI$34,0),MATCH('UEC Data'!$D1628,'Shipment Data'!$BG$10:$CH$10,0))","v":0.57860609413184227}]
[null,null,"Commercial",20,"Enclosed, 4 poles","CSL 3",1.5081220120816148,null,"Commercial",20,"Enclosed, 4 poles",null,{"$f":"G1629*INDEX('Shipment Data'!$BG$10:$CH$34,MATCH(CONCATENATE('UEC Data'!$C1629,'UEC Data'!$E1629),'Shipment Data'!$BI$10:$BI$34,0),MATCH('UEC Data'!$D1629,'Shipment Data'!$BG$10:$CH$10,0))","v":0.57489708070792012}]
[null,null,"Commercial",20,"Enclosed, 4 poles","CSL 4",1.5001086113797997,null,"Commercial",20,"Enclosed, 4 poles",null,{"$f":"G1630*INDEX('Shipment Data'!$BG$10:$CH$34,MATCH(CONCATENATE('UEC Data'!$C1630,'UEC Data'!$E1630),'Shipment Data'!$BI$10:$BI$34,0),MATCH('UEC Data'!$D1630,'Shipment Data'!$BG$10:$CH$10,0))","v":0.57184236720787807}]
[null,null,"Commercial",20,"Enclosed, 4 poles","-",0,null,"Commercial",20,"Enclosed, 4 poles",null,{"$f":"G1631*INDEX('Shipment Data'!$BG$10:$CH$34,MATCH(CONCATENATE('UEC Data'!$C1631,'UEC Data'!$E1631),'Shipment Data'!$BI$10:$BI$34,0),MATCH('UEC Data'!$D1631,'Shipment Data'!$BG$10:$CH$10,0))","v":0}]
[null,null,"Commercial",20,"Enclosed, 6 poles","CSL 0",1.6132596609238758,null,"Commercial",20,"Enclosed, 6 poles",null,{"$f":"G1632*INDEX('Shipment Data'!$BG$10:$CH$34,MATCH(CONCATENATE('UEC Data'!$C1632,'UEC Data'!$E1632),'Shipment Data'!$BI$10:$BI$34,0),MATCH('UEC Data'!$D1632,'Shipment Data'!$BG$10:$CH$10,0))","v":5.5686768744567398E-2}]
[null,null,"Commercial",20,"Enclosed, 6 poles","CSL 1",1.5649691832687267,null,"Commercial",20,"Enclosed, 6 poles",null,{"$f":"G1633*INDEX('Shipment Data'!$BG$10:$CH$34,MATCH(CONCATENATE('UEC Data'!$C1633,'UEC Data'!$E1633),'Shipment Data'!$BI$10:$BI$34,0),MATCH('UEC Data'!$D1633,'Shipment Data'!$BG$10:$CH$10,0))","v":5.401986990188079E-2}]
[null,null,"Commercial",20,"Enclosed, 6 poles","CSL 2",1.5393699054617136,null,"Commercial",20,"Enclosed, 6 poles",null,{"$f":"G1634*INDEX('Shipment Data'!$BG$10:$CH$34,MATCH(CONCATENATE('UEC Data'!$C1634,'UEC Data'!$E1634),'Shipment Data'!$BI$10:$BI$34,0),MATCH('UEC Data'!$D1634,'Shipment Data'!$BG$10:$CH$10,0))","v":5.3136229718098657E-2}]
[null,null,"Commercial",20,"Enclosed, 6 poles","CSL 3",1.5277080122385187,null,"Commercial",20,"Enclosed, 6 poles",null,{"$f":"G1635*INDEX('Shipment Data'!$BG$10:$CH$34,MATCH(CONCATENATE('UEC Data'!$C1635,'UEC Data'!$E1635),'Shipment Data'!$BI$10:$BI$34,0),MATCH('UEC Data'!$D1635,'Shipment Data'!$BG$10:$CH$10,0))","v":5.2733682523264575E-2}]
[null,null,"Commercial",20,"Enclosed, 6 poles","CSL 4",1.5178518315143994,null,"Commercial",20,"Enclosed, 6 poles",null,{"$f":"G1636*INDEX('Shipment Data'!$BG$10:$CH$34,MATCH(CONCATENATE('UEC Data'!$C1636,'UEC Data'!$E1636),'Shipment Data'!$BI$10:$BI$34,0),MATCH('UEC Data'!$D1636,'Shipment Data'!$BG$10:$CH$10,0))","v":5.2393465216662875E-2}]
[null,null,"Commercial",20,"Enclosed, 6 poles","-",0,null,"Commercial",20,"Enclosed, 6 poles",null,{"$f":"G1637*INDEX('Shipment Data'!$BG$10:$CH$34,MATCH(CONCATENATE('UEC Data'!$C1637,'UEC Data'!$E1637),'Shipment Data'!$BI$10:$BI$34,0),MATCH('UEC Data'!$D1637,'Shipment Data'!$BG$10:$CH$10,0))","v":0}]
[null,null,"Commercial",20,"Enclosed, 8 poles","CSL 0",1.6319100616281983,null,"Commercial",20,"Enclosed, 8 poles",null,{"$f":"G1638*INDEX('Shipment Data'!$BG$10:$CH$34,MATCH(CONCATENATE('UEC Data'!$C1638,'UEC Data'!$E1638),'Shipment Data'!$BI$10:$BI$34,0),MATCH('UEC Data'!$D1638,'Shipment Data'!$BG$10:$CH$10,0))","v":6.6127163186248039E-3}]
[null,null,"Commercial",20,"Enclosed, 8 poles","CSL 1",1.5772091657076999,null,"Commercial",20,"Enclosed, 8 poles",null,{"$f":"G1639*INDEX('Shipment Data'!$BG$10:$CH$34,MATCH(CONCATENATE('UEC Data'!$C1639,'UEC Data'!$E1639),'Shipment Data'!$BI$10:$BI$34,0),MATCH('UEC Data'!$D1639,'Shipment Data'!$BG$10:$CH$10,0))","v":6.3910610230284411E-3}]
[null,null,"Commercial",20,"Enclosed, 8 poles","CSL 2",1.5649691832687267,null,"Commercial",20,"Enclosed, 8 poles",null,{"$f":"G1640*INDEX('Shipment Data'!$BG$10:$CH$34,MATCH(CONCATENATE('UEC Data'!$C1640,'UEC Data'!$E1640),'Shipment Data'!$BI$10:$BI$34,0),MATCH('UEC Data'!$D1640,'Shipment Data'!$BG$10:$CH$10,0))","v":6.3414629884816576E-3}]
[null,null,"Commercial",20,"Enclosed, 8 poles","CSL 3",1.5512112124268036,null,"Commercial",20,"Enclosed, 8 poles",null,{"$f":"G1641*INDEX('Shipment Data'!$BG$10:$CH$34,MATCH(CONCATENATE('UEC Data'!$C1641,'UEC Data'!$E1641),'Shipment Data'!$BI$10:$BI$34,0),MATCH('UEC Data'!$D1641,'Shipment Data'!$BG$10:$CH$10,0))","v":6.2857138633081915E-3}]
[null,null,"Commercial",20,"Enclosed, 8 poles","CSL 4",1.5393699054617136,null,"Commercial",20,"Enclosed, 8 poles",null,{"$f":"G1642*INDEX('Shipment Data'!$BG$10:$CH$34,MATCH(CONCATENATE('UEC Data'!$C1642,'UEC Data'!$E1642),'Shipment Data'!$BI$10:$BI$34,0),MATCH('UEC Data'!$D1642,'Shipment Data'!$BG$10:$CH$10,0))","v":6.2377313147333208E-3}]
[null,null,"Commercial",20,"Enclosed, 8 poles","-",0,null,"Commercial",20,"Enclosed, 8 poles",null,{"$f":"G1643*INDEX('Shipment Data'!$BG$10:$CH$34,MATCH(CONCATENATE('UEC Data'!$C1643,'UEC Data'!$E1643),'Shipment Data'!$BI$10:$BI$34,0),MATCH('UEC Data'!$D1643,'Shipment Data'!$BG$10:$CH$10,0))","v":0}]
[null,null,"Commercial",25,"Open, 2 poles","CSL 0",1.8550710849060126,null,"Commercial",25,"Open, 2 poles",null,{"$f":"G1644*INDEX('Shipment Data'!$BG$10:$CH$34,MATCH(CONCATENATE('UEC Data'!$C1644,'UEC Data'!$E1644),'Shipment Data'!$BI$10:$BI$34,0),MATCH('UEC Data'!$D1644,'Shipment Data'!$BG$10:$CH$10,0))","v":2.6801236287582974E-2}]
[null,null,"Commercial",25,"Open, 2 poles","CSL 1",1.8550710849060126,null,"Commercial",25,"Open, 2 poles",null,{"$f":"G1645*INDEX('Shipment Data'!$BG$10:$CH$34,MATCH(CONCATENATE('UEC Data'!$C1645,'UEC Data'!$E1645),'Shipment Data'!$BI$10:$BI$34,0),MATCH('UEC Data'!$D1645,'Shipment Data'!$BG$10:$CH$10,0))","v":2.6801236287582974E-2}]
[null,null,"Commercial",25,"Open, 2 poles","CSL 2",1.8409102369296308,null,"Commercial",25,"Open, 2 poles",null,{"$f":"G1646*INDEX('Shipment Data'!$BG$10:$CH$34,MATCH(CONCATENATE('UEC Data'!$C1646,'UEC Data'!$E1646),'Shipment Data'!$BI$10:$BI$34,0),MATCH('UEC Data'!$D1646,'Shipment Data'!$BG$10:$CH$10,0))","v":2.6596646697601426E-2}]
[null,null,"Commercial",25,"Open, 2 poles","CSL 3",1.8269639472559218,null,"Commercial",25,"Open, 2 poles",null,{"$f":"G1647*INDEX('Shipment Data'!$BG$10:$CH$34,MATCH(CONCATENATE('UEC Data'!$C1647,'UEC Data'!$E1647),'Shipment Data'!$BI$10:$BI$34,0),MATCH('UEC Data'!$D1647,'Shipment Data'!$BG$10:$CH$10,0))","v":2.6395156949892327E-2}]
[null,null,"Commercial",25,"Open, 2 poles","CSL 4",1.8151770830800771,null,"Commercial",25,"Open, 2 poles",null,{"$f":"G1648*INDEX('Shipment Data'!$BG$10:$CH$34,MATCH(CONCATENATE('UEC Data'!$C1648,'UEC Data'!$E1648),'Shipment Data'!$BI$10:$BI$34,0),MATCH('UEC Data'!$D1648,'Shipment Data'!$BG$10:$CH$10,0))","v":2.6224865614731731E-2}]
[null,null,"Commercial",25,"Open, 2 poles","-",0,null,"Commercial",25,"Open, 2 poles",null,{"$f":"G1649*INDEX('Shipment Data'!$BG$10:$CH$34,MATCH(CONCATENATE('UEC Data'!$C1649,'UEC Data'!$E1649),'Shipment Data'!$BI$10:$BI$34,0),MATCH('UEC Data'!$D1649,'Shipment Data'!$BG$10:$CH$10,0))","v":0}]
[null,null,"Commercial",25,"Open, 4 poles","CSL 0",1.886161661748013,null,"Commercial",25,"Open, 4 poles",null,{"$f":"G1650*INDEX('Shipment Data'!$BG$10:$CH$34,MATCH(CONCATENATE('UEC Data'!$C1650,'UEC Data'!$E1650),'Shipment Data'!$BI$10:$BI$34,0),MATCH('UEC Data'!$D1650,'Shipment Data'!$BG$10:$CH$10,0))","v":0.20952544401013973}]
[null,null,"Commercial",25,"Open, 4 poles","CSL 1",1.8409102369296308,null,"Commercial",25,"Open, 4 poles",null,{"$f":"G1651*INDEX('Shipment Data'!$BG$10:$CH$34,MATCH(CONCATENATE('UEC Data'!$C1651,'UEC Data'!$E1651),'Shipment Data'!$BI$10:$BI$34,0),MATCH('UEC Data'!$D1651,'Shipment Data'!$BG$10:$CH$10,0))","v":0.204498661274891}]
[null,null,"Commercial",25,"Open, 4 poles","CSL 2",1.8035413325475127,null,"Commercial",25,"Open, 4 poles",null,{"$f":"G1652*INDEX('Shipment Data'!$BG$10:$CH$34,MATCH(CONCATENATE('UEC Data'!$C1652,'UEC Data'!$E1652),'Shipment Data'!$BI$10:$BI$34,0),MATCH('UEC Data'!$D1652,'Shipment Data'!$BG$10:$CH$10,0))","v":0.20034751323619132}]
[null,null,"Commercial",25,"Open, 4 poles","CSL 3",1.7939582223851984,null,"Commercial",25,"Open, 4 poles",null,{"$f":"G1653*INDEX('Shipment Data'!$BG$10:$CH$34,MATCH(CONCATENATE('UEC Data'!$C1653,'UEC Data'!$E1653),'Shipment Data'!$BI$10:$BI$34,0),MATCH('UEC Data'!$D1653,'Shipment Data'!$BG$10:$CH$10,0))","v":0.19928296746979285}]
[null,null,"Commercial",25,"Open, 4 poles","CSL 4",1.7863647484280123,null,"Commercial",25,"Open, 4 poles",null,{"$f":"G1654*INDEX('Shipment Data'!$BG$10:$CH$34,MATCH(CONCATENATE('UEC Data'!$C1654,'UEC Data'!$E1654),'Shipment Data'!$BI$10:$BI$34,0),MATCH('UEC Data'!$D1654,'Shipment Data'!$BG$10:$CH$10,0))","v":0.19843944168156089}]
[null,null,"Commercial",25,"Open, 4 poles","-",0,null,"Commercial",25,"Open, 4 poles",null,{"$f":"G1655*INDEX('Shipment Data'!$BG$10:$CH$34,MATCH(CONCATENATE('UEC Data'!$C1655,'UEC Data'!$E1655),'Shipment Data'!$BI$10:$BI$34,0),MATCH('UEC Data'!$D1655,'Shipment Data'!$BG$10:$CH$10,0))","v":0}]
[null,null,"Commercial",25,"Open, 6 poles","CSL 0",1.8409102369296308,null,"Commercial",25,"Open, 6 poles",null,{"$f":"G1656*INDEX('Shipment Data'!$BG$10:$CH$34,MATCH(CONCATENATE('UEC Data'!$C1656,'UEC Data'!$E1656),'Shipment Data'!$BI$10:$BI$34,0),MATCH('UEC Data'!$D1656,'Shipment Data'!$BG$10:$CH$10,0))","v":1.8913170984961016E-2}]
[null,null,"Commercial",25,"Open, 6 poles","CSL 1",1.8409102369296308,null,"Commercial",25,"Open, 6 poles",null,{"$f":"G1657*INDEX('Shipment Data'!$BG$10:$CH$34,MATCH(CONCATENATE('UEC Data'!$C1657,'UEC Data'!$E1657),'Shipment Data'!$BI$10:$BI$34,0),MATCH('UEC Data'!$D1657,'Shipment Data'!$BG$10:$CH$10,0))","v":1.8913170984961016E-2}]
[null,null,"Commercial",25,"Open, 6 poles","CSL 2",1.8151770830800771,null,"Commercial",25,"Open, 6 poles",null,{"$f":"G1658*INDEX('Shipment Data'!$BG$10:$CH$34,MATCH(CONCATENATE('UEC Data'!$C1658,'UEC Data'!$E1658),'Shipment Data'!$BI$10:$BI$34,0),MATCH('UEC Data'!$D1658,'Shipment Data'!$BG$10:$CH$10,0))","v":1.8648793326031452E-2}]
[null,null,"Commercial",25,"Open, 6 poles","CSL 3",1.8035413325475127,null,"Commercial",25,"Open, 6 poles",null,{"$f":"G1659*INDEX('Shipment Data'!$BG$10:$CH$34,MATCH(CONCATENATE('UEC Data'!$C1659,'UEC Data'!$E1659),'Shipment Data'!$BI$10:$BI$34,0),MATCH('UEC Data'!$D1659,'Shipment Data'!$BG$10:$CH$10,0))","v":1.8529249779069716E-2}]
[null,null,"Commercial",25,"Open, 6 poles","CSL 4",1.7939582223851984,null,"Commercial",25,"Open, 6 poles",null,{"$f":"G1660*INDEX('Shipment Data'!$BG$10:$CH$34,MATCH(CONCATENATE('UEC Data'!$C1660,'UEC Data'!$E1660),'Shipment Data'!$BI$10:$BI$34,0),MATCH('UEC Data'!$D1660,'Shipment Data'!$BG$10:$CH$10,0))","v":1.8430794679287196E-2}]
[null,null,"Commercial",25,"Open, 6 poles","-",0,null,"Commercial",25,"Open, 6 poles",null,{"$f":"G1661*INDEX('Shipment Data'!$BG$10:$CH$34,MATCH(CONCATENATE('UEC Data'!$C1661,'UEC Data'!$E1661),'Shipment Data'!$BI$10:$BI$34,0),MATCH('UEC Data'!$D1661,'Shipment Data'!$BG$10:$CH$10,0))","v":0}]
[null,null,"Commercial",25,"Open, 8 poles","CSL 0",1.907474222897708,null,"Commercial",25,"Open, 8 poles",null,{"$f":"G1662*INDEX('Shipment Data'!$BG$10:$CH$34,MATCH(CONCATENATE('UEC Data'!$C1662,'UEC Data'!$E1662),'Shipment Data'!$BI$10:$BI$34,0),MATCH('UEC Data'!$D1662,'Shipment Data'!$BG$10:$CH$10,0))","v":6.1240740795230411E-3}]
[null,null,"Commercial",25,"Open, 8 poles","CSL 1",1.8715240435304563,null,"Commercial",25,"Open, 8 poles",null,{"$f":"G1663*INDEX('Shipment Data'!$BG$10:$CH$34,MATCH(CONCATENATE('UEC Data'!$C1663,'UEC Data'!$E1663),'Shipment Data'!$BI$10:$BI$34,0),MATCH('UEC Data'!$D1663,'Shipment Data'!$BG$10:$CH$10,0))","v":6.0086536146096358E-3}]
[null,null,"Commercial",25,"Open, 8 poles","CSL 2",1.8550710849060126,null,"Commercial",25,"Open, 8 poles",null,{"$f":"G1664*INDEX('Shipment Data'!$BG$10:$CH$34,MATCH(CONCATENATE('UEC Data'!$C1664,'UEC Data'!$E1664),'Shipment Data'!$BI$10:$BI$34,0),MATCH('UEC Data'!$D1664,'Shipment Data'!$BG$10:$CH$10,0))","v":5.9558302861295502E-3}]
[null,null,"Commercial",25,"Open, 8 poles","CSL 3",1.8409102369296308,null,"Commercial",25,"Open, 8 poles",null,{"$f":"G1665*INDEX('Shipment Data'!$BG$10:$CH$34,MATCH(CONCATENATE('UEC Data'!$C1665,'UEC Data'!$E1665),'Shipment Data'!$BI$10:$BI$34,0),MATCH('UEC Data'!$D1665,'Shipment Data'!$BG$10:$CH$10,0))","v":5.9103659328003178E-3}]
[null,null,"Commercial",25,"Open, 8 poles","CSL 4",1.8269639472559218,null,"Commercial",25,"Open, 8 poles",null,{"$f":"G1666*INDEX('Shipment Data'!$BG$10:$CH$34,MATCH(CONCATENATE('UEC Data'!$C1666,'UEC Data'!$E1666),'Shipment Data'!$BI$10:$BI$34,0),MATCH('UEC Data'!$D1666,'Shipment Data'!$BG$10:$CH$10,0))","v":5.865590433309407E-3}]
[null,null,"Commercial",25,"Open, 8 poles","-",0,null,"Commercial",25,"Open, 8 poles",null,{"$f":"G1667*INDEX('Shipment Data'!$BG$10:$CH$34,MATCH(CONCATENATE('UEC Data'!$C1667,'UEC Data'!$E1667),'Shipment Data'!$BI$10:$BI$34,0),MATCH('UEC Data'!$D1667,'Shipment Data'!$BG$10:$CH$10,0))","v":0}]
[null,null,"Commercial",25,"Enclosed, 2 poles","CSL 0",1.886161661748013,null,"Commercial",25,"Enclosed, 2 poles",null,{"$f":"G1668*INDEX('Shipment Data'!$BG$10:$CH$34,MATCH(CONCATENATE('UEC Data'!$C1668,'UEC Data'!$E1668),'Shipment Data'!$BI$10:$BI$34,0),MATCH('UEC Data'!$D1668,'Shipment Data'!$BG$10:$CH$10,0))","v":0.24283151169961273}]
[null,null,"Commercial",25,"Enclosed, 2 poles","CSL 1",1.8550710849060126,null,"Commercial",25,"Enclosed, 2 poles",null,{"$f":"G1669*INDEX('Shipment Data'!$BG$10:$CH$34,MATCH(CONCATENATE('UEC Data'!$C1669,'UEC Data'!$E1669),'Shipment Data'!$BI$10:$BI$34,0),MATCH('UEC Data'!$D1669,'Shipment Data'!$BG$10:$CH$10,0))","v":0.2388287944737949}]
[null,null,"Commercial",25,"Enclosed, 2 poles","CSL 2",1.8409102369296308,null,"Commercial",25,"Enclosed, 2 poles",null,{"$f":"G1670*INDEX('Shipment Data'!$BG$10:$CH$34,MATCH(CONCATENATE('UEC Data'!$C1670,'UEC Data'!$E1670),'Shipment Data'!$BI$10:$BI$34,0),MATCH('UEC Data'!$D1670,'Shipment Data'!$BG$10:$CH$10,0))","v":0.23700567390529265}]
[null,null,"Commercial",25,"Enclosed, 2 poles","CSL 3",1.8269639472559218,null,"Commercial",25,"Enclosed, 2 poles",null,{"$f":"G1671*INDEX('Shipment Data'!$BG$10:$CH$34,MATCH(CONCATENATE('UEC Data'!$C1671,'UEC Data'!$E1671),'Shipment Data'!$BI$10:$BI$34,0),MATCH('UEC Data'!$D1671,'Shipment Data'!$BG$10:$CH$10,0))","v":0.23521017637570715}]
[null,null,"Commercial",25,"Enclosed, 2 poles","CSL 4",1.8151770830800771,null,"Commercial",25,"Enclosed, 2 poles",null,{"$f":"G1672*INDEX('Shipment Data'!$BG$10:$CH$34,MATCH(CONCATENATE('UEC Data'!$C1672,'UEC Data'!$E1672),'Shipment Data'!$BI$10:$BI$34,0),MATCH('UEC Data'!$D1672,'Shipment Data'!$BG$10:$CH$10,0))","v":0.2336926913668316}]
[null,null,"Commercial",25,"Enclosed, 2 poles","-",0,null,"Commercial",25,"Enclosed, 2 poles",null,{"$f":"G1673*INDEX('Shipment Data'!$BG$10:$CH$34,MATCH(CONCATENATE('UEC Data'!$C1673,'UEC Data'!$E1673),'Shipment Data'!$BI$10:$BI$34,0),MATCH('UEC Data'!$D1673,'Shipment Data'!$BG$10:$CH$10,0))","v":0}]
[null,null,"Commercial",25,"Enclosed, 4 poles","CSL 0",1.9744031429993822,null,"Commercial",25,"Enclosed, 4 poles",null,{"$f":"G1674*INDEX('Shipment Data'!$BG$10:$CH$34,MATCH(CONCATENATE('UEC Data'!$C1674,'UEC Data'!$E1674),'Shipment Data'!$BI$10:$BI$34,0),MATCH('UEC Data'!$D1674,'Shipment Data'!$BG$10:$CH$10,0))","v":0.77208458158365745}]
[null,null,"Commercial",25,"Enclosed, 4 poles","CSL 1",1.8269639472559218,null,"Commercial",25,"Enclosed, 4 poles",null,{"$f":"G1675*INDEX('Shipment Data'!$BG$10:$CH$34,MATCH(CONCATENATE('UEC Data'!$C1675,'UEC Data'!$E1675),'Shipment Data'!$BI$10:$BI$34,0),MATCH('UEC Data'!$D1675,'Shipment Data'!$BG$10:$CH$10,0))","v":0.71442891477708559}]
[null,null,"Commercial",25,"Enclosed, 4 poles","CSL 2",1.8035413325475127,null,"Commercial",25,"Enclosed, 4 poles",null,{"$f":"G1676*INDEX('Shipment Data'!$BG$10:$CH$34,MATCH(CONCATENATE('UEC Data'!$C1676,'UEC Data'!$E1676),'Shipment Data'!$BI$10:$BI$34,0),MATCH('UEC Data'!$D1676,'Shipment Data'!$BG$10:$CH$10,0))","v":0.70526956971584098}]
[null,null,"Commercial",25,"Enclosed, 4 poles","CSL 3",1.7939582223851984,null,"Commercial",25,"Enclosed, 4 poles",null,{"$f":"G1677*INDEX('Shipment Data'!$BG$10:$CH$34,MATCH(CONCATENATE('UEC Data'!$C1677,'UEC Data'!$E1677),'Shipment Data'!$BI$10:$BI$34,0),MATCH('UEC Data'!$D1677,'Shipment Data'!$BG$10:$CH$10,0))","v":0.70152212248036883}]
[null,null,"Commercial",25,"Enclosed, 4 poles","CSL 4",1.7863647484280123,null,"Commercial",25,"Enclosed, 4 poles",null,{"$f":"G1678*INDEX('Shipment Data'!$BG$10:$CH$34,MATCH(CONCATENATE('UEC Data'!$C1678,'UEC Data'!$E1678),'Shipment Data'!$BI$10:$BI$34,0),MATCH('UEC Data'!$D1678,'Shipment Data'!$BG$10:$CH$10,0))","v":0.69855271667092811}]
[null,null,"Commercial",25,"Enclosed, 4 poles","-",0,null,"Commercial",25,"Enclosed, 4 poles",null,{"$f":"G1679*INDEX('Shipment Data'!$BG$10:$CH$34,MATCH(CONCATENATE('UEC Data'!$C1679,'UEC Data'!$E1679),'Shipment Data'!$BI$10:$BI$34,0),MATCH('UEC Data'!$D1679,'Shipment Data'!$BG$10:$CH$10,0))","v":0}]
[null,null,"Commercial",25,"Enclosed, 6 poles","CSL 0",1.9292739283022531,null,"Commercial",25,"Enclosed, 6 poles",null,{"$f":"G1680*INDEX('Shipment Data'!$BG$10:$CH$34,MATCH(CONCATENATE('UEC Data'!$C1680,'UEC Data'!$E1680),'Shipment Data'!$BI$10:$BI$34,0),MATCH('UEC Data'!$D1680,'Shipment Data'!$BG$10:$CH$10,0))","v":0.14184405409446138}]
[null,null,"Commercial",25,"Enclosed, 6 poles","CSL 1",1.8409102369296308,null,"Commercial",25,"Enclosed, 6 poles",null,{"$f":"G1681*INDEX('Shipment Data'!$BG$10:$CH$34,MATCH(CONCATENATE('UEC Data'!$C1681,'UEC Data'!$E1681),'Shipment Data'!$BI$10:$BI$34,0),MATCH('UEC Data'!$D1681,'Shipment Data'!$BG$10:$CH$10,0))","v":0.13534737986112727}]
[null,null,"Commercial",25,"Enclosed, 6 poles","CSL 2",1.8151770830800771,null,"Commercial",25,"Enclosed, 6 poles",null,{"$f":"G1682*INDEX('Shipment Data'!$BG$10:$CH$34,MATCH(CONCATENATE('UEC Data'!$C1682,'UEC Data'!$E1682),'Shipment Data'!$BI$10:$BI$34,0),MATCH('UEC Data'!$D1682,'Shipment Data'!$BG$10:$CH$10,0))","v":0.13345542723941259}]
[null,null,"Commercial",25,"Enclosed, 6 poles","CSL 3",1.8035413325475127,null,"Commercial",25,"Enclosed, 6 poles",null,{"$f":"G1683*INDEX('Shipment Data'!$BG$10:$CH$34,MATCH(CONCATENATE('UEC Data'!$C1683,'UEC Data'!$E1683),'Shipment Data'!$BI$10:$BI$34,0),MATCH('UEC Data'!$D1683,'Shipment Data'!$BG$10:$CH$10,0))","v":0.13259994373146766}]
[null,null,"Commercial",25,"Enclosed, 6 poles","CSL 4",1.7939582223851984,null,"Commercial",25,"Enclosed, 6 poles",null,{"$f":"G1684*INDEX('Shipment Data'!$BG$10:$CH$34,MATCH(CONCATENATE('UEC Data'!$C1684,'UEC Data'!$E1684),'Shipment Data'!$BI$10:$BI$34,0),MATCH('UEC Data'!$D1684,'Shipment Data'!$BG$10:$CH$10,0))","v":0.13189537442364901}]
[null,null,"Commercial",25,"Enclosed, 6 poles","-",0,null,"Commercial",25,"Enclosed, 6 poles",null,{"$f":"G1685*INDEX('Shipment Data'!$BG$10:$CH$34,MATCH(CONCATENATE('UEC Data'!$C1685,'UEC Data'!$E1685),'Shipment Data'!$BI$10:$BI$34,0),MATCH('UEC Data'!$D1685,'Shipment Data'!$BG$10:$CH$10,0))","v":0}]
[null,null,"Commercial",25,"Enclosed, 8 poles","CSL 0",1.9292739283022531,null,"Commercial",25,"Enclosed, 8 poles",null,{"$f":"G1686*INDEX('Shipment Data'!$BG$10:$CH$34,MATCH(CONCATENATE('UEC Data'!$C1686,'UEC Data'!$E1686),'Shipment Data'!$BI$10:$BI$34,0),MATCH('UEC Data'!$D1686,'Shipment Data'!$BG$10:$CH$10,0))","v":1.0529907945877045E-2}]
[null,null,"Commercial",25,"Enclosed, 8 poles","CSL 1",1.886161661748013,null,"Commercial",25,"Enclosed, 8 poles",null,{"$f":"G1687*INDEX('Shipment Data'!$BG$10:$CH$34,MATCH(CONCATENATE('UEC Data'!$C1687,'UEC Data'!$E1687),'Shipment Data'!$BI$10:$BI$34,0),MATCH('UEC Data'!$D1687,'Shipment Data'!$BG$10:$CH$10,0))","v":1.0294602740382587E-2}]
[null,null,"Commercial",25,"Enclosed, 8 poles","CSL 2",1.8715240435304563,null,"Commercial",25,"Enclosed, 8 poles",null,{"$f":"G1688*INDEX('Shipment Data'!$BG$10:$CH$34,MATCH(CONCATENATE('UEC Data'!$C1688,'UEC Data'!$E1688),'Shipment Data'!$BI$10:$BI$34,0),MATCH('UEC Data'!$D1688,'Shipment Data'!$BG$10:$CH$10,0))","v":1.021471114483638E-2}]
[null,null,"Commercial",25,"Enclosed, 8 poles","CSL 3",1.8550710849060126,null,"Commercial",25,"Enclosed, 8 poles",null,{"$f":"G1689*INDEX('Shipment Data'!$BG$10:$CH$34,MATCH(CONCATENATE('UEC Data'!$C1689,'UEC Data'!$E1689),'Shipment Data'!$BI$10:$BI$34,0),MATCH('UEC Data'!$D1689,'Shipment Data'!$BG$10:$CH$10,0))","v":1.0124911486420236E-2}]
[null,null,"Commercial",25,"Enclosed, 8 poles","CSL 4",1.8409102369296308,null,"Commercial",25,"Enclosed, 8 poles",null,{"$f":"G1690*INDEX('Shipment Data'!$BG$10:$CH$34,MATCH(CONCATENATE('UEC Data'!$C1690,'UEC Data'!$E1690),'Shipment Data'!$BI$10:$BI$34,0),MATCH('UEC Data'!$D1690,'Shipment Data'!$BG$10:$CH$10,0))","v":1.004762208576054E-2}]
[null,null,"Commercial",25,"Enclosed, 8 poles","-",0,null,"Commercial",25,"Enclosed, 8 poles",null,{"$f":"G1691*INDEX('Shipment Data'!$BG$10:$CH$34,MATCH(CONCATENATE('UEC Data'!$C1691,'UEC Data'!$E1691),'Shipment Data'!$BI$10:$BI$34,0),MATCH('UEC Data'!$D1691,'Shipment Data'!$BG$10:$CH$10,0))","v":0}]
[null,null,"Commercial",30,"Open, 2 poles","CSL 0",2.2633939940976164,null,"Commercial",30,"Open, 2 poles",null,{"$f":"G1692*INDEX('Shipment Data'!$BG$10:$CH$34,MATCH(CONCATENATE('UEC Data'!$C1692,'UEC Data'!$E1692),'Shipment Data'!$BI$10:$BI$34,0),MATCH('UEC Data'!$D1692,'Shipment Data'!$BG$10:$CH$10,0))","v":3.2700502822391744E-2}]
[null,null,"Commercial",30,"Open, 2 poles","CSL 1",2.2260853018872155,null,"Commercial",30,"Open, 2 poles",null,{"$f":"G1693*INDEX('Shipment Data'!$BG$10:$CH$34,MATCH(CONCATENATE('UEC Data'!$C1693,'UEC Data'!$E1693),'Shipment Data'!$BI$10:$BI$34,0),MATCH('UEC Data'!$D1693,'Shipment Data'!$BG$10:$CH$10,0))","v":3.216148354509956E-2}]
[null,null,"Commercial",30,"Open, 2 poles","CSL 2",2.2090922843155578,null,"Commercial",30,"Open, 2 poles",null,{"$f":"G1694*INDEX('Shipment Data'!$BG$10:$CH$34,MATCH(CONCATENATE('UEC Data'!$C1694,'UEC Data'!$E1694),'Shipment Data'!$BI$10:$BI$34,0),MATCH('UEC Data'!$D1694,'Shipment Data'!$BG$10:$CH$10,0))","v":3.1915976037121707E-2}]
[null,null,"Commercial",30,"Open, 2 poles","CSL 3",2.1923567367071062,null,"Commercial",30,"Open, 2 poles",null,{"$f":"G1695*INDEX('Shipment Data'!$BG$10:$CH$34,MATCH(CONCATENATE('UEC Data'!$C1695,'UEC Data'!$E1695),'Shipment Data'!$BI$10:$BI$34,0),MATCH('UEC Data'!$D1695,'Shipment Data'!$BG$10:$CH$10,0))","v":3.1674188339870783E-2}]
[null,null,"Commercial",30,"Open, 2 poles","CSL 4",2.1782124996960932,null,"Commercial",30,"Open, 2 poles",null,{"$f":"G1696*INDEX('Shipment Data'!$BG$10:$CH$34,MATCH(CONCATENATE('UEC Data'!$C1696,'UEC Data'!$E1696),'Shipment Data'!$BI$10:$BI$34,0),MATCH('UEC Data'!$D1696,'Shipment Data'!$BG$10:$CH$10,0))","v":3.1469838737678078E-2}]
[null,null,"Commercial",30,"Open, 2 poles","-",0,null,"Commercial",30,"Open, 2 poles",null,{"$f":"G1697*INDEX('Shipment Data'!$BG$10:$CH$34,MATCH(CONCATENATE('UEC Data'!$C1697,'UEC Data'!$E1697),'Shipment Data'!$BI$10:$BI$34,0),MATCH('UEC Data'!$D1697,'Shipment Data'!$BG$10:$CH$10,0))","v":0}]
[null,null,"Commercial",30,"Open, 4 poles","CSL 0",2.2633939940976164,null,"Commercial",30,"Open, 4 poles",null,{"$f":"G1698*INDEX('Shipment Data'!$BG$10:$CH$34,MATCH(CONCATENATE('UEC Data'!$C1698,'UEC Data'!$E1698),'Shipment Data'!$BI$10:$BI$34,0),MATCH('UEC Data'!$D1698,'Shipment Data'!$BG$10:$CH$10,0))","v":0.25143053281216765}]
[null,null,"Commercial",30,"Open, 4 poles","CSL 1",2.1923567367071062,null,"Commercial",30,"Open, 4 poles",null,{"$f":"G1699*INDEX('Shipment Data'!$BG$10:$CH$34,MATCH(CONCATENATE('UEC Data'!$C1699,'UEC Data'!$E1699),'Shipment Data'!$BI$10:$BI$34,0),MATCH('UEC Data'!$D1699,'Shipment Data'!$BG$10:$CH$10,0))","v":0.24353931479100646}]
[null,null,"Commercial",30,"Open, 4 poles","CSL 2",2.1527498668622385,null,"Commercial",30,"Open, 4 poles",null,{"$f":"G1700*INDEX('Shipment Data'!$BG$10:$CH$34,MATCH(CONCATENATE('UEC Data'!$C1700,'UEC Data'!$E1700),'Shipment Data'!$BI$10:$BI$34,0),MATCH('UEC Data'!$D1700,'Shipment Data'!$BG$10:$CH$10,0))","v":0.23913956096375133}]
[null,null,"Commercial",30,"Open, 4 poles","CSL 3",2.1436376981136154,null,"Commercial",30,"Open, 4 poles",null,{"$f":"G1701*INDEX('Shipment Data'!$BG$10:$CH$34,MATCH(CONCATENATE('UEC Data'!$C1701,'UEC Data'!$E1701),'Shipment Data'!$BI$10:$BI$34,0),MATCH('UEC Data'!$D1701,'Shipment Data'!$BG$10:$CH$10,0))","v":0.23812733001787303}]
[null,null,"Commercial",30,"Open, 4 poles","CSL 4",2.1323553944393332,null,"Commercial",30,"Open, 4 poles",null,{"$f":"G1702*INDEX('Shipment Data'!$BG$10:$CH$34,MATCH(CONCATENATE('UEC Data'!$C1702,'UEC Data'!$E1702),'Shipment Data'!$BI$10:$BI$34,0),MATCH('UEC Data'!$D1702,'Shipment Data'!$BG$10:$CH$10,0))","v":0.23687402828093684}]
[null,null,"Commercial",30,"Open, 4 poles","-",0,null,"Commercial",30,"Open, 4 poles",null,{"$f":"G1703*INDEX('Shipment Data'!$BG$10:$CH$34,MATCH(CONCATENATE('UEC Data'!$C1703,'UEC Data'!$E1703),'Shipment Data'!$BI$10:$BI$34,0),MATCH('UEC Data'!$D1703,'Shipment Data'!$BG$10:$CH$10,0))","v":0}]
[null,null,"Commercial",30,"Open, 6 poles","CSL 0",2.2633939940976164,null,"Commercial",30,"Open, 6 poles",null,{"$f":"G1704*INDEX('Shipment Data'!$BG$10:$CH$34,MATCH(CONCATENATE('UEC Data'!$C1704,'UEC Data'!$E1704),'Shipment Data'!$BI$10:$BI$34,0),MATCH('UEC Data'!$D1704,'Shipment Data'!$BG$10:$CH$10,0))","v":2.3253690895923017E-2}]
[null,null,"Commercial",30,"Open, 6 poles","CSL 1",2.1923567367071062,null,"Commercial",30,"Open, 6 poles",null,{"$f":"G1705*INDEX('Shipment Data'!$BG$10:$CH$34,MATCH(CONCATENATE('UEC Data'!$C1705,'UEC Data'!$E1705),'Shipment Data'!$BI$10:$BI$34,0),MATCH('UEC Data'!$D1705,'Shipment Data'!$BG$10:$CH$10,0))","v":2.252386726390811E-2}]
[null,null,"Commercial",30,"Open, 6 poles","CSL 2",2.1642495990570154,null,"Commercial",30,"Open, 6 poles",null,{"$f":"G1706*INDEX('Shipment Data'!$BG$10:$CH$34,MATCH(CONCATENATE('UEC Data'!$C1706,'UEC Data'!$E1706),'Shipment Data'!$BI$10:$BI$34,0),MATCH('UEC Data'!$D1706,'Shipment Data'!$BG$10:$CH$10,0))","v":2.2235099734883648E-2}]
[null,null,"Commercial",30,"Open, 6 poles","CSL 3",2.1527498668622385,null,"Commercial",30,"Open, 6 poles",null,{"$f":"G1707*INDEX('Shipment Data'!$BG$10:$CH$34,MATCH(CONCATENATE('UEC Data'!$C1707,'UEC Data'!$E1707),'Shipment Data'!$BI$10:$BI$34,0),MATCH('UEC Data'!$D1707,'Shipment Data'!$BG$10:$CH$10,0))","v":2.2116953615144628E-2}]
[null,null,"Commercial",30,"Open, 6 poles","CSL 4",2.1436376981136154,null,"Commercial",30,"Open, 6 poles",null,{"$f":"G1708*INDEX('Shipment Data'!$BG$10:$CH$34,MATCH(CONCATENATE('UEC Data'!$C1708,'UEC Data'!$E1708),'Shipment Data'!$BI$10:$BI$34,0),MATCH('UEC Data'!$D1708,'Shipment Data'!$BG$10:$CH$10,0))","v":2.2023336880265712E-2}]
[null,null,"Commercial",30,"Open, 6 poles","-",0,null,"Commercial",30,"Open, 6 poles",null,{"$f":"G1709*INDEX('Shipment Data'!$BG$10:$CH$34,MATCH(CONCATENATE('UEC Data'!$C1709,'UEC Data'!$E1709),'Shipment Data'!$BI$10:$BI$34,0),MATCH('UEC Data'!$D1709,'Shipment Data'!$BG$10:$CH$10,0))","v":0}]
[null,null,"Commercial",30,"Open, 8 poles","CSL 0",2.2260853018872155,null,"Commercial",30,"Open, 8 poles",null,{"$f":"G1710*INDEX('Shipment Data'!$BG$10:$CH$34,MATCH(CONCATENATE('UEC Data'!$C1710,'UEC Data'!$E1710),'Shipment Data'!$BI$10:$BI$34,0),MATCH('UEC Data'!$D1710,'Shipment Data'!$BG$10:$CH$10,0))","v":7.1469963433554579E-3}]
[null,null,"Commercial",30,"Open, 8 poles","CSL 1",2.2260853018872155,null,"Commercial",30,"Open, 8 poles",null,{"$f":"G1711*INDEX('Shipment Data'!$BG$10:$CH$34,MATCH(CONCATENATE('UEC Data'!$C1711,'UEC Data'!$E1711),'Shipment Data'!$BI$10:$BI$34,0),MATCH('UEC Data'!$D1711,'Shipment Data'!$BG$10:$CH$10,0))","v":7.1469963433554579E-3}]
[null,null,"Commercial",30,"Open, 8 poles","CSL 2",2.2090922843155578,null,"Commercial",30,"Open, 8 poles",null,{"$f":"G1712*INDEX('Shipment Data'!$BG$10:$CH$34,MATCH(CONCATENATE('UEC Data'!$C1712,'UEC Data'!$E1712),'Shipment Data'!$BI$10:$BI$34,0),MATCH('UEC Data'!$D1712,'Shipment Data'!$BG$10:$CH$10,0))","v":7.0924391193603799E-3}]
[null,null,"Commercial",30,"Open, 8 poles","CSL 3",2.1923567367071062,null,"Commercial",30,"Open, 8 poles",null,{"$f":"G1713*INDEX('Shipment Data'!$BG$10:$CH$34,MATCH(CONCATENATE('UEC Data'!$C1713,'UEC Data'!$E1713),'Shipment Data'!$BI$10:$BI$34,0),MATCH('UEC Data'!$D1713,'Shipment Data'!$BG$10:$CH$10,0))","v":7.0387085199712842E-3}]
[null,null,"Commercial",30,"Open, 8 poles","CSL 4",2.1782124996960932,null,"Commercial",30,"Open, 8 poles",null,{"$f":"G1714*INDEX('Shipment Data'!$BG$10:$CH$34,MATCH(CONCATENATE('UEC Data'!$C1714,'UEC Data'!$E1714),'Shipment Data'!$BI$10:$BI$34,0),MATCH('UEC Data'!$D1714,'Shipment Data'!$BG$10:$CH$10,0))","v":6.9932974972617941E-3}]
[null,null,"Commercial",30,"Open, 8 poles","-",0,null,"Commercial",30,"Open, 8 poles",null,{"$f":"G1715*INDEX('Shipment Data'!$BG$10:$CH$34,MATCH(CONCATENATE('UEC Data'!$C1715,'UEC Data'!$E1715),'Shipment Data'!$BI$10:$BI$34,0),MATCH('UEC Data'!$D1715,'Shipment Data'!$BG$10:$CH$10,0))","v":0}]
[null,null,"Commercial",30,"Enclosed, 2 poles","CSL 0",2.2889690674772503,null,"Commercial",30,"Enclosed, 2 poles",null,{"$f":"G1716*INDEX('Shipment Data'!$BG$10:$CH$34,MATCH(CONCATENATE('UEC Data'!$C1716,'UEC Data'!$E1716),'Shipment Data'!$BI$10:$BI$34,0),MATCH('UEC Data'!$D1716,'Shipment Data'!$BG$10:$CH$10,0))","v":0.29469044470664874}]
[null,null,"Commercial",30,"Enclosed, 2 poles","CSL 1",2.2260853018872155,null,"Commercial",30,"Enclosed, 2 poles",null,{"$f":"G1717*INDEX('Shipment Data'!$BG$10:$CH$34,MATCH(CONCATENATE('UEC Data'!$C1717,'UEC Data'!$E1717),'Shipment Data'!$BI$10:$BI$34,0),MATCH('UEC Data'!$D1717,'Shipment Data'!$BG$10:$CH$10,0))","v":0.28659455336855394}]
[null,null,"Commercial",30,"Enclosed, 2 poles","CSL 2",2.2090922843155578,null,"Commercial",30,"Enclosed, 2 poles",null,{"$f":"G1718*INDEX('Shipment Data'!$BG$10:$CH$34,MATCH(CONCATENATE('UEC Data'!$C1718,'UEC Data'!$E1718),'Shipment Data'!$BI$10:$BI$34,0),MATCH('UEC Data'!$D1718,'Shipment Data'!$BG$10:$CH$10,0))","v":0.28440680868635132}]
[null,null,"Commercial",30,"Enclosed, 2 poles","CSL 3",2.1923567367071062,null,"Commercial",30,"Enclosed, 2 poles",null,{"$f":"G1719*INDEX('Shipment Data'!$BG$10:$CH$34,MATCH(CONCATENATE('UEC Data'!$C1719,'UEC Data'!$E1719),'Shipment Data'!$BI$10:$BI$34,0),MATCH('UEC Data'!$D1719,'Shipment Data'!$BG$10:$CH$10,0))","v":0.28225221165084857}]
[null,null,"Commercial",30,"Enclosed, 2 poles","CSL 4",2.1782124996960932,null,"Commercial",30,"Enclosed, 2 poles",null,{"$f":"G1720*INDEX('Shipment Data'!$BG$10:$CH$34,MATCH(CONCATENATE('UEC Data'!$C1720,'UEC Data'!$E1720),'Shipment Data'!$BI$10:$BI$34,0),MATCH('UEC Data'!$D1720,'Shipment Data'!$BG$10:$CH$10,0))","v":0.28043122964019801}]
[null,null,"Commercial",30,"Enclosed, 2 poles","-",0,null,"Commercial",30,"Enclosed, 2 poles",null,{"$f":"G1721*INDEX('Shipment Data'!$BG$10:$CH$34,MATCH(CONCATENATE('UEC Data'!$C1721,'UEC Data'!$E1721),'Shipment Data'!$BI$10:$BI$34,0),MATCH('UEC Data'!$D1721,'Shipment Data'!$BG$10:$CH$10,0))","v":0}]
[null,null,"Commercial",30,"Enclosed, 4 poles","CSL 0",2.3151287139627041,null,"Commercial",30,"Enclosed, 4 poles",null,{"$f":"G1722*INDEX('Shipment Data'!$BG$10:$CH$34,MATCH(CONCATENATE('UEC Data'!$C1722,'UEC Data'!$E1722),'Shipment Data'!$BI$10:$BI$34,0),MATCH('UEC Data'!$D1722,'Shipment Data'!$BG$10:$CH$10,0))","v":0.90532432080552272}]
[null,null,"Commercial",30,"Enclosed, 4 poles","CSL 1",2.1923567367071062,null,"Commercial",30,"Enclosed, 4 poles",null,{"$f":"G1723*INDEX('Shipment Data'!$BG$10:$CH$34,MATCH(CONCATENATE('UEC Data'!$C1723,'UEC Data'!$E1723),'Shipment Data'!$BI$10:$BI$34,0),MATCH('UEC Data'!$D1723,'Shipment Data'!$BG$10:$CH$10,0))","v":0.85731469773250257}]
[null,null,"Commercial",30,"Enclosed, 4 poles","CSL 2",2.1642495990570154,null,"Commercial",30,"Enclosed, 4 poles",null,{"$f":"G1724*INDEX('Shipment Data'!$BG$10:$CH$34,MATCH(CONCATENATE('UEC Data'!$C1724,'UEC Data'!$E1724),'Shipment Data'!$BI$10:$BI$34,0),MATCH('UEC Data'!$D1724,'Shipment Data'!$BG$10:$CH$10,0))","v":0.84632348365900911}]
[null,null,"Commercial",30,"Enclosed, 4 poles","CSL 3",2.1527498668622385,null,"Commercial",30,"Enclosed, 4 poles",null,{"$f":"G1725*INDEX('Shipment Data'!$BG$10:$CH$34,MATCH(CONCATENATE('UEC Data'!$C1725,'UEC Data'!$E1725),'Shipment Data'!$BI$10:$BI$34,0),MATCH('UEC Data'!$D1725,'Shipment Data'!$BG$10:$CH$10,0))","v":0.84182654697644255}]
[null,null,"Commercial",30,"Enclosed, 4 poles","CSL 4",2.1436376981136154,null,"Commercial",30,"Enclosed, 4 poles",null,{"$f":"G1726*INDEX('Shipment Data'!$BG$10:$CH$34,MATCH(CONCATENATE('UEC Data'!$C1726,'UEC Data'!$E1726),'Shipment Data'!$BI$10:$BI$34,0),MATCH('UEC Data'!$D1726,'Shipment Data'!$BG$10:$CH$10,0))","v":0.83826326000511375}]
[null,null,"Commercial",30,"Enclosed, 4 poles","-",0,null,"Commercial",30,"Enclosed, 4 poles",null,{"$f":"G1727*INDEX('Shipment Data'!$BG$10:$CH$34,MATCH(CONCATENATE('UEC Data'!$C1727,'UEC Data'!$E1727),'Shipment Data'!$BI$10:$BI$34,0),MATCH('UEC Data'!$D1727,'Shipment Data'!$BG$10:$CH$10,0))","v":0}]
[null,null,"Commercial",30,"Enclosed, 6 poles","CSL 0",2.3151287139627041,null,"Commercial",30,"Enclosed, 6 poles",null,{"$f":"G1728*INDEX('Shipment Data'!$BG$10:$CH$34,MATCH(CONCATENATE('UEC Data'!$C1728,'UEC Data'!$E1728),'Shipment Data'!$BI$10:$BI$34,0),MATCH('UEC Data'!$D1728,'Shipment Data'!$BG$10:$CH$10,0))","v":0.17021286491335361}]
[null,null,"Commercial",30,"Enclosed, 6 poles","CSL 1",2.2090922843155578,null,"Commercial",30,"Enclosed, 6 poles",null,{"$f":"G1729*INDEX('Shipment Data'!$BG$10:$CH$34,MATCH(CONCATENATE('UEC Data'!$C1729,'UEC Data'!$E1729),'Shipment Data'!$BI$10:$BI$34,0),MATCH('UEC Data'!$D1729,'Shipment Data'!$BG$10:$CH$10,0))","v":0.16241685583335272}]
[null,null,"Commercial",30,"Enclosed, 6 poles","CSL 2",2.1782124996960932,null,"Commercial",30,"Enclosed, 6 poles",null,{"$f":"G1730*INDEX('Shipment Data'!$BG$10:$CH$34,MATCH(CONCATENATE('UEC Data'!$C1730,'UEC Data'!$E1730),'Shipment Data'!$BI$10:$BI$34,0),MATCH('UEC Data'!$D1730,'Shipment Data'!$BG$10:$CH$10,0))","v":0.1601465126872951}]
[null,null,"Commercial",30,"Enclosed, 6 poles","CSL 3",2.1642495990570154,null,"Commercial",30,"Enclosed, 6 poles",null,{"$f":"G1731*INDEX('Shipment Data'!$BG$10:$CH$34,MATCH(CONCATENATE('UEC Data'!$C1731,'UEC Data'!$E1731),'Shipment Data'!$BI$10:$BI$34,0),MATCH('UEC Data'!$D1731,'Shipment Data'!$BG$10:$CH$10,0))","v":0.15911993247776116}]
[null,null,"Commercial",30,"Enclosed, 6 poles","CSL 4",2.1527498668622385,null,"Commercial",30,"Enclosed, 6 poles",null,{"$f":"G1732*INDEX('Shipment Data'!$BG$10:$CH$34,MATCH(CONCATENATE('UEC Data'!$C1732,'UEC Data'!$E1732),'Shipment Data'!$BI$10:$BI$34,0),MATCH('UEC Data'!$D1732,'Shipment Data'!$BG$10:$CH$10,0))","v":0.15827444930837878}]
[null,null,"Commercial",30,"Enclosed, 6 poles","-",0,null,"Commercial",30,"Enclosed, 6 poles",null,{"$f":"G1733*INDEX('Shipment Data'!$BG$10:$CH$34,MATCH(CONCATENATE('UEC Data'!$C1733,'UEC Data'!$E1733),'Shipment Data'!$BI$10:$BI$34,0),MATCH('UEC Data'!$D1733,'Shipment Data'!$BG$10:$CH$10,0))","v":0}]
[null,null,"Commercial",30,"Enclosed, 8 poles","CSL 0",2.2633939940976164,null,"Commercial",30,"Enclosed, 8 poles",null,{"$f":"G1734*INDEX('Shipment Data'!$BG$10:$CH$34,MATCH(CONCATENATE('UEC Data'!$C1734,'UEC Data'!$E1734),'Shipment Data'!$BI$10:$BI$34,0),MATCH('UEC Data'!$D1734,'Shipment Data'!$BG$10:$CH$10,0))","v":1.2353523288459105E-2}]
[null,null,"Commercial",30,"Enclosed, 8 poles","CSL 1",2.2260853018872155,null,"Commercial",30,"Enclosed, 8 poles",null,{"$f":"G1735*INDEX('Shipment Data'!$BG$10:$CH$34,MATCH(CONCATENATE('UEC Data'!$C1735,'UEC Data'!$E1735),'Shipment Data'!$BI$10:$BI$34,0),MATCH('UEC Data'!$D1735,'Shipment Data'!$BG$10:$CH$10,0))","v":1.214989378370428E-2}]
[null,null,"Commercial",30,"Enclosed, 8 poles","CSL 2",2.2090922843155578,null,"Commercial",30,"Enclosed, 8 poles",null,{"$f":"G1736*INDEX('Shipment Data'!$BG$10:$CH$34,MATCH(CONCATENATE('UEC Data'!$C1736,'UEC Data'!$E1736),'Shipment Data'!$BI$10:$BI$34,0),MATCH('UEC Data'!$D1736,'Shipment Data'!$BG$10:$CH$10,0))","v":1.2057146502912649E-2}]
[null,null,"Commercial",30,"Enclosed, 8 poles","CSL 3",2.1923567367071062,null,"Commercial",30,"Enclosed, 8 poles",null,{"$f":"G1737*INDEX('Shipment Data'!$BG$10:$CH$34,MATCH(CONCATENATE('UEC Data'!$C1737,'UEC Data'!$E1737),'Shipment Data'!$BI$10:$BI$34,0),MATCH('UEC Data'!$D1737,'Shipment Data'!$BG$10:$CH$10,0))","v":1.1965804483951186E-2}]
[null,null,"Commercial",30,"Enclosed, 8 poles","CSL 4",2.1782124996960932,null,"Commercial",30,"Enclosed, 8 poles",null,{"$f":"G1738*INDEX('Shipment Data'!$BG$10:$CH$34,MATCH(CONCATENATE('UEC Data'!$C1738,'UEC Data'!$E1738),'Shipment Data'!$BI$10:$BI$34,0),MATCH('UEC Data'!$D1738,'Shipment Data'!$BG$10:$CH$10,0))","v":1.1888605745345053E-2}]
[null,null,"Commercial",30,"Enclosed, 8 poles","-",0,null,"Commercial",30,"Enclosed, 8 poles",null,{"$f":"G1739*INDEX('Shipment Data'!$BG$10:$CH$34,MATCH(CONCATENATE('UEC Data'!$C1739,'UEC Data'!$E1739),'Shipment Data'!$BI$10:$BI$34,0),MATCH('UEC Data'!$D1739,'Shipment Data'!$BG$10:$CH$10,0))","v":0}]
[null,null,"Commercial",40,"Open, 2 poles","CSL 0",2.9677771848513665,null,"Commercial",40,"Open, 2 poles",null,{"$f":"G1740*INDEX('Shipment Data'!$BG$10:$CH$34,MATCH(CONCATENATE('UEC Data'!$C1740,'UEC Data'!$E1740),'Shipment Data'!$BI$10:$BI$34,0),MATCH('UEC Data'!$D1740,'Shipment Data'!$BG$10:$CH$10,0))","v":4.2877115722025891E-2}]
[null,null,"Commercial",40,"Open, 2 poles","CSL 1",2.9451223971807456,null,"Commercial",40,"Open, 2 poles",null,{"$f":"G1741*INDEX('Shipment Data'!$BG$10:$CH$34,MATCH(CONCATENATE('UEC Data'!$C1741,'UEC Data'!$E1741),'Shipment Data'!$BI$10:$BI$34,0),MATCH('UEC Data'!$D1741,'Shipment Data'!$BG$10:$CH$10,0))","v":4.2549809495140201E-2}]
[null,null,"Commercial",40,"Open, 2 poles","CSL 2",2.9228108638687704,null,"Commercial",40,"Open, 2 poles",null,{"$f":"G1742*INDEX('Shipment Data'!$BG$10:$CH$34,MATCH(CONCATENATE('UEC Data'!$C1742,'UEC Data'!$E1742),'Shipment Data'!$BI$10:$BI$34,0),MATCH('UEC Data'!$D1742,'Shipment Data'!$BG$10:$CH$10,0))","v":4.2227462453510355E-2}]
[null,null,"Commercial",40,"Open, 2 poles","CSL 3",2.9039540195857461,null,"Commercial",40,"Open, 2 poles",null,{"$f":"G1743*INDEX('Shipment Data'!$BG$10:$CH$34,MATCH(CONCATENATE('UEC Data'!$C1743,'UEC Data'!$E1743),'Shipment Data'!$BI$10:$BI$34,0),MATCH('UEC Data'!$D1743,'Shipment Data'!$BG$10:$CH$10,0))","v":4.1955027211874801E-2}]
[null,null,"Commercial",40,"Open, 2 poles","CSL 4",2.8853389297166068,null,"Commercial",40,"Open, 2 poles",null,{"$f":"G1744*INDEX('Shipment Data'!$BG$10:$CH$34,MATCH(CONCATENATE('UEC Data'!$C1744,'UEC Data'!$E1744),'Shipment Data'!$BI$10:$BI$34,0),MATCH('UEC Data'!$D1744,'Shipment Data'!$BG$10:$CH$10,0))","v":4.16860847297474E-2}]
[null,null,"Commercial",40,"Open, 2 poles","-",0,null,"Commercial",40,"Open, 2 poles",null,{"$f":"G1745*INDEX('Shipment Data'!$BG$10:$CH$34,MATCH(CONCATENATE('UEC Data'!$C1745,'UEC Data'!$E1745),'Shipment Data'!$BI$10:$BI$34,0),MATCH('UEC Data'!$D1745,'Shipment Data'!$BG$10:$CH$10,0))","v":0}]
[null,null,"Commercial",40,"Open, 4 poles","CSL 0",2.9677771848513665,null,"Commercial",40,"Open, 4 poles",null,{"$f":"G1746*INDEX('Shipment Data'!$BG$10:$CH$34,MATCH(CONCATENATE('UEC Data'!$C1746,'UEC Data'!$E1746),'Shipment Data'!$BI$10:$BI$34,0),MATCH('UEC Data'!$D1746,'Shipment Data'!$BG$10:$CH$10,0))","v":0.32967737866268804}]
[null,null,"Commercial",40,"Open, 4 poles","CSL 1",2.9039540195857461,null,"Commercial",40,"Open, 4 poles",null,{"$f":"G1747*INDEX('Shipment Data'!$BG$10:$CH$34,MATCH(CONCATENATE('UEC Data'!$C1747,'UEC Data'!$E1747),'Shipment Data'!$BI$10:$BI$34,0),MATCH('UEC Data'!$D1747,'Shipment Data'!$BG$10:$CH$10,0))","v":0.32258754256241517}]
[null,null,"Commercial",40,"Open, 4 poles","CSL 2",2.8700076920454243,null,"Commercial",40,"Open, 4 poles",null,{"$f":"G1748*INDEX('Shipment Data'!$BG$10:$CH$34,MATCH(CONCATENATE('UEC Data'!$C1748,'UEC Data'!$E1748),'Shipment Data'!$BI$10:$BI$34,0),MATCH('UEC Data'!$D1748,'Shipment Data'!$BG$10:$CH$10,0))","v":0.31881659360578762}]
[null,null,"Commercial",40,"Open, 4 poles","CSL 3",2.8578595113383534,null,"Commercial",40,"Open, 4 poles",null,{"$f":"G1749*INDEX('Shipment Data'!$BG$10:$CH$34,MATCH(CONCATENATE('UEC Data'!$C1749,'UEC Data'!$E1749),'Shipment Data'!$BI$10:$BI$34,0),MATCH('UEC Data'!$D1749,'Shipment Data'!$BG$10:$CH$10,0))","v":0.31746710537888478}]
[null,null,"Commercial",40,"Open, 4 poles","CSL 4",2.8428181454892041,null,"Commercial",40,"Open, 4 poles",null,{"$f":"G1750*INDEX('Shipment Data'!$BG$10:$CH$34,MATCH(CONCATENATE('UEC Data'!$C1750,'UEC Data'!$E1750),'Shipment Data'!$BI$10:$BI$34,0),MATCH('UEC Data'!$D1750,'Shipment Data'!$BG$10:$CH$10,0))","v":0.31579622587689066}]
[null,null,"Commercial",40,"Open, 4 poles","-",0,null,"Commercial",40,"Open, 4 poles",null,{"$f":"G1751*INDEX('Shipment Data'!$BG$10:$CH$34,MATCH(CONCATENATE('UEC Data'!$C1751,'UEC Data'!$E1751),'Shipment Data'!$BI$10:$BI$34,0),MATCH('UEC Data'!$D1751,'Shipment Data'!$BG$10:$CH$10,0))","v":0}]
[null,null,"Commercial",40,"Open, 6 poles","CSL 0",3.0175164672790435,null,"Commercial",40,"Open, 6 poles",null,{"$f":"G1752*INDEX('Shipment Data'!$BG$10:$CH$34,MATCH(CONCATENATE('UEC Data'!$C1752,'UEC Data'!$E1752),'Shipment Data'!$BI$10:$BI$34,0),MATCH('UEC Data'!$D1752,'Shipment Data'!$BG$10:$CH$10,0))","v":3.1001405582256846E-2}]
[null,null,"Commercial",40,"Open, 6 poles","CSL 1",2.9039540195857461,null,"Commercial",40,"Open, 6 poles",null,{"$f":"G1753*INDEX('Shipment Data'!$BG$10:$CH$34,MATCH(CONCATENATE('UEC Data'!$C1753,'UEC Data'!$E1753),'Shipment Data'!$BI$10:$BI$34,0),MATCH('UEC Data'!$D1753,'Shipment Data'!$BG$10:$CH$10,0))","v":2.98346860173332E-2}]
[null,null,"Commercial",40,"Open, 6 poles","CSL 2",2.8700076920454243,null,"Commercial",40,"Open, 6 poles",null,{"$f":"G1754*INDEX('Shipment Data'!$BG$10:$CH$34,MATCH(CONCATENATE('UEC Data'!$C1754,'UEC Data'!$E1754),'Shipment Data'!$BI$10:$BI$34,0),MATCH('UEC Data'!$D1754,'Shipment Data'!$BG$10:$CH$10,0))","v":2.9485927732327184E-2}]
[null,null,"Commercial",40,"Open, 6 poles","CSL 3",2.8578595113383534,null,"Commercial",40,"Open, 6 poles",null,{"$f":"G1755*INDEX('Shipment Data'!$BG$10:$CH$34,MATCH(CONCATENATE('UEC Data'!$C1755,'UEC Data'!$E1755),'Shipment Data'!$BI$10:$BI$34,0),MATCH('UEC Data'!$D1755,'Shipment Data'!$BG$10:$CH$10,0))","v":2.9361119572613625E-2}]
[null,null,"Commercial",40,"Open, 6 poles","CSL 4",2.8428181454892041,null,"Commercial",40,"Open, 6 poles",null,{"$f":"G1756*INDEX('Shipment Data'!$BG$10:$CH$34,MATCH(CONCATENATE('UEC Data'!$C1756,'UEC Data'!$E1756),'Shipment Data'!$BI$10:$BI$34,0),MATCH('UEC Data'!$D1756,'Shipment Data'!$BG$10:$CH$10,0))","v":2.9206587364336709E-2}]
[null,null,"Commercial",40,"Open, 6 poles","-",0,null,"Commercial",40,"Open, 6 poles",null,{"$f":"G1757*INDEX('Shipment Data'!$BG$10:$CH$34,MATCH(CONCATENATE('UEC Data'!$C1757,'UEC Data'!$E1757),'Shipment Data'!$BI$10:$BI$34,0),MATCH('UEC Data'!$D1757,'Shipment Data'!$BG$10:$CH$10,0))","v":0}]
[null,null,"Commercial",40,"Open, 8 poles","CSL 0",2.9677771848513665,null,"Commercial",40,"Open, 8 poles",null,{"$f":"G1758*INDEX('Shipment Data'!$BG$10:$CH$34,MATCH(CONCATENATE('UEC Data'!$C1758,'UEC Data'!$E1758),'Shipment Data'!$BI$10:$BI$34,0),MATCH('UEC Data'!$D1758,'Shipment Data'!$BG$10:$CH$10,0))","v":9.5282479382279781E-3}]
[null,null,"Commercial",40,"Open, 8 poles","CSL 1",2.9677771848513665,null,"Commercial",40,"Open, 8 poles",null,{"$f":"G1759*INDEX('Shipment Data'!$BG$10:$CH$34,MATCH(CONCATENATE('UEC Data'!$C1759,'UEC Data'!$E1759),'Shipment Data'!$BI$10:$BI$34,0),MATCH('UEC Data'!$D1759,'Shipment Data'!$BG$10:$CH$10,0))","v":9.5282479382279781E-3}]
[null,null,"Commercial",40,"Open, 8 poles","CSL 2",2.9451223971807456,null,"Commercial",40,"Open, 8 poles",null,{"$f":"G1760*INDEX('Shipment Data'!$BG$10:$CH$34,MATCH(CONCATENATE('UEC Data'!$C1760,'UEC Data'!$E1760),'Shipment Data'!$BI$10:$BI$34,0),MATCH('UEC Data'!$D1760,'Shipment Data'!$BG$10:$CH$10,0))","v":9.4555132211422682E-3}]
[null,null,"Commercial",40,"Open, 8 poles","CSL 3",2.9228108638687704,null,"Commercial",40,"Open, 8 poles",null,{"$f":"G1761*INDEX('Shipment Data'!$BG$10:$CH$34,MATCH(CONCATENATE('UEC Data'!$C1761,'UEC Data'!$E1761),'Shipment Data'!$BI$10:$BI$34,0),MATCH('UEC Data'!$D1761,'Shipment Data'!$BG$10:$CH$10,0))","v":9.3838805452245242E-3}]
[null,null,"Commercial",40,"Open, 8 poles","CSL 4",2.9039540195857461,null,"Commercial",40,"Open, 8 poles",null,{"$f":"G1762*INDEX('Shipment Data'!$BG$10:$CH$34,MATCH(CONCATENATE('UEC Data'!$C1762,'UEC Data'!$E1762),'Shipment Data'!$BI$10:$BI$34,0),MATCH('UEC Data'!$D1762,'Shipment Data'!$BG$10:$CH$10,0))","v":9.3233393804166235E-3}]
[null,null,"Commercial",40,"Open, 8 poles","-",0,null,"Commercial",40,"Open, 8 poles",null,{"$f":"G1763*INDEX('Shipment Data'!$BG$10:$CH$34,MATCH(CONCATENATE('UEC Data'!$C1763,'UEC Data'!$E1763),'Shipment Data'!$BI$10:$BI$34,0),MATCH('UEC Data'!$D1763,'Shipment Data'!$BG$10:$CH$10,0))","v":0}]
[null,null,"Commercial",40,"Enclosed, 2 poles","CSL 0",3.051612698547733,null,"Commercial",40,"Enclosed, 2 poles",null,{"$f":"G1764*INDEX('Shipment Data'!$BG$10:$CH$34,MATCH(CONCATENATE('UEC Data'!$C1764,'UEC Data'!$E1764),'Shipment Data'!$BI$10:$BI$34,0),MATCH('UEC Data'!$D1764,'Shipment Data'!$BG$10:$CH$10,0))","v":0.39287604012867477}]
[null,null,"Commercial",40,"Enclosed, 2 poles","CSL 1",2.9451223971807456,null,"Commercial",40,"Enclosed, 2 poles",null,{"$f":"G1765*INDEX('Shipment Data'!$BG$10:$CH$34,MATCH(CONCATENATE('UEC Data'!$C1765,'UEC Data'!$E1765),'Shipment Data'!$BI$10:$BI$34,0),MATCH('UEC Data'!$D1765,'Shipment Data'!$BG$10:$CH$10,0))","v":0.37916608016780501}]
[null,null,"Commercial",40,"Enclosed, 2 poles","CSL 2",2.9228108638687704,null,"Commercial",40,"Enclosed, 2 poles",null,{"$f":"G1766*INDEX('Shipment Data'!$BG$10:$CH$34,MATCH(CONCATENATE('UEC Data'!$C1766,'UEC Data'!$E1766),'Shipment Data'!$BI$10:$BI$34,0),MATCH('UEC Data'!$D1766,'Shipment Data'!$BG$10:$CH$10,0))","v":0.37629360986350346}]
[null,null,"Commercial",40,"Enclosed, 2 poles","CSL 3",2.9039540195857461,null,"Commercial",40,"Enclosed, 2 poles",null,{"$f":"G1767*INDEX('Shipment Data'!$BG$10:$CH$34,MATCH(CONCATENATE('UEC Data'!$C1767,'UEC Data'!$E1767),'Shipment Data'!$BI$10:$BI$34,0),MATCH('UEC Data'!$D1767,'Shipment Data'!$BG$10:$CH$10,0))","v":0.37386590915470669}]
[null,null,"Commercial",40,"Enclosed, 2 poles","CSL 4",2.8853389297166068,null,"Commercial",40,"Enclosed, 2 poles",null,{"$f":"G1768*INDEX('Shipment Data'!$BG$10:$CH$34,MATCH(CONCATENATE('UEC Data'!$C1768,'UEC Data'!$E1768),'Shipment Data'!$BI$10:$BI$34,0),MATCH('UEC Data'!$D1768,'Shipment Data'!$BG$10:$CH$10,0))","v":0.37146933281397138}]
[null,null,"Commercial",40,"Enclosed, 2 poles","-",0,null,"Commercial",40,"Enclosed, 2 poles",null,{"$f":"G1769*INDEX('Shipment Data'!$BG$10:$CH$34,MATCH(CONCATENATE('UEC Data'!$C1769,'UEC Data'!$E1769),'Shipment Data'!$BI$10:$BI$34,0),MATCH('UEC Data'!$D1769,'Shipment Data'!$BG$10:$CH$10,0))","v":0}]
[null,null,"Commercial",40,"Enclosed, 4 poles","CSL 0",3.0175164672790435,null,"Commercial",40,"Enclosed, 4 poles",null,{"$f":"G1770*INDEX('Shipment Data'!$BG$10:$CH$34,MATCH(CONCATENATE('UEC Data'!$C1770,'UEC Data'!$E1770),'Shipment Data'!$BI$10:$BI$34,0),MATCH('UEC Data'!$D1770,'Shipment Data'!$BG$10:$CH$10,0))","v":1.1799909999746512}]
[null,null,"Commercial",40,"Enclosed, 4 poles","CSL 1",2.9039540195857461,null,"Commercial",40,"Enclosed, 4 poles",null,{"$f":"G1771*INDEX('Shipment Data'!$BG$10:$CH$34,MATCH(CONCATENATE('UEC Data'!$C1771,'UEC Data'!$E1771),'Shipment Data'!$BI$10:$BI$34,0),MATCH('UEC Data'!$D1771,'Shipment Data'!$BG$10:$CH$10,0))","v":1.1355827365347448}]
[null,null,"Commercial",40,"Enclosed, 4 poles","CSL 2",2.8700076920454243,null,"Commercial",40,"Enclosed, 4 poles",null,{"$f":"G1772*INDEX('Shipment Data'!$BG$10:$CH$34,MATCH(CONCATENATE('UEC Data'!$C1772,'UEC Data'!$E1772),'Shipment Data'!$BI$10:$BI$34,0),MATCH('UEC Data'!$D1772,'Shipment Data'!$BG$10:$CH$10,0))","v":1.1223081243117032}]
[null,null,"Commercial",40,"Enclosed, 4 poles","CSL 3",2.8578595113383534,null,"Commercial",40,"Enclosed, 4 poles",null,{"$f":"G1773*INDEX('Shipment Data'!$BG$10:$CH$34,MATCH(CONCATENATE('UEC Data'!$C1773,'UEC Data'!$E1773),'Shipment Data'!$BI$10:$BI$34,0),MATCH('UEC Data'!$D1773,'Shipment Data'!$BG$10:$CH$10,0))","v":1.117557613732606}]
[null,null,"Commercial",40,"Enclosed, 4 poles","CSL 4",2.8428181454892041,null,"Commercial",40,"Enclosed, 4 poles",null,{"$f":"G1774*INDEX('Shipment Data'!$BG$10:$CH$34,MATCH(CONCATENATE('UEC Data'!$C1774,'UEC Data'!$E1774),'Shipment Data'!$BI$10:$BI$34,0),MATCH('UEC Data'!$D1774,'Shipment Data'!$BG$10:$CH$10,0))","v":1.111675731555066}]
[null,null,"Commercial",40,"Enclosed, 4 poles","-",0,null,"Commercial",40,"Enclosed, 4 poles",null,{"$f":"G1775*INDEX('Shipment Data'!$BG$10:$CH$34,MATCH(CONCATENATE('UEC Data'!$C1775,'UEC Data'!$E1775),'Shipment Data'!$BI$10:$BI$34,0),MATCH('UEC Data'!$D1775,'Shipment Data'!$BG$10:$CH$10,0))","v":0}]
[null,null,"Commercial",40,"Enclosed, 6 poles","CSL 0",3.051612698547733,null,"Commercial",40,"Enclosed, 6 poles",null,{"$f":"G1776*INDEX('Shipment Data'!$BG$10:$CH$34,MATCH(CONCATENATE('UEC Data'!$C1776,'UEC Data'!$E1776),'Shipment Data'!$BI$10:$BI$34,0),MATCH('UEC Data'!$D1776,'Shipment Data'!$BG$10:$CH$10,0))","v":0.22436063139517837}]
[null,null,"Commercial",40,"Enclosed, 6 poles","CSL 1",2.9039540195857461,null,"Commercial",40,"Enclosed, 6 poles",null,{"$f":"G1777*INDEX('Shipment Data'!$BG$10:$CH$34,MATCH(CONCATENATE('UEC Data'!$C1777,'UEC Data'!$E1777),'Shipment Data'!$BI$10:$BI$34,0),MATCH('UEC Data'!$D1777,'Shipment Data'!$BG$10:$CH$10,0))","v":0.2135044718115407}]
[null,null,"Commercial",40,"Enclosed, 6 poles","CSL 2",2.8700076920454243,null,"Commercial",40,"Enclosed, 6 poles",null,{"$f":"G1778*INDEX('Shipment Data'!$BG$10:$CH$34,MATCH(CONCATENATE('UEC Data'!$C1778,'UEC Data'!$E1778),'Shipment Data'!$BI$10:$BI$34,0),MATCH('UEC Data'!$D1778,'Shipment Data'!$BG$10:$CH$10,0))","v":0.21100867033446641}]
[null,null,"Commercial",40,"Enclosed, 6 poles","CSL 3",2.8578595113383534,null,"Commercial",40,"Enclosed, 6 poles",null,{"$f":"G1779*INDEX('Shipment Data'!$BG$10:$CH$34,MATCH(CONCATENATE('UEC Data'!$C1779,'UEC Data'!$E1779),'Shipment Data'!$BI$10:$BI$34,0),MATCH('UEC Data'!$D1779,'Shipment Data'!$BG$10:$CH$10,0))","v":0.21011551194151626}]
[null,null,"Commercial",40,"Enclosed, 6 poles","CSL 4",2.8428181454892041,null,"Commercial",40,"Enclosed, 6 poles",null,{"$f":"G1780*INDEX('Shipment Data'!$BG$10:$CH$34,MATCH(CONCATENATE('UEC Data'!$C1780,'UEC Data'!$E1780),'Shipment Data'!$BI$10:$BI$34,0),MATCH('UEC Data'!$D1780,'Shipment Data'!$BG$10:$CH$10,0))","v":0.2090096408260346}]
[null,null,"Commercial",40,"Enclosed, 6 poles","-",0,null,"Commercial",40,"Enclosed, 6 poles",null,{"$f":"G1781*INDEX('Shipment Data'!$BG$10:$CH$34,MATCH(CONCATENATE('UEC Data'!$C1781,'UEC Data'!$E1781),'Shipment Data'!$BI$10:$BI$34,0),MATCH('UEC Data'!$D1781,'Shipment Data'!$BG$10:$CH$10,0))","v":0}]
[null,null,"Commercial",40,"Enclosed, 8 poles","CSL 0",3.0175164672790435,null,"Commercial",40,"Enclosed, 8 poles",null,{"$f":"G1782*INDEX('Shipment Data'!$BG$10:$CH$34,MATCH(CONCATENATE('UEC Data'!$C1782,'UEC Data'!$E1782),'Shipment Data'!$BI$10:$BI$34,0),MATCH('UEC Data'!$D1782,'Shipment Data'!$BG$10:$CH$10,0))","v":1.6469496715573944E-2}]
[null,null,"Commercial",40,"Enclosed, 8 poles","CSL 1",2.9677771848513665,null,"Commercial",40,"Enclosed, 8 poles",null,{"$f":"G1783*INDEX('Shipment Data'!$BG$10:$CH$34,MATCH(CONCATENATE('UEC Data'!$C1783,'UEC Data'!$E1783),'Shipment Data'!$BI$10:$BI$34,0),MATCH('UEC Data'!$D1783,'Shipment Data'!$BG$10:$CH$10,0))","v":1.6198021494987558E-2}]
[null,null,"Commercial",40,"Enclosed, 8 poles","CSL 2",2.9451223971807456,null,"Commercial",40,"Enclosed, 8 poles",null,{"$f":"G1784*INDEX('Shipment Data'!$BG$10:$CH$34,MATCH(CONCATENATE('UEC Data'!$C1784,'UEC Data'!$E1784),'Shipment Data'!$BI$10:$BI$34,0),MATCH('UEC Data'!$D1784,'Shipment Data'!$BG$10:$CH$10,0))","v":1.6074372475941855E-2}]
[null,null,"Commercial",40,"Enclosed, 8 poles","CSL 3",2.9228108638687704,null,"Commercial",40,"Enclosed, 8 poles",null,{"$f":"G1785*INDEX('Shipment Data'!$BG$10:$CH$34,MATCH(CONCATENATE('UEC Data'!$C1785,'UEC Data'!$E1785),'Shipment Data'!$BI$10:$BI$34,0),MATCH('UEC Data'!$D1785,'Shipment Data'!$BG$10:$CH$10,0))","v":1.5952596926881689E-2}]
[null,null,"Commercial",40,"Enclosed, 8 poles","CSL 4",2.9039540195857461,null,"Commercial",40,"Enclosed, 8 poles",null,{"$f":"G1786*INDEX('Shipment Data'!$BG$10:$CH$34,MATCH(CONCATENATE('UEC Data'!$C1786,'UEC Data'!$E1786),'Shipment Data'!$BI$10:$BI$34,0),MATCH('UEC Data'!$D1786,'Shipment Data'!$BG$10:$CH$10,0))","v":1.5849676946708257E-2}]
[null,null,"Commercial",40,"Enclosed, 8 poles","-",0,null,"Commercial",40,"Enclosed, 8 poles",null,{"$f":"G1787*INDEX('Shipment Data'!$BG$10:$CH$34,MATCH(CONCATENATE('UEC Data'!$C1787,'UEC Data'!$E1787),'Shipment Data'!$BI$10:$BI$34,0),MATCH('UEC Data'!$D1787,'Shipment Data'!$BG$10:$CH$10,0))","v":0}]
[null,null,"Commercial",50,"Open, 2 poles","CSL 0",3.6535135798359626,null,"Commercial",50,"Open, 2 poles",null,{"$f":"G1788*INDEX('Shipment Data'!$BG$10:$CH$34,MATCH(CONCATENATE('UEC Data'!$C1788,'UEC Data'!$E1788),'Shipment Data'!$BI$10:$BI$34,0),MATCH('UEC Data'!$D1788,'Shipment Data'!$BG$10:$CH$10,0))","v":5.2784328066887966E-2}]
[null,null,"Commercial",50,"Open, 2 poles","CSL 1",3.6535135798359626,null,"Commercial",50,"Open, 2 poles",null,{"$f":"G1789*INDEX('Shipment Data'!$BG$10:$CH$34,MATCH(CONCATENATE('UEC Data'!$C1789,'UEC Data'!$E1789),'Shipment Data'!$BI$10:$BI$34,0),MATCH('UEC Data'!$D1789,'Shipment Data'!$BG$10:$CH$10,0))","v":5.2784328066887966E-2}]
[null,null,"Commercial",50,"Open, 2 poles","CSL 2",3.6299425244821828,null,"Commercial",50,"Open, 2 poles",null,{"$f":"G1790*INDEX('Shipment Data'!$BG$10:$CH$34,MATCH(CONCATENATE('UEC Data'!$C1790,'UEC Data'!$E1790),'Shipment Data'!$BI$10:$BI$34,0),MATCH('UEC Data'!$D1790,'Shipment Data'!$BG$10:$CH$10,0))","v":5.2443784014843536E-2}]
[null,null,"Commercial",50,"Open, 2 poles","CSL 3",3.6066736621457585,null,"Commercial",50,"Open, 2 poles",null,{"$f":"G1791*INDEX('Shipment Data'!$BG$10:$CH$34,MATCH(CONCATENATE('UEC Data'!$C1791,'UEC Data'!$E1791),'Shipment Data'!$BI$10:$BI$34,0),MATCH('UEC Data'!$D1791,'Shipment Data'!$BG$10:$CH$10,0))","v":5.2107605912184281E-2}]
[null,null,"Commercial",50,"Open, 2 poles","CSL 4",3.58750961505678,null,"Commercial",50,"Open, 2 poles",null,{"$f":"G1792*INDEX('Shipment Data'!$BG$10:$CH$34,MATCH(CONCATENATE('UEC Data'!$C1792,'UEC Data'!$E1792),'Shipment Data'!$BI$10:$BI$34,0),MATCH('UEC Data'!$D1792,'Shipment Data'!$BG$10:$CH$10,0))","v":5.1830732341981392E-2}]
[null,null,"Commercial",50,"Open, 2 poles","-",0,null,"Commercial",50,"Open, 2 poles",null,{"$f":"G1793*INDEX('Shipment Data'!$BG$10:$CH$34,MATCH(CONCATENATE('UEC Data'!$C1793,'UEC Data'!$E1793),'Shipment Data'!$BI$10:$BI$34,0),MATCH('UEC Data'!$D1793,'Shipment Data'!$BG$10:$CH$10,0))","v":0}]
[null,null,"Commercial",50,"Open, 4 poles","CSL 0",3.7097214810642081,null,"Commercial",50,"Open, 4 poles",null,{"$f":"G1794*INDEX('Shipment Data'!$BG$10:$CH$34,MATCH(CONCATENATE('UEC Data'!$C1794,'UEC Data'!$E1794),'Shipment Data'!$BI$10:$BI$34,0),MATCH('UEC Data'!$D1794,'Shipment Data'!$BG$10:$CH$10,0))","v":0.41209672332836028}]
[null,null,"Commercial",50,"Open, 4 poles","CSL 1",3.6299425244821828,null,"Commercial",50,"Open, 4 poles",null,{"$f":"G1795*INDEX('Shipment Data'!$BG$10:$CH$34,MATCH(CONCATENATE('UEC Data'!$C1795,'UEC Data'!$E1795),'Shipment Data'!$BI$10:$BI$34,0),MATCH('UEC Data'!$D1795,'Shipment Data'!$BG$10:$CH$10,0))","v":0.40323442820301925}]
[null,null,"Commercial",50,"Open, 4 poles","CSL 2",3.5723243891729415,null,"Commercial",50,"Open, 4 poles",null,{"$f":"G1796*INDEX('Shipment Data'!$BG$10:$CH$34,MATCH(CONCATENATE('UEC Data'!$C1796,'UEC Data'!$E1796),'Shipment Data'!$BI$10:$BI$34,0),MATCH('UEC Data'!$D1796,'Shipment Data'!$BG$10:$CH$10,0))","v":0.39683388172360623}]
[null,null,"Commercial",50,"Open, 4 poles","CSL 3",3.5535226818615047,null,"Commercial",50,"Open, 4 poles",null,{"$f":"G1797*INDEX('Shipment Data'!$BG$10:$CH$34,MATCH(CONCATENATE('UEC Data'!$C1797,'UEC Data'!$E1797),'Shipment Data'!$BI$10:$BI$34,0),MATCH('UEC Data'!$D1797,'Shipment Data'!$BG$10:$CH$10,0))","v":0.3947452823461135}]
[null,null,"Commercial",50,"Open, 4 poles","CSL 4",3.5386232156901776,null,"Commercial",50,"Open, 4 poles",null,{"$f":"G1798*INDEX('Shipment Data'!$BG$10:$CH$34,MATCH(CONCATENATE('UEC Data'!$C1798,'UEC Data'!$E1798),'Shipment Data'!$BI$10:$BI$34,0),MATCH('UEC Data'!$D1798,'Shipment Data'!$BG$10:$CH$10,0))","v":0.39309016585828915}]
[null,null,"Commercial",50,"Open, 4 poles","-",0,null,"Commercial",50,"Open, 4 poles",null,{"$f":"G1799*INDEX('Shipment Data'!$BG$10:$CH$34,MATCH(CONCATENATE('UEC Data'!$C1799,'UEC Data'!$E1799),'Shipment Data'!$BI$10:$BI$34,0),MATCH('UEC Data'!$D1799,'Shipment Data'!$BG$10:$CH$10,0))","v":0}]
[null,null,"Commercial",50,"Open, 6 poles","CSL 0",3.7426236671490352,null,"Commercial",50,"Open, 6 poles",null,{"$f":"G1800*INDEX('Shipment Data'!$BG$10:$CH$34,MATCH(CONCATENATE('UEC Data'!$C1800,'UEC Data'!$E1800),'Shipment Data'!$BI$10:$BI$34,0),MATCH('UEC Data'!$D1800,'Shipment Data'!$BG$10:$CH$10,0))","v":3.8451022721895635E-2}]
[null,null,"Commercial",50,"Open, 6 poles","CSL 1",3.6299425244821828,null,"Commercial",50,"Open, 6 poles",null,{"$f":"G1801*INDEX('Shipment Data'!$BG$10:$CH$34,MATCH(CONCATENATE('UEC Data'!$C1801,'UEC Data'!$E1801),'Shipment Data'!$BI$10:$BI$34,0),MATCH('UEC Data'!$D1801,'Shipment Data'!$BG$10:$CH$10,0))","v":3.7293357521666522E-2}]
[null,null,"Commercial",50,"Open, 6 poles","CSL 2",3.58750961505678,null,"Commercial",50,"Open, 6 poles",null,{"$f":"G1802*INDEX('Shipment Data'!$BG$10:$CH$34,MATCH(CONCATENATE('UEC Data'!$C1802,'UEC Data'!$E1802),'Shipment Data'!$BI$10:$BI$34,0),MATCH('UEC Data'!$D1802,'Shipment Data'!$BG$10:$CH$10,0))","v":3.6857409665408992E-2}]
[null,null,"Commercial",50,"Open, 6 poles","CSL 3",3.5723243891729415,null,"Commercial",50,"Open, 6 poles",null,{"$f":"G1803*INDEX('Shipment Data'!$BG$10:$CH$34,MATCH(CONCATENATE('UEC Data'!$C1803,'UEC Data'!$E1803),'Shipment Data'!$BI$10:$BI$34,0),MATCH('UEC Data'!$D1803,'Shipment Data'!$BG$10:$CH$10,0))","v":3.6701399465767046E-2}]
[null,null,"Commercial",50,"Open, 6 poles","CSL 4",3.5535226818615047,null,"Commercial",50,"Open, 6 poles",null,{"$f":"G1804*INDEX('Shipment Data'!$BG$10:$CH$34,MATCH(CONCATENATE('UEC Data'!$C1804,'UEC Data'!$E1804),'Shipment Data'!$BI$10:$BI$34,0),MATCH('UEC Data'!$D1804,'Shipment Data'!$BG$10:$CH$10,0))","v":3.6508234205420903E-2}]
[null,null,"Commercial",50,"Open, 6 poles","-",0,null,"Commercial",50,"Open, 6 poles",null,{"$f":"G1805*INDEX('Shipment Data'!$BG$10:$CH$34,MATCH(CONCATENATE('UEC Data'!$C1805,'UEC Data'!$E1805),'Shipment Data'!$BI$10:$BI$34,0),MATCH('UEC Data'!$D1805,'Shipment Data'!$BG$10:$CH$10,0))","v":0}]
[null,null,"Commercial",50,"Open, 8 poles","CSL 0",3.7097214810642081,null,"Commercial",50,"Open, 8 poles",null,{"$f":"G1806*INDEX('Shipment Data'!$BG$10:$CH$34,MATCH(CONCATENATE('UEC Data'!$C1806,'UEC Data'!$E1806),'Shipment Data'!$BI$10:$BI$34,0),MATCH('UEC Data'!$D1806,'Shipment Data'!$BG$10:$CH$10,0))","v":1.191030992278498E-2}]
[null,null,"Commercial",50,"Open, 8 poles","CSL 1",3.6814029964759318,null,"Commercial",50,"Open, 8 poles",null,{"$f":"G1807*INDEX('Shipment Data'!$BG$10:$CH$34,MATCH(CONCATENATE('UEC Data'!$C1807,'UEC Data'!$E1807),'Shipment Data'!$BI$10:$BI$34,0),MATCH('UEC Data'!$D1807,'Shipment Data'!$BG$10:$CH$10,0))","v":1.1819391526427843E-2}]
[null,null,"Commercial",50,"Open, 8 poles","CSL 2",3.6535135798359626,null,"Commercial",50,"Open, 8 poles",null,{"$f":"G1808*INDEX('Shipment Data'!$BG$10:$CH$34,MATCH(CONCATENATE('UEC Data'!$C1808,'UEC Data'!$E1808),'Shipment Data'!$BI$10:$BI$34,0),MATCH('UEC Data'!$D1808,'Shipment Data'!$BG$10:$CH$10,0))","v":1.1729850681530662E-2}]
[null,null,"Commercial",50,"Open, 8 poles","CSL 3",3.6299425244821828,null,"Commercial",50,"Open, 8 poles",null,{"$f":"G1809*INDEX('Shipment Data'!$BG$10:$CH$34,MATCH(CONCATENATE('UEC Data'!$C1809,'UEC Data'!$E1809),'Shipment Data'!$BI$10:$BI$34,0),MATCH('UEC Data'!$D1809,'Shipment Data'!$BG$10:$CH$10,0))","v":1.1654174225520789E-2}]
[null,null,"Commercial",50,"Open, 8 poles","CSL 4",3.6066736621457585,null,"Commercial",50,"Open, 8 poles",null,{"$f":"G1810*INDEX('Shipment Data'!$BG$10:$CH$34,MATCH(CONCATENATE('UEC Data'!$C1810,'UEC Data'!$E1810),'Shipment Data'!$BI$10:$BI$34,0),MATCH('UEC Data'!$D1810,'Shipment Data'!$BG$10:$CH$10,0))","v":1.1579467980485399E-2}]
[null,null,"Commercial",50,"Open, 8 poles","-",0,null,"Commercial",50,"Open, 8 poles",null,{"$f":"G1811*INDEX('Shipment Data'!$BG$10:$CH$34,MATCH(CONCATENATE('UEC Data'!$C1811,'UEC Data'!$E1811),'Shipment Data'!$BI$10:$BI$34,0),MATCH('UEC Data'!$D1811,'Shipment Data'!$BG$10:$CH$10,0))","v":0}]
[null,null,"Commercial",50,"Enclosed, 2 poles","CSL 0",3.8145158731846665,null,"Commercial",50,"Enclosed, 2 poles",null,{"$f":"G1812*INDEX('Shipment Data'!$BG$10:$CH$34,MATCH(CONCATENATE('UEC Data'!$C1812,'UEC Data'!$E1812),'Shipment Data'!$BI$10:$BI$34,0),MATCH('UEC Data'!$D1812,'Shipment Data'!$BG$10:$CH$10,0))","v":0.49109505016084382}]
[null,null,"Commercial",50,"Enclosed, 2 poles","CSL 1",3.6535135798359626,null,"Commercial",50,"Enclosed, 2 poles",null,{"$f":"G1813*INDEX('Shipment Data'!$BG$10:$CH$34,MATCH(CONCATENATE('UEC Data'!$C1813,'UEC Data'!$E1813),'Shipment Data'!$BI$10:$BI$34,0),MATCH('UEC Data'!$D1813,'Shipment Data'!$BG$10:$CH$10,0))","v":0.47036701232937955}]
[null,null,"Commercial",50,"Enclosed, 2 poles","CSL 2",3.6299425244821828,null,"Commercial",50,"Enclosed, 2 poles",null,{"$f":"G1814*INDEX('Shipment Data'!$BG$10:$CH$34,MATCH(CONCATENATE('UEC Data'!$C1814,'UEC Data'!$E1814),'Shipment Data'!$BI$10:$BI$34,0),MATCH('UEC Data'!$D1814,'Shipment Data'!$BG$10:$CH$10,0))","v":0.46733238644338365}]
[null,null,"Commercial",50,"Enclosed, 2 poles","CSL 3",3.6066736621457585,null,"Commercial",50,"Enclosed, 2 poles",null,{"$f":"G1815*INDEX('Shipment Data'!$BG$10:$CH$34,MATCH(CONCATENATE('UEC Data'!$C1815,'UEC Data'!$E1815),'Shipment Data'!$BI$10:$BI$34,0),MATCH('UEC Data'!$D1815,'Shipment Data'!$BG$10:$CH$10,0))","v":0.46433666601746454}]
[null,null,"Commercial",50,"Enclosed, 2 poles","CSL 4",3.58750961505678,null,"Commercial",50,"Enclosed, 2 poles",null,{"$f":"G1816*INDEX('Shipment Data'!$BG$10:$CH$34,MATCH(CONCATENATE('UEC Data'!$C1816,'UEC Data'!$E1816),'Shipment Data'!$BI$10:$BI$34,0),MATCH('UEC Data'!$D1816,'Shipment Data'!$BG$10:$CH$10,0))","v":0.46186941486965655}]
[null,null,"Commercial",50,"Enclosed, 2 poles","-",0,null,"Commercial",50,"Enclosed, 2 poles",null,{"$f":"G1817*INDEX('Shipment Data'!$BG$10:$CH$34,MATCH(CONCATENATE('UEC Data'!$C1817,'UEC Data'!$E1817),'Shipment Data'!$BI$10:$BI$34,0),MATCH('UEC Data'!$D1817,'Shipment Data'!$BG$10:$CH$10,0))","v":0}]
[null,null,"Commercial",50,"Enclosed, 4 poles","CSL 0",3.7718955840988042,null,"Commercial",50,"Enclosed, 4 poles",null,{"$f":"G1818*INDEX('Shipment Data'!$BG$10:$CH$34,MATCH(CONCATENATE('UEC Data'!$C1818,'UEC Data'!$E1818),'Shipment Data'!$BI$10:$BI$34,0),MATCH('UEC Data'!$D1818,'Shipment Data'!$BG$10:$CH$10,0))","v":1.4749887499683147}]
[null,null,"Commercial",50,"Enclosed, 4 poles","CSL 1",3.6299425244821828,null,"Commercial",50,"Enclosed, 4 poles",null,{"$f":"G1819*INDEX('Shipment Data'!$BG$10:$CH$34,MATCH(CONCATENATE('UEC Data'!$C1819,'UEC Data'!$E1819),'Shipment Data'!$BI$10:$BI$34,0),MATCH('UEC Data'!$D1819,'Shipment Data'!$BG$10:$CH$10,0))","v":1.4194784206684321}]
[null,null,"Commercial",50,"Enclosed, 4 poles","CSL 2",3.5723243891729415,null,"Commercial",50,"Enclosed, 4 poles",null,{"$f":"G1820*INDEX('Shipment Data'!$BG$10:$CH$34,MATCH(CONCATENATE('UEC Data'!$C1820,'UEC Data'!$E1820),'Shipment Data'!$BI$10:$BI$34,0),MATCH('UEC Data'!$D1820,'Shipment Data'!$BG$10:$CH$10,0))","v":1.3969470171657585}]
[null,null,"Commercial",50,"Enclosed, 4 poles","CSL 3",3.5535226818615047,null,"Commercial",50,"Enclosed, 4 poles",null,{"$f":"G1821*INDEX('Shipment Data'!$BG$10:$CH$34,MATCH(CONCATENATE('UEC Data'!$C1821,'UEC Data'!$E1821),'Shipment Data'!$BI$10:$BI$34,0),MATCH('UEC Data'!$D1821,'Shipment Data'!$BG$10:$CH$10,0))","v":1.3895946644438333}]
[null,null,"Commercial",50,"Enclosed, 4 poles","CSL 4",3.5386232156901776,null,"Commercial",50,"Enclosed, 4 poles",null,{"$f":"G1822*INDEX('Shipment Data'!$BG$10:$CH$34,MATCH(CONCATENATE('UEC Data'!$C1822,'UEC Data'!$E1822),'Shipment Data'!$BI$10:$BI$34,0),MATCH('UEC Data'!$D1822,'Shipment Data'!$BG$10:$CH$10,0))","v":1.3837682717207984}]
[null,null,"Commercial",50,"Enclosed, 4 poles","-",0,null,"Commercial",50,"Enclosed, 4 poles",null,{"$f":"G1823*INDEX('Shipment Data'!$BG$10:$CH$34,MATCH(CONCATENATE('UEC Data'!$C1823,'UEC Data'!$E1823),'Shipment Data'!$BI$10:$BI$34,0),MATCH('UEC Data'!$D1823,'Shipment Data'!$BG$10:$CH$10,0))","v":0}]
[null,null,"Commercial",50,"Enclosed, 6 poles","CSL 0",3.7426236671490352,null,"Commercial",50,"Enclosed, 6 poles",null,{"$f":"G1824*INDEX('Shipment Data'!$BG$10:$CH$34,MATCH(CONCATENATE('UEC Data'!$C1824,'UEC Data'!$E1824),'Shipment Data'!$BI$10:$BI$34,0),MATCH('UEC Data'!$D1824,'Shipment Data'!$BG$10:$CH$10,0))","v":0.27516513135356563}]
[null,null,"Commercial",50,"Enclosed, 6 poles","CSL 1",3.6299425244821828,null,"Commercial",50,"Enclosed, 6 poles",null,{"$f":"G1825*INDEX('Shipment Data'!$BG$10:$CH$34,MATCH(CONCATENATE('UEC Data'!$C1825,'UEC Data'!$E1825),'Shipment Data'!$BI$10:$BI$34,0),MATCH('UEC Data'!$D1825,'Shipment Data'!$BG$10:$CH$10,0))","v":0.26688058976442602}]
[null,null,"Commercial",50,"Enclosed, 6 poles","CSL 2",3.58750961505678,null,"Commercial",50,"Enclosed, 6 poles",null,{"$f":"G1826*INDEX('Shipment Data'!$BG$10:$CH$34,MATCH(CONCATENATE('UEC Data'!$C1826,'UEC Data'!$E1826),'Shipment Data'!$BI$10:$BI$34,0),MATCH('UEC Data'!$D1826,'Shipment Data'!$BG$10:$CH$10,0))","v":0.26376083791808314}]
[null,null,"Commercial",50,"Enclosed, 6 poles","CSL 3",3.5723243891729415,null,"Commercial",50,"Enclosed, 6 poles",null,{"$f":"G1827*INDEX('Shipment Data'!$BG$10:$CH$34,MATCH(CONCATENATE('UEC Data'!$C1827,'UEC Data'!$E1827),'Shipment Data'!$BI$10:$BI$34,0),MATCH('UEC Data'!$D1827,'Shipment Data'!$BG$10:$CH$10,0))","v":0.26264438992689543}]
[null,null,"Commercial",50,"Enclosed, 6 poles","CSL 4",3.5535226818615047,null,"Commercial",50,"Enclosed, 6 poles",null,{"$f":"G1828*INDEX('Shipment Data'!$BG$10:$CH$34,MATCH(CONCATENATE('UEC Data'!$C1828,'UEC Data'!$E1828),'Shipment Data'!$BI$10:$BI$34,0),MATCH('UEC Data'!$D1828,'Shipment Data'!$BG$10:$CH$10,0))","v":0.26126205103254335}]
[null,null,"Commercial",50,"Enclosed, 6 poles","-",0,null,"Commercial",50,"Enclosed, 6 poles",null,{"$f":"G1829*INDEX('Shipment Data'!$BG$10:$CH$34,MATCH(CONCATENATE('UEC Data'!$C1829,'UEC Data'!$E1829),'Shipment Data'!$BI$10:$BI$34,0),MATCH('UEC Data'!$D1829,'Shipment Data'!$BG$10:$CH$10,0))","v":0}]
[null,null,"Commercial",50,"Enclosed, 8 poles","CSL 0",3.7097214810642081,null,"Commercial",50,"Enclosed, 8 poles",null,{"$f":"G1830*INDEX('Shipment Data'!$BG$10:$CH$34,MATCH(CONCATENATE('UEC Data'!$C1830,'UEC Data'!$E1830),'Shipment Data'!$BI$10:$BI$34,0),MATCH('UEC Data'!$D1830,'Shipment Data'!$BG$10:$CH$10,0))","v":2.0247526868734465E-2}]
[null,null,"Commercial",50,"Enclosed, 8 poles","CSL 1",3.6814029964759318,null,"Commercial",50,"Enclosed, 8 poles",null,{"$f":"G1831*INDEX('Shipment Data'!$BG$10:$CH$34,MATCH(CONCATENATE('UEC Data'!$C1831,'UEC Data'!$E1831),'Shipment Data'!$BI$10:$BI$34,0),MATCH('UEC Data'!$D1831,'Shipment Data'!$BG$10:$CH$10,0))","v":2.009296559492733E-2}]
[null,null,"Commercial",50,"Enclosed, 8 poles","CSL 2",3.6535135798359626,null,"Commercial",50,"Enclosed, 8 poles",null,{"$f":"G1832*INDEX('Shipment Data'!$BG$10:$CH$34,MATCH(CONCATENATE('UEC Data'!$C1832,'UEC Data'!$E1832),'Shipment Data'!$BI$10:$BI$34,0),MATCH('UEC Data'!$D1832,'Shipment Data'!$BG$10:$CH$10,0))","v":1.9940746158602123E-2}]
[null,null,"Commercial",50,"Enclosed, 8 poles","CSL 3",3.6299425244821828,null,"Commercial",50,"Enclosed, 8 poles",null,{"$f":"G1833*INDEX('Shipment Data'!$BG$10:$CH$34,MATCH(CONCATENATE('UEC Data'!$C1833,'UEC Data'!$E1833),'Shipment Data'!$BI$10:$BI$34,0),MATCH('UEC Data'!$D1833,'Shipment Data'!$BG$10:$CH$10,0))","v":1.9812096183385339E-2}]
[null,null,"Commercial",50,"Enclosed, 8 poles","CSL 4",3.6066736621457585,null,"Commercial",50,"Enclosed, 8 poles",null,{"$f":"G1834*INDEX('Shipment Data'!$BG$10:$CH$34,MATCH(CONCATENATE('UEC Data'!$C1834,'UEC Data'!$E1834),'Shipment Data'!$BI$10:$BI$34,0),MATCH('UEC Data'!$D1834,'Shipment Data'!$BG$10:$CH$10,0))","v":1.9685095566825177E-2}]
[null,null,"Commercial",50,"Enclosed, 8 poles","-",0,null,"Commercial",50,"Enclosed, 8 poles",null,{"$f":"G1835*INDEX('Shipment Data'!$BG$10:$CH$34,MATCH(CONCATENATE('UEC Data'!$C1835,'UEC Data'!$E1835),'Shipment Data'!$BI$10:$BI$34,0),MATCH('UEC Data'!$D1835,'Shipment Data'!$BG$10:$CH$10,0))","v":0}]
[null,null,"Commercial",60,"Open, 2 poles","CSL 0",4.6471837536347884,null,"Commercial",60,"Open, 2 poles",null,{"$f":"G1836*INDEX('Shipment Data'!$BG$10:$CH$34,MATCH(CONCATENATE('UEC Data'!$C1836,'UEC Data'!$E1836),'Shipment Data'!$BI$10:$BI$34,0),MATCH('UEC Data'!$D1836,'Shipment Data'!$BG$10:$CH$10,0))","v":2.3642385941866795E-2}]
[null,null,"Commercial",60,"Open, 2 poles","CSL 1",4.6172019229661778,null,"Commercial",60,"Open, 2 poles",null,{"$f":"G1837*INDEX('Shipment Data'!$BG$10:$CH$34,MATCH(CONCATENATE('UEC Data'!$C1837,'UEC Data'!$E1837),'Shipment Data'!$BI$10:$BI$34,0),MATCH('UEC Data'!$D1837,'Shipment Data'!$BG$10:$CH$10,0))","v":2.348985441966121E-2}]
[null,null,"Commercial",60,"Open, 2 poles","CSL 2",4.5876044747420366,null,"Commercial",60,"Open, 2 poles",null,{"$f":"G1838*INDEX('Shipment Data'!$BG$10:$CH$34,MATCH(CONCATENATE('UEC Data'!$C1838,'UEC Data'!$E1838),'Shipment Data'!$BI$10:$BI$34,0),MATCH('UEC Data'!$D1838,'Shipment Data'!$BG$10:$CH$10,0))","v":2.3339278429791589E-2}]
[null,null,"Commercial",60,"Open, 2 poles","CSL 3",4.5632282554288475,null,"Commercial",60,"Open, 2 poles",null,{"$f":"G1839*INDEX('Shipment Data'!$BG$10:$CH$34,MATCH(CONCATENATE('UEC Data'!$C1839,'UEC Data'!$E1839),'Shipment Data'!$BI$10:$BI$34,0),MATCH('UEC Data'!$D1839,'Shipment Data'!$BG$10:$CH$10,0))","v":2.3215265260664107E-2}]
[null,null,"Commercial",60,"Open, 2 poles","CSL 4",4.5439130035540165,null,"Commercial",60,"Open, 2 poles",null,{"$f":"G1840*INDEX('Shipment Data'!$BG$10:$CH$34,MATCH(CONCATENATE('UEC Data'!$C1840,'UEC Data'!$E1840),'Shipment Data'!$BI$10:$BI$34,0),MATCH('UEC Data'!$D1840,'Shipment Data'!$BG$10:$CH$10,0))","v":2.3116999587603094E-2}]
[null,null,"Commercial",60,"Open, 2 poles","-",0,null,"Commercial",60,"Open, 2 poles",null,{"$f":"G1841*INDEX('Shipment Data'!$BG$10:$CH$34,MATCH(CONCATENATE('UEC Data'!$C1841,'UEC Data'!$E1841),'Shipment Data'!$BI$10:$BI$34,0),MATCH('UEC Data'!$D1841,'Shipment Data'!$BG$10:$CH$10,0))","v":0}]
[null,null,"Commercial",60,"Open, 4 poles","CSL 0",4.6826584387770396,null,"Commercial",60,"Open, 4 poles",null,{"$f":"G1842*INDEX('Shipment Data'!$BG$10:$CH$34,MATCH(CONCATENATE('UEC Data'!$C1842,'UEC Data'!$E1842),'Shipment Data'!$BI$10:$BI$34,0),MATCH('UEC Data'!$D1842,'Shipment Data'!$BG$10:$CH$10,0))","v":0.1592370260865629}]
[null,null,"Commercial",60,"Open, 4 poles","CSL 1",4.5876044747420366,null,"Commercial",60,"Open, 4 poles",null,{"$f":"G1843*INDEX('Shipment Data'!$BG$10:$CH$34,MATCH(CONCATENATE('UEC Data'!$C1843,'UEC Data'!$E1843),'Shipment Data'!$BI$10:$BI$34,0),MATCH('UEC Data'!$D1843,'Shipment Data'!$BG$10:$CH$10,0))","v":0.156004650557028}]
[null,null,"Commercial",60,"Open, 4 poles","CSL 2",4.5199976719563626,null,"Commercial",60,"Open, 4 poles",null,{"$f":"G1844*INDEX('Shipment Data'!$BG$10:$CH$34,MATCH(CONCATENATE('UEC Data'!$C1844,'UEC Data'!$E1844),'Shipment Data'!$BI$10:$BI$34,0),MATCH('UEC Data'!$D1844,'Shipment Data'!$BG$10:$CH$10,0))","v":0.15370563465408227}]
[null,null,"Commercial",60,"Open, 4 poles","CSL 3",4.5010458997469032,null,"Commercial",60,"Open, 4 poles",null,{"$f":"G1845*INDEX('Shipment Data'!$BG$10:$CH$34,MATCH(CONCATENATE('UEC Data'!$C1845,'UEC Data'!$E1845),'Shipment Data'!$BI$10:$BI$34,0),MATCH('UEC Data'!$D1845,'Shipment Data'!$BG$10:$CH$10,0))","v":0.15306116658425387}]
[null,null,"Commercial",60,"Open, 4 poles","CSL 4",4.4822523886832411,null,"Commercial",60,"Open, 4 poles",null,{"$f":"G1846*INDEX('Shipment Data'!$BG$10:$CH$34,MATCH(CONCATENATE('UEC Data'!$C1846,'UEC Data'!$E1846),'Shipment Data'!$BI$10:$BI$34,0),MATCH('UEC Data'!$D1846,'Shipment Data'!$BG$10:$CH$10,0))","v":0.15242208029371415}]
[null,null,"Commercial",60,"Open, 4 poles","-",0,null,"Commercial",60,"Open, 4 poles",null,{"$f":"G1847*INDEX('Shipment Data'!$BG$10:$CH$34,MATCH(CONCATENATE('UEC Data'!$C1847,'UEC Data'!$E1847),'Shipment Data'!$BI$10:$BI$34,0),MATCH('UEC Data'!$D1847,'Shipment Data'!$BG$10:$CH$10,0))","v":0}]
[null,null,"Commercial",60,"Open, 6 poles","CSL 0",4.6471837536347884,null,"Commercial",60,"Open, 6 poles",null,{"$f":"G1848*INDEX('Shipment Data'!$BG$10:$CH$34,MATCH(CONCATENATE('UEC Data'!$C1848,'UEC Data'!$E1848),'Shipment Data'!$BI$10:$BI$34,0),MATCH('UEC Data'!$D1848,'Shipment Data'!$BG$10:$CH$10,0))","v":6.9682821723396876E-2}]
[null,null,"Commercial",60,"Open, 6 poles","CSL 1",4.5876044747420366,null,"Commercial",60,"Open, 6 poles",null,{"$f":"G1849*INDEX('Shipment Data'!$BG$10:$CH$34,MATCH(CONCATENATE('UEC Data'!$C1849,'UEC Data'!$E1849),'Shipment Data'!$BI$10:$BI$34,0),MATCH('UEC Data'!$D1849,'Shipment Data'!$BG$10:$CH$10,0))","v":6.8789452214122582E-2}]
[null,null,"Commercial",60,"Open, 6 poles","CSL 2",4.5439130035540165,null,"Commercial",60,"Open, 6 poles",null,{"$f":"G1850*INDEX('Shipment Data'!$BG$10:$CH$34,MATCH(CONCATENATE('UEC Data'!$C1850,'UEC Data'!$E1850),'Shipment Data'!$BI$10:$BI$34,0),MATCH('UEC Data'!$D1850,'Shipment Data'!$BG$10:$CH$10,0))","v":6.8134314573988067E-2}]
[null,null,"Commercial",60,"Open, 6 poles","CSL 3",4.5199976719563626,null,"Commercial",60,"Open, 6 poles",null,{"$f":"G1851*INDEX('Shipment Data'!$BG$10:$CH$34,MATCH(CONCATENATE('UEC Data'!$C1851,'UEC Data'!$E1851),'Shipment Data'!$BI$10:$BI$34,0),MATCH('UEC Data'!$D1851,'Shipment Data'!$BG$10:$CH$10,0))","v":6.7775712918335479E-2}]
[null,null,"Commercial",60,"Open, 6 poles","CSL 4",4.5010458997469032,null,"Commercial",60,"Open, 6 poles",null,{"$f":"G1852*INDEX('Shipment Data'!$BG$10:$CH$34,MATCH(CONCATENATE('UEC Data'!$C1852,'UEC Data'!$E1852),'Shipment Data'!$BI$10:$BI$34,0),MATCH('UEC Data'!$D1852,'Shipment Data'!$BG$10:$CH$10,0))","v":6.7491538021403272E-2}]
[null,null,"Commercial",60,"Open, 6 poles","-",0,null,"Commercial",60,"Open, 6 poles",null,{"$f":"G1853*INDEX('Shipment Data'!$BG$10:$CH$34,MATCH(CONCATENATE('UEC Data'!$C1853,'UEC Data'!$E1853),'Shipment Data'!$BI$10:$BI$34,0),MATCH('UEC Data'!$D1853,'Shipment Data'!$BG$10:$CH$10,0))","v":0}]
[null,null,"Commercial",60,"Open, 8 poles","CSL 0",4.7186788883060933,null,"Commercial",60,"Open, 8 poles",null,{"$f":"G1854*INDEX('Shipment Data'!$BG$10:$CH$34,MATCH(CONCATENATE('UEC Data'!$C1854,'UEC Data'!$E1854),'Shipment Data'!$BI$10:$BI$34,0),MATCH('UEC Data'!$D1854,'Shipment Data'!$BG$10:$CH$10,0))","v":2.7796554159992375E-2}]
[null,null,"Commercial",60,"Open, 8 poles","CSL 1",4.6471837536347884,null,"Commercial",60,"Open, 8 poles",null,{"$f":"G1855*INDEX('Shipment Data'!$BG$10:$CH$34,MATCH(CONCATENATE('UEC Data'!$C1855,'UEC Data'!$E1855),'Shipment Data'!$BI$10:$BI$34,0),MATCH('UEC Data'!$D1855,'Shipment Data'!$BG$10:$CH$10,0))","v":2.7375394248477337E-2}]
[null,null,"Commercial",60,"Open, 8 poles","CSL 2",4.6172019229661778,null,"Commercial",60,"Open, 8 poles",null,{"$f":"G1856*INDEX('Shipment Data'!$BG$10:$CH$34,MATCH(CONCATENATE('UEC Data'!$C1856,'UEC Data'!$E1856),'Shipment Data'!$BI$10:$BI$34,0),MATCH('UEC Data'!$D1856,'Shipment Data'!$BG$10:$CH$10,0))","v":2.7198778801712974E-2}]
[null,null,"Commercial",60,"Open, 8 poles","CSL 3",4.5876044747420366,null,"Commercial",60,"Open, 8 poles",null,{"$f":"G1857*INDEX('Shipment Data'!$BG$10:$CH$34,MATCH(CONCATENATE('UEC Data'!$C1857,'UEC Data'!$E1857),'Shipment Data'!$BI$10:$BI$34,0),MATCH('UEC Data'!$D1857,'Shipment Data'!$BG$10:$CH$10,0))","v":2.7024427655548151E-2}]
[null,null,"Commercial",60,"Open, 8 poles","CSL 4",4.5632282554288475,null,"Commercial",60,"Open, 8 poles",null,{"$f":"G1858*INDEX('Shipment Data'!$BG$10:$CH$34,MATCH(CONCATENATE('UEC Data'!$C1858,'UEC Data'!$E1858),'Shipment Data'!$BI$10:$BI$34,0),MATCH('UEC Data'!$D1858,'Shipment Data'!$BG$10:$CH$10,0))","v":2.6880833459716327E-2}]
[null,null,"Commercial",60,"Open, 8 poles","-",0,null,"Commercial",60,"Open, 8 poles",null,{"$f":"G1859*INDEX('Shipment Data'!$BG$10:$CH$34,MATCH(CONCATENATE('UEC Data'!$C1859,'UEC Data'!$E1859),'Shipment Data'!$BI$10:$BI$34,0),MATCH('UEC Data'!$D1859,'Shipment Data'!$BG$10:$CH$10,0))","v":0}]
[null,null,"Commercial",60,"Enclosed, 2 poles","CSL 0",4.7977628920207209,null,"Commercial",60,"Enclosed, 2 poles",null,{"$f":"G1860*INDEX('Shipment Data'!$BG$10:$CH$34,MATCH(CONCATENATE('UEC Data'!$C1860,'UEC Data'!$E1860),'Shipment Data'!$BI$10:$BI$34,0),MATCH('UEC Data'!$D1860,'Shipment Data'!$BG$10:$CH$10,0))","v":0.13103484800053289}]
[null,null,"Commercial",60,"Enclosed, 2 poles","CSL 1",4.6172019229661778,null,"Commercial",60,"Enclosed, 2 poles",null,{"$f":"G1861*INDEX('Shipment Data'!$BG$10:$CH$34,MATCH(CONCATENATE('UEC Data'!$C1861,'UEC Data'!$E1861),'Shipment Data'!$BI$10:$BI$34,0),MATCH('UEC Data'!$D1861,'Shipment Data'!$BG$10:$CH$10,0))","v":0.12610342898976015}]
[null,null,"Commercial",60,"Enclosed, 2 poles","CSL 2",4.5876044747420366,null,"Commercial",60,"Enclosed, 2 poles",null,{"$f":"G1862*INDEX('Shipment Data'!$BG$10:$CH$34,MATCH(CONCATENATE('UEC Data'!$C1862,'UEC Data'!$E1862),'Shipment Data'!$BI$10:$BI$34,0),MATCH('UEC Data'!$D1862,'Shipment Data'!$BG$10:$CH$10,0))","v":0.12529507367572326}]
[null,null,"Commercial",60,"Enclosed, 2 poles","CSL 3",4.5632282554288475,null,"Commercial",60,"Enclosed, 2 poles",null,{"$f":"G1863*INDEX('Shipment Data'!$BG$10:$CH$34,MATCH(CONCATENATE('UEC Data'!$C1863,'UEC Data'!$E1863),'Shipment Data'!$BI$10:$BI$34,0),MATCH('UEC Data'!$D1863,'Shipment Data'!$BG$10:$CH$10,0))","v":0.12462931876777571}]
[null,null,"Commercial",60,"Enclosed, 2 poles","CSL 4",4.5439130035540165,null,"Commercial",60,"Enclosed, 2 poles",null,{"$f":"G1864*INDEX('Shipment Data'!$BG$10:$CH$34,MATCH(CONCATENATE('UEC Data'!$C1864,'UEC Data'!$E1864),'Shipment Data'!$BI$10:$BI$34,0),MATCH('UEC Data'!$D1864,'Shipment Data'!$BG$10:$CH$10,0))","v":0.12410178725976397}]
[null,null,"Commercial",60,"Enclosed, 2 poles","-",0,null,"Commercial",60,"Enclosed, 2 poles",null,{"$f":"G1865*INDEX('Shipment Data'!$BG$10:$CH$34,MATCH(CONCATENATE('UEC Data'!$C1865,'UEC Data'!$E1865),'Shipment Data'!$BI$10:$BI$34,0),MATCH('UEC Data'!$D1865,'Shipment Data'!$BG$10:$CH$10,0))","v":0}]
[null,null,"Commercial",60,"Enclosed, 4 poles","CSL 0",4.760529698845394,null,"Commercial",60,"Enclosed, 4 poles",null,{"$f":"G1866*INDEX('Shipment Data'!$BG$10:$CH$34,MATCH(CONCATENATE('UEC Data'!$C1866,'UEC Data'!$E1866),'Shipment Data'!$BI$10:$BI$34,0),MATCH('UEC Data'!$D1866,'Shipment Data'!$BG$10:$CH$10,0))","v":0.77628362980881771}]
[null,null,"Commercial",60,"Enclosed, 4 poles","CSL 1",4.5876044747420366,null,"Commercial",60,"Enclosed, 4 poles",null,{"$f":"G1867*INDEX('Shipment Data'!$BG$10:$CH$34,MATCH(CONCATENATE('UEC Data'!$C1867,'UEC Data'!$E1867),'Shipment Data'!$BI$10:$BI$34,0),MATCH('UEC Data'!$D1867,'Shipment Data'!$BG$10:$CH$10,0))","v":0.74808529282858294}]
[null,null,"Commercial",60,"Enclosed, 4 poles","CSL 2",4.5199976719563626,null,"Commercial",60,"Enclosed, 4 poles",null,{"$f":"G1868*INDEX('Shipment Data'!$BG$10:$CH$34,MATCH(CONCATENATE('UEC Data'!$C1868,'UEC Data'!$E1868),'Shipment Data'!$BI$10:$BI$34,0),MATCH('UEC Data'!$D1868,'Shipment Data'!$BG$10:$CH$10,0))","v":0.73706087798689834}]
[null,null,"Commercial",60,"Enclosed, 4 poles","CSL 3",4.5010458997469032,null,"Commercial",60,"Enclosed, 4 poles",null,{"$f":"G1869*INDEX('Shipment Data'!$BG$10:$CH$34,MATCH(CONCATENATE('UEC Data'!$C1869,'UEC Data'!$E1869),'Shipment Data'!$BI$10:$BI$34,0),MATCH('UEC Data'!$D1869,'Shipment Data'!$BG$10:$CH$10,0))","v":0.73397047598276055}]
[null,null,"Commercial",60,"Enclosed, 4 poles","CSL 4",4.4822523886832411,null,"Commercial",60,"Enclosed, 4 poles",null,{"$f":"G1870*INDEX('Shipment Data'!$BG$10:$CH$34,MATCH(CONCATENATE('UEC Data'!$C1870,'UEC Data'!$E1870),'Shipment Data'!$BI$10:$BI$34,0),MATCH('UEC Data'!$D1870,'Shipment Data'!$BG$10:$CH$10,0))","v":0.73090588109347965}]
[null,null,"Commercial",60,"Enclosed, 4 poles","-",0,null,"Commercial",60,"Enclosed, 4 poles",null,{"$f":"G1871*INDEX('Shipment Data'!$BG$10:$CH$34,MATCH(CONCATENATE('UEC Data'!$C1871,'UEC Data'!$E1871),'Shipment Data'!$BI$10:$BI$34,0),MATCH('UEC Data'!$D1871,'Shipment Data'!$BG$10:$CH$10,0))","v":0}]
[null,null,"Commercial",60,"Enclosed, 6 poles","CSL 0",4.7977628920207209,null,"Commercial",60,"Enclosed, 6 poles",null,{"$f":"G1872*INDEX('Shipment Data'!$BG$10:$CH$34,MATCH(CONCATENATE('UEC Data'!$C1872,'UEC Data'!$E1872),'Shipment Data'!$BI$10:$BI$34,0),MATCH('UEC Data'!$D1872,'Shipment Data'!$BG$10:$CH$10,0))","v":0.19783692737335359}]
[null,null,"Commercial",60,"Enclosed, 6 poles","CSL 1",4.5876044747420366,null,"Commercial",60,"Enclosed, 6 poles",null,{"$f":"G1873*INDEX('Shipment Data'!$BG$10:$CH$34,MATCH(CONCATENATE('UEC Data'!$C1873,'UEC Data'!$E1873),'Shipment Data'!$BI$10:$BI$34,0),MATCH('UEC Data'!$D1873,'Shipment Data'!$BG$10:$CH$10,0))","v":0.1891709935888371}]
[null,null,"Commercial",60,"Enclosed, 6 poles","CSL 2",4.5439130035540165,null,"Commercial",60,"Enclosed, 6 poles",null,{"$f":"G1874*INDEX('Shipment Data'!$BG$10:$CH$34,MATCH(CONCATENATE('UEC Data'!$C1874,'UEC Data'!$E1874),'Shipment Data'!$BI$10:$BI$34,0),MATCH('UEC Data'!$D1874,'Shipment Data'!$BG$10:$CH$10,0))","v":0.18736936507846719}]
[null,null,"Commercial",60,"Enclosed, 6 poles","CSL 3",4.5199976719563626,null,"Commercial",60,"Enclosed, 6 poles",null,{"$f":"G1875*INDEX('Shipment Data'!$BG$10:$CH$34,MATCH(CONCATENATE('UEC Data'!$C1875,'UEC Data'!$E1875),'Shipment Data'!$BI$10:$BI$34,0),MATCH('UEC Data'!$D1875,'Shipment Data'!$BG$10:$CH$10,0))","v":0.18638321052542259}]
[null,null,"Commercial",60,"Enclosed, 6 poles","CSL 4",4.5010458997469032,null,"Commercial",60,"Enclosed, 6 poles",null,{"$f":"G1876*INDEX('Shipment Data'!$BG$10:$CH$34,MATCH(CONCATENATE('UEC Data'!$C1876,'UEC Data'!$E1876),'Shipment Data'!$BI$10:$BI$34,0),MATCH('UEC Data'!$D1876,'Shipment Data'!$BG$10:$CH$10,0))","v":0.18560172955885901}]
[null,null,"Commercial",60,"Enclosed, 6 poles","-",0,null,"Commercial",60,"Enclosed, 6 poles",null,{"$f":"G1877*INDEX('Shipment Data'!$BG$10:$CH$34,MATCH(CONCATENATE('UEC Data'!$C1877,'UEC Data'!$E1877),'Shipment Data'!$BI$10:$BI$34,0),MATCH('UEC Data'!$D1877,'Shipment Data'!$BG$10:$CH$10,0))","v":0}]
[null,null,"Commercial",60,"Enclosed, 8 poles","CSL 0",4.6471837536347884,null,"Commercial",60,"Enclosed, 8 poles",null,{"$f":"G1878*INDEX('Shipment Data'!$BG$10:$CH$34,MATCH(CONCATENATE('UEC Data'!$C1878,'UEC Data'!$E1878),'Shipment Data'!$BI$10:$BI$34,0),MATCH('UEC Data'!$D1878,'Shipment Data'!$BG$10:$CH$10,0))","v":2.7375394248477337E-2}]
[null,null,"Commercial",60,"Enclosed, 8 poles","CSL 1",4.6826584387770396,null,"Commercial",60,"Enclosed, 8 poles",null,{"$f":"G1879*INDEX('Shipment Data'!$BG$10:$CH$34,MATCH(CONCATENATE('UEC Data'!$C1879,'UEC Data'!$E1879),'Shipment Data'!$BI$10:$BI$34,0),MATCH('UEC Data'!$D1879,'Shipment Data'!$BG$10:$CH$10,0))","v":2.7584366723656557E-2}]
[null,null,"Commercial",60,"Enclosed, 8 poles","CSL 2",4.6471837536347884,null,"Commercial",60,"Enclosed, 8 poles",null,{"$f":"G1880*INDEX('Shipment Data'!$BG$10:$CH$34,MATCH(CONCATENATE('UEC Data'!$C1880,'UEC Data'!$E1880),'Shipment Data'!$BI$10:$BI$34,0),MATCH('UEC Data'!$D1880,'Shipment Data'!$BG$10:$CH$10,0))","v":2.7375394248477337E-2}]
[null,null,"Commercial",60,"Enclosed, 8 poles","CSL 3",4.6172019229661778,null,"Commercial",60,"Enclosed, 8 poles",null,{"$f":"G1881*INDEX('Shipment Data'!$BG$10:$CH$34,MATCH(CONCATENATE('UEC Data'!$C1881,'UEC Data'!$E1881),'Shipment Data'!$BI$10:$BI$34,0),MATCH('UEC Data'!$D1881,'Shipment Data'!$BG$10:$CH$10,0))","v":2.7198778801712974E-2}]
[null,null,"Commercial",60,"Enclosed, 8 poles","CSL 4",4.5876044747420366,null,"Commercial",60,"Enclosed, 8 poles",null,{"$f":"G1882*INDEX('Shipment Data'!$BG$10:$CH$34,MATCH(CONCATENATE('UEC Data'!$C1882,'UEC Data'!$E1882),'Shipment Data'!$BI$10:$BI$34,0),MATCH('UEC Data'!$D1882,'Shipment Data'!$BG$10:$CH$10,0))","v":2.7024427655548151E-2}]
[null,null,"Commercial",60,"Enclosed, 8 poles","-",0,null,"Commercial",60,"Enclosed, 8 poles",null,{"$f":"G1883*INDEX('Shipment Data'!$BG$10:$CH$34,MATCH(CONCATENATE('UEC Data'!$C1883,'UEC Data'!$E1883),'Shipment Data'!$BI$10:$BI$34,0),MATCH('UEC Data'!$D1883,'Shipment Data'!$BG$10:$CH$10,0))","v":0}]
[null,null,"Commercial",75,"Open, 2 poles","CSL 0",5.7715024037077232,null,"Commercial",75,"Open, 2 poles",null,{"$f":"G1884*INDEX('Shipment Data'!$BG$10:$CH$34,MATCH(CONCATENATE('UEC Data'!$C1884,'UEC Data'!$E1884),'Shipment Data'!$BI$10:$BI$34,0),MATCH('UEC Data'!$D1884,'Shipment Data'!$BG$10:$CH$10,0))","v":2.9362318024576523E-2}]
[null,null,"Commercial",75,"Open, 2 poles","CSL 1",5.7715024037077232,null,"Commercial",75,"Open, 2 poles",null,{"$f":"G1885*INDEX('Shipment Data'!$BG$10:$CH$34,MATCH(CONCATENATE('UEC Data'!$C1885,'UEC Data'!$E1885),'Shipment Data'!$BI$10:$BI$34,0),MATCH('UEC Data'!$D1885,'Shipment Data'!$BG$10:$CH$10,0))","v":2.9362318024576523E-2}]
[null,null,"Commercial",75,"Open, 2 poles","CSL 2",5.7345055934275457,null,"Commercial",75,"Open, 2 poles",null,{"$f":"G1886*INDEX('Shipment Data'!$BG$10:$CH$34,MATCH(CONCATENATE('UEC Data'!$C1886,'UEC Data'!$E1886),'Shipment Data'!$BI$10:$BI$34,0),MATCH('UEC Data'!$D1886,'Shipment Data'!$BG$10:$CH$10,0))","v":2.9174098037239499E-2}]
[null,null,"Commercial",75,"Open, 2 poles","CSL 3",5.70403531928606,null,"Commercial",75,"Open, 2 poles",null,{"$f":"G1887*INDEX('Shipment Data'!$BG$10:$CH$34,MATCH(CONCATENATE('UEC Data'!$C1887,'UEC Data'!$E1887),'Shipment Data'!$BI$10:$BI$34,0),MATCH('UEC Data'!$D1887,'Shipment Data'!$BG$10:$CH$10,0))","v":2.9019081575830146E-2}]
[null,null,"Commercial",75,"Open, 2 poles","CSL 4",5.6798912544425209,null,"Commercial",75,"Open, 2 poles",null,{"$f":"G1888*INDEX('Shipment Data'!$BG$10:$CH$34,MATCH(CONCATENATE('UEC Data'!$C1888,'UEC Data'!$E1888),'Shipment Data'!$BI$10:$BI$34,0),MATCH('UEC Data'!$D1888,'Shipment Data'!$BG$10:$CH$10,0))","v":2.889624948450388E-2}]
[null,null,"Commercial",75,"Open, 2 poles","-",0,null,"Commercial",75,"Open, 2 poles",null,{"$f":"G1889*INDEX('Shipment Data'!$BG$10:$CH$34,MATCH(CONCATENATE('UEC Data'!$C1889,'UEC Data'!$E1889),'Shipment Data'!$BI$10:$BI$34,0),MATCH('UEC Data'!$D1889,'Shipment Data'!$BG$10:$CH$10,0))","v":0}]
[null,null,"Commercial",75,"Open, 4 poles","CSL 0",5.7715024037077232,null,"Commercial",75,"Open, 4 poles",null,{"$f":"G1890*INDEX('Shipment Data'!$BG$10:$CH$34,MATCH(CONCATENATE('UEC Data'!$C1890,'UEC Data'!$E1890),'Shipment Data'!$BI$10:$BI$34,0),MATCH('UEC Data'!$D1890,'Shipment Data'!$BG$10:$CH$10,0))","v":0.19626391521690625}]
[null,null,"Commercial",75,"Open, 4 poles","CSL 1",5.70403531928606,null,"Commercial",75,"Open, 4 poles",null,{"$f":"G1891*INDEX('Shipment Data'!$BG$10:$CH$34,MATCH(CONCATENATE('UEC Data'!$C1891,'UEC Data'!$E1891),'Shipment Data'!$BI$10:$BI$34,0),MATCH('UEC Data'!$D1891,'Shipment Data'!$BG$10:$CH$10,0))","v":0.19396965053318047}]
[null,null,"Commercial",75,"Open, 4 poles","CSL 2",5.6499970899454546,null,"Commercial",75,"Open, 4 poles",null,{"$f":"G1892*INDEX('Shipment Data'!$BG$10:$CH$34,MATCH(CONCATENATE('UEC Data'!$C1892,'UEC Data'!$E1892),'Shipment Data'!$BI$10:$BI$34,0),MATCH('UEC Data'!$D1892,'Shipment Data'!$BG$10:$CH$10,0))","v":0.19213204331760295}]
[null,null,"Commercial",75,"Open, 4 poles","CSL 3",5.6263073746836287,null,"Commercial",75,"Open, 4 poles",null,{"$f":"G1893*INDEX('Shipment Data'!$BG$10:$CH$34,MATCH(CONCATENATE('UEC Data'!$C1893,'UEC Data'!$E1893),'Shipment Data'!$BI$10:$BI$34,0),MATCH('UEC Data'!$D1893,'Shipment Data'!$BG$10:$CH$10,0))","v":0.19132645823031738}]
[null,null,"Commercial",75,"Open, 4 poles","CSL 4",5.6028154858540518,null,"Commercial",75,"Open, 4 poles",null,{"$f":"G1894*INDEX('Shipment Data'!$BG$10:$CH$34,MATCH(CONCATENATE('UEC Data'!$C1894,'UEC Data'!$E1894),'Shipment Data'!$BI$10:$BI$34,0),MATCH('UEC Data'!$D1894,'Shipment Data'!$BG$10:$CH$10,0))","v":0.19052760036714278}]
[null,null,"Commercial",75,"Open, 4 poles","-",0,null,"Commercial",75,"Open, 4 poles",null,{"$f":"G1895*INDEX('Shipment Data'!$BG$10:$CH$34,MATCH(CONCATENATE('UEC Data'!$C1895,'UEC Data'!$E1895),'Shipment Data'!$BI$10:$BI$34,0),MATCH('UEC Data'!$D1895,'Shipment Data'!$BG$10:$CH$10,0))","v":0}]
[null,null,"Commercial",75,"Open, 6 poles","CSL 0",5.8089796920434873,null,"Commercial",75,"Open, 6 poles",null,{"$f":"G1896*INDEX('Shipment Data'!$BG$10:$CH$34,MATCH(CONCATENATE('UEC Data'!$C1896,'UEC Data'!$E1896),'Shipment Data'!$BI$10:$BI$34,0),MATCH('UEC Data'!$D1896,'Shipment Data'!$BG$10:$CH$10,0))","v":8.7103527154246158E-2}]
[null,null,"Commercial",75,"Open, 6 poles","CSL 1",5.7345055934275457,null,"Commercial",75,"Open, 6 poles",null,{"$f":"G1897*INDEX('Shipment Data'!$BG$10:$CH$34,MATCH(CONCATENATE('UEC Data'!$C1897,'UEC Data'!$E1897),'Shipment Data'!$BI$10:$BI$34,0),MATCH('UEC Data'!$D1897,'Shipment Data'!$BG$10:$CH$10,0))","v":8.5986815267653269E-2}]
[null,null,"Commercial",75,"Open, 6 poles","CSL 2",5.6798912544425209,null,"Commercial",75,"Open, 6 poles",null,{"$f":"G1898*INDEX('Shipment Data'!$BG$10:$CH$34,MATCH(CONCATENATE('UEC Data'!$C1898,'UEC Data'!$E1898),'Shipment Data'!$BI$10:$BI$34,0),MATCH('UEC Data'!$D1898,'Shipment Data'!$BG$10:$CH$10,0))","v":8.5167893217485136E-2}]
[null,null,"Commercial",75,"Open, 6 poles","CSL 3",5.6499970899454546,null,"Commercial",75,"Open, 6 poles",null,{"$f":"G1899*INDEX('Shipment Data'!$BG$10:$CH$34,MATCH(CONCATENATE('UEC Data'!$C1899,'UEC Data'!$E1899),'Shipment Data'!$BI$10:$BI$34,0),MATCH('UEC Data'!$D1899,'Shipment Data'!$BG$10:$CH$10,0))","v":8.4719641147919425E-2}]
[null,null,"Commercial",75,"Open, 6 poles","CSL 4",5.6263073746836287,null,"Commercial",75,"Open, 6 poles",null,{"$f":"G1900*INDEX('Shipment Data'!$BG$10:$CH$34,MATCH(CONCATENATE('UEC Data'!$C1900,'UEC Data'!$E1900),'Shipment Data'!$BI$10:$BI$34,0),MATCH('UEC Data'!$D1900,'Shipment Data'!$BG$10:$CH$10,0))","v":8.4364422526754135E-2}]
[null,null,"Commercial",75,"Open, 6 poles","-",0,null,"Commercial",75,"Open, 6 poles",null,{"$f":"G1901*INDEX('Shipment Data'!$BG$10:$CH$34,MATCH(CONCATENATE('UEC Data'!$C1901,'UEC Data'!$E1901),'Shipment Data'!$BI$10:$BI$34,0),MATCH('UEC Data'!$D1901,'Shipment Data'!$BG$10:$CH$10,0))","v":0}]
[null,null,"Commercial",75,"Open, 8 poles","CSL 0",5.8533230484712995,null,"Commercial",75,"Open, 8 poles",null,{"$f":"G1902*INDEX('Shipment Data'!$BG$10:$CH$34,MATCH(CONCATENATE('UEC Data'!$C1902,'UEC Data'!$E1902),'Shipment Data'!$BI$10:$BI$34,0),MATCH('UEC Data'!$D1902,'Shipment Data'!$BG$10:$CH$10,0))","v":3.4480458404570716E-2}]
[null,null,"Commercial",75,"Open, 8 poles","CSL 1",5.7345055934275457,null,"Commercial",75,"Open, 8 poles",null,{"$f":"G1903*INDEX('Shipment Data'!$BG$10:$CH$34,MATCH(CONCATENATE('UEC Data'!$C1903,'UEC Data'!$E1903),'Shipment Data'!$BI$10:$BI$34,0),MATCH('UEC Data'!$D1903,'Shipment Data'!$BG$10:$CH$10,0))","v":3.3780534569435208E-2}]
[null,null,"Commercial",75,"Open, 8 poles","CSL 2",5.70403531928606,null,"Commercial",75,"Open, 8 poles",null,{"$f":"G1904*INDEX('Shipment Data'!$BG$10:$CH$34,MATCH(CONCATENATE('UEC Data'!$C1904,'UEC Data'!$E1904),'Shipment Data'!$BI$10:$BI$34,0),MATCH('UEC Data'!$D1904,'Shipment Data'!$BG$10:$CH$10,0))","v":3.3601041824645433E-2}]
[null,null,"Commercial",75,"Open, 8 poles","CSL 3",5.6798912544425209,null,"Commercial",75,"Open, 8 poles",null,{"$f":"G1905*INDEX('Shipment Data'!$BG$10:$CH$34,MATCH(CONCATENATE('UEC Data'!$C1905,'UEC Data'!$E1905),'Shipment Data'!$BI$10:$BI$34,0),MATCH('UEC Data'!$D1905,'Shipment Data'!$BG$10:$CH$10,0))","v":3.3458815192583438E-2}]
[null,null,"Commercial",75,"Open, 8 poles","CSL 4",5.6499970899454546,null,"Commercial",75,"Open, 8 poles",null,{"$f":"G1906*INDEX('Shipment Data'!$BG$10:$CH$34,MATCH(CONCATENATE('UEC Data'!$C1906,'UEC Data'!$E1906),'Shipment Data'!$BI$10:$BI$34,0),MATCH('UEC Data'!$D1906,'Shipment Data'!$BG$10:$CH$10,0))","v":3.328271616525405E-2}]
[null,null,"Commercial",75,"Open, 8 poles","-",0,null,"Commercial",75,"Open, 8 poles",null,{"$f":"G1907*INDEX('Shipment Data'!$BG$10:$CH$34,MATCH(CONCATENATE('UEC Data'!$C1907,'UEC Data'!$E1907),'Shipment Data'!$BI$10:$BI$34,0),MATCH('UEC Data'!$D1907,'Shipment Data'!$BG$10:$CH$10,0))","v":0}]
[null,null,"Commercial",75,"Enclosed, 2 poles","CSL 0",5.997203615025902,null,"Commercial",75,"Enclosed, 2 poles",null,{"$f":"G1908*INDEX('Shipment Data'!$BG$10:$CH$34,MATCH(CONCATENATE('UEC Data'!$C1908,'UEC Data'!$E1908),'Shipment Data'!$BI$10:$BI$34,0),MATCH('UEC Data'!$D1908,'Shipment Data'!$BG$10:$CH$10,0))","v":0.16379356000066622}]
[null,null,"Commercial",75,"Enclosed, 2 poles","CSL 1",5.7715024037077232,null,"Commercial",75,"Enclosed, 2 poles",null,{"$f":"G1909*INDEX('Shipment Data'!$BG$10:$CH$34,MATCH(CONCATENATE('UEC Data'!$C1909,'UEC Data'!$E1909),'Shipment Data'!$BI$10:$BI$34,0),MATCH('UEC Data'!$D1909,'Shipment Data'!$BG$10:$CH$10,0))","v":0.15762928623720029}]
[null,null,"Commercial",75,"Enclosed, 2 poles","CSL 2",5.7345055934275457,null,"Commercial",75,"Enclosed, 2 poles",null,{"$f":"G1910*INDEX('Shipment Data'!$BG$10:$CH$34,MATCH(CONCATENATE('UEC Data'!$C1910,'UEC Data'!$E1910),'Shipment Data'!$BI$10:$BI$34,0),MATCH('UEC Data'!$D1910,'Shipment Data'!$BG$10:$CH$10,0))","v":0.15661884209465415}]
[null,null,"Commercial",75,"Enclosed, 2 poles","CSL 3",5.70403531928606,null,"Commercial",75,"Enclosed, 2 poles",null,{"$f":"G1911*INDEX('Shipment Data'!$BG$10:$CH$34,MATCH(CONCATENATE('UEC Data'!$C1911,'UEC Data'!$E1911),'Shipment Data'!$BI$10:$BI$34,0),MATCH('UEC Data'!$D1911,'Shipment Data'!$BG$10:$CH$10,0))","v":0.15578664845971973}]
[null,null,"Commercial",75,"Enclosed, 2 poles","CSL 4",5.6798912544425209,null,"Commercial",75,"Enclosed, 2 poles",null,{"$f":"G1912*INDEX('Shipment Data'!$BG$10:$CH$34,MATCH(CONCATENATE('UEC Data'!$C1912,'UEC Data'!$E1912),'Shipment Data'!$BI$10:$BI$34,0),MATCH('UEC Data'!$D1912,'Shipment Data'!$BG$10:$CH$10,0))","v":0.15512723407470505}]
[null,null,"Commercial",75,"Enclosed, 2 poles","-",0,null,"Commercial",75,"Enclosed, 2 poles",null,{"$f":"G1913*INDEX('Shipment Data'!$BG$10:$CH$34,MATCH(CONCATENATE('UEC Data'!$C1913,'UEC Data'!$E1913),'Shipment Data'!$BI$10:$BI$34,0),MATCH('UEC Data'!$D1913,'Shipment Data'!$BG$10:$CH$10,0))","v":0}]
[null,null,"Commercial",75,"Enclosed, 4 poles","CSL 0",5.8983486103826177,null,"Commercial",75,"Enclosed, 4 poles",null,{"$f":"G1914*INDEX('Shipment Data'!$BG$10:$CH$34,MATCH(CONCATENATE('UEC Data'!$C1914,'UEC Data'!$E1914),'Shipment Data'!$BI$10:$BI$34,0),MATCH('UEC Data'!$D1914,'Shipment Data'!$BG$10:$CH$10,0))","v":0.96182394792246406}]
[null,null,"Commercial",75,"Enclosed, 4 poles","CSL 1",5.70403531928606,null,"Commercial",75,"Enclosed, 4 poles",null,{"$f":"G1915*INDEX('Shipment Data'!$BG$10:$CH$34,MATCH(CONCATENATE('UEC Data'!$C1915,'UEC Data'!$E1915),'Shipment Data'!$BI$10:$BI$34,0),MATCH('UEC Data'!$D1915,'Shipment Data'!$BG$10:$CH$10,0))","v":0.930137930509503}]
[null,null,"Commercial",75,"Enclosed, 4 poles","CSL 2",5.6263073746836287,null,"Commercial",75,"Enclosed, 4 poles",null,{"$f":"G1916*INDEX('Shipment Data'!$BG$10:$CH$34,MATCH(CONCATENATE('UEC Data'!$C1916,'UEC Data'!$E1916),'Shipment Data'!$BI$10:$BI$34,0),MATCH('UEC Data'!$D1916,'Shipment Data'!$BG$10:$CH$10,0))","v":0.91746309497845102}]
[null,null,"Commercial",75,"Enclosed, 4 poles","CSL 3",5.6028154858540518,null,"Commercial",75,"Enclosed, 4 poles",null,{"$f":"G1917*INDEX('Shipment Data'!$BG$10:$CH$34,MATCH(CONCATENATE('UEC Data'!$C1917,'UEC Data'!$E1917),'Shipment Data'!$BI$10:$BI$34,0),MATCH('UEC Data'!$D1917,'Shipment Data'!$BG$10:$CH$10,0))","v":0.91363235136684984}]
[null,null,"Commercial",75,"Enclosed, 4 poles","CSL 4",5.579518955767341,null,"Commercial",75,"Enclosed, 4 poles",null,{"$f":"G1918*INDEX('Shipment Data'!$BG$10:$CH$34,MATCH(CONCATENATE('UEC Data'!$C1918,'UEC Data'!$E1918),'Shipment Data'!$BI$10:$BI$34,0),MATCH('UEC Data'!$D1918,'Shipment Data'!$BG$10:$CH$10,0))","v":0.90983346425097944}]
[null,null,"Commercial",75,"Enclosed, 4 poles","-",0,null,"Commercial",75,"Enclosed, 4 poles",null,{"$f":"G1919*INDEX('Shipment Data'!$BG$10:$CH$34,MATCH(CONCATENATE('UEC Data'!$C1919,'UEC Data'!$E1919),'Shipment Data'!$BI$10:$BI$34,0),MATCH('UEC Data'!$D1919,'Shipment Data'!$BG$10:$CH$10,0))","v":0}]
[null,null,"Commercial",75,"Enclosed, 6 poles","CSL 0",5.997203615025902,null,"Commercial",75,"Enclosed, 6 poles",null,{"$f":"G1920*INDEX('Shipment Data'!$BG$10:$CH$34,MATCH(CONCATENATE('UEC Data'!$C1920,'UEC Data'!$E1920),'Shipment Data'!$BI$10:$BI$34,0),MATCH('UEC Data'!$D1920,'Shipment Data'!$BG$10:$CH$10,0))","v":0.24729615921669212}]
[null,null,"Commercial",75,"Enclosed, 6 poles","CSL 1",5.7345055934275457,null,"Commercial",75,"Enclosed, 6 poles",null,{"$f":"G1921*INDEX('Shipment Data'!$BG$10:$CH$34,MATCH(CONCATENATE('UEC Data'!$C1921,'UEC Data'!$E1921),'Shipment Data'!$BI$10:$BI$34,0),MATCH('UEC Data'!$D1921,'Shipment Data'!$BG$10:$CH$10,0))","v":0.23646374198604644}]
[null,null,"Commercial",75,"Enclosed, 6 poles","CSL 2",5.6798912544425209,null,"Commercial",75,"Enclosed, 6 poles",null,{"$f":"G1922*INDEX('Shipment Data'!$BG$10:$CH$34,MATCH(CONCATENATE('UEC Data'!$C1922,'UEC Data'!$E1922),'Shipment Data'!$BI$10:$BI$34,0),MATCH('UEC Data'!$D1922,'Shipment Data'!$BG$10:$CH$10,0))","v":0.23421170634808408}]
[null,null,"Commercial",75,"Enclosed, 6 poles","CSL 3",5.6499970899454546,null,"Commercial",75,"Enclosed, 6 poles",null,{"$f":"G1923*INDEX('Shipment Data'!$BG$10:$CH$34,MATCH(CONCATENATE('UEC Data'!$C1923,'UEC Data'!$E1923),'Shipment Data'!$BI$10:$BI$34,0),MATCH('UEC Data'!$D1923,'Shipment Data'!$BG$10:$CH$10,0))","v":0.23297901315677835}]
[null,null,"Commercial",75,"Enclosed, 6 poles","CSL 4",5.6263073746836287,null,"Commercial",75,"Enclosed, 6 poles",null,{"$f":"G1924*INDEX('Shipment Data'!$BG$10:$CH$34,MATCH(CONCATENATE('UEC Data'!$C1924,'UEC Data'!$E1924),'Shipment Data'!$BI$10:$BI$34,0),MATCH('UEC Data'!$D1924,'Shipment Data'!$BG$10:$CH$10,0))","v":0.23200216194857382}]
[null,null,"Commercial",75,"Enclosed, 6 poles","-",0,null,"Commercial",75,"Enclosed, 6 poles",null,{"$f":"G1925*INDEX('Shipment Data'!$BG$10:$CH$34,MATCH(CONCATENATE('UEC Data'!$C1925,'UEC Data'!$E1925),'Shipment Data'!$BI$10:$BI$34,0),MATCH('UEC Data'!$D1925,'Shipment Data'!$BG$10:$CH$10,0))","v":0}]
[null,null,"Commercial",75,"Enclosed, 8 poles","CSL 0",5.7345055934275457,null,"Commercial",75,"Enclosed, 8 poles",null,{"$f":"G1926*INDEX('Shipment Data'!$BG$10:$CH$34,MATCH(CONCATENATE('UEC Data'!$C1926,'UEC Data'!$E1926),'Shipment Data'!$BI$10:$BI$34,0),MATCH('UEC Data'!$D1926,'Shipment Data'!$BG$10:$CH$10,0))","v":3.3780534569435208E-2}]
[null,null,"Commercial",75,"Enclosed, 8 poles","CSL 1",5.7715024037077232,null,"Commercial",75,"Enclosed, 8 poles",null,{"$f":"G1927*INDEX('Shipment Data'!$BG$10:$CH$34,MATCH(CONCATENATE('UEC Data'!$C1927,'UEC Data'!$E1927),'Shipment Data'!$BI$10:$BI$34,0),MATCH('UEC Data'!$D1927,'Shipment Data'!$BG$10:$CH$10,0))","v":3.399847350214124E-2}]
[null,null,"Commercial",75,"Enclosed, 8 poles","CSL 2",5.7345055934275457,null,"Commercial",75,"Enclosed, 8 poles",null,{"$f":"G1928*INDEX('Shipment Data'!$BG$10:$CH$34,MATCH(CONCATENATE('UEC Data'!$C1928,'UEC Data'!$E1928),'Shipment Data'!$BI$10:$BI$34,0),MATCH('UEC Data'!$D1928,'Shipment Data'!$BG$10:$CH$10,0))","v":3.3780534569435208E-2}]
[null,null,"Commercial",75,"Enclosed, 8 poles","CSL 3",5.70403531928606,null,"Commercial",75,"Enclosed, 8 poles",null,{"$f":"G1929*INDEX('Shipment Data'!$BG$10:$CH$34,MATCH(CONCATENATE('UEC Data'!$C1929,'UEC Data'!$E1929),'Shipment Data'!$BI$10:$BI$34,0),MATCH('UEC Data'!$D1929,'Shipment Data'!$BG$10:$CH$10,0))","v":3.3601041824645433E-2}]
[null,null,"Commercial",75,"Enclosed, 8 poles","CSL 4",5.6798912544425209,null,"Commercial",75,"Enclosed, 8 poles",null,{"$f":"G1930*INDEX('Shipment Data'!$BG$10:$CH$34,MATCH(CONCATENATE('UEC Data'!$C1930,'UEC Data'!$E1930),'Shipment Data'!$BI$10:$BI$34,0),MATCH('UEC Data'!$D1930,'Shipment Data'!$BG$10:$CH$10,0))","v":3.3458815192583438E-2}]
[null,null,"Commercial",75,"Enclosed, 8 poles","-",0,null,"Commercial",75,"Enclosed, 8 poles",null,{"$f":"G1931*INDEX('Shipment Data'!$BG$10:$CH$34,MATCH(CONCATENATE('UEC Data'!$C1931,'UEC Data'!$E1931),'Shipment Data'!$BI$10:$BI$34,0),MATCH('UEC Data'!$D1931,'Shipment Data'!$BG$10:$CH$10,0))","v":0}]
[null,null,"Commercial",100,"Open, 2 poles","CSL 0",7.6460074579033934,null,"Commercial",100,"Open, 2 poles",null,{"$f":"G1932*INDEX('Shipment Data'!$BG$10:$CH$34,MATCH(CONCATENATE('UEC Data'!$C1932,'UEC Data'!$E1932),'Shipment Data'!$BI$10:$BI$34,0),MATCH('UEC Data'!$D1932,'Shipment Data'!$BG$10:$CH$10,0))","v":3.8898797382985996E-2}]
[null,null,"Commercial",100,"Open, 2 poles","CSL 1",7.6953365382769627,null,"Commercial",100,"Open, 2 poles",null,{"$f":"G1933*INDEX('Shipment Data'!$BG$10:$CH$34,MATCH(CONCATENATE('UEC Data'!$C1933,'UEC Data'!$E1933),'Shipment Data'!$BI$10:$BI$34,0),MATCH('UEC Data'!$D1933,'Shipment Data'!$BG$10:$CH$10,0))","v":3.9149757366102031E-2}]
[null,null,"Commercial",100,"Open, 2 poles","CSL 2",7.6460074579033934,null,"Commercial",100,"Open, 2 poles",null,{"$f":"G1934*INDEX('Shipment Data'!$BG$10:$CH$34,MATCH(CONCATENATE('UEC Data'!$C1934,'UEC Data'!$E1934),'Shipment Data'!$BI$10:$BI$34,0),MATCH('UEC Data'!$D1934,'Shipment Data'!$BG$10:$CH$10,0))","v":3.8898797382985996E-2}]
[null,null,"Commercial",100,"Open, 2 poles","CSL 3",7.6053804257147464,null,"Commercial",100,"Open, 2 poles",null,{"$f":"G1935*INDEX('Shipment Data'!$BG$10:$CH$34,MATCH(CONCATENATE('UEC Data'!$C1935,'UEC Data'!$E1935),'Shipment Data'!$BI$10:$BI$34,0),MATCH('UEC Data'!$D1935,'Shipment Data'!$BG$10:$CH$10,0))","v":3.8692108767773535E-2}]
[null,null,"Commercial",100,"Open, 2 poles","CSL 4",7.573188339256693,null,"Commercial",100,"Open, 2 poles",null,{"$f":"G1936*INDEX('Shipment Data'!$BG$10:$CH$34,MATCH(CONCATENATE('UEC Data'!$C1936,'UEC Data'!$E1936),'Shipment Data'!$BI$10:$BI$34,0),MATCH('UEC Data'!$D1936,'Shipment Data'!$BG$10:$CH$10,0))","v":3.8528332646005171E-2}]
[null,null,"Commercial",100,"Open, 2 poles","-",0,null,"Commercial",100,"Open, 2 poles",null,{"$f":"G1937*INDEX('Shipment Data'!$BG$10:$CH$34,MATCH(CONCATENATE('UEC Data'!$C1937,'UEC Data'!$E1937),'Shipment Data'!$BI$10:$BI$34,0),MATCH('UEC Data'!$D1937,'Shipment Data'!$BG$10:$CH$10,0))","v":0}]
[null,null,"Commercial",100,"Open, 4 poles","CSL 0",7.7453062560579822,null,"Commercial",100,"Open, 4 poles",null,{"$f":"G1938*INDEX('Shipment Data'!$BG$10:$CH$34,MATCH(CONCATENATE('UEC Data'!$C1938,'UEC Data'!$E1938),'Shipment Data'!$BI$10:$BI$34,0),MATCH('UEC Data'!$D1938,'Shipment Data'!$BG$10:$CH$10,0))","v":0.26338447496641088}]
[null,null,"Commercial",100,"Open, 4 poles","CSL 1",7.6053804257147464,null,"Commercial",100,"Open, 4 poles",null,{"$f":"G1939*INDEX('Shipment Data'!$BG$10:$CH$34,MATCH(CONCATENATE('UEC Data'!$C1939,'UEC Data'!$E1939),'Shipment Data'!$BI$10:$BI$34,0),MATCH('UEC Data'!$D1939,'Shipment Data'!$BG$10:$CH$10,0))","v":0.25862620071090719}]
[null,null,"Commercial",100,"Open, 4 poles","CSL 2",7.5017431662448368,null,"Commercial",100,"Open, 4 poles",null,{"$f":"G1940*INDEX('Shipment Data'!$BG$10:$CH$34,MATCH(CONCATENATE('UEC Data'!$C1940,'UEC Data'!$E1940),'Shipment Data'!$BI$10:$BI$34,0),MATCH('UEC Data'!$D1940,'Shipment Data'!$BG$10:$CH$10,0))","v":0.25510194430708977}]
[null,null,"Commercial",100,"Open, 4 poles","CSL 3",7.470420647805402,null,"Commercial",100,"Open, 4 poles",null,{"$f":"G1941*INDEX('Shipment Data'!$BG$10:$CH$34,MATCH(CONCATENATE('UEC Data'!$C1941,'UEC Data'!$E1941),'Shipment Data'!$BI$10:$BI$34,0),MATCH('UEC Data'!$D1941,'Shipment Data'!$BG$10:$CH$10,0))","v":0.25403680048952365}]
[null,null,"Commercial",100,"Open, 4 poles","CSL 4",7.4393586076897877,null,"Commercial",100,"Open, 4 poles",null,{"$f":"G1942*INDEX('Shipment Data'!$BG$10:$CH$34,MATCH(CONCATENATE('UEC Data'!$C1942,'UEC Data'!$E1942),'Shipment Data'!$BI$10:$BI$34,0),MATCH('UEC Data'!$D1942,'Shipment Data'!$BG$10:$CH$10,0))","v":0.25298051441680214}]
[null,null,"Commercial",100,"Open, 4 poles","-",0,null,"Commercial",100,"Open, 4 poles",null,{"$f":"G1943*INDEX('Shipment Data'!$BG$10:$CH$34,MATCH(CONCATENATE('UEC Data'!$C1943,'UEC Data'!$E1943),'Shipment Data'!$BI$10:$BI$34,0),MATCH('UEC Data'!$D1943,'Shipment Data'!$BG$10:$CH$10,0))","v":0}]
[null,null,"Commercial",100,"Open, 6 poles","CSL 0",7.6953365382769627,null,"Commercial",100,"Open, 6 poles",null,{"$f":"G1944*INDEX('Shipment Data'!$BG$10:$CH$34,MATCH(CONCATENATE('UEC Data'!$C1944,'UEC Data'!$E1944),'Shipment Data'!$BI$10:$BI$34,0),MATCH('UEC Data'!$D1944,'Shipment Data'!$BG$10:$CH$10,0))","v":0.11538875855272177}]
[null,null,"Commercial",100,"Open, 6 poles","CSL 1",7.6053804257147464,null,"Commercial",100,"Open, 6 poles",null,{"$f":"G1945*INDEX('Shipment Data'!$BG$10:$CH$34,MATCH(CONCATENATE('UEC Data'!$C1945,'UEC Data'!$E1945),'Shipment Data'!$BI$10:$BI$34,0),MATCH('UEC Data'!$D1945,'Shipment Data'!$BG$10:$CH$10,0))","v":0.11403989952606935}]
[null,null,"Commercial",100,"Open, 6 poles","CSL 2",7.5333294532606052,null,"Commercial",100,"Open, 6 poles",null,{"$f":"G1946*INDEX('Shipment Data'!$BG$10:$CH$34,MATCH(CONCATENATE('UEC Data'!$C1946,'UEC Data'!$E1946),'Shipment Data'!$BI$10:$BI$34,0),MATCH('UEC Data'!$D1946,'Shipment Data'!$BG$10:$CH$10,0))","v":0.1129595215305592}]
[null,null,"Commercial",100,"Open, 6 poles","CSL 3",7.5017431662448368,null,"Commercial",100,"Open, 6 poles",null,{"$f":"G1947*INDEX('Shipment Data'!$BG$10:$CH$34,MATCH(CONCATENATE('UEC Data'!$C1947,'UEC Data'!$E1947),'Shipment Data'!$BI$10:$BI$34,0),MATCH('UEC Data'!$D1947,'Shipment Data'!$BG$10:$CH$10,0))","v":0.11248589670233881}]
[null,null,"Commercial",100,"Open, 6 poles","CSL 4",7.470420647805402,null,"Commercial",100,"Open, 6 poles",null,{"$f":"G1948*INDEX('Shipment Data'!$BG$10:$CH$34,MATCH(CONCATENATE('UEC Data'!$C1948,'UEC Data'!$E1948),'Shipment Data'!$BI$10:$BI$34,0),MATCH('UEC Data'!$D1948,'Shipment Data'!$BG$10:$CH$10,0))","v":0.11201622698750652}]
[null,null,"Commercial",100,"Open, 6 poles","-",0,null,"Commercial",100,"Open, 6 poles",null,{"$f":"G1949*INDEX('Shipment Data'!$BG$10:$CH$34,MATCH(CONCATENATE('UEC Data'!$C1949,'UEC Data'!$E1949),'Shipment Data'!$BI$10:$BI$34,0),MATCH('UEC Data'!$D1949,'Shipment Data'!$BG$10:$CH$10,0))","v":0}]
[null,null,"Commercial",100,"Open, 8 poles","CSL 0",7.8044307312950654,null,"Commercial",100,"Open, 8 poles",null,{"$f":"G1950*INDEX('Shipment Data'!$BG$10:$CH$34,MATCH(CONCATENATE('UEC Data'!$C1950,'UEC Data'!$E1950),'Shipment Data'!$BI$10:$BI$34,0),MATCH('UEC Data'!$D1950,'Shipment Data'!$BG$10:$CH$10,0))","v":4.597394453942763E-2}]
[null,null,"Commercial",100,"Open, 8 poles","CSL 1",7.6460074579033934,null,"Commercial",100,"Open, 8 poles",null,{"$f":"G1951*INDEX('Shipment Data'!$BG$10:$CH$34,MATCH(CONCATENATE('UEC Data'!$C1951,'UEC Data'!$E1951),'Shipment Data'!$BI$10:$BI$34,0),MATCH('UEC Data'!$D1951,'Shipment Data'!$BG$10:$CH$10,0))","v":4.5040712759246947E-2}]
[null,null,"Commercial",100,"Open, 8 poles","CSL 2",7.6053804257147464,null,"Commercial",100,"Open, 8 poles",null,{"$f":"G1952*INDEX('Shipment Data'!$BG$10:$CH$34,MATCH(CONCATENATE('UEC Data'!$C1952,'UEC Data'!$E1952),'Shipment Data'!$BI$10:$BI$34,0),MATCH('UEC Data'!$D1952,'Shipment Data'!$BG$10:$CH$10,0))","v":4.4801389099527252E-2}]
[null,null,"Commercial",100,"Open, 8 poles","CSL 3",7.573188339256693,null,"Commercial",100,"Open, 8 poles",null,{"$f":"G1953*INDEX('Shipment Data'!$BG$10:$CH$34,MATCH(CONCATENATE('UEC Data'!$C1953,'UEC Data'!$E1953),'Shipment Data'!$BI$10:$BI$34,0),MATCH('UEC Data'!$D1953,'Shipment Data'!$BG$10:$CH$10,0))","v":4.4611753590111256E-2}]
[null,null,"Commercial",100,"Open, 8 poles","CSL 4",7.5333294532606052,null,"Commercial",100,"Open, 8 poles",null,{"$f":"G1954*INDEX('Shipment Data'!$BG$10:$CH$34,MATCH(CONCATENATE('UEC Data'!$C1954,'UEC Data'!$E1954),'Shipment Data'!$BI$10:$BI$34,0),MATCH('UEC Data'!$D1954,'Shipment Data'!$BG$10:$CH$10,0))","v":4.4376954887005403E-2}]
[null,null,"Commercial",100,"Open, 8 poles","-",0,null,"Commercial",100,"Open, 8 poles",null,{"$f":"G1955*INDEX('Shipment Data'!$BG$10:$CH$34,MATCH(CONCATENATE('UEC Data'!$C1955,'UEC Data'!$E1955),'Shipment Data'!$BI$10:$BI$34,0),MATCH('UEC Data'!$D1955,'Shipment Data'!$BG$10:$CH$10,0))","v":0}]
[null,null,"Commercial",100,"Enclosed, 2 poles","CSL 0",7.8644648138434894,null,"Commercial",100,"Enclosed, 2 poles",null,{"$f":"G1956*INDEX('Shipment Data'!$BG$10:$CH$34,MATCH(CONCATENATE('UEC Data'!$C1956,'UEC Data'!$E1956),'Shipment Data'!$BI$10:$BI$34,0),MATCH('UEC Data'!$D1956,'Shipment Data'!$BG$10:$CH$10,0))","v":0.21479155487266852}]
[null,null,"Commercial",100,"Enclosed, 2 poles","CSL 1",7.6460074579033934,null,"Commercial",100,"Enclosed, 2 poles",null,{"$f":"G1957*INDEX('Shipment Data'!$BG$10:$CH$34,MATCH(CONCATENATE('UEC Data'!$C1957,'UEC Data'!$E1957),'Shipment Data'!$BI$10:$BI$34,0),MATCH('UEC Data'!$D1957,'Shipment Data'!$BG$10:$CH$10,0))","v":0.20882512279287219}]
[null,null,"Commercial",100,"Enclosed, 2 poles","CSL 2",7.6053804257147464,null,"Commercial",100,"Enclosed, 2 poles",null,{"$f":"G1958*INDEX('Shipment Data'!$BG$10:$CH$34,MATCH(CONCATENATE('UEC Data'!$C1958,'UEC Data'!$E1958),'Shipment Data'!$BI$10:$BI$34,0),MATCH('UEC Data'!$D1958,'Shipment Data'!$BG$10:$CH$10,0))","v":0.20771553127962633}]
[null,null,"Commercial",100,"Enclosed, 2 poles","CSL 3",7.573188339256693,null,"Commercial",100,"Enclosed, 2 poles",null,{"$f":"G1959*INDEX('Shipment Data'!$BG$10:$CH$34,MATCH(CONCATENATE('UEC Data'!$C1959,'UEC Data'!$E1959),'Shipment Data'!$BI$10:$BI$34,0),MATCH('UEC Data'!$D1959,'Shipment Data'!$BG$10:$CH$10,0))","v":0.20683631209960671}]
[null,null,"Commercial",100,"Enclosed, 2 poles","CSL 4",7.5333294532606052,null,"Commercial",100,"Enclosed, 2 poles",null,{"$f":"G1960*INDEX('Shipment Data'!$BG$10:$CH$34,MATCH(CONCATENATE('UEC Data'!$C1960,'UEC Data'!$E1960),'Shipment Data'!$BI$10:$BI$34,0),MATCH('UEC Data'!$D1960,'Shipment Data'!$BG$10:$CH$10,0))","v":0.20574769993066142}]
[null,null,"Commercial",100,"Enclosed, 2 poles","-",0,null,"Commercial",100,"Enclosed, 2 poles",null,{"$f":"G1961*INDEX('Shipment Data'!$BG$10:$CH$34,MATCH(CONCATENATE('UEC Data'!$C1961,'UEC Data'!$E1961),'Shipment Data'!$BI$10:$BI$34,0),MATCH('UEC Data'!$D1961,'Shipment Data'!$BG$10:$CH$10,0))","v":0}]
[null,null,"Commercial",100,"Enclosed, 4 poles","CSL 0",7.7453062560579822,null,"Commercial",100,"Enclosed, 4 poles",null,{"$f":"G1962*INDEX('Shipment Data'!$BG$10:$CH$34,MATCH(CONCATENATE('UEC Data'!$C1962,'UEC Data'!$E1962),'Shipment Data'!$BI$10:$BI$34,0),MATCH('UEC Data'!$D1962,'Shipment Data'!$BG$10:$CH$10,0))","v":1.2630011437365691}]
[null,null,"Commercial",100,"Enclosed, 4 poles","CSL 1",7.573188339256693,null,"Commercial",100,"Enclosed, 4 poles",null,{"$f":"G1963*INDEX('Shipment Data'!$BG$10:$CH$34,MATCH(CONCATENATE('UEC Data'!$C1963,'UEC Data'!$E1963),'Shipment Data'!$BI$10:$BI$34,0),MATCH('UEC Data'!$D1963,'Shipment Data'!$BG$10:$CH$10,0))","v":1.2349344516535341}]
[null,null,"Commercial",100,"Enclosed, 4 poles","CSL 2",7.5017431662448368,null,"Commercial",100,"Enclosed, 4 poles",null,{"$f":"G1964*INDEX('Shipment Data'!$BG$10:$CH$34,MATCH(CONCATENATE('UEC Data'!$C1964,'UEC Data'!$E1964),'Shipment Data'!$BI$10:$BI$34,0),MATCH('UEC Data'!$D1964,'Shipment Data'!$BG$10:$CH$10,0))","v":1.2232841266379346}]
[null,null,"Commercial",100,"Enclosed, 4 poles","CSL 3",7.470420647805402,null,"Commercial",100,"Enclosed, 4 poles",null,{"$f":"G1965*INDEX('Shipment Data'!$BG$10:$CH$34,MATCH(CONCATENATE('UEC Data'!$C1965,'UEC Data'!$E1965),'Shipment Data'!$BI$10:$BI$34,0),MATCH('UEC Data'!$D1965,'Shipment Data'!$BG$10:$CH$10,0))","v":1.2181764684891334}]
[null,null,"Commercial",100,"Enclosed, 4 poles","CSL 4",7.4393586076897877,null,"Commercial",100,"Enclosed, 4 poles",null,{"$f":"G1966*INDEX('Shipment Data'!$BG$10:$CH$34,MATCH(CONCATENATE('UEC Data'!$C1966,'UEC Data'!$E1966),'Shipment Data'!$BI$10:$BI$34,0),MATCH('UEC Data'!$D1966,'Shipment Data'!$BG$10:$CH$10,0))","v":1.2131112856679729}]
[null,null,"Commercial",100,"Enclosed, 4 poles","-",0,null,"Commercial",100,"Enclosed, 4 poles",null,{"$f":"G1967*INDEX('Shipment Data'!$BG$10:$CH$34,MATCH(CONCATENATE('UEC Data'!$C1967,'UEC Data'!$E1967),'Shipment Data'!$BI$10:$BI$34,0),MATCH('UEC Data'!$D1967,'Shipment Data'!$BG$10:$CH$10,0))","v":0}]
[null,null,"Commercial",100,"Enclosed, 6 poles","CSL 0",7.6953365382769627,null,"Commercial",100,"Enclosed, 6 poles",null,{"$f":"G1968*INDEX('Shipment Data'!$BG$10:$CH$34,MATCH(CONCATENATE('UEC Data'!$C1968,'UEC Data'!$E1968),'Shipment Data'!$BI$10:$BI$34,0),MATCH('UEC Data'!$D1968,'Shipment Data'!$BG$10:$CH$10,0))","v":0.31731908601998488}]
[null,null,"Commercial",100,"Enclosed, 6 poles","CSL 1",7.6053804257147464,null,"Commercial",100,"Enclosed, 6 poles",null,{"$f":"G1969*INDEX('Shipment Data'!$BG$10:$CH$34,MATCH(CONCATENATE('UEC Data'!$C1969,'UEC Data'!$E1969),'Shipment Data'!$BI$10:$BI$34,0),MATCH('UEC Data'!$D1969,'Shipment Data'!$BG$10:$CH$10,0))","v":0.31360972369669071}]
[null,null,"Commercial",100,"Enclosed, 6 poles","CSL 2",7.5333294532606052,null,"Commercial",100,"Enclosed, 6 poles",null,{"$f":"G1970*INDEX('Shipment Data'!$BG$10:$CH$34,MATCH(CONCATENATE('UEC Data'!$C1970,'UEC Data'!$E1970),'Shipment Data'!$BI$10:$BI$34,0),MATCH('UEC Data'!$D1970,'Shipment Data'!$BG$10:$CH$10,0))","v":0.31063868420903784}]
[null,null,"Commercial",100,"Enclosed, 6 poles","CSL 3",7.5017431662448368,null,"Commercial",100,"Enclosed, 6 poles",null,{"$f":"G1971*INDEX('Shipment Data'!$BG$10:$CH$34,MATCH(CONCATENATE('UEC Data'!$C1971,'UEC Data'!$E1971),'Shipment Data'!$BI$10:$BI$34,0),MATCH('UEC Data'!$D1971,'Shipment Data'!$BG$10:$CH$10,0))","v":0.30933621593143174}]
[null,null,"Commercial",100,"Enclosed, 6 poles","CSL 4",7.470420647805402,null,"Commercial",100,"Enclosed, 6 poles",null,{"$f":"G1972*INDEX('Shipment Data'!$BG$10:$CH$34,MATCH(CONCATENATE('UEC Data'!$C1972,'UEC Data'!$E1972),'Shipment Data'!$BI$10:$BI$34,0),MATCH('UEC Data'!$D1972,'Shipment Data'!$BG$10:$CH$10,0))","v":0.30804462421564294}]
[null,null,"Commercial",100,"Enclosed, 6 poles","-",0,null,"Commercial",100,"Enclosed, 6 poles",null,{"$f":"G1973*INDEX('Shipment Data'!$BG$10:$CH$34,MATCH(CONCATENATE('UEC Data'!$C1973,'UEC Data'!$E1973),'Shipment Data'!$BI$10:$BI$34,0),MATCH('UEC Data'!$D1973,'Shipment Data'!$BG$10:$CH$10,0))","v":0}]
[null,null,"Commercial",100,"Enclosed, 8 poles","CSL 0",7.6460074579033934,null,"Commercial",100,"Enclosed, 8 poles",null,{"$f":"G1974*INDEX('Shipment Data'!$BG$10:$CH$34,MATCH(CONCATENATE('UEC Data'!$C1974,'UEC Data'!$E1974),'Shipment Data'!$BI$10:$BI$34,0),MATCH('UEC Data'!$D1974,'Shipment Data'!$BG$10:$CH$10,0))","v":4.5040712759246947E-2}]
[null,null,"Commercial",100,"Enclosed, 8 poles","CSL 1",7.6953365382769627,null,"Commercial",100,"Enclosed, 8 poles",null,{"$f":"G1975*INDEX('Shipment Data'!$BG$10:$CH$34,MATCH(CONCATENATE('UEC Data'!$C1975,'UEC Data'!$E1975),'Shipment Data'!$BI$10:$BI$34,0),MATCH('UEC Data'!$D1975,'Shipment Data'!$BG$10:$CH$10,0))","v":4.5331298002854986E-2}]
[null,null,"Commercial",100,"Enclosed, 8 poles","CSL 2",7.6460074579033934,null,"Commercial",100,"Enclosed, 8 poles",null,{"$f":"G1976*INDEX('Shipment Data'!$BG$10:$CH$34,MATCH(CONCATENATE('UEC Data'!$C1976,'UEC Data'!$E1976),'Shipment Data'!$BI$10:$BI$34,0),MATCH('UEC Data'!$D1976,'Shipment Data'!$BG$10:$CH$10,0))","v":4.5040712759246947E-2}]
[null,null,"Commercial",100,"Enclosed, 8 poles","CSL 3",7.6053804257147464,null,"Commercial",100,"Enclosed, 8 poles",null,{"$f":"G1977*INDEX('Shipment Data'!$BG$10:$CH$34,MATCH(CONCATENATE('UEC Data'!$C1977,'UEC Data'!$E1977),'Shipment Data'!$BI$10:$BI$34,0),MATCH('UEC Data'!$D1977,'Shipment Data'!$BG$10:$CH$10,0))","v":4.4801389099527252E-2}]
[null,null,"Commercial",100,"Enclosed, 8 poles","CSL 4",7.573188339256693,null,"Commercial",100,"Enclosed, 8 poles",null,{"$f":"G1978*INDEX('Shipment Data'!$BG$10:$CH$34,MATCH(CONCATENATE('UEC Data'!$C1978,'UEC Data'!$E1978),'Shipment Data'!$BI$10:$BI$34,0),MATCH('UEC Data'!$D1978,'Shipment Data'!$BG$10:$CH$10,0))","v":4.4611753590111256E-2}]
[null,null,"Commercial",100,"Enclosed, 8 poles","-",0,null,"Commercial",100,"Enclosed, 8 poles",null,{"$f":"G1979*INDEX('Shipment Data'!$BG$10:$CH$34,MATCH(CONCATENATE('UEC Data'!$C1979,'UEC Data'!$E1979),'Shipment Data'!$BI$10:$BI$34,0),MATCH('UEC Data'!$D1979,'Shipment Data'!$BG$10:$CH$10,0))","v":0}]
[null,null,"Commercial",125,"Open, 2 poles","CSL 0",18.764847791741811,null,"Commercial",125,"Open, 2 poles",null,{"$f":"G1980*INDEX('Shipment Data'!$BG$10:$CH$34,MATCH(CONCATENATE('UEC Data'!$C1980,'UEC Data'!$E1980),'Shipment Data'!$BI$10:$BI$34,0),MATCH('UEC Data'!$D1980,'Shipment Data'!$BG$10:$CH$10,0))","v":3.9480007977575858E-2}]
[null,null,"Commercial",125,"Open, 2 poles","CSL 1",18.945279020508561,null,"Commercial",125,"Open, 2 poles",null,{"$f":"G1981*INDEX('Shipment Data'!$BG$10:$CH$34,MATCH(CONCATENATE('UEC Data'!$C1981,'UEC Data'!$E1981),'Shipment Data'!$BI$10:$BI$34,0),MATCH('UEC Data'!$D1981,'Shipment Data'!$BG$10:$CH$10,0))","v":3.9859623438898706E-2}]
[null,null,"Commercial",125,"Open, 2 poles","CSL 2",18.84461335089906,null,"Commercial",125,"Open, 2 poles",null,{"$f":"G1982*INDEX('Shipment Data'!$BG$10:$CH$34,MATCH(CONCATENATE('UEC Data'!$C1982,'UEC Data'!$E1982),'Shipment Data'!$BI$10:$BI$34,0),MATCH('UEC Data'!$D1982,'Shipment Data'!$BG$10:$CH$10,0))","v":3.9647829478011896E-2}]
[null,null,"Commercial",125,"Open, 2 poles","CSL 3",18.764847791741811,null,"Commercial",125,"Open, 2 poles",null,{"$f":"G1983*INDEX('Shipment Data'!$BG$10:$CH$34,MATCH(CONCATENATE('UEC Data'!$C1983,'UEC Data'!$E1983),'Shipment Data'!$BI$10:$BI$34,0),MATCH('UEC Data'!$D1983,'Shipment Data'!$BG$10:$CH$10,0))","v":3.9480007977575858E-2}]
[null,null,"Commercial",125,"Open, 2 poles","CSL 4",18.66608543494317,null,"Commercial",125,"Open, 2 poles",null,{"$f":"G1984*INDEX('Shipment Data'!$BG$10:$CH$34,MATCH(CONCATENATE('UEC Data'!$C1984,'UEC Data'!$E1984),'Shipment Data'!$BI$10:$BI$34,0),MATCH('UEC Data'!$D1984,'Shipment Data'!$BG$10:$CH$10,0))","v":3.9272218461904408E-2}]
[null,null,"Commercial",125,"Open, 2 poles","-",0,null,"Commercial",125,"Open, 2 poles",null,{"$f":"G1985*INDEX('Shipment Data'!$BG$10:$CH$34,MATCH(CONCATENATE('UEC Data'!$C1985,'UEC Data'!$E1985),'Shipment Data'!$BI$10:$BI$34,0),MATCH('UEC Data'!$D1985,'Shipment Data'!$BG$10:$CH$10,0))","v":0}]
[null,null,"Commercial",125,"Open, 4 poles","CSL 0",19.191321605190488,null,"Commercial",125,"Open, 4 poles",null,{"$f":"G1986*INDEX('Shipment Data'!$BG$10:$CH$34,MATCH(CONCATENATE('UEC Data'!$C1986,'UEC Data'!$E1986),'Shipment Data'!$BI$10:$BI$34,0),MATCH('UEC Data'!$D1986,'Shipment Data'!$BG$10:$CH$10,0))","v":0.29994551515431006}]
[null,null,"Commercial",125,"Open, 4 poles","CSL 1",18.764847791741811,null,"Commercial",125,"Open, 4 poles",null,{"$f":"G1987*INDEX('Shipment Data'!$BG$10:$CH$34,MATCH(CONCATENATE('UEC Data'!$C1987,'UEC Data'!$E1987),'Shipment Data'!$BI$10:$BI$34,0),MATCH('UEC Data'!$D1987,'Shipment Data'!$BG$10:$CH$10,0))","v":0.29328005926199208}]
[null,null,"Commercial",125,"Open, 4 poles","CSL 2",18.587820925781983,null,"Commercial",125,"Open, 4 poles",null,{"$f":"G1988*INDEX('Shipment Data'!$BG$10:$CH$34,MATCH(CONCATENATE('UEC Data'!$C1988,'UEC Data'!$E1988),'Shipment Data'!$BI$10:$BI$34,0),MATCH('UEC Data'!$D1988,'Shipment Data'!$BG$10:$CH$10,0))","v":0.2905132662500865}]
[null,null,"Commercial",125,"Open, 4 poles","CSL 3",18.510209982459301,null,"Commercial",125,"Open, 4 poles",null,{"$f":"G1989*INDEX('Shipment Data'!$BG$10:$CH$34,MATCH(CONCATENATE('UEC Data'!$C1989,'UEC Data'!$E1989),'Shipment Data'!$BI$10:$BI$34,0),MATCH('UEC Data'!$D1989,'Shipment Data'!$BG$10:$CH$10,0))","v":0.28930026722607777}]
[null,null,"Commercial",125,"Open, 4 poles","CSL 4",18.43324445238671,null,"Commercial",125,"Open, 4 poles",null,{"$f":"G1990*INDEX('Shipment Data'!$BG$10:$CH$34,MATCH(CONCATENATE('UEC Data'!$C1990,'UEC Data'!$E1990),'Shipment Data'!$BI$10:$BI$34,0),MATCH('UEC Data'!$D1990,'Shipment Data'!$BG$10:$CH$10,0))","v":0.28809735551204008}]
[null,null,"Commercial",125,"Open, 4 poles","-",0,null,"Commercial",125,"Open, 4 poles",null,{"$f":"G1991*INDEX('Shipment Data'!$BG$10:$CH$34,MATCH(CONCATENATE('UEC Data'!$C1991,'UEC Data'!$E1991),'Shipment Data'!$BI$10:$BI$34,0),MATCH('UEC Data'!$D1991,'Shipment Data'!$BG$10:$CH$10,0))","v":0}]
[null,null,"Commercial",125,"Open, 6 poles","CSL 0",18.945279020508561,null,"Commercial",125,"Open, 6 poles",null,{"$f":"G1992*INDEX('Shipment Data'!$BG$10:$CH$34,MATCH(CONCATENATE('UEC Data'!$C1992,'UEC Data'!$E1992),'Shipment Data'!$BI$10:$BI$34,0),MATCH('UEC Data'!$D1992,'Shipment Data'!$BG$10:$CH$10,0))","v":5.6942319198426732E-2}]
[null,null,"Commercial",125,"Open, 6 poles","CSL 1",18.84461335089906,null,"Commercial",125,"Open, 6 poles",null,{"$f":"G1993*INDEX('Shipment Data'!$BG$10:$CH$34,MATCH(CONCATENATE('UEC Data'!$C1993,'UEC Data'!$E1993),'Shipment Data'!$BI$10:$BI$34,0),MATCH('UEC Data'!$D1993,'Shipment Data'!$BG$10:$CH$10,0))","v":5.663975639715986E-2}]
[null,null,"Commercial",125,"Open, 6 poles","CSL 2",18.66608543494317,null,"Commercial",125,"Open, 6 poles",null,{"$f":"G1994*INDEX('Shipment Data'!$BG$10:$CH$34,MATCH(CONCATENATE('UEC Data'!$C1994,'UEC Data'!$E1994),'Shipment Data'!$BI$10:$BI$34,0),MATCH('UEC Data'!$D1994,'Shipment Data'!$BG$10:$CH$10,0))","v":5.6103169231292015E-2}]
[null,null,"Commercial",125,"Open, 6 poles","CSL 3",18.587820925781983,null,"Commercial",125,"Open, 6 poles",null,{"$f":"G1995*INDEX('Shipment Data'!$BG$10:$CH$34,MATCH(CONCATENATE('UEC Data'!$C1995,'UEC Data'!$E1995),'Shipment Data'!$BI$10:$BI$34,0),MATCH('UEC Data'!$D1995,'Shipment Data'!$BG$10:$CH$10,0))","v":5.5867935817324334E-2}]
[null,null,"Commercial",125,"Open, 6 poles","CSL 4",18.510209982459301,null,"Commercial",125,"Open, 6 poles",null,{"$f":"G1996*INDEX('Shipment Data'!$BG$10:$CH$34,MATCH(CONCATENATE('UEC Data'!$C1996,'UEC Data'!$E1996),'Shipment Data'!$BI$10:$BI$34,0),MATCH('UEC Data'!$D1996,'Shipment Data'!$BG$10:$CH$10,0))","v":5.5634666774245736E-2}]
[null,null,"Commercial",125,"Open, 6 poles","-",0,null,"Commercial",125,"Open, 6 poles",null,{"$f":"G1997*INDEX('Shipment Data'!$BG$10:$CH$34,MATCH(CONCATENATE('UEC Data'!$C1997,'UEC Data'!$E1997),'Shipment Data'!$BI$10:$BI$34,0),MATCH('UEC Data'!$D1997,'Shipment Data'!$BG$10:$CH$10,0))","v":0}]
[null,null,"Commercial",125,"Open, 8 poles","CSL 0",19.191321605190488,null,"Commercial",125,"Open, 8 poles",null,{"$f":"G1998*INDEX('Shipment Data'!$BG$10:$CH$34,MATCH(CONCATENATE('UEC Data'!$C1998,'UEC Data'!$E1998),'Shipment Data'!$BI$10:$BI$34,0),MATCH('UEC Data'!$D1998,'Shipment Data'!$BG$10:$CH$10,0))","v":6.3450012821104046E-2}]
[null,null,"Commercial",125,"Open, 8 poles","CSL 1",18.945279020508561,null,"Commercial",125,"Open, 8 poles",null,{"$f":"G1999*INDEX('Shipment Data'!$BG$10:$CH$34,MATCH(CONCATENATE('UEC Data'!$C1999,'UEC Data'!$E1999),'Shipment Data'!$BI$10:$BI$34,0),MATCH('UEC Data'!$D1999,'Shipment Data'!$BG$10:$CH$10,0))","v":6.2636551118269393E-2}]
[null,null,"Commercial",125,"Open, 8 poles","CSL 2",18.84461335089906,null,"Commercial",125,"Open, 8 poles",null,{"$f":"G2000*INDEX('Shipment Data'!$BG$10:$CH$34,MATCH(CONCATENATE('UEC Data'!$C2000,'UEC Data'!$E2000),'Shipment Data'!$BI$10:$BI$34,0),MATCH('UEC Data'!$D2000,'Shipment Data'!$BG$10:$CH$10,0))","v":6.2303732036875829E-2}]
[null,null,"Commercial",125,"Open, 8 poles","CSL 3",18.764847791741811,null,"Commercial",125,"Open, 8 poles",null,{"$f":"G2001*INDEX('Shipment Data'!$BG$10:$CH$34,MATCH(CONCATENATE('UEC Data'!$C2001,'UEC Data'!$E2001),'Shipment Data'!$BI$10:$BI$34,0),MATCH('UEC Data'!$D2001,'Shipment Data'!$BG$10:$CH$10,0))","v":6.2040012536190625E-2}]
[null,null,"Commercial",125,"Open, 8 poles","CSL 4",18.66608543494317,null,"Commercial",125,"Open, 8 poles",null,{"$f":"G2002*INDEX('Shipment Data'!$BG$10:$CH$34,MATCH(CONCATENATE('UEC Data'!$C2002,'UEC Data'!$E2002),'Shipment Data'!$BI$10:$BI$34,0),MATCH('UEC Data'!$D2002,'Shipment Data'!$BG$10:$CH$10,0))","v":6.1713486154421203E-2}]
[null,null,"Commercial",125,"Open, 8 poles","-",0,null,"Commercial",125,"Open, 8 poles",null,{"$f":"G2003*INDEX('Shipment Data'!$BG$10:$CH$34,MATCH(CONCATENATE('UEC Data'!$C2003,'UEC Data'!$E2003),'Shipment Data'!$BI$10:$BI$34,0),MATCH('UEC Data'!$D2003,'Shipment Data'!$BG$10:$CH$10,0))","v":0}]
[null,null,"Commercial",125,"Enclosed, 2 poles","CSL 0",18.945279020508561,null,"Commercial",125,"Enclosed, 2 poles",null,{"$f":"G2004*INDEX('Shipment Data'!$BG$10:$CH$34,MATCH(CONCATENATE('UEC Data'!$C2004,'UEC Data'!$E2004),'Shipment Data'!$BI$10:$BI$34,0),MATCH('UEC Data'!$D2004,'Shipment Data'!$BG$10:$CH$10,0))","v":0.22776927679370693}]
[null,null,"Commercial",125,"Enclosed, 2 poles","CSL 1",18.764847791741811,null,"Commercial",125,"Enclosed, 2 poles",null,{"$f":"G2005*INDEX('Shipment Data'!$BG$10:$CH$34,MATCH(CONCATENATE('UEC Data'!$C2005,'UEC Data'!$E2005),'Shipment Data'!$BI$10:$BI$34,0),MATCH('UEC Data'!$D2005,'Shipment Data'!$BG$10:$CH$10,0))","v":0.2256000455861478}]
[null,null,"Commercial",125,"Enclosed, 2 poles","CSL 2",18.66608543494317,null,"Commercial",125,"Enclosed, 2 poles",null,{"$f":"G2006*INDEX('Shipment Data'!$BG$10:$CH$34,MATCH(CONCATENATE('UEC Data'!$C2006,'UEC Data'!$E2006),'Shipment Data'!$BI$10:$BI$34,0),MATCH('UEC Data'!$D2006,'Shipment Data'!$BG$10:$CH$10,0))","v":0.22441267692516806}]
[null,null,"Commercial",125,"Enclosed, 2 poles","CSL 3",18.587820925781983,null,"Commercial",125,"Enclosed, 2 poles",null,{"$f":"G2007*INDEX('Shipment Data'!$BG$10:$CH$34,MATCH(CONCATENATE('UEC Data'!$C2007,'UEC Data'!$E2007),'Shipment Data'!$BI$10:$BI$34,0),MATCH('UEC Data'!$D2007,'Shipment Data'!$BG$10:$CH$10,0))","v":0.22347174326929733}]
[null,null,"Commercial",125,"Enclosed, 2 poles","CSL 4",18.510209982459301,null,"Commercial",125,"Enclosed, 2 poles",null,{"$f":"G2008*INDEX('Shipment Data'!$BG$10:$CH$34,MATCH(CONCATENATE('UEC Data'!$C2008,'UEC Data'!$E2008),'Shipment Data'!$BI$10:$BI$34,0),MATCH('UEC Data'!$D2008,'Shipment Data'!$BG$10:$CH$10,0))","v":0.22253866709698295}]
[null,null,"Commercial",125,"Enclosed, 2 poles","-",0,null,"Commercial",125,"Enclosed, 2 poles",null,{"$f":"G2009*INDEX('Shipment Data'!$BG$10:$CH$34,MATCH(CONCATENATE('UEC Data'!$C2009,'UEC Data'!$E2009),'Shipment Data'!$BI$10:$BI$34,0),MATCH('UEC Data'!$D2009,'Shipment Data'!$BG$10:$CH$10,0))","v":0}]
[null,null,"Commercial",125,"Enclosed, 4 poles","CSL 0",19.067506627092488,null,"Commercial",125,"Enclosed, 4 poles",null,{"$f":"G2010*INDEX('Shipment Data'!$BG$10:$CH$34,MATCH(CONCATENATE('UEC Data'!$C2010,'UEC Data'!$E2010),'Shipment Data'!$BI$10:$BI$34,0),MATCH('UEC Data'!$D2010,'Shipment Data'!$BG$10:$CH$10,0))","v":2.1491133374890086}]
[null,null,"Commercial",125,"Enclosed, 4 poles","CSL 1",18.764847791741811,null,"Commercial",125,"Enclosed, 4 poles",null,{"$f":"G2011*INDEX('Shipment Data'!$BG$10:$CH$34,MATCH(CONCATENATE('UEC Data'!$C2011,'UEC Data'!$E2011),'Shipment Data'!$BI$10:$BI$34,0),MATCH('UEC Data'!$D2011,'Shipment Data'!$BG$10:$CH$10,0))","v":2.115000427370135}]
[null,null,"Commercial",125,"Enclosed, 4 poles","CSL 2",18.587820925781983,null,"Commercial",125,"Enclosed, 4 poles",null,{"$f":"G2012*INDEX('Shipment Data'!$BG$10:$CH$34,MATCH(CONCATENATE('UEC Data'!$C2012,'UEC Data'!$E2012),'Shipment Data'!$BI$10:$BI$34,0),MATCH('UEC Data'!$D2012,'Shipment Data'!$BG$10:$CH$10,0))","v":2.0950475931496624}]
[null,null,"Commercial",125,"Enclosed, 4 poles","CSL 3",18.510209982459301,null,"Commercial",125,"Enclosed, 4 poles",null,{"$f":"G2013*INDEX('Shipment Data'!$BG$10:$CH$34,MATCH(CONCATENATE('UEC Data'!$C2013,'UEC Data'!$E2013),'Shipment Data'!$BI$10:$BI$34,0),MATCH('UEC Data'!$D2013,'Shipment Data'!$BG$10:$CH$10,0))","v":2.0863000040342148}]
[null,null,"Commercial",125,"Enclosed, 4 poles","CSL 4",18.43324445238671,null,"Commercial",125,"Enclosed, 4 poles",null,{"$f":"G2014*INDEX('Shipment Data'!$BG$10:$CH$34,MATCH(CONCATENATE('UEC Data'!$C2014,'UEC Data'!$E2014),'Shipment Data'!$BI$10:$BI$34,0),MATCH('UEC Data'!$D2014,'Shipment Data'!$BG$10:$CH$10,0))","v":2.0776251599425968}]
[null,null,"Commercial",125,"Enclosed, 4 poles","-",0,null,"Commercial",125,"Enclosed, 4 poles",null,{"$f":"G2015*INDEX('Shipment Data'!$BG$10:$CH$34,MATCH(CONCATENATE('UEC Data'!$C2015,'UEC Data'!$E2015),'Shipment Data'!$BI$10:$BI$34,0),MATCH('UEC Data'!$D2015,'Shipment Data'!$BG$10:$CH$10,0))","v":0}]
[null,null,"Commercial",125,"Enclosed, 6 poles","CSL 0",18.945279020508561,null,"Commercial",125,"Enclosed, 6 poles",null,{"$f":"G2016*INDEX('Shipment Data'!$BG$10:$CH$34,MATCH(CONCATENATE('UEC Data'!$C2016,'UEC Data'!$E2016),'Shipment Data'!$BI$10:$BI$34,0),MATCH('UEC Data'!$D2016,'Shipment Data'!$BG$10:$CH$10,0))","v":0.87691171565577153}]
[null,null,"Commercial",125,"Enclosed, 6 poles","CSL 1",18.84461335089906,null,"Commercial",125,"Enclosed, 6 poles",null,{"$f":"G2017*INDEX('Shipment Data'!$BG$10:$CH$34,MATCH(CONCATENATE('UEC Data'!$C2017,'UEC Data'!$E2017),'Shipment Data'!$BI$10:$BI$34,0),MATCH('UEC Data'!$D2017,'Shipment Data'!$BG$10:$CH$10,0))","v":0.87225224851626171}]
[null,null,"Commercial",125,"Enclosed, 6 poles","CSL 2",18.66608543494317,null,"Commercial",125,"Enclosed, 6 poles",null,{"$f":"G2018*INDEX('Shipment Data'!$BG$10:$CH$34,MATCH(CONCATENATE('UEC Data'!$C2018,'UEC Data'!$E2018),'Shipment Data'!$BI$10:$BI$34,0),MATCH('UEC Data'!$D2018,'Shipment Data'!$BG$10:$CH$10,0))","v":0.86398880616189699}]
[null,null,"Commercial",125,"Enclosed, 6 poles","CSL 3",18.587820925781983,null,"Commercial",125,"Enclosed, 6 poles",null,{"$f":"G2019*INDEX('Shipment Data'!$BG$10:$CH$34,MATCH(CONCATENATE('UEC Data'!$C2019,'UEC Data'!$E2019),'Shipment Data'!$BI$10:$BI$34,0),MATCH('UEC Data'!$D2019,'Shipment Data'!$BG$10:$CH$10,0))","v":0.86036621158679472}]
[null,null,"Commercial",125,"Enclosed, 6 poles","CSL 4",18.510209982459301,null,"Commercial",125,"Enclosed, 6 poles",null,{"$f":"G2020*INDEX('Shipment Data'!$BG$10:$CH$34,MATCH(CONCATENATE('UEC Data'!$C2020,'UEC Data'!$E2020),'Shipment Data'!$BI$10:$BI$34,0),MATCH('UEC Data'!$D2020,'Shipment Data'!$BG$10:$CH$10,0))","v":0.8567738683233842}]
[null,null,"Commercial",125,"Enclosed, 6 poles","-",0,null,"Commercial",125,"Enclosed, 6 poles",null,{"$f":"G2021*INDEX('Shipment Data'!$BG$10:$CH$34,MATCH(CONCATENATE('UEC Data'!$C2021,'UEC Data'!$E2021),'Shipment Data'!$BI$10:$BI$34,0),MATCH('UEC Data'!$D2021,'Shipment Data'!$BG$10:$CH$10,0))","v":0}]
[null,null,"Commercial",125,"Enclosed, 8 poles","CSL 0",18.945279020508561,null,"Commercial",125,"Enclosed, 8 poles",null,{"$f":"G2022*INDEX('Shipment Data'!$BG$10:$CH$34,MATCH(CONCATENATE('UEC Data'!$C2022,'UEC Data'!$E2022),'Shipment Data'!$BI$10:$BI$34,0),MATCH('UEC Data'!$D2022,'Shipment Data'!$BG$10:$CH$10,0))","v":0.21068658103417889}]
[null,null,"Commercial",125,"Enclosed, 8 poles","CSL 1",18.945279020508561,null,"Commercial",125,"Enclosed, 8 poles",null,{"$f":"G2023*INDEX('Shipment Data'!$BG$10:$CH$34,MATCH(CONCATENATE('UEC Data'!$C2023,'UEC Data'!$E2023),'Shipment Data'!$BI$10:$BI$34,0),MATCH('UEC Data'!$D2023,'Shipment Data'!$BG$10:$CH$10,0))","v":0.21068658103417889}]
[null,null,"Commercial",125,"Enclosed, 8 poles","CSL 2",18.84461335089906,null,"Commercial",125,"Enclosed, 8 poles",null,{"$f":"G2024*INDEX('Shipment Data'!$BG$10:$CH$34,MATCH(CONCATENATE('UEC Data'!$C2024,'UEC Data'!$E2024),'Shipment Data'!$BI$10:$BI$34,0),MATCH('UEC Data'!$D2024,'Shipment Data'!$BG$10:$CH$10,0))","v":0.20956709866949147}]
[null,null,"Commercial",125,"Enclosed, 8 poles","CSL 3",18.764847791741811,null,"Commercial",125,"Enclosed, 8 poles",null,{"$f":"G2025*INDEX('Shipment Data'!$BG$10:$CH$34,MATCH(CONCATENATE('UEC Data'!$C2025,'UEC Data'!$E2025),'Shipment Data'!$BI$10:$BI$34,0),MATCH('UEC Data'!$D2025,'Shipment Data'!$BG$10:$CH$10,0))","v":0.20868004216718669}]
[null,null,"Commercial",125,"Enclosed, 8 poles","CSL 4",18.66608543494317,null,"Commercial",125,"Enclosed, 8 poles",null,{"$f":"G2026*INDEX('Shipment Data'!$BG$10:$CH$34,MATCH(CONCATENATE('UEC Data'!$C2026,'UEC Data'!$E2026),'Shipment Data'!$BI$10:$BI$34,0),MATCH('UEC Data'!$D2026,'Shipment Data'!$BG$10:$CH$10,0))","v":0.20758172615578044}]
[null,null,"Commercial",125,"Enclosed, 8 poles","-",0,null,"Commercial",125,"Enclosed, 8 poles",null,{"$f":"G2027*INDEX('Shipment Data'!$BG$10:$CH$34,MATCH(CONCATENATE('UEC Data'!$C2027,'UEC Data'!$E2027),'Shipment Data'!$BI$10:$BI$34,0),MATCH('UEC Data'!$D2027,'Shipment Data'!$BG$10:$CH$10,0))","v":0}]
[null,null,"Commercial",150,"Open, 2 poles","CSL 0",22.734334824610272,null,"Commercial",150,"Open, 2 poles",null,{"$f":"G2028*INDEX('Shipment Data'!$BG$10:$CH$34,MATCH(CONCATENATE('UEC Data'!$C2028,'UEC Data'!$E2028),'Shipment Data'!$BI$10:$BI$34,0),MATCH('UEC Data'!$D2028,'Shipment Data'!$BG$10:$CH$10,0))","v":4.7831548126678454E-2}]
[null,null,"Commercial",150,"Open, 2 poles","CSL 1",22.734334824610272,null,"Commercial",150,"Open, 2 poles",null,{"$f":"G2029*INDEX('Shipment Data'!$BG$10:$CH$34,MATCH(CONCATENATE('UEC Data'!$C2029,'UEC Data'!$E2029),'Shipment Data'!$BI$10:$BI$34,0),MATCH('UEC Data'!$D2029,'Shipment Data'!$BG$10:$CH$10,0))","v":4.7831548126678454E-2}]
[null,null,"Commercial",150,"Open, 2 poles","CSL 2",22.613536021078872,null,"Commercial",150,"Open, 2 poles",null,{"$f":"G2030*INDEX('Shipment Data'!$BG$10:$CH$34,MATCH(CONCATENATE('UEC Data'!$C2030,'UEC Data'!$E2030),'Shipment Data'!$BI$10:$BI$34,0),MATCH('UEC Data'!$D2030,'Shipment Data'!$BG$10:$CH$10,0))","v":4.7577395373614287E-2}]
[null,null,"Commercial",150,"Open, 2 poles","CSL 3",22.517817350090173,null,"Commercial",150,"Open, 2 poles",null,{"$f":"G2031*INDEX('Shipment Data'!$BG$10:$CH$34,MATCH(CONCATENATE('UEC Data'!$C2031,'UEC Data'!$E2031),'Shipment Data'!$BI$10:$BI$34,0),MATCH('UEC Data'!$D2031,'Shipment Data'!$BG$10:$CH$10,0))","v":4.7376009573091037E-2}]
[null,null,"Commercial",150,"Open, 2 poles","CSL 4",22.399302521931805,null,"Commercial",150,"Open, 2 poles",null,{"$f":"G2032*INDEX('Shipment Data'!$BG$10:$CH$34,MATCH(CONCATENATE('UEC Data'!$C2032,'UEC Data'!$E2032),'Shipment Data'!$BI$10:$BI$34,0),MATCH('UEC Data'!$D2032,'Shipment Data'!$BG$10:$CH$10,0))","v":4.71266621542853E-2}]
[null,null,"Commercial",150,"Open, 2 poles","-",0,null,"Commercial",150,"Open, 2 poles",null,{"$f":"G2033*INDEX('Shipment Data'!$BG$10:$CH$34,MATCH(CONCATENATE('UEC Data'!$C2033,'UEC Data'!$E2033),'Shipment Data'!$BI$10:$BI$34,0),MATCH('UEC Data'!$D2033,'Shipment Data'!$BG$10:$CH$10,0))","v":0}]
[null,null,"Commercial",150,"Open, 4 poles","CSL 0",22.734334824610272,null,"Commercial",150,"Open, 4 poles",null,{"$f":"G2034*INDEX('Shipment Data'!$BG$10:$CH$34,MATCH(CONCATENATE('UEC Data'!$C2034,'UEC Data'!$E2034),'Shipment Data'!$BI$10:$BI$34,0),MATCH('UEC Data'!$D2034,'Shipment Data'!$BG$10:$CH$10,0))","v":0.35532007179818281}]
[null,null,"Commercial",150,"Open, 4 poles","CSL 1",22.399302521931805,null,"Commercial",150,"Open, 4 poles",null,{"$f":"G2035*INDEX('Shipment Data'!$BG$10:$CH$34,MATCH(CONCATENATE('UEC Data'!$C2035,'UEC Data'!$E2035),'Shipment Data'!$BI$10:$BI$34,0),MATCH('UEC Data'!$D2035,'Shipment Data'!$BG$10:$CH$10,0))","v":0.35008377600326224}]
[null,null,"Commercial",150,"Open, 4 poles","CSL 2",22.212251978951166,null,"Commercial",150,"Open, 4 poles",null,{"$f":"G2036*INDEX('Shipment Data'!$BG$10:$CH$34,MATCH(CONCATENATE('UEC Data'!$C2036,'UEC Data'!$E2036),'Shipment Data'!$BI$10:$BI$34,0),MATCH('UEC Data'!$D2036,'Shipment Data'!$BG$10:$CH$10,0))","v":0.34716032067129349}]
[null,null,"Commercial",150,"Open, 4 poles","CSL 3",22.119893342864049,null,"Commercial",150,"Open, 4 poles",null,{"$f":"G2037*INDEX('Shipment Data'!$BG$10:$CH$34,MATCH(CONCATENATE('UEC Data'!$C2037,'UEC Data'!$E2037),'Shipment Data'!$BI$10:$BI$34,0),MATCH('UEC Data'!$D2037,'Shipment Data'!$BG$10:$CH$10,0))","v":0.34571682661444814}]
[null,null,"Commercial",150,"Open, 4 poles","CSL 4",22.051126835062398,null,"Commercial",150,"Open, 4 poles",null,{"$f":"G2038*INDEX('Shipment Data'!$BG$10:$CH$34,MATCH(CONCATENATE('UEC Data'!$C2038,'UEC Data'!$E2038),'Shipment Data'!$BI$10:$BI$34,0),MATCH('UEC Data'!$D2038,'Shipment Data'!$BG$10:$CH$10,0))","v":0.34464205927782293}]
[null,null,"Commercial",150,"Open, 4 poles","-",0,null,"Commercial",150,"Open, 4 poles",null,{"$f":"G2039*INDEX('Shipment Data'!$BG$10:$CH$34,MATCH(CONCATENATE('UEC Data'!$C2039,'UEC Data'!$E2039),'Shipment Data'!$BI$10:$BI$34,0),MATCH('UEC Data'!$D2039,'Shipment Data'!$BG$10:$CH$10,0))","v":0}]
[null,null,"Commercial",150,"Open, 6 poles","CSL 0",22.399302521931805,null,"Commercial",150,"Open, 6 poles",null,{"$f":"G2040*INDEX('Shipment Data'!$BG$10:$CH$34,MATCH(CONCATENATE('UEC Data'!$C2040,'UEC Data'!$E2040),'Shipment Data'!$BI$10:$BI$34,0),MATCH('UEC Data'!$D2040,'Shipment Data'!$BG$10:$CH$10,0))","v":6.732380307755044E-2}]
[null,null,"Commercial",150,"Open, 6 poles","CSL 1",22.517817350090173,null,"Commercial",150,"Open, 6 poles",null,{"$f":"G2041*INDEX('Shipment Data'!$BG$10:$CH$34,MATCH(CONCATENATE('UEC Data'!$C2041,'UEC Data'!$E2041),'Shipment Data'!$BI$10:$BI$34,0),MATCH('UEC Data'!$D2041,'Shipment Data'!$BG$10:$CH$10,0))","v":6.768001367584435E-2}]
[null,null,"Commercial",150,"Open, 6 poles","CSL 2",22.305385110938378,null,"Commercial",150,"Open, 6 poles",null,{"$f":"G2042*INDEX('Shipment Data'!$BG$10:$CH$34,MATCH(CONCATENATE('UEC Data'!$C2042,'UEC Data'!$E2042),'Shipment Data'!$BI$10:$BI$34,0),MATCH('UEC Data'!$D2042,'Shipment Data'!$BG$10:$CH$10,0))","v":6.704152298078922E-2}]
[null,null,"Commercial",150,"Open, 6 poles","CSL 3",22.212251978951166,null,"Commercial",150,"Open, 6 poles",null,{"$f":"G2043*INDEX('Shipment Data'!$BG$10:$CH$34,MATCH(CONCATENATE('UEC Data'!$C2043,'UEC Data'!$E2043),'Shipment Data'!$BI$10:$BI$34,0),MATCH('UEC Data'!$D2043,'Shipment Data'!$BG$10:$CH$10,0))","v":6.6761600129094906E-2}]
[null,null,"Commercial",150,"Open, 6 poles","CSL 4",22.119893342864049,null,"Commercial",150,"Open, 6 poles",null,{"$f":"G2044*INDEX('Shipment Data'!$BG$10:$CH$34,MATCH(CONCATENATE('UEC Data'!$C2044,'UEC Data'!$E2044),'Shipment Data'!$BI$10:$BI$34,0),MATCH('UEC Data'!$D2044,'Shipment Data'!$BG$10:$CH$10,0))","v":6.6484005118163117E-2}]
[null,null,"Commercial",150,"Open, 6 poles","-",0,null,"Commercial",150,"Open, 6 poles",null,{"$f":"G2045*INDEX('Shipment Data'!$BG$10:$CH$34,MATCH(CONCATENATE('UEC Data'!$C2045,'UEC Data'!$E2045),'Shipment Data'!$BI$10:$BI$34,0),MATCH('UEC Data'!$D2045,'Shipment Data'!$BG$10:$CH$10,0))","v":0}]
[null,null,"Commercial",150,"Open, 8 poles","CSL 0",22.734334824610272,null,"Commercial",150,"Open, 8 poles",null,{"$f":"G2046*INDEX('Shipment Data'!$BG$10:$CH$34,MATCH(CONCATENATE('UEC Data'!$C2046,'UEC Data'!$E2046),'Shipment Data'!$BI$10:$BI$34,0),MATCH('UEC Data'!$D2046,'Shipment Data'!$BG$10:$CH$10,0))","v":7.516386134192328E-2}]
[null,null,"Commercial",150,"Open, 8 poles","CSL 1",22.734334824610272,null,"Commercial",150,"Open, 8 poles",null,{"$f":"G2047*INDEX('Shipment Data'!$BG$10:$CH$34,MATCH(CONCATENATE('UEC Data'!$C2047,'UEC Data'!$E2047),'Shipment Data'!$BI$10:$BI$34,0),MATCH('UEC Data'!$D2047,'Shipment Data'!$BG$10:$CH$10,0))","v":7.516386134192328E-2}]
[null,null,"Commercial",150,"Open, 8 poles","CSL 2",22.613536021078872,null,"Commercial",150,"Open, 8 poles",null,{"$f":"G2048*INDEX('Shipment Data'!$BG$10:$CH$34,MATCH(CONCATENATE('UEC Data'!$C2048,'UEC Data'!$E2048),'Shipment Data'!$BI$10:$BI$34,0),MATCH('UEC Data'!$D2048,'Shipment Data'!$BG$10:$CH$10,0))","v":7.4764478444251006E-2}]
[null,null,"Commercial",150,"Open, 8 poles","CSL 3",22.517817350090173,null,"Commercial",150,"Open, 8 poles",null,{"$f":"G2049*INDEX('Shipment Data'!$BG$10:$CH$34,MATCH(CONCATENATE('UEC Data'!$C2049,'UEC Data'!$E2049),'Shipment Data'!$BI$10:$BI$34,0),MATCH('UEC Data'!$D2049,'Shipment Data'!$BG$10:$CH$10,0))","v":7.4448015043428767E-2}]
[null,null,"Commercial",150,"Open, 8 poles","CSL 4",22.399302521931805,null,"Commercial",150,"Open, 8 poles",null,{"$f":"G2050*INDEX('Shipment Data'!$BG$10:$CH$34,MATCH(CONCATENATE('UEC Data'!$C2050,'UEC Data'!$E2050),'Shipment Data'!$BI$10:$BI$34,0),MATCH('UEC Data'!$D2050,'Shipment Data'!$BG$10:$CH$10,0))","v":7.4056183385305466E-2}]
[null,null,"Commercial",150,"Open, 8 poles","-",0,null,"Commercial",150,"Open, 8 poles",null,{"$f":"G2051*INDEX('Shipment Data'!$BG$10:$CH$34,MATCH(CONCATENATE('UEC Data'!$C2051,'UEC Data'!$E2051),'Shipment Data'!$BI$10:$BI$34,0),MATCH('UEC Data'!$D2051,'Shipment Data'!$BG$10:$CH$10,0))","v":0}]
[null,null,"Commercial",150,"Enclosed, 2 poles","CSL 0",23.029585926228584,null,"Commercial",150,"Enclosed, 2 poles",null,{"$f":"G2052*INDEX('Shipment Data'!$BG$10:$CH$34,MATCH(CONCATENATE('UEC Data'!$C2052,'UEC Data'!$E2052),'Shipment Data'!$BI$10:$BI$34,0),MATCH('UEC Data'!$D2052,'Shipment Data'!$BG$10:$CH$10,0))","v":0.27687278321936326}]
[null,null,"Commercial",150,"Enclosed, 2 poles","CSL 1",22.517817350090173,null,"Commercial",150,"Enclosed, 2 poles",null,{"$f":"G2053*INDEX('Shipment Data'!$BG$10:$CH$34,MATCH(CONCATENATE('UEC Data'!$C2053,'UEC Data'!$E2053),'Shipment Data'!$BI$10:$BI$34,0),MATCH('UEC Data'!$D2053,'Shipment Data'!$BG$10:$CH$10,0))","v":0.2707200547033774}]
[null,null,"Commercial",150,"Enclosed, 2 poles","CSL 2",22.399302521931805,null,"Commercial",150,"Enclosed, 2 poles",null,{"$f":"G2054*INDEX('Shipment Data'!$BG$10:$CH$34,MATCH(CONCATENATE('UEC Data'!$C2054,'UEC Data'!$E2054),'Shipment Data'!$BI$10:$BI$34,0),MATCH('UEC Data'!$D2054,'Shipment Data'!$BG$10:$CH$10,0))","v":0.26929521231020176}]
[null,null,"Commercial",150,"Enclosed, 2 poles","CSL 3",22.305385110938378,null,"Commercial",150,"Enclosed, 2 poles",null,{"$f":"G2055*INDEX('Shipment Data'!$BG$10:$CH$34,MATCH(CONCATENATE('UEC Data'!$C2055,'UEC Data'!$E2055),'Shipment Data'!$BI$10:$BI$34,0),MATCH('UEC Data'!$D2055,'Shipment Data'!$BG$10:$CH$10,0))","v":0.26816609192315688}]
[null,null,"Commercial",150,"Enclosed, 2 poles","CSL 4",22.212251978951166,null,"Commercial",150,"Enclosed, 2 poles",null,{"$f":"G2056*INDEX('Shipment Data'!$BG$10:$CH$34,MATCH(CONCATENATE('UEC Data'!$C2056,'UEC Data'!$E2056),'Shipment Data'!$BI$10:$BI$34,0),MATCH('UEC Data'!$D2056,'Shipment Data'!$BG$10:$CH$10,0))","v":0.26704640051637962}]
[null,null,"Commercial",150,"Enclosed, 2 poles","-",0,null,"Commercial",150,"Enclosed, 2 poles",null,{"$f":"G2057*INDEX('Shipment Data'!$BG$10:$CH$34,MATCH(CONCATENATE('UEC Data'!$C2057,'UEC Data'!$E2057),'Shipment Data'!$BI$10:$BI$34,0),MATCH('UEC Data'!$D2057,'Shipment Data'!$BG$10:$CH$10,0))","v":0}]
[null,null,"Commercial",150,"Enclosed, 4 poles","CSL 0",23.029585926228584,null,"Commercial",150,"Enclosed, 4 poles",null,{"$f":"G2058*INDEX('Shipment Data'!$BG$10:$CH$34,MATCH(CONCATENATE('UEC Data'!$C2058,'UEC Data'!$E2058),'Shipment Data'!$BI$10:$BI$34,0),MATCH('UEC Data'!$D2058,'Shipment Data'!$BG$10:$CH$10,0))","v":2.5956823426815303}]
[null,null,"Commercial",150,"Enclosed, 4 poles","CSL 1",22.399302521931805,null,"Commercial",150,"Enclosed, 4 poles",null,{"$f":"G2059*INDEX('Shipment Data'!$BG$10:$CH$34,MATCH(CONCATENATE('UEC Data'!$C2059,'UEC Data'!$E2059),'Shipment Data'!$BI$10:$BI$34,0),MATCH('UEC Data'!$D2059,'Shipment Data'!$BG$10:$CH$10,0))","v":2.5246426154081414}]
[null,null,"Commercial",150,"Enclosed, 4 poles","CSL 2",22.212251978951166,null,"Commercial",150,"Enclosed, 4 poles",null,{"$f":"G2060*INDEX('Shipment Data'!$BG$10:$CH$34,MATCH(CONCATENATE('UEC Data'!$C2060,'UEC Data'!$E2060),'Shipment Data'!$BI$10:$BI$34,0),MATCH('UEC Data'!$D2060,'Shipment Data'!$BG$10:$CH$10,0))","v":2.5035600048410589}]
[null,null,"Commercial",150,"Enclosed, 4 poles","CSL 3",22.119893342864049,null,"Commercial",150,"Enclosed, 4 poles",null,{"$f":"G2061*INDEX('Shipment Data'!$BG$10:$CH$34,MATCH(CONCATENATE('UEC Data'!$C2061,'UEC Data'!$E2061),'Shipment Data'!$BI$10:$BI$34,0),MATCH('UEC Data'!$D2061,'Shipment Data'!$BG$10:$CH$10,0))","v":2.4931501919311168}]
[null,null,"Commercial",150,"Enclosed, 4 poles","CSL 4",22.051126835062398,null,"Commercial",150,"Enclosed, 4 poles",null,{"$f":"G2062*INDEX('Shipment Data'!$BG$10:$CH$34,MATCH(CONCATENATE('UEC Data'!$C2062,'UEC Data'!$E2062),'Shipment Data'!$BI$10:$BI$34,0),MATCH('UEC Data'!$D2062,'Shipment Data'!$BG$10:$CH$10,0))","v":2.4853994659458385}]
[null,null,"Commercial",150,"Enclosed, 4 poles","-",0,null,"Commercial",150,"Enclosed, 4 poles",null,{"$f":"G2063*INDEX('Shipment Data'!$BG$10:$CH$34,MATCH(CONCATENATE('UEC Data'!$C2063,'UEC Data'!$E2063),'Shipment Data'!$BI$10:$BI$34,0),MATCH('UEC Data'!$D2063,'Shipment Data'!$BG$10:$CH$10,0))","v":0}]
[null,null,"Commercial",150,"Enclosed, 6 poles","CSL 0",22.881007952510984,null,"Commercial",150,"Enclosed, 6 poles",null,{"$f":"G2064*INDEX('Shipment Data'!$BG$10:$CH$34,MATCH(CONCATENATE('UEC Data'!$C2064,'UEC Data'!$E2064),'Shipment Data'!$BI$10:$BI$34,0),MATCH('UEC Data'!$D2064,'Shipment Data'!$BG$10:$CH$10,0))","v":1.0590830527145838}]
[null,null,"Commercial",150,"Enclosed, 6 poles","CSL 1",22.399302521931805,null,"Commercial",150,"Enclosed, 6 poles",null,{"$f":"G2065*INDEX('Shipment Data'!$BG$10:$CH$34,MATCH(CONCATENATE('UEC Data'!$C2065,'UEC Data'!$E2065),'Shipment Data'!$BI$10:$BI$34,0),MATCH('UEC Data'!$D2065,'Shipment Data'!$BG$10:$CH$10,0))","v":1.0367865673942767}]
[null,null,"Commercial",150,"Enclosed, 6 poles","CSL 2",22.212251978951166,null,"Commercial",150,"Enclosed, 6 poles",null,{"$f":"G2066*INDEX('Shipment Data'!$BG$10:$CH$34,MATCH(CONCATENATE('UEC Data'!$C2066,'UEC Data'!$E2066),'Shipment Data'!$BI$10:$BI$34,0),MATCH('UEC Data'!$D2066,'Shipment Data'!$BG$10:$CH$10,0))","v":1.0281286419880615}]
[null,null,"Commercial",150,"Enclosed, 6 poles","CSL 3",22.119893342864049,null,"Commercial",150,"Enclosed, 6 poles",null,{"$f":"G2067*INDEX('Shipment Data'!$BG$10:$CH$34,MATCH(CONCATENATE('UEC Data'!$C2067,'UEC Data'!$E2067),'Shipment Data'!$BI$10:$BI$34,0),MATCH('UEC Data'!$D2067,'Shipment Data'!$BG$10:$CH$10,0))","v":1.0238536788197119}]
[null,null,"Commercial",150,"Enclosed, 6 poles","CSL 4",22.051126835062398,null,"Commercial",150,"Enclosed, 6 poles",null,{"$f":"G2068*INDEX('Shipment Data'!$BG$10:$CH$34,MATCH(CONCATENATE('UEC Data'!$C2068,'UEC Data'!$E2068),'Shipment Data'!$BI$10:$BI$34,0),MATCH('UEC Data'!$D2068,'Shipment Data'!$BG$10:$CH$10,0))","v":1.020670714015091}]
[null,null,"Commercial",150,"Enclosed, 6 poles","-",0,null,"Commercial",150,"Enclosed, 6 poles",null,{"$f":"G2069*INDEX('Shipment Data'!$BG$10:$CH$34,MATCH(CONCATENATE('UEC Data'!$C2069,'UEC Data'!$E2069),'Shipment Data'!$BI$10:$BI$34,0),MATCH('UEC Data'!$D2069,'Shipment Data'!$BG$10:$CH$10,0))","v":0}]
[null,null,"Commercial",150,"Enclosed, 8 poles","CSL 0",22.734334824610272,null,"Commercial",150,"Enclosed, 8 poles",null,{"$f":"G2070*INDEX('Shipment Data'!$BG$10:$CH$34,MATCH(CONCATENATE('UEC Data'!$C2070,'UEC Data'!$E2070),'Shipment Data'!$BI$10:$BI$34,0),MATCH('UEC Data'!$D2070,'Shipment Data'!$BG$10:$CH$10,0))","v":0.25282389724101467}]
[null,null,"Commercial",150,"Enclosed, 8 poles","CSL 1",22.734334824610272,null,"Commercial",150,"Enclosed, 8 poles",null,{"$f":"G2071*INDEX('Shipment Data'!$BG$10:$CH$34,MATCH(CONCATENATE('UEC Data'!$C2071,'UEC Data'!$E2071),'Shipment Data'!$BI$10:$BI$34,0),MATCH('UEC Data'!$D2071,'Shipment Data'!$BG$10:$CH$10,0))","v":0.25282389724101467}]
[null,null,"Commercial",150,"Enclosed, 8 poles","CSL 2",22.613536021078872,null,"Commercial",150,"Enclosed, 8 poles",null,{"$f":"G2072*INDEX('Shipment Data'!$BG$10:$CH$34,MATCH(CONCATENATE('UEC Data'!$C2072,'UEC Data'!$E2072),'Shipment Data'!$BI$10:$BI$34,0),MATCH('UEC Data'!$D2072,'Shipment Data'!$BG$10:$CH$10,0))","v":0.25148051840338981}]
[null,null,"Commercial",150,"Enclosed, 8 poles","CSL 3",22.517817350090173,null,"Commercial",150,"Enclosed, 8 poles",null,{"$f":"G2073*INDEX('Shipment Data'!$BG$10:$CH$34,MATCH(CONCATENATE('UEC Data'!$C2073,'UEC Data'!$E2073),'Shipment Data'!$BI$10:$BI$34,0),MATCH('UEC Data'!$D2073,'Shipment Data'!$BG$10:$CH$10,0))","v":0.25041605060062405}]
[null,null,"Commercial",150,"Enclosed, 8 poles","CSL 4",22.399302521931805,null,"Commercial",150,"Enclosed, 8 poles",null,{"$f":"G2074*INDEX('Shipment Data'!$BG$10:$CH$34,MATCH(CONCATENATE('UEC Data'!$C2074,'UEC Data'!$E2074),'Shipment Data'!$BI$10:$BI$34,0),MATCH('UEC Data'!$D2074,'Shipment Data'!$BG$10:$CH$10,0))","v":0.2490980713869366}]
[null,null,"Commercial",150,"Enclosed, 8 poles","-",0,null,"Commercial",150,"Enclosed, 8 poles",null,{"$f":"G2075*INDEX('Shipment Data'!$BG$10:$CH$34,MATCH(CONCATENATE('UEC Data'!$C2075,'UEC Data'!$E2075),'Shipment Data'!$BI$10:$BI$34,0),MATCH('UEC Data'!$D2075,'Shipment Data'!$BG$10:$CH$10,0))","v":0}]
[null,null,"Commercial",200,"Open, 2 poles","CSL 0",29.865736695909067,null,"Commercial",200,"Open, 2 poles",null,{"$f":"G2076*INDEX('Shipment Data'!$BG$10:$CH$34,MATCH(CONCATENATE('UEC Data'!$C2076,'UEC Data'!$E2076),'Shipment Data'!$BI$10:$BI$34,0),MATCH('UEC Data'!$D2076,'Shipment Data'!$BG$10:$CH$10,0))","v":6.2835549539047061E-2}]
[null,null,"Commercial",200,"Open, 2 poles","CSL 1",30.023756466786892,null,"Commercial",200,"Open, 2 poles",null,{"$f":"G2077*INDEX('Shipment Data'!$BG$10:$CH$34,MATCH(CONCATENATE('UEC Data'!$C2077,'UEC Data'!$E2077),'Shipment Data'!$BI$10:$BI$34,0),MATCH('UEC Data'!$D2077,'Shipment Data'!$BG$10:$CH$10,0))","v":6.3168012764121387E-2}]
[null,null,"Commercial",200,"Open, 2 poles","CSL 2",29.865736695909067,null,"Commercial",200,"Open, 2 poles",null,{"$f":"G2078*INDEX('Shipment Data'!$BG$10:$CH$34,MATCH(CONCATENATE('UEC Data'!$C2078,'UEC Data'!$E2078),'Shipment Data'!$BI$10:$BI$34,0),MATCH('UEC Data'!$D2078,'Shipment Data'!$BG$10:$CH$10,0))","v":6.2835549539047061E-2}]
[null,null,"Commercial",200,"Open, 2 poles","CSL 3",29.74051348125117,null,"Commercial",200,"Open, 2 poles",null,{"$f":"G2079*INDEX('Shipment Data'!$BG$10:$CH$34,MATCH(CONCATENATE('UEC Data'!$C2079,'UEC Data'!$E2079),'Shipment Data'!$BI$10:$BI$34,0),MATCH('UEC Data'!$D2079,'Shipment Data'!$BG$10:$CH$10,0))","v":6.2572088115403268E-2}]
[null,null,"Commercial",200,"Open, 2 poles","CSL 4",29.61633597193488,null,"Commercial",200,"Open, 2 poles",null,{"$f":"G2080*INDEX('Shipment Data'!$BG$10:$CH$34,MATCH(CONCATENATE('UEC Data'!$C2080,'UEC Data'!$E2080),'Shipment Data'!$BI$10:$BI$34,0),MATCH('UEC Data'!$D2080,'Shipment Data'!$BG$10:$CH$10,0))","v":6.2310826787155237E-2}]
[null,null,"Commercial",200,"Open, 2 poles","-",0,null,"Commercial",200,"Open, 2 poles",null,{"$f":"G2081*INDEX('Shipment Data'!$BG$10:$CH$34,MATCH(CONCATENATE('UEC Data'!$C2081,'UEC Data'!$E2081),'Shipment Data'!$BI$10:$BI$34,0),MATCH('UEC Data'!$D2081,'Shipment Data'!$BG$10:$CH$10,0))","v":0}]
[null,null,"Commercial",200,"Open, 4 poles","CSL 0",30.023756466786892,null,"Commercial",200,"Open, 4 poles",null,{"$f":"G2082*INDEX('Shipment Data'!$BG$10:$CH$34,MATCH(CONCATENATE('UEC Data'!$C2082,'UEC Data'!$E2082),'Shipment Data'!$BI$10:$BI$34,0),MATCH('UEC Data'!$D2082,'Shipment Data'!$BG$10:$CH$10,0))","v":0.46924809481918733}]
[null,null,"Commercial",200,"Open, 4 poles","CSL 1",29.865736695909067,null,"Commercial",200,"Open, 4 poles",null,{"$f":"G2083*INDEX('Shipment Data'!$BG$10:$CH$34,MATCH(CONCATENATE('UEC Data'!$C2083,'UEC Data'!$E2083),'Shipment Data'!$BI$10:$BI$34,0),MATCH('UEC Data'!$D2083,'Shipment Data'!$BG$10:$CH$10,0))","v":0.46677836800434952}]
[null,null,"Commercial",200,"Open, 4 poles","CSL 2",29.61633597193488,null,"Commercial",200,"Open, 4 poles",null,{"$f":"G2084*INDEX('Shipment Data'!$BG$10:$CH$34,MATCH(CONCATENATE('UEC Data'!$C2084,'UEC Data'!$E2084),'Shipment Data'!$BI$10:$BI$34,0),MATCH('UEC Data'!$D2084,'Shipment Data'!$BG$10:$CH$10,0))","v":0.46288042756172454}]
[null,null,"Commercial",200,"Open, 4 poles","CSL 3",29.493191123818729,null,"Commercial",200,"Open, 4 poles",null,{"$f":"G2085*INDEX('Shipment Data'!$BG$10:$CH$34,MATCH(CONCATENATE('UEC Data'!$C2085,'UEC Data'!$E2085),'Shipment Data'!$BI$10:$BI$34,0),MATCH('UEC Data'!$D2085,'Shipment Data'!$BG$10:$CH$10,0))","v":0.46095576881926414}]
[null,null,"Commercial",200,"Open, 4 poles","CSL 4",29.401502446749859,null,"Commercial",200,"Open, 4 poles",null,{"$f":"G2086*INDEX('Shipment Data'!$BG$10:$CH$34,MATCH(CONCATENATE('UEC Data'!$C2086,'UEC Data'!$E2086),'Shipment Data'!$BI$10:$BI$34,0),MATCH('UEC Data'!$D2086,'Shipment Data'!$BG$10:$CH$10,0))","v":0.45952274570376378}]
[null,null,"Commercial",200,"Open, 4 poles","-",0,null,"Commercial",200,"Open, 4 poles",null,{"$f":"G2087*INDEX('Shipment Data'!$BG$10:$CH$34,MATCH(CONCATENATE('UEC Data'!$C2087,'UEC Data'!$E2087),'Shipment Data'!$BI$10:$BI$34,0),MATCH('UEC Data'!$D2087,'Shipment Data'!$BG$10:$CH$10,0))","v":0}]
[null,null,"Commercial",200,"Open, 6 poles","CSL 0",30.023756466786892,null,"Commercial",200,"Open, 6 poles",null,{"$f":"G2088*INDEX('Shipment Data'!$BG$10:$CH$34,MATCH(CONCATENATE('UEC Data'!$C2088,'UEC Data'!$E2088),'Shipment Data'!$BI$10:$BI$34,0),MATCH('UEC Data'!$D2088,'Shipment Data'!$BG$10:$CH$10,0))","v":9.0240018234459138E-2}]
[null,null,"Commercial",200,"Open, 6 poles","CSL 1",30.023756466786892,null,"Commercial",200,"Open, 6 poles",null,{"$f":"G2089*INDEX('Shipment Data'!$BG$10:$CH$34,MATCH(CONCATENATE('UEC Data'!$C2089,'UEC Data'!$E2089),'Shipment Data'!$BI$10:$BI$34,0),MATCH('UEC Data'!$D2089,'Shipment Data'!$BG$10:$CH$10,0))","v":9.0240018234459138E-2}]
[null,null,"Commercial",200,"Open, 6 poles","CSL 2",29.74051348125117,null,"Commercial",200,"Open, 6 poles",null,{"$f":"G2090*INDEX('Shipment Data'!$BG$10:$CH$34,MATCH(CONCATENATE('UEC Data'!$C2090,'UEC Data'!$E2090),'Shipment Data'!$BI$10:$BI$34,0),MATCH('UEC Data'!$D2090,'Shipment Data'!$BG$10:$CH$10,0))","v":8.9388697307718964E-2}]
[null,null,"Commercial",200,"Open, 6 poles","CSL 3",29.61633597193488,null,"Commercial",200,"Open, 6 poles",null,{"$f":"G2091*INDEX('Shipment Data'!$BG$10:$CH$34,MATCH(CONCATENATE('UEC Data'!$C2091,'UEC Data'!$E2091),'Shipment Data'!$BI$10:$BI$34,0),MATCH('UEC Data'!$D2091,'Shipment Data'!$BG$10:$CH$10,0))","v":8.9015466838793203E-2}]
[null,null,"Commercial",200,"Open, 6 poles","CSL 4",29.493191123818729,null,"Commercial",200,"Open, 6 poles",null,{"$f":"G2092*INDEX('Shipment Data'!$BG$10:$CH$34,MATCH(CONCATENATE('UEC Data'!$C2092,'UEC Data'!$E2092),'Shipment Data'!$BI$10:$BI$34,0),MATCH('UEC Data'!$D2092,'Shipment Data'!$BG$10:$CH$10,0))","v":8.8645340157550837E-2}]
[null,null,"Commercial",200,"Open, 6 poles","-",0,null,"Commercial",200,"Open, 6 poles",null,{"$f":"G2093*INDEX('Shipment Data'!$BG$10:$CH$34,MATCH(CONCATENATE('UEC Data'!$C2093,'UEC Data'!$E2093),'Shipment Data'!$BI$10:$BI$34,0),MATCH('UEC Data'!$D2093,'Shipment Data'!$BG$10:$CH$10,0))","v":0}]
[null,null,"Commercial",200,"Open, 8 poles","CSL 0",30.312446432813697,null,"Commercial",200,"Open, 8 poles",null,{"$f":"G2094*INDEX('Shipment Data'!$BG$10:$CH$34,MATCH(CONCATENATE('UEC Data'!$C2094,'UEC Data'!$E2094),'Shipment Data'!$BI$10:$BI$34,0),MATCH('UEC Data'!$D2094,'Shipment Data'!$BG$10:$CH$10,0))","v":0.10021848178923105}]
[null,null,"Commercial",200,"Open, 8 poles","CSL 1",30.312446432813697,null,"Commercial",200,"Open, 8 poles",null,{"$f":"G2095*INDEX('Shipment Data'!$BG$10:$CH$34,MATCH(CONCATENATE('UEC Data'!$C2095,'UEC Data'!$E2095),'Shipment Data'!$BI$10:$BI$34,0),MATCH('UEC Data'!$D2095,'Shipment Data'!$BG$10:$CH$10,0))","v":0.10021848178923105}]
[null,null,"Commercial",200,"Open, 8 poles","CSL 2",30.151381361438489,null,"Commercial",200,"Open, 8 poles",null,{"$f":"G2096*INDEX('Shipment Data'!$BG$10:$CH$34,MATCH(CONCATENATE('UEC Data'!$C2096,'UEC Data'!$E2096),'Shipment Data'!$BI$10:$BI$34,0),MATCH('UEC Data'!$D2096,'Shipment Data'!$BG$10:$CH$10,0))","v":9.9685971259001346E-2}]
[null,null,"Commercial",200,"Open, 8 poles","CSL 3",30.023756466786892,null,"Commercial",200,"Open, 8 poles",null,{"$f":"G2097*INDEX('Shipment Data'!$BG$10:$CH$34,MATCH(CONCATENATE('UEC Data'!$C2097,'UEC Data'!$E2097),'Shipment Data'!$BI$10:$BI$34,0),MATCH('UEC Data'!$D2097,'Shipment Data'!$BG$10:$CH$10,0))","v":9.9264020057905022E-2}]
[null,null,"Commercial",200,"Open, 8 poles","CSL 4",29.865736695909067,null,"Commercial",200,"Open, 8 poles",null,{"$f":"G2098*INDEX('Shipment Data'!$BG$10:$CH$34,MATCH(CONCATENATE('UEC Data'!$C2098,'UEC Data'!$E2098),'Shipment Data'!$BI$10:$BI$34,0),MATCH('UEC Data'!$D2098,'Shipment Data'!$BG$10:$CH$10,0))","v":9.874157784707395E-2}]
[null,null,"Commercial",200,"Open, 8 poles","-",0,null,"Commercial",200,"Open, 8 poles",null,{"$f":"G2099*INDEX('Shipment Data'!$BG$10:$CH$34,MATCH(CONCATENATE('UEC Data'!$C2099,'UEC Data'!$E2099),'Shipment Data'!$BI$10:$BI$34,0),MATCH('UEC Data'!$D2099,'Shipment Data'!$BG$10:$CH$10,0))","v":0}]
[null,null,"Commercial",200,"Enclosed, 2 poles","CSL 0",30.312446432813697,null,"Commercial",200,"Enclosed, 2 poles",null,{"$f":"G2100*INDEX('Shipment Data'!$BG$10:$CH$34,MATCH(CONCATENATE('UEC Data'!$C2100,'UEC Data'!$E2100),'Shipment Data'!$BI$10:$BI$34,0),MATCH('UEC Data'!$D2100,'Shipment Data'!$BG$10:$CH$10,0))","v":0.36443084286993122}]
[null,null,"Commercial",200,"Enclosed, 2 poles","CSL 1",29.865736695909067,null,"Commercial",200,"Enclosed, 2 poles",null,{"$f":"G2101*INDEX('Shipment Data'!$BG$10:$CH$34,MATCH(CONCATENATE('UEC Data'!$C2101,'UEC Data'!$E2101),'Shipment Data'!$BI$10:$BI$34,0),MATCH('UEC Data'!$D2101,'Shipment Data'!$BG$10:$CH$10,0))","v":0.35906028308026899}]
[null,null,"Commercial",200,"Enclosed, 2 poles","CSL 2",29.74051348125117,null,"Commercial",200,"Enclosed, 2 poles",null,{"$f":"G2102*INDEX('Shipment Data'!$BG$10:$CH$34,MATCH(CONCATENATE('UEC Data'!$C2102,'UEC Data'!$E2102),'Shipment Data'!$BI$10:$BI$34,0),MATCH('UEC Data'!$D2102,'Shipment Data'!$BG$10:$CH$10,0))","v":0.35755478923087586}]
[null,null,"Commercial",200,"Enclosed, 2 poles","CSL 3",29.61633597193488,null,"Commercial",200,"Enclosed, 2 poles",null,{"$f":"G2103*INDEX('Shipment Data'!$BG$10:$CH$34,MATCH(CONCATENATE('UEC Data'!$C2103,'UEC Data'!$E2103),'Shipment Data'!$BI$10:$BI$34,0),MATCH('UEC Data'!$D2103,'Shipment Data'!$BG$10:$CH$10,0))","v":0.35606186735517281}]
[null,null,"Commercial",200,"Enclosed, 2 poles","CSL 4",29.493191123818729,null,"Commercial",200,"Enclosed, 2 poles",null,{"$f":"G2104*INDEX('Shipment Data'!$BG$10:$CH$34,MATCH(CONCATENATE('UEC Data'!$C2104,'UEC Data'!$E2104),'Shipment Data'!$BI$10:$BI$34,0),MATCH('UEC Data'!$D2104,'Shipment Data'!$BG$10:$CH$10,0))","v":0.35458136063020335}]
[null,null,"Commercial",200,"Enclosed, 2 poles","-",0,null,"Commercial",200,"Enclosed, 2 poles",null,{"$f":"G2105*INDEX('Shipment Data'!$BG$10:$CH$34,MATCH(CONCATENATE('UEC Data'!$C2105,'UEC Data'!$E2105),'Shipment Data'!$BI$10:$BI$34,0),MATCH('UEC Data'!$D2105,'Shipment Data'!$BG$10:$CH$10,0))","v":0}]
[null,null,"Commercial",200,"Enclosed, 4 poles","CSL 0",30.508010603347977,null,"Commercial",200,"Enclosed, 4 poles",null,{"$f":"G2106*INDEX('Shipment Data'!$BG$10:$CH$34,MATCH(CONCATENATE('UEC Data'!$C2106,'UEC Data'!$E2106),'Shipment Data'!$BI$10:$BI$34,0),MATCH('UEC Data'!$D2106,'Shipment Data'!$BG$10:$CH$10,0))","v":3.4385813399824143}]
[null,null,"Commercial",200,"Enclosed, 4 poles","CSL 1",29.865736695909067,null,"Commercial",200,"Enclosed, 4 poles",null,{"$f":"G2107*INDEX('Shipment Data'!$BG$10:$CH$34,MATCH(CONCATENATE('UEC Data'!$C2107,'UEC Data'!$E2107),'Shipment Data'!$BI$10:$BI$34,0),MATCH('UEC Data'!$D2107,'Shipment Data'!$BG$10:$CH$10,0))","v":3.366190153877521}]
[null,null,"Commercial",200,"Enclosed, 4 poles","CSL 2",29.493191123818729,null,"Commercial",200,"Enclosed, 4 poles",null,{"$f":"G2108*INDEX('Shipment Data'!$BG$10:$CH$34,MATCH(CONCATENATE('UEC Data'!$C2108,'UEC Data'!$E2108),'Shipment Data'!$BI$10:$BI$34,0),MATCH('UEC Data'!$D2108,'Shipment Data'!$BG$10:$CH$10,0))","v":3.3242002559081549}]
[null,null,"Commercial",200,"Enclosed, 4 poles","CSL 3",29.401502446749859,null,"Commercial",200,"Enclosed, 4 poles",null,{"$f":"G2109*INDEX('Shipment Data'!$BG$10:$CH$34,MATCH(CONCATENATE('UEC Data'!$C2109,'UEC Data'!$E2109),'Shipment Data'!$BI$10:$BI$34,0),MATCH('UEC Data'!$D2109,'Shipment Data'!$BG$10:$CH$10,0))","v":3.3138659545944504}]
[null,null,"Commercial",200,"Enclosed, 4 poles","CSL 4",29.310382087927291,null,"Commercial",200,"Enclosed, 4 poles",null,{"$f":"G2110*INDEX('Shipment Data'!$BG$10:$CH$34,MATCH(CONCATENATE('UEC Data'!$C2110,'UEC Data'!$E2110),'Shipment Data'!$BI$10:$BI$34,0),MATCH('UEC Data'!$D2110,'Shipment Data'!$BG$10:$CH$10,0))","v":3.3035957088674022}]
[null,null,"Commercial",200,"Enclosed, 4 poles","-",0,null,"Commercial",200,"Enclosed, 4 poles",null,{"$f":"G2111*INDEX('Shipment Data'!$BG$10:$CH$34,MATCH(CONCATENATE('UEC Data'!$C2111,'UEC Data'!$E2111),'Shipment Data'!$BI$10:$BI$34,0),MATCH('UEC Data'!$D2111,'Shipment Data'!$BG$10:$CH$10,0))","v":0}]
[null,null,"Commercial",200,"Enclosed, 6 poles","CSL 0",30.151381361438489,null,"Commercial",200,"Enclosed, 6 poles",null,{"$f":"G2112*INDEX('Shipment Data'!$BG$10:$CH$34,MATCH(CONCATENATE('UEC Data'!$C2112,'UEC Data'!$E2112),'Shipment Data'!$BI$10:$BI$34,0),MATCH('UEC Data'!$D2112,'Shipment Data'!$BG$10:$CH$10,0))","v":1.3956035976260188}]
[null,null,"Commercial",200,"Enclosed, 6 poles","CSL 1",29.865736695909067,null,"Commercial",200,"Enclosed, 6 poles",null,{"$f":"G2113*INDEX('Shipment Data'!$BG$10:$CH$34,MATCH(CONCATENATE('UEC Data'!$C2113,'UEC Data'!$E2113),'Shipment Data'!$BI$10:$BI$34,0),MATCH('UEC Data'!$D2113,'Shipment Data'!$BG$10:$CH$10,0))","v":1.3823820898590353}]
[null,null,"Commercial",200,"Enclosed, 6 poles","CSL 2",29.61633597193488,null,"Commercial",200,"Enclosed, 6 poles",null,{"$f":"G2114*INDEX('Shipment Data'!$BG$10:$CH$34,MATCH(CONCATENATE('UEC Data'!$C2114,'UEC Data'!$E2114),'Shipment Data'!$BI$10:$BI$34,0),MATCH('UEC Data'!$D2114,'Shipment Data'!$BG$10:$CH$10,0))","v":1.3708381893174151}]
[null,null,"Commercial",200,"Enclosed, 6 poles","CSL 3",29.493191123818729,null,"Commercial",200,"Enclosed, 6 poles",null,{"$f":"G2115*INDEX('Shipment Data'!$BG$10:$CH$34,MATCH(CONCATENATE('UEC Data'!$C2115,'UEC Data'!$E2115),'Shipment Data'!$BI$10:$BI$34,0),MATCH('UEC Data'!$D2115,'Shipment Data'!$BG$10:$CH$10,0))","v":1.3651382384262825}]
[null,null,"Commercial",200,"Enclosed, 6 poles","CSL 4",29.401502446749859,null,"Commercial",200,"Enclosed, 6 poles",null,{"$f":"G2116*INDEX('Shipment Data'!$BG$10:$CH$34,MATCH(CONCATENATE('UEC Data'!$C2116,'UEC Data'!$E2116),'Shipment Data'!$BI$10:$BI$34,0),MATCH('UEC Data'!$D2116,'Shipment Data'!$BG$10:$CH$10,0))","v":1.3608942853534545}]
[null,null,"Commercial",200,"Enclosed, 6 poles","-",0,null,"Commercial",200,"Enclosed, 6 poles",null,{"$f":"G2117*INDEX('Shipment Data'!$BG$10:$CH$34,MATCH(CONCATENATE('UEC Data'!$C2117,'UEC Data'!$E2117),'Shipment Data'!$BI$10:$BI$34,0),MATCH('UEC Data'!$D2117,'Shipment Data'!$BG$10:$CH$10,0))","v":0}]
[null,null,"Commercial",200,"Enclosed, 8 poles","CSL 0",30.312446432813697,null,"Commercial",200,"Enclosed, 8 poles",null,{"$f":"G2118*INDEX('Shipment Data'!$BG$10:$CH$34,MATCH(CONCATENATE('UEC Data'!$C2118,'UEC Data'!$E2118),'Shipment Data'!$BI$10:$BI$34,0),MATCH('UEC Data'!$D2118,'Shipment Data'!$BG$10:$CH$10,0))","v":0.33709852965468623}]
[null,null,"Commercial",200,"Enclosed, 8 poles","CSL 1",30.151381361438489,null,"Commercial",200,"Enclosed, 8 poles",null,{"$f":"G2119*INDEX('Shipment Data'!$BG$10:$CH$34,MATCH(CONCATENATE('UEC Data'!$C2119,'UEC Data'!$E2119),'Shipment Data'!$BI$10:$BI$34,0),MATCH('UEC Data'!$D2119,'Shipment Data'!$BG$10:$CH$10,0))","v":0.33530735787118626}]
[null,null,"Commercial",200,"Enclosed, 8 poles","CSL 2",30.023756466786892,null,"Commercial",200,"Enclosed, 8 poles",null,{"$f":"G2120*INDEX('Shipment Data'!$BG$10:$CH$34,MATCH(CONCATENATE('UEC Data'!$C2120,'UEC Data'!$E2120),'Shipment Data'!$BI$10:$BI$34,0),MATCH('UEC Data'!$D2120,'Shipment Data'!$BG$10:$CH$10,0))","v":0.33388806746749866}]
[null,null,"Commercial",200,"Enclosed, 8 poles","CSL 3",29.865736695909067,null,"Commercial",200,"Enclosed, 8 poles",null,{"$f":"G2121*INDEX('Shipment Data'!$BG$10:$CH$34,MATCH(CONCATENATE('UEC Data'!$C2121,'UEC Data'!$E2121),'Shipment Data'!$BI$10:$BI$34,0),MATCH('UEC Data'!$D2121,'Shipment Data'!$BG$10:$CH$10,0))","v":0.33213076184924867}]
[null,null,"Commercial",200,"Enclosed, 8 poles","CSL 4",29.74051348125117,null,"Commercial",200,"Enclosed, 8 poles",null,{"$f":"G2122*INDEX('Shipment Data'!$BG$10:$CH$34,MATCH(CONCATENATE('UEC Data'!$C2122,'UEC Data'!$E2122),'Shipment Data'!$BI$10:$BI$34,0),MATCH('UEC Data'!$D2122,'Shipment Data'!$BG$10:$CH$10,0))","v":0.33073818003856004}]
[null,null,"Commercial",200,"Enclosed, 8 poles","-",0,null,"Commercial",200,"Enclosed, 8 poles",null,{"$f":"G2123*INDEX('Shipment Data'!$BG$10:$CH$34,MATCH(CONCATENATE('UEC Data'!$C2123,'UEC Data'!$E2123),'Shipment Data'!$BI$10:$BI$34,0),MATCH('UEC Data'!$D2123,'Shipment Data'!$BG$10:$CH$10,0))","v":0}]
[null,null,"Commercial",250,"Open, 2 poles","CSL 0",32.133095825133715,null,"Commercial",250,"Open, 2 poles",null,{"$f":"G2124*INDEX('Shipment Data'!$BG$10:$CH$34,MATCH(CONCATENATE('UEC Data'!$C2124,'UEC Data'!$E2124),'Shipment Data'!$BI$10:$BI$34,0),MATCH('UEC Data'!$D2124,'Shipment Data'!$BG$10:$CH$10,0))","v":0.48919140608746337}]
[null,null,"Commercial",250,"Open, 2 poles","CSL 1",32.133095825133715,null,"Commercial",250,"Open, 2 poles",null,{"$f":"G2125*INDEX('Shipment Data'!$BG$10:$CH$34,MATCH(CONCATENATE('UEC Data'!$C2125,'UEC Data'!$E2125),'Shipment Data'!$BI$10:$BI$34,0),MATCH('UEC Data'!$D2125,'Shipment Data'!$BG$10:$CH$10,0))","v":0.48919140608746337}]
[null,null,"Commercial",250,"Open, 2 poles","CSL 2",31.96397426815933,null,"Commercial",250,"Open, 2 poles",null,{"$f":"G2126*INDEX('Shipment Data'!$BG$10:$CH$34,MATCH(CONCATENATE('UEC Data'!$C2126,'UEC Data'!$E2126),'Shipment Data'!$BI$10:$BI$34,0),MATCH('UEC Data'!$D2126,'Shipment Data'!$BG$10:$CH$10,0))","v":0.48661671447647675}]
[null,null,"Commercial",250,"Open, 2 poles","CSL 3",31.829953411689058,null,"Commercial",250,"Open, 2 poles",null,{"$f":"G2127*INDEX('Shipment Data'!$BG$10:$CH$34,MATCH(CONCATENATE('UEC Data'!$C2127,'UEC Data'!$E2127),'Shipment Data'!$BI$10:$BI$34,0),MATCH('UEC Data'!$D2127,'Shipment Data'!$BG$10:$CH$10,0))","v":0.48457639282248732}]
[null,null,"Commercial",250,"Open, 2 poles","CSL 4",31.697051727297872,null,"Commercial",250,"Open, 2 poles",null,{"$f":"G2128*INDEX('Shipment Data'!$BG$10:$CH$34,MATCH(CONCATENATE('UEC Data'!$C2128,'UEC Data'!$E2128),'Shipment Data'!$BI$10:$BI$34,0),MATCH('UEC Data'!$D2128,'Shipment Data'!$BG$10:$CH$10,0))","v":0.48255310934514917}]
[null,null,"Commercial",250,"Open, 2 poles","-",0,null,"Commercial",250,"Open, 2 poles",null,{"$f":"G2129*INDEX('Shipment Data'!$BG$10:$CH$34,MATCH(CONCATENATE('UEC Data'!$C2129,'UEC Data'!$E2129),'Shipment Data'!$BI$10:$BI$34,0),MATCH('UEC Data'!$D2129,'Shipment Data'!$BG$10:$CH$10,0))","v":0}]
[null,null,"Commercial",250,"Open, 4 poles","CSL 0",32.133095825133715,null,"Commercial",250,"Open, 4 poles",null,{"$f":"G2130*INDEX('Shipment Data'!$BG$10:$CH$34,MATCH(CONCATENATE('UEC Data'!$C2130,'UEC Data'!$E2130),'Shipment Data'!$BI$10:$BI$34,0),MATCH('UEC Data'!$D2130,'Shipment Data'!$BG$10:$CH$10,0))","v":1.008957275055393}]
[null,null,"Commercial",250,"Open, 4 poles","CSL 1",31.829953411689058,null,"Commercial",250,"Open, 4 poles",null,{"$f":"G2131*INDEX('Shipment Data'!$BG$10:$CH$34,MATCH(CONCATENATE('UEC Data'!$C2131,'UEC Data'!$E2131),'Shipment Data'!$BI$10:$BI$34,0),MATCH('UEC Data'!$D2131,'Shipment Data'!$BG$10:$CH$10,0))","v":0.99943881019637992}]
[null,null,"Commercial",250,"Open, 4 poles","CSL 2",31.697051727297872,null,"Commercial",250,"Open, 4 poles",null,{"$f":"G2132*INDEX('Shipment Data'!$BG$10:$CH$34,MATCH(CONCATENATE('UEC Data'!$C2132,'UEC Data'!$E2132),'Shipment Data'!$BI$10:$BI$34,0),MATCH('UEC Data'!$D2132,'Shipment Data'!$BG$10:$CH$10,0))","v":0.99526578802437005}]
[null,null,"Commercial",250,"Open, 4 poles","CSL 3",31.565255254419295,null,"Commercial",250,"Open, 4 poles",null,{"$f":"G2133*INDEX('Shipment Data'!$BG$10:$CH$34,MATCH(CONCATENATE('UEC Data'!$C2133,'UEC Data'!$E2133),'Shipment Data'!$BI$10:$BI$34,0),MATCH('UEC Data'!$D2133,'Shipment Data'!$BG$10:$CH$10,0))","v":0.99112746873944546}]
[null,null,"Commercial",250,"Open, 4 poles","CSL 4",31.467124927203486,null,"Commercial",250,"Open, 4 poles",null,{"$f":"G2134*INDEX('Shipment Data'!$BG$10:$CH$34,MATCH(CONCATENATE('UEC Data'!$C2134,'UEC Data'!$E2134),'Shipment Data'!$BI$10:$BI$34,0),MATCH('UEC Data'!$D2134,'Shipment Data'!$BG$10:$CH$10,0))","v":0.98804624344802749}]
[null,null,"Commercial",250,"Open, 4 poles","-",0,null,"Commercial",250,"Open, 4 poles",null,{"$f":"G2135*INDEX('Shipment Data'!$BG$10:$CH$34,MATCH(CONCATENATE('UEC Data'!$C2135,'UEC Data'!$E2135),'Shipment Data'!$BI$10:$BI$34,0),MATCH('UEC Data'!$D2135,'Shipment Data'!$BG$10:$CH$10,0))","v":0}]
[null,null,"Commercial",250,"Open, 6 poles","CSL 0",32.26968709325331,null,"Commercial",250,"Open, 6 poles",null,{"$f":"G2136*INDEX('Shipment Data'!$BG$10:$CH$34,MATCH(CONCATENATE('UEC Data'!$C2136,'UEC Data'!$E2136),'Shipment Data'!$BI$10:$BI$34,0),MATCH('UEC Data'!$D2136,'Shipment Data'!$BG$10:$CH$10,0))","v":1.2281771486521065}]
[null,null,"Commercial",250,"Open, 6 poles","CSL 1",31.829953411689058,null,"Commercial",250,"Open, 6 poles",null,{"$f":"G2137*INDEX('Shipment Data'!$BG$10:$CH$34,MATCH(CONCATENATE('UEC Data'!$C2137,'UEC Data'!$E2137),'Shipment Data'!$BI$10:$BI$34,0),MATCH('UEC Data'!$D2137,'Shipment Data'!$BG$10:$CH$10,0))","v":1.211440982056218}]
[null,null,"Commercial",250,"Open, 6 poles","CSL 2",31.697051727297872,null,"Commercial",250,"Open, 6 poles",null,{"$f":"G2138*INDEX('Shipment Data'!$BG$10:$CH$34,MATCH(CONCATENATE('UEC Data'!$C2138,'UEC Data'!$E2138),'Shipment Data'!$BI$10:$BI$34,0),MATCH('UEC Data'!$D2138,'Shipment Data'!$BG$10:$CH$10,0))","v":1.2063827733628727}]
[null,null,"Commercial",250,"Open, 6 poles","CSL 3",31.565255254419295,null,"Commercial",250,"Open, 6 poles",null,{"$f":"G2139*INDEX('Shipment Data'!$BG$10:$CH$34,MATCH(CONCATENATE('UEC Data'!$C2139,'UEC Data'!$E2139),'Shipment Data'!$BI$10:$BI$34,0),MATCH('UEC Data'!$D2139,'Shipment Data'!$BG$10:$CH$10,0))","v":1.2013666287750853}]
[null,null,"Commercial",250,"Open, 6 poles","CSL 4",31.467124927203486,null,"Commercial",250,"Open, 6 poles",null,{"$f":"G2140*INDEX('Shipment Data'!$BG$10:$CH$34,MATCH(CONCATENATE('UEC Data'!$C2140,'UEC Data'!$E2140),'Shipment Data'!$BI$10:$BI$34,0),MATCH('UEC Data'!$D2140,'Shipment Data'!$BG$10:$CH$10,0))","v":1.1976318102400334}]
[null,null,"Commercial",250,"Open, 6 poles","-",0,null,"Commercial",250,"Open, 6 poles",null,{"$f":"G2141*INDEX('Shipment Data'!$BG$10:$CH$34,MATCH(CONCATENATE('UEC Data'!$C2141,'UEC Data'!$E2141),'Shipment Data'!$BI$10:$BI$34,0),MATCH('UEC Data'!$D2141,'Shipment Data'!$BG$10:$CH$10,0))","v":0}]
[null,null,"Commercial",250,"Open, 8 poles","CSL 0",32.26968709325331,null,"Commercial",250,"Open, 8 poles",null,{"$f":"G2142*INDEX('Shipment Data'!$BG$10:$CH$34,MATCH(CONCATENATE('UEC Data'!$C2142,'UEC Data'!$E2142),'Shipment Data'!$BI$10:$BI$34,0),MATCH('UEC Data'!$D2142,'Shipment Data'!$BG$10:$CH$10,0))","v":0.4912708594608427}]
[null,null,"Commercial",250,"Open, 8 poles","CSL 1",32.133095825133715,null,"Commercial",250,"Open, 8 poles",null,{"$f":"G2143*INDEX('Shipment Data'!$BG$10:$CH$34,MATCH(CONCATENATE('UEC Data'!$C2143,'UEC Data'!$E2143),'Shipment Data'!$BI$10:$BI$34,0),MATCH('UEC Data'!$D2143,'Shipment Data'!$BG$10:$CH$10,0))","v":0.48919140608746337}]
[null,null,"Commercial",250,"Open, 8 poles","CSL 2",31.96397426815933,null,"Commercial",250,"Open, 8 poles",null,{"$f":"G2144*INDEX('Shipment Data'!$BG$10:$CH$34,MATCH(CONCATENATE('UEC Data'!$C2144,'UEC Data'!$E2144),'Shipment Data'!$BI$10:$BI$34,0),MATCH('UEC Data'!$D2144,'Shipment Data'!$BG$10:$CH$10,0))","v":0.48661671447647675}]
[null,null,"Commercial",250,"Open, 8 poles","CSL 3",31.829953411689058,null,"Commercial",250,"Open, 8 poles",null,{"$f":"G2145*INDEX('Shipment Data'!$BG$10:$CH$34,MATCH(CONCATENATE('UEC Data'!$C2145,'UEC Data'!$E2145),'Shipment Data'!$BI$10:$BI$34,0),MATCH('UEC Data'!$D2145,'Shipment Data'!$BG$10:$CH$10,0))","v":0.48457639282248732}]
[null,null,"Commercial",250,"Open, 8 poles","CSL 4",31.697051727297872,null,"Commercial",250,"Open, 8 poles",null,{"$f":"G2146*INDEX('Shipment Data'!$BG$10:$CH$34,MATCH(CONCATENATE('UEC Data'!$C2146,'UEC Data'!$E2146),'Shipment Data'!$BI$10:$BI$34,0),MATCH('UEC Data'!$D2146,'Shipment Data'!$BG$10:$CH$10,0))","v":0.48255310934514917}]
[null,null,"Commercial",250,"Open, 8 poles","-",0,null,"Commercial",250,"Open, 8 poles",null,{"$f":"G2147*INDEX('Shipment Data'!$BG$10:$CH$34,MATCH(CONCATENATE('UEC Data'!$C2147,'UEC Data'!$E2147),'Shipment Data'!$BI$10:$BI$34,0),MATCH('UEC Data'!$D2147,'Shipment Data'!$BG$10:$CH$10,0))","v":0}]
[null,null,"Commercial",250,"Enclosed, 2 poles","CSL 0",32.442067900375392,null,"Commercial",250,"Enclosed, 2 poles",null,{"$f":"G2148*INDEX('Shipment Data'!$BG$10:$CH$34,MATCH(CONCATENATE('UEC Data'!$C2148,'UEC Data'!$E2148),'Shipment Data'!$BI$10:$BI$34,0),MATCH('UEC Data'!$D2148,'Shipment Data'!$BG$10:$CH$10,0))","v":0.8643165468131867}]
[null,null,"Commercial",250,"Enclosed, 2 poles","CSL 1",31.829953411689058,null,"Commercial",250,"Enclosed, 2 poles",null,{"$f":"G2149*INDEX('Shipment Data'!$BG$10:$CH$34,MATCH(CONCATENATE('UEC Data'!$C2149,'UEC Data'!$E2149),'Shipment Data'!$BI$10:$BI$34,0),MATCH('UEC Data'!$D2149,'Shipment Data'!$BG$10:$CH$10,0))","v":0.84800868743935276}]
[null,null,"Commercial",250,"Enclosed, 2 poles","CSL 2",31.697051727297872,null,"Commercial",250,"Enclosed, 2 poles",null,{"$f":"G2150*INDEX('Shipment Data'!$BG$10:$CH$34,MATCH(CONCATENATE('UEC Data'!$C2150,'UEC Data'!$E2150),'Shipment Data'!$BI$10:$BI$34,0),MATCH('UEC Data'!$D2150,'Shipment Data'!$BG$10:$CH$10,0))","v":0.84446794135401104}]
[null,null,"Commercial",250,"Enclosed, 2 poles","CSL 3",31.565255254419295,null,"Commercial",250,"Enclosed, 2 poles",null,{"$f":"G2151*INDEX('Shipment Data'!$BG$10:$CH$34,MATCH(CONCATENATE('UEC Data'!$C2151,'UEC Data'!$E2151),'Shipment Data'!$BI$10:$BI$34,0),MATCH('UEC Data'!$D2151,'Shipment Data'!$BG$10:$CH$10,0))","v":0.84095664014255989}]
[null,null,"Commercial",250,"Enclosed, 2 poles","CSL 4",31.467124927203486,null,"Commercial",250,"Enclosed, 2 poles",null,{"$f":"G2152*INDEX('Shipment Data'!$BG$10:$CH$34,MATCH(CONCATENATE('UEC Data'!$C2152,'UEC Data'!$E2152),'Shipment Data'!$BI$10:$BI$34,0),MATCH('UEC Data'!$D2152,'Shipment Data'!$BG$10:$CH$10,0))","v":0.83834226716802351}]
[null,null,"Commercial",250,"Enclosed, 2 poles","-",0,null,"Commercial",250,"Enclosed, 2 poles",null,{"$f":"G2153*INDEX('Shipment Data'!$BG$10:$CH$34,MATCH(CONCATENATE('UEC Data'!$C2153,'UEC Data'!$E2153),'Shipment Data'!$BI$10:$BI$34,0),MATCH('UEC Data'!$D2153,'Shipment Data'!$BG$10:$CH$10,0))","v":0}]
[null,null,"Commercial",250,"Enclosed, 4 poles","CSL 0",32.442067900375392,null,"Commercial",250,"Enclosed, 4 poles",null,{"$f":"G2154*INDEX('Shipment Data'!$BG$10:$CH$34,MATCH(CONCATENATE('UEC Data'!$C2154,'UEC Data'!$E2154),'Shipment Data'!$BI$10:$BI$34,0),MATCH('UEC Data'!$D2154,'Shipment Data'!$BG$10:$CH$10,0))","v":2.8090287771428564}]
[null,null,"Commercial",250,"Enclosed, 4 poles","CSL 1",31.96397426815933,null,"Commercial",250,"Enclosed, 4 poles",null,{"$f":"G2155*INDEX('Shipment Data'!$BG$10:$CH$34,MATCH(CONCATENATE('UEC Data'!$C2155,'UEC Data'!$E2155),'Shipment Data'!$BI$10:$BI$34,0),MATCH('UEC Data'!$D2155,'Shipment Data'!$BG$10:$CH$10,0))","v":2.7676325635849612}]
[null,null,"Commercial",250,"Enclosed, 4 poles","CSL 2",31.565255254419295,null,"Commercial",250,"Enclosed, 4 poles",null,{"$f":"G2156*INDEX('Shipment Data'!$BG$10:$CH$34,MATCH(CONCATENATE('UEC Data'!$C2156,'UEC Data'!$E2156),'Shipment Data'!$BI$10:$BI$34,0),MATCH('UEC Data'!$D2156,'Shipment Data'!$BG$10:$CH$10,0))","v":2.7331090804633194}]
[null,null,"Commercial",250,"Enclosed, 4 poles","CSL 3",31.467124927203486,null,"Commercial",250,"Enclosed, 4 poles",null,{"$f":"G2157*INDEX('Shipment Data'!$BG$10:$CH$34,MATCH(CONCATENATE('UEC Data'!$C2157,'UEC Data'!$E2157),'Shipment Data'!$BI$10:$BI$34,0),MATCH('UEC Data'!$D2157,'Shipment Data'!$BG$10:$CH$10,0))","v":2.7246123682960759}]
[null,null,"Commercial",250,"Enclosed, 4 poles","CSL 4",31.369602845817525,null,"Commercial",250,"Enclosed, 4 poles",null,{"$f":"G2158*INDEX('Shipment Data'!$BG$10:$CH$34,MATCH(CONCATENATE('UEC Data'!$C2158,'UEC Data'!$E2158),'Shipment Data'!$BI$10:$BI$34,0),MATCH('UEC Data'!$D2158,'Shipment Data'!$BG$10:$CH$10,0))","v":2.7161683217001169}]
[null,null,"Commercial",250,"Enclosed, 4 poles","-",0,null,"Commercial",250,"Enclosed, 4 poles",null,{"$f":"G2159*INDEX('Shipment Data'!$BG$10:$CH$34,MATCH(CONCATENATE('UEC Data'!$C2159,'UEC Data'!$E2159),'Shipment Data'!$BI$10:$BI$34,0),MATCH('UEC Data'!$D2159,'Shipment Data'!$BG$10:$CH$10,0))","v":0}]
[null,null,"Commercial",250,"Enclosed, 6 poles","CSL 0",32.133095825133715,null,"Commercial",250,"Enclosed, 6 poles",null,{"$f":"G2160*INDEX('Shipment Data'!$BG$10:$CH$34,MATCH(CONCATENATE('UEC Data'!$C2160,'UEC Data'!$E2160),'Shipment Data'!$BI$10:$BI$34,0),MATCH('UEC Data'!$D2160,'Shipment Data'!$BG$10:$CH$10,0))","v":1.6204465326647224}]
[null,null,"Commercial",250,"Enclosed, 6 poles","CSL 1",31.96397426815933,null,"Commercial",250,"Enclosed, 6 poles",null,{"$f":"G2161*INDEX('Shipment Data'!$BG$10:$CH$34,MATCH(CONCATENATE('UEC Data'!$C2161,'UEC Data'!$E2161),'Shipment Data'!$BI$10:$BI$34,0),MATCH('UEC Data'!$D2161,'Shipment Data'!$BG$10:$CH$10,0))","v":1.6119178667033294}]
[null,null,"Commercial",250,"Enclosed, 6 poles","CSL 2",31.697051727297872,null,"Commercial",250,"Enclosed, 6 poles",null,{"$f":"G2162*INDEX('Shipment Data'!$BG$10:$CH$34,MATCH(CONCATENATE('UEC Data'!$C2162,'UEC Data'!$E2162),'Shipment Data'!$BI$10:$BI$34,0),MATCH('UEC Data'!$D2162,'Shipment Data'!$BG$10:$CH$10,0))","v":1.5984571747058065}]
[null,null,"Commercial",250,"Enclosed, 6 poles","CSL 3",31.565255254419295,null,"Commercial",250,"Enclosed, 6 poles",null,{"$f":"G2163*INDEX('Shipment Data'!$BG$10:$CH$34,MATCH(CONCATENATE('UEC Data'!$C2163,'UEC Data'!$E2163),'Shipment Data'!$BI$10:$BI$34,0),MATCH('UEC Data'!$D2163,'Shipment Data'!$BG$10:$CH$10,0))","v":1.5918107831269883}]
[null,null,"Commercial",250,"Enclosed, 6 poles","CSL 4",31.467124927203486,null,"Commercial",250,"Enclosed, 6 poles",null,{"$f":"G2164*INDEX('Shipment Data'!$BG$10:$CH$34,MATCH(CONCATENATE('UEC Data'!$C2164,'UEC Data'!$E2164),'Shipment Data'!$BI$10:$BI$34,0),MATCH('UEC Data'!$D2164,'Shipment Data'!$BG$10:$CH$10,0))","v":1.5868621485680443}]
[null,null,"Commercial",250,"Enclosed, 6 poles","-",0,null,"Commercial",250,"Enclosed, 6 poles",null,{"$f":"G2165*INDEX('Shipment Data'!$BG$10:$CH$34,MATCH(CONCATENATE('UEC Data'!$C2165,'UEC Data'!$E2165),'Shipment Data'!$BI$10:$BI$34,0),MATCH('UEC Data'!$D2165,'Shipment Data'!$BG$10:$CH$10,0))","v":0}]
[null,null,"Commercial",250,"Enclosed, 8 poles","CSL 0",32.133095825133715,null,"Commercial",250,"Enclosed, 8 poles",null,{"$f":"G2166*INDEX('Shipment Data'!$BG$10:$CH$34,MATCH(CONCATENATE('UEC Data'!$C2166,'UEC Data'!$E2166),'Shipment Data'!$BI$10:$BI$34,0),MATCH('UEC Data'!$D2166,'Shipment Data'!$BG$10:$CH$10,0))","v":0.48919140608746337}]
[null,null,"Commercial",250,"Enclosed, 8 poles","CSL 1",32.133095825133715,null,"Commercial",250,"Enclosed, 8 poles",null,{"$f":"G2167*INDEX('Shipment Data'!$BG$10:$CH$34,MATCH(CONCATENATE('UEC Data'!$C2167,'UEC Data'!$E2167),'Shipment Data'!$BI$10:$BI$34,0),MATCH('UEC Data'!$D2167,'Shipment Data'!$BG$10:$CH$10,0))","v":0.48919140608746337}]
[null,null,"Commercial",250,"Enclosed, 8 poles","CSL 2",31.96397426815933,null,"Commercial",250,"Enclosed, 8 poles",null,{"$f":"G2168*INDEX('Shipment Data'!$BG$10:$CH$34,MATCH(CONCATENATE('UEC Data'!$C2168,'UEC Data'!$E2168),'Shipment Data'!$BI$10:$BI$34,0),MATCH('UEC Data'!$D2168,'Shipment Data'!$BG$10:$CH$10,0))","v":0.48661671447647675}]
[null,null,"Commercial",250,"Enclosed, 8 poles","CSL 3",31.829953411689058,null,"Commercial",250,"Enclosed, 8 poles",null,{"$f":"G2169*INDEX('Shipment Data'!$BG$10:$CH$34,MATCH(CONCATENATE('UEC Data'!$C2169,'UEC Data'!$E2169),'Shipment Data'!$BI$10:$BI$34,0),MATCH('UEC Data'!$D2169,'Shipment Data'!$BG$10:$CH$10,0))","v":0.48457639282248732}]
[null,null,"Commercial",250,"Enclosed, 8 poles","CSL 4",31.697051727297872,null,"Commercial",250,"Enclosed, 8 poles",null,{"$f":"G2170*INDEX('Shipment Data'!$BG$10:$CH$34,MATCH(CONCATENATE('UEC Data'!$C2170,'UEC Data'!$E2170),'Shipment Data'!$BI$10:$BI$34,0),MATCH('UEC Data'!$D2170,'Shipment Data'!$BG$10:$CH$10,0))","v":0.48255310934514917}]
[null,null,"Commercial",250,"Enclosed, 8 poles","-",0,null,"Commercial",250,"Enclosed, 8 poles",null,{"$f":"G2171*INDEX('Shipment Data'!$BG$10:$CH$34,MATCH(CONCATENATE('UEC Data'!$C2171,'UEC Data'!$E2171),'Shipment Data'!$BI$10:$BI$34,0),MATCH('UEC Data'!$D2171,'Shipment Data'!$BG$10:$CH$10,0))","v":0}]
[null,null,"Commercial",300,"Open, 2 poles","CSL 0",38.195944094026878,null,"Commercial",300,"Open, 2 poles",null,{"$f":"G2172*INDEX('Shipment Data'!$BG$10:$CH$34,MATCH(CONCATENATE('UEC Data'!$C2172,'UEC Data'!$E2172),'Shipment Data'!$BI$10:$BI$34,0),MATCH('UEC Data'!$D2172,'Shipment Data'!$BG$10:$CH$10,0))","v":0.65278566941144256}]
[null,null,"Commercial",300,"Open, 2 poles","CSL 1",38.356769121791203,null,"Commercial",300,"Open, 2 poles",null,{"$f":"G2173*INDEX('Shipment Data'!$BG$10:$CH$34,MATCH(CONCATENATE('UEC Data'!$C2173,'UEC Data'!$E2173),'Shipment Data'!$BI$10:$BI$34,0),MATCH('UEC Data'!$D2173,'Shipment Data'!$BG$10:$CH$10,0))","v":0.65553424065106969}]
[null,null,"Commercial",300,"Open, 2 poles","CSL 2",38.195944094026878,null,"Commercial",300,"Open, 2 poles",null,{"$f":"G2174*INDEX('Shipment Data'!$BG$10:$CH$34,MATCH(CONCATENATE('UEC Data'!$C2174,'UEC Data'!$E2174),'Shipment Data'!$BI$10:$BI$34,0),MATCH('UEC Data'!$D2174,'Shipment Data'!$BG$10:$CH$10,0))","v":0.65278566941144256}]
[null,null,"Commercial",300,"Open, 2 poles","CSL 3",38.036462072757459,null,"Commercial",300,"Open, 2 poles",null,{"$f":"G2175*INDEX('Shipment Data'!$BG$10:$CH$34,MATCH(CONCATENATE('UEC Data'!$C2175,'UEC Data'!$E2175),'Shipment Data'!$BI$10:$BI$34,0),MATCH('UEC Data'!$D2175,'Shipment Data'!$BG$10:$CH$10,0))","v":0.65006005075001694}]
[null,null,"Commercial",300,"Open, 2 poles","CSL 4",37.878306305303163,null,"Commercial",300,"Open, 2 poles",null,{"$f":"G2176*INDEX('Shipment Data'!$BG$10:$CH$34,MATCH(CONCATENATE('UEC Data'!$C2176,'UEC Data'!$E2176),'Shipment Data'!$BI$10:$BI$34,0),MATCH('UEC Data'!$D2176,'Shipment Data'!$BG$10:$CH$10,0))","v":0.64735709835604593}]
[null,null,"Commercial",300,"Open, 2 poles","-",0,null,"Commercial",300,"Open, 2 poles",null,{"$f":"G2177*INDEX('Shipment Data'!$BG$10:$CH$34,MATCH(CONCATENATE('UEC Data'!$C2177,'UEC Data'!$E2177),'Shipment Data'!$BI$10:$BI$34,0),MATCH('UEC Data'!$D2177,'Shipment Data'!$BG$10:$CH$10,0))","v":0}]
[null,null,"Commercial",300,"Open, 4 poles","CSL 0",38.723624511903985,null,"Commercial",300,"Open, 4 poles",null,{"$f":"G2178*INDEX('Shipment Data'!$BG$10:$CH$34,MATCH(CONCATENATE('UEC Data'!$C2178,'UEC Data'!$E2178),'Shipment Data'!$BI$10:$BI$34,0),MATCH('UEC Data'!$D2178,'Shipment Data'!$BG$10:$CH$10,0))","v":1.3649706724502555}]
[null,null,"Commercial",300,"Open, 4 poles","CSL 1",38.195944094026878,null,"Commercial",300,"Open, 4 poles",null,{"$f":"G2179*INDEX('Shipment Data'!$BG$10:$CH$34,MATCH(CONCATENATE('UEC Data'!$C2179,'UEC Data'!$E2179),'Shipment Data'!$BI$10:$BI$34,0),MATCH('UEC Data'!$D2179,'Shipment Data'!$BG$10:$CH$10,0))","v":1.3463704431611008}]
[null,null,"Commercial",300,"Open, 4 poles","CSL 2",38.036462072757459,null,"Commercial",300,"Open, 4 poles",null,{"$f":"G2180*INDEX('Shipment Data'!$BG$10:$CH$34,MATCH(CONCATENATE('UEC Data'!$C2180,'UEC Data'!$E2180),'Shipment Data'!$BI$10:$BI$34,0),MATCH('UEC Data'!$D2180,'Shipment Data'!$BG$10:$CH$10,0))","v":1.3407488546719104}]
[null,null,"Commercial",300,"Open, 4 poles","CSL 3",37.878306305303163,null,"Commercial",300,"Open, 4 poles",null,{"$f":"G2181*INDEX('Shipment Data'!$BG$10:$CH$34,MATCH(CONCATENATE('UEC Data'!$C2181,'UEC Data'!$E2181),'Shipment Data'!$BI$10:$BI$34,0),MATCH('UEC Data'!$D2181,'Shipment Data'!$BG$10:$CH$10,0))","v":1.3351740153593452}]
[null,null,"Commercial",300,"Open, 4 poles","CSL 4",37.760549912644187,null,"Commercial",300,"Open, 4 poles",null,{"$f":"G2182*INDEX('Shipment Data'!$BG$10:$CH$34,MATCH(CONCATENATE('UEC Data'!$C2182,'UEC Data'!$E2182),'Shipment Data'!$BI$10:$BI$34,0),MATCH('UEC Data'!$D2182,'Shipment Data'!$BG$10:$CH$10,0))","v":1.331023215311596}]
[null,null,"Commercial",300,"Open, 4 poles","-",0,null,"Commercial",300,"Open, 4 poles",null,{"$f":"G2183*INDEX('Shipment Data'!$BG$10:$CH$34,MATCH(CONCATENATE('UEC Data'!$C2183,'UEC Data'!$E2183),'Shipment Data'!$BI$10:$BI$34,0),MATCH('UEC Data'!$D2183,'Shipment Data'!$BG$10:$CH$10,0))","v":0}]
[null,null,"Commercial",300,"Open, 6 poles","CSL 0",38.559714990160472,null,"Commercial",300,"Open, 6 poles",null,{"$f":"G2184*INDEX('Shipment Data'!$BG$10:$CH$34,MATCH(CONCATENATE('UEC Data'!$C2184,'UEC Data'!$E2184),'Shipment Data'!$BI$10:$BI$34,0),MATCH('UEC Data'!$D2184,'Shipment Data'!$BG$10:$CH$10,0))","v":1.6475066894669748}]
[null,null,"Commercial",300,"Open, 6 poles","CSL 1",38.195944094026878,null,"Commercial",300,"Open, 6 poles",null,{"$f":"G2185*INDEX('Shipment Data'!$BG$10:$CH$34,MATCH(CONCATENATE('UEC Data'!$C2185,'UEC Data'!$E2185),'Shipment Data'!$BI$10:$BI$34,0),MATCH('UEC Data'!$D2185,'Shipment Data'!$BG$10:$CH$10,0))","v":1.6319641735286068}]
[null,null,"Commercial",300,"Open, 6 poles","CSL 2",38.036462072757459,null,"Commercial",300,"Open, 6 poles",null,{"$f":"G2186*INDEX('Shipment Data'!$BG$10:$CH$34,MATCH(CONCATENATE('UEC Data'!$C2186,'UEC Data'!$E2186),'Shipment Data'!$BI$10:$BI$34,0),MATCH('UEC Data'!$D2186,'Shipment Data'!$BG$10:$CH$10,0))","v":1.625150126875043}]
[null,null,"Commercial",300,"Open, 6 poles","CSL 3",37.878306305303163,null,"Commercial",300,"Open, 6 poles",null,{"$f":"G2187*INDEX('Shipment Data'!$BG$10:$CH$34,MATCH(CONCATENATE('UEC Data'!$C2187,'UEC Data'!$E2187),'Shipment Data'!$BI$10:$BI$34,0),MATCH('UEC Data'!$D2187,'Shipment Data'!$BG$10:$CH$10,0))","v":1.6183927458901153}]
[null,null,"Commercial",300,"Open, 6 poles","CSL 4",37.760549912644187,null,"Commercial",300,"Open, 6 poles",null,{"$f":"G2188*INDEX('Shipment Data'!$BG$10:$CH$34,MATCH(CONCATENATE('UEC Data'!$C2188,'UEC Data'!$E2188),'Shipment Data'!$BI$10:$BI$34,0),MATCH('UEC Data'!$D2188,'Shipment Data'!$BG$10:$CH$10,0))","v":1.6133614731049646}]
[null,null,"Commercial",300,"Open, 6 poles","-",0,null,"Commercial",300,"Open, 6 poles",null,{"$f":"G2189*INDEX('Shipment Data'!$BG$10:$CH$34,MATCH(CONCATENATE('UEC Data'!$C2189,'UEC Data'!$E2189),'Shipment Data'!$BI$10:$BI$34,0),MATCH('UEC Data'!$D2189,'Shipment Data'!$BG$10:$CH$10,0))","v":0}]
[null,null,"Commercial",300,"Open, 8 poles","CSL 0",0,null,"Commercial",300,"Open, 8 poles",null,{"$f":"G2190*INDEX('Shipment Data'!$BG$10:$CH$34,MATCH(CONCATENATE('UEC Data'!$C2190,'UEC Data'!$E2190),'Shipment Data'!$BI$10:$BI$34,0),MATCH('UEC Data'!$D2190,'Shipment Data'!$BG$10:$CH$10,0))","v":0}]
[null,null,"Commercial",300,"Open, 8 poles","CSL 1",0,null,"Commercial",300,"Open, 8 poles",null,{"$f":"G2191*INDEX('Shipment Data'!$BG$10:$CH$34,MATCH(CONCATENATE('UEC Data'!$C2191,'UEC Data'!$E2191),'Shipment Data'!$BI$10:$BI$34,0),MATCH('UEC Data'!$D2191,'Shipment Data'!$BG$10:$CH$10,0))","v":0}]
[null,null,"Commercial",300,"Open, 8 poles","CSL 2",0,null,"Commercial",300,"Open, 8 poles",null,{"$f":"G2192*INDEX('Shipment Data'!$BG$10:$CH$34,MATCH(CONCATENATE('UEC Data'!$C2192,'UEC Data'!$E2192),'Shipment Data'!$BI$10:$BI$34,0),MATCH('UEC Data'!$D2192,'Shipment Data'!$BG$10:$CH$10,0))","v":0}]
[null,null,"Commercial",300,"Open, 8 poles","CSL 3",0,null,"Commercial",300,"Open, 8 poles",null,{"$f":"G2193*INDEX('Shipment Data'!$BG$10:$CH$34,MATCH(CONCATENATE('UEC Data'!$C2193,'UEC Data'!$E2193),'Shipment Data'!$BI$10:$BI$34,0),MATCH('UEC Data'!$D2193,'Shipment Data'!$BG$10:$CH$10,0))","v":0}]
[null,null,"Commercial",300,"Open, 8 poles","CSL 4",0,null,"Commercial",300,"Open, 8 poles",null,{"$f":"G2194*INDEX('Shipment Data'!$BG$10:$CH$34,MATCH(CONCATENATE('UEC Data'!$C2194,'UEC Data'!$E2194),'Shipment Data'!$BI$10:$BI$34,0),MATCH('UEC Data'!$D2194,'Shipment Data'!$BG$10:$CH$10,0))","v":0}]
[null,null,"Commercial",300,"Open, 8 poles","-",0,null,"Commercial",300,"Open, 8 poles",null,{"$f":"G2195*INDEX('Shipment Data'!$BG$10:$CH$34,MATCH(CONCATENATE('UEC Data'!$C2195,'UEC Data'!$E2195),'Shipment Data'!$BI$10:$BI$34,0),MATCH('UEC Data'!$D2195,'Shipment Data'!$BG$10:$CH$10,0))","v":0}]
[null,null,"Commercial",300,"Enclosed, 2 poles","CSL 0",38.356769121791203,null,"Commercial",300,"Enclosed, 2 poles",null,{"$f":"G2196*INDEX('Shipment Data'!$BG$10:$CH$34,MATCH(CONCATENATE('UEC Data'!$C2196,'UEC Data'!$E2196),'Shipment Data'!$BI$10:$BI$34,0),MATCH('UEC Data'!$D2196,'Shipment Data'!$BG$10:$CH$10,0))","v":1.1471849211393721}]
[null,null,"Commercial",300,"Enclosed, 2 poles","CSL 1",38.195944094026878,null,"Commercial",300,"Enclosed, 2 poles",null,{"$f":"G2197*INDEX('Shipment Data'!$BG$10:$CH$34,MATCH(CONCATENATE('UEC Data'!$C2197,'UEC Data'!$E2197),'Shipment Data'!$BI$10:$BI$34,0),MATCH('UEC Data'!$D2197,'Shipment Data'!$BG$10:$CH$10,0))","v":1.1423749214700247}]
[null,null,"Commercial",300,"Enclosed, 2 poles","CSL 2",38.036462072757459,null,"Commercial",300,"Enclosed, 2 poles",null,{"$f":"G2198*INDEX('Shipment Data'!$BG$10:$CH$34,MATCH(CONCATENATE('UEC Data'!$C2198,'UEC Data'!$E2198),'Shipment Data'!$BI$10:$BI$34,0),MATCH('UEC Data'!$D2198,'Shipment Data'!$BG$10:$CH$10,0))","v":1.13760508881253}]
[null,null,"Commercial",300,"Enclosed, 2 poles","CSL 3",37.878306305303163,null,"Commercial",300,"Enclosed, 2 poles",null,{"$f":"G2199*INDEX('Shipment Data'!$BG$10:$CH$34,MATCH(CONCATENATE('UEC Data'!$C2199,'UEC Data'!$E2199),'Shipment Data'!$BI$10:$BI$34,0),MATCH('UEC Data'!$D2199,'Shipment Data'!$BG$10:$CH$10,0))","v":1.1328749221230805}]
[null,null,"Commercial",300,"Enclosed, 2 poles","CSL 4",37.760549912644187,null,"Commercial",300,"Enclosed, 2 poles",null,{"$f":"G2200*INDEX('Shipment Data'!$BG$10:$CH$34,MATCH(CONCATENATE('UEC Data'!$C2200,'UEC Data'!$E2200),'Shipment Data'!$BI$10:$BI$34,0),MATCH('UEC Data'!$D2200,'Shipment Data'!$BG$10:$CH$10,0))","v":1.1293530311734752}]
[null,null,"Commercial",300,"Enclosed, 2 poles","-",0,null,"Commercial",300,"Enclosed, 2 poles",null,{"$f":"G2201*INDEX('Shipment Data'!$BG$10:$CH$34,MATCH(CONCATENATE('UEC Data'!$C2201,'UEC Data'!$E2201),'Shipment Data'!$BI$10:$BI$34,0),MATCH('UEC Data'!$D2201,'Shipment Data'!$BG$10:$CH$10,0))","v":0}]
[null,null,"Commercial",300,"Enclosed, 4 poles","CSL 0",38.559714990160472,null,"Commercial",300,"Enclosed, 4 poles",null,{"$f":"G2202*INDEX('Shipment Data'!$BG$10:$CH$34,MATCH(CONCATENATE('UEC Data'!$C2202,'UEC Data'!$E2202),'Shipment Data'!$BI$10:$BI$34,0),MATCH('UEC Data'!$D2202,'Shipment Data'!$BG$10:$CH$10,0))","v":3.7480777185373673}]
[null,null,"Commercial",300,"Enclosed, 4 poles","CSL 1",38.195944094026878,null,"Commercial",300,"Enclosed, 4 poles",null,{"$f":"G2203*INDEX('Shipment Data'!$BG$10:$CH$34,MATCH(CONCATENATE('UEC Data'!$C2203,'UEC Data'!$E2203),'Shipment Data'!$BI$10:$BI$34,0),MATCH('UEC Data'!$D2203,'Shipment Data'!$BG$10:$CH$10,0))","v":3.7127184947775804}]
[null,null,"Commercial",300,"Enclosed, 4 poles","CSL 2",37.878306305303163,null,"Commercial",300,"Enclosed, 4 poles",null,{"$f":"G2204*INDEX('Shipment Data'!$BG$10:$CH$34,MATCH(CONCATENATE('UEC Data'!$C2204,'UEC Data'!$E2204),'Shipment Data'!$BI$10:$BI$34,0),MATCH('UEC Data'!$D2204,'Shipment Data'!$BG$10:$CH$10,0))","v":3.6818434969000124}]
[null,null,"Commercial",300,"Enclosed, 4 poles","CSL 3",37.760549912644187,null,"Commercial",300,"Enclosed, 4 poles",null,{"$f":"G2205*INDEX('Shipment Data'!$BG$10:$CH$34,MATCH(CONCATENATE('UEC Data'!$C2205,'UEC Data'!$E2205),'Shipment Data'!$BI$10:$BI$34,0),MATCH('UEC Data'!$D2205,'Shipment Data'!$BG$10:$CH$10,0))","v":3.6703973513137944}]
[null,null,"Commercial",300,"Enclosed, 4 poles","CSL 4",37.64352341498104,null,"Commercial",300,"Enclosed, 4 poles",null,{"$f":"G2206*INDEX('Shipment Data'!$BG$10:$CH$34,MATCH(CONCATENATE('UEC Data'!$C2206,'UEC Data'!$E2206),'Shipment Data'!$BI$10:$BI$34,0),MATCH('UEC Data'!$D2206,'Shipment Data'!$BG$10:$CH$10,0))","v":3.6590221529109632}]
[null,null,"Commercial",300,"Enclosed, 4 poles","-",0,null,"Commercial",300,"Enclosed, 4 poles",null,{"$f":"G2207*INDEX('Shipment Data'!$BG$10:$CH$34,MATCH(CONCATENATE('UEC Data'!$C2207,'UEC Data'!$E2207),'Shipment Data'!$BI$10:$BI$34,0),MATCH('UEC Data'!$D2207,'Shipment Data'!$BG$10:$CH$10,0))","v":0}]
[null,null,"Commercial",300,"Enclosed, 6 poles","CSL 0",38.195944094026878,null,"Commercial",300,"Enclosed, 6 poles",null,{"$f":"G2208*INDEX('Shipment Data'!$BG$10:$CH$34,MATCH(CONCATENATE('UEC Data'!$C2208,'UEC Data'!$E2208),'Shipment Data'!$BI$10:$BI$34,0),MATCH('UEC Data'!$D2208,'Shipment Data'!$BG$10:$CH$10,0))","v":2.1623525299254038}]
[null,null,"Commercial",300,"Enclosed, 6 poles","CSL 1",38.356769121791203,null,"Commercial",300,"Enclosed, 6 poles",null,{"$f":"G2209*INDEX('Shipment Data'!$BG$10:$CH$34,MATCH(CONCATENATE('UEC Data'!$C2209,'UEC Data'!$E2209),'Shipment Data'!$BI$10:$BI$34,0),MATCH('UEC Data'!$D2209,'Shipment Data'!$BG$10:$CH$10,0))","v":2.1714571721566687}]
[null,null,"Commercial",300,"Enclosed, 6 poles","CSL 2",38.036462072757459,null,"Commercial",300,"Enclosed, 6 poles",null,{"$f":"G2210*INDEX('Shipment Data'!$BG$10:$CH$34,MATCH(CONCATENATE('UEC Data'!$C2210,'UEC Data'!$E2210),'Shipment Data'!$BI$10:$BI$34,0),MATCH('UEC Data'!$D2210,'Shipment Data'!$BG$10:$CH$10,0))","v":2.1533239181094315}]
[null,null,"Commercial",300,"Enclosed, 6 poles","CSL 3",37.878306305303163,null,"Commercial",300,"Enclosed, 6 poles",null,{"$f":"G2211*INDEX('Shipment Data'!$BG$10:$CH$34,MATCH(CONCATENATE('UEC Data'!$C2211,'UEC Data'!$E2211),'Shipment Data'!$BI$10:$BI$34,0),MATCH('UEC Data'!$D2211,'Shipment Data'!$BG$10:$CH$10,0))","v":2.1443703883044027}]
[null,null,"Commercial",300,"Enclosed, 6 poles","CSL 4",37.760549912644187,null,"Commercial",300,"Enclosed, 6 poles",null,{"$f":"G2212*INDEX('Shipment Data'!$BG$10:$CH$34,MATCH(CONCATENATE('UEC Data'!$C2212,'UEC Data'!$E2212),'Shipment Data'!$BI$10:$BI$34,0),MATCH('UEC Data'!$D2212,'Shipment Data'!$BG$10:$CH$10,0))","v":2.1377039518640779}]
[null,null,"Commercial",300,"Enclosed, 6 poles","-",0,null,"Commercial",300,"Enclosed, 6 poles",null,{"$f":"G2213*INDEX('Shipment Data'!$BG$10:$CH$34,MATCH(CONCATENATE('UEC Data'!$C2213,'UEC Data'!$E2213),'Shipment Data'!$BI$10:$BI$34,0),MATCH('UEC Data'!$D2213,'Shipment Data'!$BG$10:$CH$10,0))","v":0}]
[null,null,"Commercial",300,"Enclosed, 8 poles","CSL 0",0,null,"Commercial",300,"Enclosed, 8 poles",null,{"$f":"G2214*INDEX('Shipment Data'!$BG$10:$CH$34,MATCH(CONCATENATE('UEC Data'!$C2214,'UEC Data'!$E2214),'Shipment Data'!$BI$10:$BI$34,0),MATCH('UEC Data'!$D2214,'Shipment Data'!$BG$10:$CH$10,0))","v":0}]
[null,null,"Commercial",300,"Enclosed, 8 poles","CSL 1",0,null,"Commercial",300,"Enclosed, 8 poles",null,{"$f":"G2215*INDEX('Shipment Data'!$BG$10:$CH$34,MATCH(CONCATENATE('UEC Data'!$C2215,'UEC Data'!$E2215),'Shipment Data'!$BI$10:$BI$34,0),MATCH('UEC Data'!$D2215,'Shipment Data'!$BG$10:$CH$10,0))","v":0}]
[null,null,"Commercial",300,"Enclosed, 8 poles","CSL 2",0,null,"Commercial",300,"Enclosed, 8 poles",null,{"$f":"G2216*INDEX('Shipment Data'!$BG$10:$CH$34,MATCH(CONCATENATE('UEC Data'!$C2216,'UEC Data'!$E2216),'Shipment Data'!$BI$10:$BI$34,0),MATCH('UEC Data'!$D2216,'Shipment Data'!$BG$10:$CH$10,0))","v":0}]
[null,null,"Commercial",300,"Enclosed, 8 poles","CSL 3",0,null,"Commercial",300,"Enclosed, 8 poles",null,{"$f":"G2217*INDEX('Shipment Data'!$BG$10:$CH$34,MATCH(CONCATENATE('UEC Data'!$C2217,'UEC Data'!$E2217),'Shipment Data'!$BI$10:$BI$34,0),MATCH('UEC Data'!$D2217,'Shipment Data'!$BG$10:$CH$10,0))","v":0}]
[null,null,"Commercial",300,"Enclosed, 8 poles","CSL 4",0,null,"Commercial",300,"Enclosed, 8 poles",null,{"$f":"G2218*INDEX('Shipment Data'!$BG$10:$CH$34,MATCH(CONCATENATE('UEC Data'!$C2218,'UEC Data'!$E2218),'Shipment Data'!$BI$10:$BI$34,0),MATCH('UEC Data'!$D2218,'Shipment Data'!$BG$10:$CH$10,0))","v":0}]
[null,null,"Commercial",300,"Enclosed, 8 poles","-",0,null,"Commercial",300,"Enclosed, 8 poles",null,{"$f":"G2219*INDEX('Shipment Data'!$BG$10:$CH$34,MATCH(CONCATENATE('UEC Data'!$C2219,'UEC Data'!$E2219),'Shipment Data'!$BI$10:$BI$34,0),MATCH('UEC Data'!$D2219,'Shipment Data'!$BG$10:$CH$10,0))","v":0}]
[null,null,"Commercial",350,"Open, 2 poles","CSL 0",44.561934776364673,null,"Commercial",350,"Open, 2 poles",null,{"$f":"G2220*INDEX('Shipment Data'!$BG$10:$CH$34,MATCH(CONCATENATE('UEC Data'!$C2220,'UEC Data'!$E2220),'Shipment Data'!$BI$10:$BI$34,0),MATCH('UEC Data'!$D2220,'Shipment Data'!$BG$10:$CH$10,0))","v":0.76158328098001604}]
[null,null,"Commercial",350,"Open, 2 poles","CSL 1",44.749563975423051,null,"Commercial",350,"Open, 2 poles",null,{"$f":"G2221*INDEX('Shipment Data'!$BG$10:$CH$34,MATCH(CONCATENATE('UEC Data'!$C2221,'UEC Data'!$E2221),'Shipment Data'!$BI$10:$BI$34,0),MATCH('UEC Data'!$D2221,'Shipment Data'!$BG$10:$CH$10,0))","v":0.76478994742624762}]
[null,null,"Commercial",350,"Open, 2 poles","CSL 2",44.561934776364673,null,"Commercial",350,"Open, 2 poles",null,{"$f":"G2222*INDEX('Shipment Data'!$BG$10:$CH$34,MATCH(CONCATENATE('UEC Data'!$C2222,'UEC Data'!$E2222),'Shipment Data'!$BI$10:$BI$34,0),MATCH('UEC Data'!$D2222,'Shipment Data'!$BG$10:$CH$10,0))","v":0.76158328098001604}]
[null,null,"Commercial",350,"Open, 2 poles","CSL 3",44.375872418217021,null,"Commercial",350,"Open, 2 poles",null,{"$f":"G2223*INDEX('Shipment Data'!$BG$10:$CH$34,MATCH(CONCATENATE('UEC Data'!$C2223,'UEC Data'!$E2223),'Shipment Data'!$BI$10:$BI$34,0),MATCH('UEC Data'!$D2223,'Shipment Data'!$BG$10:$CH$10,0))","v":0.75840339254168621}]
[null,null,"Commercial",350,"Open, 2 poles","CSL 4",44.191357356187005,null,"Commercial",350,"Open, 2 poles",null,{"$f":"G2224*INDEX('Shipment Data'!$BG$10:$CH$34,MATCH(CONCATENATE('UEC Data'!$C2224,'UEC Data'!$E2224),'Shipment Data'!$BI$10:$BI$34,0),MATCH('UEC Data'!$D2224,'Shipment Data'!$BG$10:$CH$10,0))","v":0.75524994808205326}]
[null,null,"Commercial",350,"Open, 2 poles","-",0,null,"Commercial",350,"Open, 2 poles",null,{"$f":"G2225*INDEX('Shipment Data'!$BG$10:$CH$34,MATCH(CONCATENATE('UEC Data'!$C2225,'UEC Data'!$E2225),'Shipment Data'!$BI$10:$BI$34,0),MATCH('UEC Data'!$D2225,'Shipment Data'!$BG$10:$CH$10,0))","v":0}]
[null,null,"Commercial",350,"Open, 4 poles","CSL 0",44.749563975423051,null,"Commercial",350,"Open, 4 poles",null,{"$f":"G2226*INDEX('Shipment Data'!$BG$10:$CH$34,MATCH(CONCATENATE('UEC Data'!$C2226,'UEC Data'!$E2226),'Shipment Data'!$BI$10:$BI$34,0),MATCH('UEC Data'!$D2226,'Shipment Data'!$BG$10:$CH$10,0))","v":1.5773792665666357}]
[null,null,"Commercial",350,"Open, 4 poles","CSL 1",44.561934776364673,null,"Commercial",350,"Open, 4 poles",null,{"$f":"G2227*INDEX('Shipment Data'!$BG$10:$CH$34,MATCH(CONCATENATE('UEC Data'!$C2227,'UEC Data'!$E2227),'Shipment Data'!$BI$10:$BI$34,0),MATCH('UEC Data'!$D2227,'Shipment Data'!$BG$10:$CH$10,0))","v":1.5707655170212829}]
[null,null,"Commercial",350,"Open, 4 poles","CSL 2",44.375872418217021,null,"Commercial",350,"Open, 4 poles",null,{"$f":"G2228*INDEX('Shipment Data'!$BG$10:$CH$34,MATCH(CONCATENATE('UEC Data'!$C2228,'UEC Data'!$E2228),'Shipment Data'!$BI$10:$BI$34,0),MATCH('UEC Data'!$D2228,'Shipment Data'!$BG$10:$CH$10,0))","v":1.5642069971172279}]
[null,null,"Commercial",350,"Open, 4 poles","CSL 3",44.191357356187005,null,"Commercial",350,"Open, 4 poles",null,{"$f":"G2229*INDEX('Shipment Data'!$BG$10:$CH$34,MATCH(CONCATENATE('UEC Data'!$C2229,'UEC Data'!$E2229),'Shipment Data'!$BI$10:$BI$34,0),MATCH('UEC Data'!$D2229,'Shipment Data'!$BG$10:$CH$10,0))","v":1.5577030179192348}]
[null,null,"Commercial",350,"Open, 4 poles","CSL 4",44.053974898084874,null,"Commercial",350,"Open, 4 poles",null,{"$f":"G2230*INDEX('Shipment Data'!$BG$10:$CH$34,MATCH(CONCATENATE('UEC Data'!$C2230,'UEC Data'!$E2230),'Shipment Data'!$BI$10:$BI$34,0),MATCH('UEC Data'!$D2230,'Shipment Data'!$BG$10:$CH$10,0))","v":1.5528604178635277}]
[null,null,"Commercial",350,"Open, 4 poles","-",0,null,"Commercial",350,"Open, 4 poles",null,{"$f":"G2231*INDEX('Shipment Data'!$BG$10:$CH$34,MATCH(CONCATENATE('UEC Data'!$C2231,'UEC Data'!$E2231),'Shipment Data'!$BI$10:$BI$34,0),MATCH('UEC Data'!$D2231,'Shipment Data'!$BG$10:$CH$10,0))","v":0}]
[null,null,"Commercial",350,"Open, 6 poles","CSL 0",44.986334155187201,null,"Commercial",350,"Open, 6 poles",null,{"$f":"G2232*INDEX('Shipment Data'!$BG$10:$CH$34,MATCH(CONCATENATE('UEC Data'!$C2232,'UEC Data'!$E2232),'Shipment Data'!$BI$10:$BI$34,0),MATCH('UEC Data'!$D2232,'Shipment Data'!$BG$10:$CH$10,0))","v":1.9220911377114696}]
[null,null,"Commercial",350,"Open, 6 poles","CSL 1",44.561934776364673,null,"Commercial",350,"Open, 6 poles",null,{"$f":"G2233*INDEX('Shipment Data'!$BG$10:$CH$34,MATCH(CONCATENATE('UEC Data'!$C2233,'UEC Data'!$E2233),'Shipment Data'!$BI$10:$BI$34,0),MATCH('UEC Data'!$D2233,'Shipment Data'!$BG$10:$CH$10,0))","v":1.9039582024500403}]
[null,null,"Commercial",350,"Open, 6 poles","CSL 2",44.375872418217021,null,"Commercial",350,"Open, 6 poles",null,{"$f":"G2234*INDEX('Shipment Data'!$BG$10:$CH$34,MATCH(CONCATENATE('UEC Data'!$C2234,'UEC Data'!$E2234),'Shipment Data'!$BI$10:$BI$34,0),MATCH('UEC Data'!$D2234,'Shipment Data'!$BG$10:$CH$10,0))","v":1.8960084813542157}]
[null,null,"Commercial",350,"Open, 6 poles","CSL 3",44.191357356187005,null,"Commercial",350,"Open, 6 poles",null,{"$f":"G2235*INDEX('Shipment Data'!$BG$10:$CH$34,MATCH(CONCATENATE('UEC Data'!$C2235,'UEC Data'!$E2235),'Shipment Data'!$BI$10:$BI$34,0),MATCH('UEC Data'!$D2235,'Shipment Data'!$BG$10:$CH$10,0))","v":1.8881248702051334}]
[null,null,"Commercial",350,"Open, 6 poles","CSL 4",44.053974898084874,null,"Commercial",350,"Open, 6 poles",null,{"$f":"G2236*INDEX('Shipment Data'!$BG$10:$CH$34,MATCH(CONCATENATE('UEC Data'!$C2236,'UEC Data'!$E2236),'Shipment Data'!$BI$10:$BI$34,0),MATCH('UEC Data'!$D2236,'Shipment Data'!$BG$10:$CH$10,0))","v":1.8822550519557912}]
[null,null,"Commercial",350,"Open, 6 poles","-",0,null,"Commercial",350,"Open, 6 poles",null,{"$f":"G2237*INDEX('Shipment Data'!$BG$10:$CH$34,MATCH(CONCATENATE('UEC Data'!$C2237,'UEC Data'!$E2237),'Shipment Data'!$BI$10:$BI$34,0),MATCH('UEC Data'!$D2237,'Shipment Data'!$BG$10:$CH$10,0))","v":0}]
[null,null,"Commercial",350,"Open, 8 poles","CSL 0",0,null,"Commercial",350,"Open, 8 poles",null,{"$f":"G2238*INDEX('Shipment Data'!$BG$10:$CH$34,MATCH(CONCATENATE('UEC Data'!$C2238,'UEC Data'!$E2238),'Shipment Data'!$BI$10:$BI$34,0),MATCH('UEC Data'!$D2238,'Shipment Data'!$BG$10:$CH$10,0))","v":0}]
[null,null,"Commercial",350,"Open, 8 poles","CSL 1",0,null,"Commercial",350,"Open, 8 poles",null,{"$f":"G2239*INDEX('Shipment Data'!$BG$10:$CH$34,MATCH(CONCATENATE('UEC Data'!$C2239,'UEC Data'!$E2239),'Shipment Data'!$BI$10:$BI$34,0),MATCH('UEC Data'!$D2239,'Shipment Data'!$BG$10:$CH$10,0))","v":0}]
[null,null,"Commercial",350,"Open, 8 poles","CSL 2",0,null,"Commercial",350,"Open, 8 poles",null,{"$f":"G2240*INDEX('Shipment Data'!$BG$10:$CH$34,MATCH(CONCATENATE('UEC Data'!$C2240,'UEC Data'!$E2240),'Shipment Data'!$BI$10:$BI$34,0),MATCH('UEC Data'!$D2240,'Shipment Data'!$BG$10:$CH$10,0))","v":0}]
[null,null,"Commercial",350,"Open, 8 poles","CSL 3",0,null,"Commercial",350,"Open, 8 poles",null,{"$f":"G2241*INDEX('Shipment Data'!$BG$10:$CH$34,MATCH(CONCATENATE('UEC Data'!$C2241,'UEC Data'!$E2241),'Shipment Data'!$BI$10:$BI$34,0),MATCH('UEC Data'!$D2241,'Shipment Data'!$BG$10:$CH$10,0))","v":0}]
[null,null,"Commercial",350,"Open, 8 poles","CSL 4",0,null,"Commercial",350,"Open, 8 poles",null,{"$f":"G2242*INDEX('Shipment Data'!$BG$10:$CH$34,MATCH(CONCATENATE('UEC Data'!$C2242,'UEC Data'!$E2242),'Shipment Data'!$BI$10:$BI$34,0),MATCH('UEC Data'!$D2242,'Shipment Data'!$BG$10:$CH$10,0))","v":0}]
[null,null,"Commercial",350,"Open, 8 poles","-",0,null,"Commercial",350,"Open, 8 poles",null,{"$f":"G2243*INDEX('Shipment Data'!$BG$10:$CH$34,MATCH(CONCATENATE('UEC Data'!$C2243,'UEC Data'!$E2243),'Shipment Data'!$BI$10:$BI$34,0),MATCH('UEC Data'!$D2243,'Shipment Data'!$BG$10:$CH$10,0))","v":0}]
[null,null,"Commercial",350,"Enclosed, 2 poles","CSL 0",44.749563975423051,null,"Commercial",350,"Enclosed, 2 poles",null,{"$f":"G2244*INDEX('Shipment Data'!$BG$10:$CH$34,MATCH(CONCATENATE('UEC Data'!$C2244,'UEC Data'!$E2244),'Shipment Data'!$BI$10:$BI$34,0),MATCH('UEC Data'!$D2244,'Shipment Data'!$BG$10:$CH$10,0))","v":1.3383824079959337}]
[null,null,"Commercial",350,"Enclosed, 2 poles","CSL 1",44.561934776364673,null,"Commercial",350,"Enclosed, 2 poles",null,{"$f":"G2245*INDEX('Shipment Data'!$BG$10:$CH$34,MATCH(CONCATENATE('UEC Data'!$C2245,'UEC Data'!$E2245),'Shipment Data'!$BI$10:$BI$34,0),MATCH('UEC Data'!$D2245,'Shipment Data'!$BG$10:$CH$10,0))","v":1.3327707417150283}]
[null,null,"Commercial",350,"Enclosed, 2 poles","CSL 2",44.375872418217021,null,"Commercial",350,"Enclosed, 2 poles",null,{"$f":"G2246*INDEX('Shipment Data'!$BG$10:$CH$34,MATCH(CONCATENATE('UEC Data'!$C2246,'UEC Data'!$E2246),'Shipment Data'!$BI$10:$BI$34,0),MATCH('UEC Data'!$D2246,'Shipment Data'!$BG$10:$CH$10,0))","v":1.3272059369479512}]
[null,null,"Commercial",350,"Enclosed, 2 poles","CSL 3",44.191357356187005,null,"Commercial",350,"Enclosed, 2 poles",null,{"$f":"G2247*INDEX('Shipment Data'!$BG$10:$CH$34,MATCH(CONCATENATE('UEC Data'!$C2247,'UEC Data'!$E2247),'Shipment Data'!$BI$10:$BI$34,0),MATCH('UEC Data'!$D2247,'Shipment Data'!$BG$10:$CH$10,0))","v":1.3216874091435935}]
[null,null,"Commercial",350,"Enclosed, 2 poles","CSL 4",44.053974898084874,null,"Commercial",350,"Enclosed, 2 poles",null,{"$f":"G2248*INDEX('Shipment Data'!$BG$10:$CH$34,MATCH(CONCATENATE('UEC Data'!$C2248,'UEC Data'!$E2248),'Shipment Data'!$BI$10:$BI$34,0),MATCH('UEC Data'!$D2248,'Shipment Data'!$BG$10:$CH$10,0))","v":1.317578536369054}]
[null,null,"Commercial",350,"Enclosed, 2 poles","-",0,null,"Commercial",350,"Enclosed, 2 poles",null,{"$f":"G2249*INDEX('Shipment Data'!$BG$10:$CH$34,MATCH(CONCATENATE('UEC Data'!$C2249,'UEC Data'!$E2249),'Shipment Data'!$BI$10:$BI$34,0),MATCH('UEC Data'!$D2249,'Shipment Data'!$BG$10:$CH$10,0))","v":0}]
[null,null,"Commercial",350,"Enclosed, 4 poles","CSL 0",44.986334155187201,null,"Commercial",350,"Enclosed, 4 poles",null,{"$f":"G2250*INDEX('Shipment Data'!$BG$10:$CH$34,MATCH(CONCATENATE('UEC Data'!$C2250,'UEC Data'!$E2250),'Shipment Data'!$BI$10:$BI$34,0),MATCH('UEC Data'!$D2250,'Shipment Data'!$BG$10:$CH$10,0))","v":4.3727573382935923}]
[null,null,"Commercial",350,"Enclosed, 4 poles","CSL 1",44.561934776364673,null,"Commercial",350,"Enclosed, 4 poles",null,{"$f":"G2251*INDEX('Shipment Data'!$BG$10:$CH$34,MATCH(CONCATENATE('UEC Data'!$C2251,'UEC Data'!$E2251),'Shipment Data'!$BI$10:$BI$34,0),MATCH('UEC Data'!$D2251,'Shipment Data'!$BG$10:$CH$10,0))","v":4.331504910573841}]
[null,null,"Commercial",350,"Enclosed, 4 poles","CSL 2",44.191357356187005,null,"Commercial",350,"Enclosed, 4 poles",null,{"$f":"G2252*INDEX('Shipment Data'!$BG$10:$CH$34,MATCH(CONCATENATE('UEC Data'!$C2252,'UEC Data'!$E2252),'Shipment Data'!$BI$10:$BI$34,0),MATCH('UEC Data'!$D2252,'Shipment Data'!$BG$10:$CH$10,0))","v":4.2954840797166778}]
[null,null,"Commercial",350,"Enclosed, 4 poles","CSL 3",44.053974898084874,null,"Commercial",350,"Enclosed, 4 poles",null,{"$f":"G2253*INDEX('Shipment Data'!$BG$10:$CH$34,MATCH(CONCATENATE('UEC Data'!$C2253,'UEC Data'!$E2253),'Shipment Data'!$BI$10:$BI$34,0),MATCH('UEC Data'!$D2253,'Shipment Data'!$BG$10:$CH$10,0))","v":4.2821302431994246}]
[null,null,"Commercial",350,"Enclosed, 4 poles","CSL 4",43.917443984144533,null,"Commercial",350,"Enclosed, 4 poles",null,{"$f":"G2254*INDEX('Shipment Data'!$BG$10:$CH$34,MATCH(CONCATENATE('UEC Data'!$C2254,'UEC Data'!$E2254),'Shipment Data'!$BI$10:$BI$34,0),MATCH('UEC Data'!$D2254,'Shipment Data'!$BG$10:$CH$10,0))","v":4.2688591783961209}]
[null,null,"Commercial",350,"Enclosed, 4 poles","-",0,null,"Commercial",350,"Enclosed, 4 poles",null,{"$f":"G2255*INDEX('Shipment Data'!$BG$10:$CH$34,MATCH(CONCATENATE('UEC Data'!$C2255,'UEC Data'!$E2255),'Shipment Data'!$BI$10:$BI$34,0),MATCH('UEC Data'!$D2255,'Shipment Data'!$BG$10:$CH$10,0))","v":0}]
[null,null,"Commercial",350,"Enclosed, 6 poles","CSL 0",44.749563975423051,null,"Commercial",350,"Enclosed, 6 poles",null,{"$f":"G2256*INDEX('Shipment Data'!$BG$10:$CH$34,MATCH(CONCATENATE('UEC Data'!$C2256,'UEC Data'!$E2256),'Shipment Data'!$BI$10:$BI$34,0),MATCH('UEC Data'!$D2256,'Shipment Data'!$BG$10:$CH$10,0))","v":2.533366700849446}]
[null,null,"Commercial",350,"Enclosed, 6 poles","CSL 1",44.749563975423051,null,"Commercial",350,"Enclosed, 6 poles",null,{"$f":"G2257*INDEX('Shipment Data'!$BG$10:$CH$34,MATCH(CONCATENATE('UEC Data'!$C2257,'UEC Data'!$E2257),'Shipment Data'!$BI$10:$BI$34,0),MATCH('UEC Data'!$D2257,'Shipment Data'!$BG$10:$CH$10,0))","v":2.533366700849446}]
[null,null,"Commercial",350,"Enclosed, 6 poles","CSL 2",44.375872418217021,null,"Commercial",350,"Enclosed, 6 poles",null,{"$f":"G2258*INDEX('Shipment Data'!$BG$10:$CH$34,MATCH(CONCATENATE('UEC Data'!$C2258,'UEC Data'!$E2258),'Shipment Data'!$BI$10:$BI$34,0),MATCH('UEC Data'!$D2258,'Shipment Data'!$BG$10:$CH$10,0))","v":2.512211237794336}]
[null,null,"Commercial",350,"Enclosed, 6 poles","CSL 3",44.191357356187005,null,"Commercial",350,"Enclosed, 6 poles",null,{"$f":"G2259*INDEX('Shipment Data'!$BG$10:$CH$34,MATCH(CONCATENATE('UEC Data'!$C2259,'UEC Data'!$E2259),'Shipment Data'!$BI$10:$BI$34,0),MATCH('UEC Data'!$D2259,'Shipment Data'!$BG$10:$CH$10,0))","v":2.5017654530218021}]
[null,null,"Commercial",350,"Enclosed, 6 poles","CSL 4",44.053974898084874,null,"Commercial",350,"Enclosed, 6 poles",null,{"$f":"G2260*INDEX('Shipment Data'!$BG$10:$CH$34,MATCH(CONCATENATE('UEC Data'!$C2260,'UEC Data'!$E2260),'Shipment Data'!$BI$10:$BI$34,0),MATCH('UEC Data'!$D2260,'Shipment Data'!$BG$10:$CH$10,0))","v":2.4939879438414239}]
[null,null,"Commercial",350,"Enclosed, 6 poles","-",0,null,"Commercial",350,"Enclosed, 6 poles",null,{"$f":"G2261*INDEX('Shipment Data'!$BG$10:$CH$34,MATCH(CONCATENATE('UEC Data'!$C2261,'UEC Data'!$E2261),'Shipment Data'!$BI$10:$BI$34,0),MATCH('UEC Data'!$D2261,'Shipment Data'!$BG$10:$CH$10,0))","v":0}]
[null,null,"Commercial",350,"Enclosed, 8 poles","CSL 0",0,null,"Commercial",350,"Enclosed, 8 poles",null,{"$f":"G2262*INDEX('Shipment Data'!$BG$10:$CH$34,MATCH(CONCATENATE('UEC Data'!$C2262,'UEC Data'!$E2262),'Shipment Data'!$BI$10:$BI$34,0),MATCH('UEC Data'!$D2262,'Shipment Data'!$BG$10:$CH$10,0))","v":0}]
[null,null,"Commercial",350,"Enclosed, 8 poles","CSL 1",0,null,"Commercial",350,"Enclosed, 8 poles",null,{"$f":"G2263*INDEX('Shipment Data'!$BG$10:$CH$34,MATCH(CONCATENATE('UEC Data'!$C2263,'UEC Data'!$E2263),'Shipment Data'!$BI$10:$BI$34,0),MATCH('UEC Data'!$D2263,'Shipment Data'!$BG$10:$CH$10,0))","v":0}]
[null,null,"Commercial",350,"Enclosed, 8 poles","CSL 2",0,null,"Commercial",350,"Enclosed, 8 poles",null,{"$f":"G2264*INDEX('Shipment Data'!$BG$10:$CH$34,MATCH(CONCATENATE('UEC Data'!$C2264,'UEC Data'!$E2264),'Shipment Data'!$BI$10:$BI$34,0),MATCH('UEC Data'!$D2264,'Shipment Data'!$BG$10:$CH$10,0))","v":0}]
[null,null,"Commercial",350,"Enclosed, 8 poles","CSL 3",0,null,"Commercial",350,"Enclosed, 8 poles",null,{"$f":"G2265*INDEX('Shipment Data'!$BG$10:$CH$34,MATCH(CONCATENATE('UEC Data'!$C2265,'UEC Data'!$E2265),'Shipment Data'!$BI$10:$BI$34,0),MATCH('UEC Data'!$D2265,'Shipment Data'!$BG$10:$CH$10,0))","v":0}]
[null,null,"Commercial",350,"Enclosed, 8 poles","CSL 4",0,null,"Commercial",350,"Enclosed, 8 poles",null,{"$f":"G2266*INDEX('Shipment Data'!$BG$10:$CH$34,MATCH(CONCATENATE('UEC Data'!$C2266,'UEC Data'!$E2266),'Shipment Data'!$BI$10:$BI$34,0),MATCH('UEC Data'!$D2266,'Shipment Data'!$BG$10:$CH$10,0))","v":0}]
[null,null,"Commercial",350,"Enclosed, 8 poles","-",0,null,"Commercial",350,"Enclosed, 8 poles",null,{"$f":"G2267*INDEX('Shipment Data'!$BG$10:$CH$34,MATCH(CONCATENATE('UEC Data'!$C2267,'UEC Data'!$E2267),'Shipment Data'!$BI$10:$BI$34,0),MATCH('UEC Data'!$D2267,'Shipment Data'!$BG$10:$CH$10,0))","v":0}]
[null,null,"Commercial",400,"Open, 2 poles","CSL 0",50.927925458702497,null,"Commercial",400,"Open, 2 poles",null,{"$f":"G2268*INDEX('Shipment Data'!$BG$10:$CH$34,MATCH(CONCATENATE('UEC Data'!$C2268,'UEC Data'!$E2268),'Shipment Data'!$BI$10:$BI$34,0),MATCH('UEC Data'!$D2268,'Shipment Data'!$BG$10:$CH$10,0))","v":1.3521988866379879}]
[null,null,"Commercial",400,"Open, 2 poles","CSL 1",50.927925458702497,null,"Commercial",400,"Open, 2 poles",null,{"$f":"G2269*INDEX('Shipment Data'!$BG$10:$CH$34,MATCH(CONCATENATE('UEC Data'!$C2269,'UEC Data'!$E2269),'Shipment Data'!$BI$10:$BI$34,0),MATCH('UEC Data'!$D2269,'Shipment Data'!$BG$10:$CH$10,0))","v":1.3521988866379879}]
[null,null,"Commercial",400,"Open, 2 poles","CSL 2",50.715282763676598,null,"Commercial",400,"Open, 2 poles",null,{"$f":"G2270*INDEX('Shipment Data'!$BG$10:$CH$34,MATCH(CONCATENATE('UEC Data'!$C2270,'UEC Data'!$E2270),'Shipment Data'!$BI$10:$BI$34,0),MATCH('UEC Data'!$D2270,'Shipment Data'!$BG$10:$CH$10,0))","v":1.3465529622678918}]
[null,null,"Commercial",400,"Open, 2 poles","CSL 3",50.504408407070883,null,"Commercial",400,"Open, 2 poles",null,{"$f":"G2271*INDEX('Shipment Data'!$BG$10:$CH$34,MATCH(CONCATENATE('UEC Data'!$C2271,'UEC Data'!$E2271),'Shipment Data'!$BI$10:$BI$34,0),MATCH('UEC Data'!$D2271,'Shipment Data'!$BG$10:$CH$10,0))","v":1.3409539894518094}]
[null,null,"Commercial",400,"Open, 2 poles","CSL 4",50.347399883525583,null,"Commercial",400,"Open, 2 poles",null,{"$f":"G2272*INDEX('Shipment Data'!$BG$10:$CH$34,MATCH(CONCATENATE('UEC Data'!$C2272,'UEC Data'!$E2272),'Shipment Data'!$BI$10:$BI$34,0),MATCH('UEC Data'!$D2272,'Shipment Data'!$BG$10:$CH$10,0))","v":1.3367852205726845}]
[null,null,"Commercial",400,"Open, 2 poles","-",0,null,"Commercial",400,"Open, 2 poles",null,{"$f":"G2273*INDEX('Shipment Data'!$BG$10:$CH$34,MATCH(CONCATENATE('UEC Data'!$C2273,'UEC Data'!$E2273),'Shipment Data'!$BI$10:$BI$34,0),MATCH('UEC Data'!$D2273,'Shipment Data'!$BG$10:$CH$10,0))","v":0}]
[null,null,"Commercial",400,"Open, 4 poles","CSL 0",50.927925458702497,null,"Commercial",400,"Open, 4 poles",null,{"$f":"G2274*INDEX('Shipment Data'!$BG$10:$CH$34,MATCH(CONCATENATE('UEC Data'!$C2274,'UEC Data'!$E2274),'Shipment Data'!$BI$10:$BI$34,0),MATCH('UEC Data'!$D2274,'Shipment Data'!$BG$10:$CH$10,0))","v":2.7889102036908513}]
[null,null,"Commercial",400,"Open, 4 poles","CSL 1",50.927925458702497,null,"Commercial",400,"Open, 4 poles",null,{"$f":"G2275*INDEX('Shipment Data'!$BG$10:$CH$34,MATCH(CONCATENATE('UEC Data'!$C2275,'UEC Data'!$E2275),'Shipment Data'!$BI$10:$BI$34,0),MATCH('UEC Data'!$D2275,'Shipment Data'!$BG$10:$CH$10,0))","v":2.7889102036908513}]
[null,null,"Commercial",400,"Open, 4 poles","CSL 2",50.715282763676598,null,"Commercial",400,"Open, 4 poles",null,{"$f":"G2276*INDEX('Shipment Data'!$BG$10:$CH$34,MATCH(CONCATENATE('UEC Data'!$C2276,'UEC Data'!$E2276),'Shipment Data'!$BI$10:$BI$34,0),MATCH('UEC Data'!$D2276,'Shipment Data'!$BG$10:$CH$10,0))","v":2.7772654846775282}]
[null,null,"Commercial",400,"Open, 4 poles","CSL 3",50.504408407070883,null,"Commercial",400,"Open, 4 poles",null,{"$f":"G2277*INDEX('Shipment Data'!$BG$10:$CH$34,MATCH(CONCATENATE('UEC Data'!$C2277,'UEC Data'!$E2277),'Shipment Data'!$BI$10:$BI$34,0),MATCH('UEC Data'!$D2277,'Shipment Data'!$BG$10:$CH$10,0))","v":2.7657176032443584}]
[null,null,"Commercial",400,"Open, 4 poles","CSL 4",50.347399883525583,null,"Commercial",400,"Open, 4 poles",null,{"$f":"G2278*INDEX('Shipment Data'!$BG$10:$CH$34,MATCH(CONCATENATE('UEC Data'!$C2278,'UEC Data'!$E2278),'Shipment Data'!$BI$10:$BI$34,0),MATCH('UEC Data'!$D2278,'Shipment Data'!$BG$10:$CH$10,0))","v":2.7571195174311631}]
[null,null,"Commercial",400,"Open, 4 poles","-",0,null,"Commercial",400,"Open, 4 poles",null,{"$f":"G2279*INDEX('Shipment Data'!$BG$10:$CH$34,MATCH(CONCATENATE('UEC Data'!$C2279,'UEC Data'!$E2279),'Shipment Data'!$BI$10:$BI$34,0),MATCH('UEC Data'!$D2279,'Shipment Data'!$BG$10:$CH$10,0))","v":0}]
[null,null,"Commercial",400,"Open, 6 poles","CSL 0",0,null,"Commercial",400,"Open, 6 poles",null,{"$f":"G2280*INDEX('Shipment Data'!$BG$10:$CH$34,MATCH(CONCATENATE('UEC Data'!$C2280,'UEC Data'!$E2280),'Shipment Data'!$BI$10:$BI$34,0),MATCH('UEC Data'!$D2280,'Shipment Data'!$BG$10:$CH$10,0))","v":0}]
[null,null,"Commercial",400,"Open, 6 poles","CSL 1",0,null,"Commercial",400,"Open, 6 poles",null,{"$f":"G2281*INDEX('Shipment Data'!$BG$10:$CH$34,MATCH(CONCATENATE('UEC Data'!$C2281,'UEC Data'!$E2281),'Shipment Data'!$BI$10:$BI$34,0),MATCH('UEC Data'!$D2281,'Shipment Data'!$BG$10:$CH$10,0))","v":0}]
[null,null,"Commercial",400,"Open, 6 poles","CSL 2",0,null,"Commercial",400,"Open, 6 poles",null,{"$f":"G2282*INDEX('Shipment Data'!$BG$10:$CH$34,MATCH(CONCATENATE('UEC Data'!$C2282,'UEC Data'!$E2282),'Shipment Data'!$BI$10:$BI$34,0),MATCH('UEC Data'!$D2282,'Shipment Data'!$BG$10:$CH$10,0))","v":0}]
[null,null,"Commercial",400,"Open, 6 poles","CSL 3",0,null,"Commercial",400,"Open, 6 poles",null,{"$f":"G2283*INDEX('Shipment Data'!$BG$10:$CH$34,MATCH(CONCATENATE('UEC Data'!$C2283,'UEC Data'!$E2283),'Shipment Data'!$BI$10:$BI$34,0),MATCH('UEC Data'!$D2283,'Shipment Data'!$BG$10:$CH$10,0))","v":0}]
[null,null,"Commercial",400,"Open, 6 poles","CSL 4",0,null,"Commercial",400,"Open, 6 poles",null,{"$f":"G2284*INDEX('Shipment Data'!$BG$10:$CH$34,MATCH(CONCATENATE('UEC Data'!$C2284,'UEC Data'!$E2284),'Shipment Data'!$BI$10:$BI$34,0),MATCH('UEC Data'!$D2284,'Shipment Data'!$BG$10:$CH$10,0))","v":0}]
[null,null,"Commercial",400,"Open, 6 poles","-",0,null,"Commercial",400,"Open, 6 poles",null,{"$f":"G2285*INDEX('Shipment Data'!$BG$10:$CH$34,MATCH(CONCATENATE('UEC Data'!$C2285,'UEC Data'!$E2285),'Shipment Data'!$BI$10:$BI$34,0),MATCH('UEC Data'!$D2285,'Shipment Data'!$BG$10:$CH$10,0))","v":0}]
[null,null,"Commercial",400,"Open, 8 poles","CSL 0",0,null,"Commercial",400,"Open, 8 poles",null,{"$f":"G2286*INDEX('Shipment Data'!$BG$10:$CH$34,MATCH(CONCATENATE('UEC Data'!$C2286,'UEC Data'!$E2286),'Shipment Data'!$BI$10:$BI$34,0),MATCH('UEC Data'!$D2286,'Shipment Data'!$BG$10:$CH$10,0))","v":0}]
[null,null,"Commercial",400,"Open, 8 poles","CSL 1",0,null,"Commercial",400,"Open, 8 poles",null,{"$f":"G2287*INDEX('Shipment Data'!$BG$10:$CH$34,MATCH(CONCATENATE('UEC Data'!$C2287,'UEC Data'!$E2287),'Shipment Data'!$BI$10:$BI$34,0),MATCH('UEC Data'!$D2287,'Shipment Data'!$BG$10:$CH$10,0))","v":0}]
[null,null,"Commercial",400,"Open, 8 poles","CSL 2",0,null,"Commercial",400,"Open, 8 poles",null,{"$f":"G2288*INDEX('Shipment Data'!$BG$10:$CH$34,MATCH(CONCATENATE('UEC Data'!$C2288,'UEC Data'!$E2288),'Shipment Data'!$BI$10:$BI$34,0),MATCH('UEC Data'!$D2288,'Shipment Data'!$BG$10:$CH$10,0))","v":0}]
[null,null,"Commercial",400,"Open, 8 poles","CSL 3",0,null,"Commercial",400,"Open, 8 poles",null,{"$f":"G2289*INDEX('Shipment Data'!$BG$10:$CH$34,MATCH(CONCATENATE('UEC Data'!$C2289,'UEC Data'!$E2289),'Shipment Data'!$BI$10:$BI$34,0),MATCH('UEC Data'!$D2289,'Shipment Data'!$BG$10:$CH$10,0))","v":0}]
[null,null,"Commercial",400,"Open, 8 poles","CSL 4",0,null,"Commercial",400,"Open, 8 poles",null,{"$f":"G2290*INDEX('Shipment Data'!$BG$10:$CH$34,MATCH(CONCATENATE('UEC Data'!$C2290,'UEC Data'!$E2290),'Shipment Data'!$BI$10:$BI$34,0),MATCH('UEC Data'!$D2290,'Shipment Data'!$BG$10:$CH$10,0))","v":0}]
[null,null,"Commercial",400,"Open, 8 poles","-",0,null,"Commercial",400,"Open, 8 poles",null,{"$f":"G2291*INDEX('Shipment Data'!$BG$10:$CH$34,MATCH(CONCATENATE('UEC Data'!$C2291,'UEC Data'!$E2291),'Shipment Data'!$BI$10:$BI$34,0),MATCH('UEC Data'!$D2291,'Shipment Data'!$BG$10:$CH$10,0))","v":0}]
[null,null,"Commercial",400,"Enclosed, 2 poles","CSL 0",50.927925458702497,null,"Commercial",400,"Enclosed, 2 poles",null,{"$f":"G2292*INDEX('Shipment Data'!$BG$10:$CH$34,MATCH(CONCATENATE('UEC Data'!$C2292,'UEC Data'!$E2292),'Shipment Data'!$BI$10:$BI$34,0),MATCH('UEC Data'!$D2292,'Shipment Data'!$BG$10:$CH$10,0))","v":2.3663480516164799}]
[null,null,"Commercial",400,"Enclosed, 2 poles","CSL 1",50.927925458702497,null,"Commercial",400,"Enclosed, 2 poles",null,{"$f":"G2293*INDEX('Shipment Data'!$BG$10:$CH$34,MATCH(CONCATENATE('UEC Data'!$C2293,'UEC Data'!$E2293),'Shipment Data'!$BI$10:$BI$34,0),MATCH('UEC Data'!$D2293,'Shipment Data'!$BG$10:$CH$10,0))","v":2.3663480516164799}]
[null,null,"Commercial",400,"Enclosed, 2 poles","CSL 2",50.715282763676598,null,"Commercial",400,"Enclosed, 2 poles",null,{"$f":"G2294*INDEX('Shipment Data'!$BG$10:$CH$34,MATCH(CONCATENATE('UEC Data'!$C2294,'UEC Data'!$E2294),'Shipment Data'!$BI$10:$BI$34,0),MATCH('UEC Data'!$D2294,'Shipment Data'!$BG$10:$CH$10,0))","v":2.3564676839688117}]
[null,null,"Commercial",400,"Enclosed, 2 poles","CSL 3",50.504408407070883,null,"Commercial",400,"Enclosed, 2 poles",null,{"$f":"G2295*INDEX('Shipment Data'!$BG$10:$CH$34,MATCH(CONCATENATE('UEC Data'!$C2295,'UEC Data'!$E2295),'Shipment Data'!$BI$10:$BI$34,0),MATCH('UEC Data'!$D2295,'Shipment Data'!$BG$10:$CH$10,0))","v":2.3466694815406672}]
[null,null,"Commercial",400,"Enclosed, 2 poles","CSL 4",50.347399883525583,null,"Commercial",400,"Enclosed, 2 poles",null,{"$f":"G2296*INDEX('Shipment Data'!$BG$10:$CH$34,MATCH(CONCATENATE('UEC Data'!$C2296,'UEC Data'!$E2296),'Shipment Data'!$BI$10:$BI$34,0),MATCH('UEC Data'!$D2296,'Shipment Data'!$BG$10:$CH$10,0))","v":2.3393741360021987}]
[null,null,"Commercial",400,"Enclosed, 2 poles","-",0,null,"Commercial",400,"Enclosed, 2 poles",null,{"$f":"G2297*INDEX('Shipment Data'!$BG$10:$CH$34,MATCH(CONCATENATE('UEC Data'!$C2297,'UEC Data'!$E2297),'Shipment Data'!$BI$10:$BI$34,0),MATCH('UEC Data'!$D2297,'Shipment Data'!$BG$10:$CH$10,0))","v":0}]
[null,null,"Commercial",400,"Enclosed, 4 poles","CSL 0",50.927925458702497,null,"Commercial",400,"Enclosed, 4 poles",null,{"$f":"G2298*INDEX('Shipment Data'!$BG$10:$CH$34,MATCH(CONCATENATE('UEC Data'!$C2298,'UEC Data'!$E2298),'Shipment Data'!$BI$10:$BI$34,0),MATCH('UEC Data'!$D2298,'Shipment Data'!$BG$10:$CH$10,0))","v":7.6906311677535575}]
[null,null,"Commercial",400,"Enclosed, 4 poles","CSL 1",50.927925458702497,null,"Commercial",400,"Enclosed, 4 poles",null,{"$f":"G2299*INDEX('Shipment Data'!$BG$10:$CH$34,MATCH(CONCATENATE('UEC Data'!$C2299,'UEC Data'!$E2299),'Shipment Data'!$BI$10:$BI$34,0),MATCH('UEC Data'!$D2299,'Shipment Data'!$BG$10:$CH$10,0))","v":7.6906311677535575}]
[null,null,"Commercial",400,"Enclosed, 4 poles","CSL 2",50.504408407070883,null,"Commercial",400,"Enclosed, 4 poles",null,{"$f":"G2300*INDEX('Shipment Data'!$BG$10:$CH$34,MATCH(CONCATENATE('UEC Data'!$C2300,'UEC Data'!$E2300),'Shipment Data'!$BI$10:$BI$34,0),MATCH('UEC Data'!$D2300,'Shipment Data'!$BG$10:$CH$10,0))","v":7.6266758150071672}]
[null,null,"Commercial",400,"Enclosed, 4 poles","CSL 3",50.347399883525583,null,"Commercial",400,"Enclosed, 4 poles",null,{"$f":"G2301*INDEX('Shipment Data'!$BG$10:$CH$34,MATCH(CONCATENATE('UEC Data'!$C2301,'UEC Data'!$E2301),'Shipment Data'!$BI$10:$BI$34,0),MATCH('UEC Data'!$D2301,'Shipment Data'!$BG$10:$CH$10,0))","v":7.6029659420071445}]
[null,null,"Commercial",400,"Enclosed, 4 poles","CSL 4",50.191364553308048,null,"Commercial",400,"Enclosed, 4 poles",null,{"$f":"G2302*INDEX('Shipment Data'!$BG$10:$CH$34,MATCH(CONCATENATE('UEC Data'!$C2302,'UEC Data'!$E2302),'Shipment Data'!$BI$10:$BI$34,0),MATCH('UEC Data'!$D2302,'Shipment Data'!$BG$10:$CH$10,0))","v":7.5794030310298508}]
[null,null,"Commercial",400,"Enclosed, 4 poles","-",0,null,"Commercial",400,"Enclosed, 4 poles",null,{"$f":"G2303*INDEX('Shipment Data'!$BG$10:$CH$34,MATCH(CONCATENATE('UEC Data'!$C2303,'UEC Data'!$E2303),'Shipment Data'!$BI$10:$BI$34,0),MATCH('UEC Data'!$D2303,'Shipment Data'!$BG$10:$CH$10,0))","v":0}]
[null,null,"Commercial",400,"Enclosed, 6 poles","CSL 0",0,null,"Commercial",400,"Enclosed, 6 poles",null,{"$f":"G2304*INDEX('Shipment Data'!$BG$10:$CH$34,MATCH(CONCATENATE('UEC Data'!$C2304,'UEC Data'!$E2304),'Shipment Data'!$BI$10:$BI$34,0),MATCH('UEC Data'!$D2304,'Shipment Data'!$BG$10:$CH$10,0))","v":0}]
[null,null,"Commercial",400,"Enclosed, 6 poles","CSL 1",0,null,"Commercial",400,"Enclosed, 6 poles",null,{"$f":"G2305*INDEX('Shipment Data'!$BG$10:$CH$34,MATCH(CONCATENATE('UEC Data'!$C2305,'UEC Data'!$E2305),'Shipment Data'!$BI$10:$BI$34,0),MATCH('UEC Data'!$D2305,'Shipment Data'!$BG$10:$CH$10,0))","v":0}]
[null,null,"Commercial",400,"Enclosed, 6 poles","CSL 2",0,null,"Commercial",400,"Enclosed, 6 poles",null,{"$f":"G2306*INDEX('Shipment Data'!$BG$10:$CH$34,MATCH(CONCATENATE('UEC Data'!$C2306,'UEC Data'!$E2306),'Shipment Data'!$BI$10:$BI$34,0),MATCH('UEC Data'!$D2306,'Shipment Data'!$BG$10:$CH$10,0))","v":0}]
[null,null,"Commercial",400,"Enclosed, 6 poles","CSL 3",0,null,"Commercial",400,"Enclosed, 6 poles",null,{"$f":"G2307*INDEX('Shipment Data'!$BG$10:$CH$34,MATCH(CONCATENATE('UEC Data'!$C2307,'UEC Data'!$E2307),'Shipment Data'!$BI$10:$BI$34,0),MATCH('UEC Data'!$D2307,'Shipment Data'!$BG$10:$CH$10,0))","v":0}]
[null,null,"Commercial",400,"Enclosed, 6 poles","CSL 4",0,null,"Commercial",400,"Enclosed, 6 poles",null,{"$f":"G2308*INDEX('Shipment Data'!$BG$10:$CH$34,MATCH(CONCATENATE('UEC Data'!$C2308,'UEC Data'!$E2308),'Shipment Data'!$BI$10:$BI$34,0),MATCH('UEC Data'!$D2308,'Shipment Data'!$BG$10:$CH$10,0))","v":0}]
[null,null,"Commercial",400,"Enclosed, 6 poles","-",0,null,"Commercial",400,"Enclosed, 6 poles",null,{"$f":"G2309*INDEX('Shipment Data'!$BG$10:$CH$34,MATCH(CONCATENATE('UEC Data'!$C2309,'UEC Data'!$E2309),'Shipment Data'!$BI$10:$BI$34,0),MATCH('UEC Data'!$D2309,'Shipment Data'!$BG$10:$CH$10,0))","v":0}]
[null,null,"Commercial",400,"Enclosed, 8 poles","CSL 0",0,null,"Commercial",400,"Enclosed, 8 poles",null,{"$f":"G2310*INDEX('Shipment Data'!$BG$10:$CH$34,MATCH(CONCATENATE('UEC Data'!$C2310,'UEC Data'!$E2310),'Shipment Data'!$BI$10:$BI$34,0),MATCH('UEC Data'!$D2310,'Shipment Data'!$BG$10:$CH$10,0))","v":0}]
[null,null,"Commercial",400,"Enclosed, 8 poles","CSL 1",0,null,"Commercial",400,"Enclosed, 8 poles",null,{"$f":"G2311*INDEX('Shipment Data'!$BG$10:$CH$34,MATCH(CONCATENATE('UEC Data'!$C2311,'UEC Data'!$E2311),'Shipment Data'!$BI$10:$BI$34,0),MATCH('UEC Data'!$D2311,'Shipment Data'!$BG$10:$CH$10,0))","v":0}]
[null,null,"Commercial",400,"Enclosed, 8 poles","CSL 2",0,null,"Commercial",400,"Enclosed, 8 poles",null,{"$f":"G2312*INDEX('Shipment Data'!$BG$10:$CH$34,MATCH(CONCATENATE('UEC Data'!$C2312,'UEC Data'!$E2312),'Shipment Data'!$BI$10:$BI$34,0),MATCH('UEC Data'!$D2312,'Shipment Data'!$BG$10:$CH$10,0))","v":0}]
[null,null,"Commercial",400,"Enclosed, 8 poles","CSL 3",0,null,"Commercial",400,"Enclosed, 8 poles",null,{"$f":"G2313*INDEX('Shipment Data'!$BG$10:$CH$34,MATCH(CONCATENATE('UEC Data'!$C2313,'UEC Data'!$E2313),'Shipment Data'!$BI$10:$BI$34,0),MATCH('UEC Data'!$D2313,'Shipment Data'!$BG$10:$CH$10,0))","v":0}]
[null,null,"Commercial",400,"Enclosed, 8 poles","CSL 4",0,null,"Commercial",400,"Enclosed, 8 poles",null,{"$f":"G2314*INDEX('Shipment Data'!$BG$10:$CH$34,MATCH(CONCATENATE('UEC Data'!$C2314,'UEC Data'!$E2314),'Shipment Data'!$BI$10:$BI$34,0),MATCH('UEC Data'!$D2314,'Shipment Data'!$BG$10:$CH$10,0))","v":0}]
[null,null,"Commercial",400,"Enclosed, 8 poles","-",0,null,"Commercial",400,"Enclosed, 8 poles",null,{"$f":"G2315*INDEX('Shipment Data'!$BG$10:$CH$34,MATCH(CONCATENATE('UEC Data'!$C2315,'UEC Data'!$E2315),'Shipment Data'!$BI$10:$BI$34,0),MATCH('UEC Data'!$D2315,'Shipment Data'!$BG$10:$CH$10,0))","v":0}]
[null,null,"Commercial",450,"Open, 2 poles","CSL 0",57.293916141040299,null,"Commercial",450,"Open, 2 poles",null,{"$f":"G2316*INDEX('Shipment Data'!$BG$10:$CH$34,MATCH(CONCATENATE('UEC Data'!$C2316,'UEC Data'!$E2316),'Shipment Data'!$BI$10:$BI$34,0),MATCH('UEC Data'!$D2316,'Shipment Data'!$BG$10:$CH$10,0))","v":1.5212237474677364}]
[null,null,"Commercial",450,"Open, 2 poles","CSL 1",57.054693109136174,null,"Commercial",450,"Open, 2 poles",null,{"$f":"G2317*INDEX('Shipment Data'!$BG$10:$CH$34,MATCH(CONCATENATE('UEC Data'!$C2317,'UEC Data'!$E2317),'Shipment Data'!$BI$10:$BI$34,0),MATCH('UEC Data'!$D2317,'Shipment Data'!$BG$10:$CH$10,0))","v":1.5148720825513788}]
[null,null,"Commercial",450,"Open, 2 poles","CSL 2",56.817459457954733,null,"Commercial",450,"Open, 2 poles",null,{"$f":"G2318*INDEX('Shipment Data'!$BG$10:$CH$34,MATCH(CONCATENATE('UEC Data'!$C2318,'UEC Data'!$E2318),'Shipment Data'!$BI$10:$BI$34,0),MATCH('UEC Data'!$D2318,'Shipment Data'!$BG$10:$CH$10,0))","v":1.5085732381332857}]
[null,null,"Commercial",450,"Open, 2 poles","CSL 3",56.640824868966277,null,"Commercial",450,"Open, 2 poles",null,{"$f":"G2319*INDEX('Shipment Data'!$BG$10:$CH$34,MATCH(CONCATENATE('UEC Data'!$C2319,'UEC Data'!$E2319),'Shipment Data'!$BI$10:$BI$34,0),MATCH('UEC Data'!$D2319,'Shipment Data'!$BG$10:$CH$10,0))","v":1.5038833731442705}]
[null,null,"Commercial",450,"Open, 2 poles","CSL 4",56.465285122471549,null,"Commercial",450,"Open, 2 poles",null,{"$f":"G2320*INDEX('Shipment Data'!$BG$10:$CH$34,MATCH(CONCATENATE('UEC Data'!$C2320,'UEC Data'!$E2320),'Shipment Data'!$BI$10:$BI$34,0),MATCH('UEC Data'!$D2320,'Shipment Data'!$BG$10:$CH$10,0))","v":1.4992225775663439}]
[null,null,"Commercial",450,"Open, 2 poles","-",0,null,"Commercial",450,"Open, 2 poles",null,{"$f":"G2321*INDEX('Shipment Data'!$BG$10:$CH$34,MATCH(CONCATENATE('UEC Data'!$C2321,'UEC Data'!$E2321),'Shipment Data'!$BI$10:$BI$34,0),MATCH('UEC Data'!$D2321,'Shipment Data'!$BG$10:$CH$10,0))","v":0}]
[null,null,"Commercial",450,"Open, 4 poles","CSL 0",57.293916141040299,null,"Commercial",450,"Open, 4 poles",null,{"$f":"G2322*INDEX('Shipment Data'!$BG$10:$CH$34,MATCH(CONCATENATE('UEC Data'!$C2322,'UEC Data'!$E2322),'Shipment Data'!$BI$10:$BI$34,0),MATCH('UEC Data'!$D2322,'Shipment Data'!$BG$10:$CH$10,0))","v":3.1375239791522063}]
[null,null,"Commercial",450,"Open, 4 poles","CSL 1",57.054693109136174,null,"Commercial",450,"Open, 4 poles",null,{"$f":"G2323*INDEX('Shipment Data'!$BG$10:$CH$34,MATCH(CONCATENATE('UEC Data'!$C2323,'UEC Data'!$E2323),'Shipment Data'!$BI$10:$BI$34,0),MATCH('UEC Data'!$D2323,'Shipment Data'!$BG$10:$CH$10,0))","v":3.1244236702622188}]
[null,null,"Commercial",450,"Open, 4 poles","CSL 2",56.817459457954733,null,"Commercial",450,"Open, 4 poles",null,{"$f":"G2324*INDEX('Shipment Data'!$BG$10:$CH$34,MATCH(CONCATENATE('UEC Data'!$C2324,'UEC Data'!$E2324),'Shipment Data'!$BI$10:$BI$34,0),MATCH('UEC Data'!$D2324,'Shipment Data'!$BG$10:$CH$10,0))","v":3.1114323036499019}]
[null,null,"Commercial",450,"Open, 4 poles","CSL 3",56.640824868966277,null,"Commercial",450,"Open, 4 poles",null,{"$f":"G2325*INDEX('Shipment Data'!$BG$10:$CH$34,MATCH(CONCATENATE('UEC Data'!$C2325,'UEC Data'!$E2325),'Shipment Data'!$BI$10:$BI$34,0),MATCH('UEC Data'!$D2325,'Shipment Data'!$BG$10:$CH$10,0))","v":3.1017594571100577}]
[null,null,"Commercial",450,"Open, 4 poles","CSL 4",56.465285122471549,null,"Commercial",450,"Open, 4 poles",null,{"$f":"G2326*INDEX('Shipment Data'!$BG$10:$CH$34,MATCH(CONCATENATE('UEC Data'!$C2326,'UEC Data'!$E2326),'Shipment Data'!$BI$10:$BI$34,0),MATCH('UEC Data'!$D2326,'Shipment Data'!$BG$10:$CH$10,0))","v":3.0921465662305843}]
[null,null,"Commercial",450,"Open, 4 poles","-",0,null,"Commercial",450,"Open, 4 poles",null,{"$f":"G2327*INDEX('Shipment Data'!$BG$10:$CH$34,MATCH(CONCATENATE('UEC Data'!$C2327,'UEC Data'!$E2327),'Shipment Data'!$BI$10:$BI$34,0),MATCH('UEC Data'!$D2327,'Shipment Data'!$BG$10:$CH$10,0))","v":0}]
[null,null,"Commercial",450,"Open, 6 poles","CSL 0",0,null,"Commercial",450,"Open, 6 poles",null,{"$f":"G2328*INDEX('Shipment Data'!$BG$10:$CH$34,MATCH(CONCATENATE('UEC Data'!$C2328,'UEC Data'!$E2328),'Shipment Data'!$BI$10:$BI$34,0),MATCH('UEC Data'!$D2328,'Shipment Data'!$BG$10:$CH$10,0))","v":0}]
[null,null,"Commercial",450,"Open, 6 poles","CSL 1",0,null,"Commercial",450,"Open, 6 poles",null,{"$f":"G2329*INDEX('Shipment Data'!$BG$10:$CH$34,MATCH(CONCATENATE('UEC Data'!$C2329,'UEC Data'!$E2329),'Shipment Data'!$BI$10:$BI$34,0),MATCH('UEC Data'!$D2329,'Shipment Data'!$BG$10:$CH$10,0))","v":0}]
[null,null,"Commercial",450,"Open, 6 poles","CSL 2",0,null,"Commercial",450,"Open, 6 poles",null,{"$f":"G2330*INDEX('Shipment Data'!$BG$10:$CH$34,MATCH(CONCATENATE('UEC Data'!$C2330,'UEC Data'!$E2330),'Shipment Data'!$BI$10:$BI$34,0),MATCH('UEC Data'!$D2330,'Shipment Data'!$BG$10:$CH$10,0))","v":0}]
[null,null,"Commercial",450,"Open, 6 poles","CSL 3",0,null,"Commercial",450,"Open, 6 poles",null,{"$f":"G2331*INDEX('Shipment Data'!$BG$10:$CH$34,MATCH(CONCATENATE('UEC Data'!$C2331,'UEC Data'!$E2331),'Shipment Data'!$BI$10:$BI$34,0),MATCH('UEC Data'!$D2331,'Shipment Data'!$BG$10:$CH$10,0))","v":0}]
[null,null,"Commercial",450,"Open, 6 poles","CSL 4",0,null,"Commercial",450,"Open, 6 poles",null,{"$f":"G2332*INDEX('Shipment Data'!$BG$10:$CH$34,MATCH(CONCATENATE('UEC Data'!$C2332,'UEC Data'!$E2332),'Shipment Data'!$BI$10:$BI$34,0),MATCH('UEC Data'!$D2332,'Shipment Data'!$BG$10:$CH$10,0))","v":0}]
[null,null,"Commercial",450,"Open, 6 poles","-",0,null,"Commercial",450,"Open, 6 poles",null,{"$f":"G2333*INDEX('Shipment Data'!$BG$10:$CH$34,MATCH(CONCATENATE('UEC Data'!$C2333,'UEC Data'!$E2333),'Shipment Data'!$BI$10:$BI$34,0),MATCH('UEC Data'!$D2333,'Shipment Data'!$BG$10:$CH$10,0))","v":0}]
[null,null,"Commercial",450,"Open, 8 poles","CSL 0",0,null,"Commercial",450,"Open, 8 poles",null,{"$f":"G2334*INDEX('Shipment Data'!$BG$10:$CH$34,MATCH(CONCATENATE('UEC Data'!$C2334,'UEC Data'!$E2334),'Shipment Data'!$BI$10:$BI$34,0),MATCH('UEC Data'!$D2334,'Shipment Data'!$BG$10:$CH$10,0))","v":0}]
[null,null,"Commercial",450,"Open, 8 poles","CSL 1",0,null,"Commercial",450,"Open, 8 poles",null,{"$f":"G2335*INDEX('Shipment Data'!$BG$10:$CH$34,MATCH(CONCATENATE('UEC Data'!$C2335,'UEC Data'!$E2335),'Shipment Data'!$BI$10:$BI$34,0),MATCH('UEC Data'!$D2335,'Shipment Data'!$BG$10:$CH$10,0))","v":0}]
[null,null,"Commercial",450,"Open, 8 poles","CSL 2",0,null,"Commercial",450,"Open, 8 poles",null,{"$f":"G2336*INDEX('Shipment Data'!$BG$10:$CH$34,MATCH(CONCATENATE('UEC Data'!$C2336,'UEC Data'!$E2336),'Shipment Data'!$BI$10:$BI$34,0),MATCH('UEC Data'!$D2336,'Shipment Data'!$BG$10:$CH$10,0))","v":0}]
[null,null,"Commercial",450,"Open, 8 poles","CSL 3",0,null,"Commercial",450,"Open, 8 poles",null,{"$f":"G2337*INDEX('Shipment Data'!$BG$10:$CH$34,MATCH(CONCATENATE('UEC Data'!$C2337,'UEC Data'!$E2337),'Shipment Data'!$BI$10:$BI$34,0),MATCH('UEC Data'!$D2337,'Shipment Data'!$BG$10:$CH$10,0))","v":0}]
[null,null,"Commercial",450,"Open, 8 poles","CSL 4",0,null,"Commercial",450,"Open, 8 poles",null,{"$f":"G2338*INDEX('Shipment Data'!$BG$10:$CH$34,MATCH(CONCATENATE('UEC Data'!$C2338,'UEC Data'!$E2338),'Shipment Data'!$BI$10:$BI$34,0),MATCH('UEC Data'!$D2338,'Shipment Data'!$BG$10:$CH$10,0))","v":0}]
[null,null,"Commercial",450,"Open, 8 poles","-",0,null,"Commercial",450,"Open, 8 poles",null,{"$f":"G2339*INDEX('Shipment Data'!$BG$10:$CH$34,MATCH(CONCATENATE('UEC Data'!$C2339,'UEC Data'!$E2339),'Shipment Data'!$BI$10:$BI$34,0),MATCH('UEC Data'!$D2339,'Shipment Data'!$BG$10:$CH$10,0))","v":0}]
[null,null,"Commercial",450,"Enclosed, 2 poles","CSL 0",57.054693109136174,null,"Commercial",450,"Enclosed, 2 poles",null,{"$f":"G2340*INDEX('Shipment Data'!$BG$10:$CH$34,MATCH(CONCATENATE('UEC Data'!$C2340,'UEC Data'!$E2340),'Shipment Data'!$BI$10:$BI$34,0),MATCH('UEC Data'!$D2340,'Shipment Data'!$BG$10:$CH$10,0))","v":2.6510261444649132}]
[null,null,"Commercial",450,"Enclosed, 2 poles","CSL 1",57.293916141040299,null,"Commercial",450,"Enclosed, 2 poles",null,{"$f":"G2341*INDEX('Shipment Data'!$BG$10:$CH$34,MATCH(CONCATENATE('UEC Data'!$C2341,'UEC Data'!$E2341),'Shipment Data'!$BI$10:$BI$34,0),MATCH('UEC Data'!$D2341,'Shipment Data'!$BG$10:$CH$10,0))","v":2.662141558068539}]
[null,null,"Commercial",450,"Enclosed, 2 poles","CSL 2",57.054693109136174,null,"Commercial",450,"Enclosed, 2 poles",null,{"$f":"G2342*INDEX('Shipment Data'!$BG$10:$CH$34,MATCH(CONCATENATE('UEC Data'!$C2342,'UEC Data'!$E2342),'Shipment Data'!$BI$10:$BI$34,0),MATCH('UEC Data'!$D2342,'Shipment Data'!$BG$10:$CH$10,0))","v":2.6510261444649132}]
[null,null,"Commercial",450,"Enclosed, 2 poles","CSL 3",56.817459457954733,null,"Commercial",450,"Enclosed, 2 poles",null,{"$f":"G2343*INDEX('Shipment Data'!$BG$10:$CH$34,MATCH(CONCATENATE('UEC Data'!$C2343,'UEC Data'!$E2343),'Shipment Data'!$BI$10:$BI$34,0),MATCH('UEC Data'!$D2343,'Shipment Data'!$BG$10:$CH$10,0))","v":2.6400031667332504}]
[null,null,"Commercial",450,"Enclosed, 2 poles","CSL 4",56.640824868966277,null,"Commercial",450,"Enclosed, 2 poles",null,{"$f":"G2344*INDEX('Shipment Data'!$BG$10:$CH$34,MATCH(CONCATENATE('UEC Data'!$C2344,'UEC Data'!$E2344),'Shipment Data'!$BI$10:$BI$34,0),MATCH('UEC Data'!$D2344,'Shipment Data'!$BG$10:$CH$10,0))","v":2.6317959030024736}]
[null,null,"Commercial",450,"Enclosed, 2 poles","-",0,null,"Commercial",450,"Enclosed, 2 poles",null,{"$f":"G2345*INDEX('Shipment Data'!$BG$10:$CH$34,MATCH(CONCATENATE('UEC Data'!$C2345,'UEC Data'!$E2345),'Shipment Data'!$BI$10:$BI$34,0),MATCH('UEC Data'!$D2345,'Shipment Data'!$BG$10:$CH$10,0))","v":0}]
[null,null,"Commercial",450,"Enclosed, 4 poles","CSL 0",57.293916141040299,null,"Commercial",450,"Enclosed, 4 poles",null,{"$f":"G2346*INDEX('Shipment Data'!$BG$10:$CH$34,MATCH(CONCATENATE('UEC Data'!$C2346,'UEC Data'!$E2346),'Shipment Data'!$BI$10:$BI$34,0),MATCH('UEC Data'!$D2346,'Shipment Data'!$BG$10:$CH$10,0))","v":8.6519600637227505}]
[null,null,"Commercial",450,"Enclosed, 4 poles","CSL 1",57.293916141040299,null,"Commercial",450,"Enclosed, 4 poles",null,{"$f":"G2347*INDEX('Shipment Data'!$BG$10:$CH$34,MATCH(CONCATENATE('UEC Data'!$C2347,'UEC Data'!$E2347),'Shipment Data'!$BI$10:$BI$34,0),MATCH('UEC Data'!$D2347,'Shipment Data'!$BG$10:$CH$10,0))","v":8.6519600637227505}]
[null,null,"Commercial",450,"Enclosed, 4 poles","CSL 2",56.817459457954733,null,"Commercial",450,"Enclosed, 4 poles",null,{"$f":"G2348*INDEX('Shipment Data'!$BG$10:$CH$34,MATCH(CONCATENATE('UEC Data'!$C2348,'UEC Data'!$E2348),'Shipment Data'!$BI$10:$BI$34,0),MATCH('UEC Data'!$D2348,'Shipment Data'!$BG$10:$CH$10,0))","v":8.5800102918830614}]
[null,null,"Commercial",450,"Enclosed, 4 poles","CSL 3",56.640824868966277,null,"Commercial",450,"Enclosed, 4 poles",null,{"$f":"G2349*INDEX('Shipment Data'!$BG$10:$CH$34,MATCH(CONCATENATE('UEC Data'!$C2349,'UEC Data'!$E2349),'Shipment Data'!$BI$10:$BI$34,0),MATCH('UEC Data'!$D2349,'Shipment Data'!$BG$10:$CH$10,0))","v":8.5533366847580368}]
[null,null,"Commercial",450,"Enclosed, 4 poles","CSL 4",56.465285122471549,null,"Commercial",450,"Enclosed, 4 poles",null,{"$f":"G2350*INDEX('Shipment Data'!$BG$10:$CH$34,MATCH(CONCATENATE('UEC Data'!$C2350,'UEC Data'!$E2350),'Shipment Data'!$BI$10:$BI$34,0),MATCH('UEC Data'!$D2350,'Shipment Data'!$BG$10:$CH$10,0))","v":8.52682840990858}]
[null,null,"Commercial",450,"Enclosed, 4 poles","-",0,null,"Commercial",450,"Enclosed, 4 poles",null,{"$f":"G2351*INDEX('Shipment Data'!$BG$10:$CH$34,MATCH(CONCATENATE('UEC Data'!$C2351,'UEC Data'!$E2351),'Shipment Data'!$BI$10:$BI$34,0),MATCH('UEC Data'!$D2351,'Shipment Data'!$BG$10:$CH$10,0))","v":0}]
[null,null,"Commercial",450,"Enclosed, 6 poles","CSL 0",0,null,"Commercial",450,"Enclosed, 6 poles",null,{"$f":"G2352*INDEX('Shipment Data'!$BG$10:$CH$34,MATCH(CONCATENATE('UEC Data'!$C2352,'UEC Data'!$E2352),'Shipment Data'!$BI$10:$BI$34,0),MATCH('UEC Data'!$D2352,'Shipment Data'!$BG$10:$CH$10,0))","v":0}]
[null,null,"Commercial",450,"Enclosed, 6 poles","CSL 1",0,null,"Commercial",450,"Enclosed, 6 poles",null,{"$f":"G2353*INDEX('Shipment Data'!$BG$10:$CH$34,MATCH(CONCATENATE('UEC Data'!$C2353,'UEC Data'!$E2353),'Shipment Data'!$BI$10:$BI$34,0),MATCH('UEC Data'!$D2353,'Shipment Data'!$BG$10:$CH$10,0))","v":0}]
[null,null,"Commercial",450,"Enclosed, 6 poles","CSL 2",0,null,"Commercial",450,"Enclosed, 6 poles",null,{"$f":"G2354*INDEX('Shipment Data'!$BG$10:$CH$34,MATCH(CONCATENATE('UEC Data'!$C2354,'UEC Data'!$E2354),'Shipment Data'!$BI$10:$BI$34,0),MATCH('UEC Data'!$D2354,'Shipment Data'!$BG$10:$CH$10,0))","v":0}]
[null,null,"Commercial",450,"Enclosed, 6 poles","CSL 3",0,null,"Commercial",450,"Enclosed, 6 poles",null,{"$f":"G2355*INDEX('Shipment Data'!$BG$10:$CH$34,MATCH(CONCATENATE('UEC Data'!$C2355,'UEC Data'!$E2355),'Shipment Data'!$BI$10:$BI$34,0),MATCH('UEC Data'!$D2355,'Shipment Data'!$BG$10:$CH$10,0))","v":0}]
[null,null,"Commercial",450,"Enclosed, 6 poles","CSL 4",0,null,"Commercial",450,"Enclosed, 6 poles",null,{"$f":"G2356*INDEX('Shipment Data'!$BG$10:$CH$34,MATCH(CONCATENATE('UEC Data'!$C2356,'UEC Data'!$E2356),'Shipment Data'!$BI$10:$BI$34,0),MATCH('UEC Data'!$D2356,'Shipment Data'!$BG$10:$CH$10,0))","v":0}]
[null,null,"Commercial",450,"Enclosed, 6 poles","-",0,null,"Commercial",450,"Enclosed, 6 poles",null,{"$f":"G2357*INDEX('Shipment Data'!$BG$10:$CH$34,MATCH(CONCATENATE('UEC Data'!$C2357,'UEC Data'!$E2357),'Shipment Data'!$BI$10:$BI$34,0),MATCH('UEC Data'!$D2357,'Shipment Data'!$BG$10:$CH$10,0))","v":0}]
[null,null,"Commercial",450,"Enclosed, 8 poles","CSL 0",0,null,"Commercial",450,"Enclosed, 8 poles",null,{"$f":"G2358*INDEX('Shipment Data'!$BG$10:$CH$34,MATCH(CONCATENATE('UEC Data'!$C2358,'UEC Data'!$E2358),'Shipment Data'!$BI$10:$BI$34,0),MATCH('UEC Data'!$D2358,'Shipment Data'!$BG$10:$CH$10,0))","v":0}]
[null,null,"Commercial",450,"Enclosed, 8 poles","CSL 1",0,null,"Commercial",450,"Enclosed, 8 poles",null,{"$f":"G2359*INDEX('Shipment Data'!$BG$10:$CH$34,MATCH(CONCATENATE('UEC Data'!$C2359,'UEC Data'!$E2359),'Shipment Data'!$BI$10:$BI$34,0),MATCH('UEC Data'!$D2359,'Shipment Data'!$BG$10:$CH$10,0))","v":0}]
[null,null,"Commercial",450,"Enclosed, 8 poles","CSL 2",0,null,"Commercial",450,"Enclosed, 8 poles",null,{"$f":"G2360*INDEX('Shipment Data'!$BG$10:$CH$34,MATCH(CONCATENATE('UEC Data'!$C2360,'UEC Data'!$E2360),'Shipment Data'!$BI$10:$BI$34,0),MATCH('UEC Data'!$D2360,'Shipment Data'!$BG$10:$CH$10,0))","v":0}]
[null,null,"Commercial",450,"Enclosed, 8 poles","CSL 3",0,null,"Commercial",450,"Enclosed, 8 poles",null,{"$f":"G2361*INDEX('Shipment Data'!$BG$10:$CH$34,MATCH(CONCATENATE('UEC Data'!$C2361,'UEC Data'!$E2361),'Shipment Data'!$BI$10:$BI$34,0),MATCH('UEC Data'!$D2361,'Shipment Data'!$BG$10:$CH$10,0))","v":0}]
[null,null,"Commercial",450,"Enclosed, 8 poles","CSL 4",0,null,"Commercial",450,"Enclosed, 8 poles",null,{"$f":"G2362*INDEX('Shipment Data'!$BG$10:$CH$34,MATCH(CONCATENATE('UEC Data'!$C2362,'UEC Data'!$E2362),'Shipment Data'!$BI$10:$BI$34,0),MATCH('UEC Data'!$D2362,'Shipment Data'!$BG$10:$CH$10,0))","v":0}]
[null,null,"Commercial",450,"Enclosed, 8 poles","-",0,null,"Commercial",450,"Enclosed, 8 poles",null,{"$f":"G2363*INDEX('Shipment Data'!$BG$10:$CH$34,MATCH(CONCATENATE('UEC Data'!$C2363,'UEC Data'!$E2363),'Shipment Data'!$BI$10:$BI$34,0),MATCH('UEC Data'!$D2363,'Shipment Data'!$BG$10:$CH$10,0))","v":0}]
[null,null,"Commercial",500,"Open, 2 poles","CSL 0",63.659906823378115,null,"Commercial",500,"Open, 2 poles",null,{"$f":"G2364*INDEX('Shipment Data'!$BG$10:$CH$34,MATCH(CONCATENATE('UEC Data'!$C2364,'UEC Data'!$E2364),'Shipment Data'!$BI$10:$BI$34,0),MATCH('UEC Data'!$D2364,'Shipment Data'!$BG$10:$CH$10,0))","v":1.690248608297485}]
[null,null,"Commercial",500,"Open, 2 poles","CSL 1",63.394103454595744,null,"Commercial",500,"Open, 2 poles",null,{"$f":"G2365*INDEX('Shipment Data'!$BG$10:$CH$34,MATCH(CONCATENATE('UEC Data'!$C2365,'UEC Data'!$E2365),'Shipment Data'!$BI$10:$BI$34,0),MATCH('UEC Data'!$D2365,'Shipment Data'!$BG$10:$CH$10,0))","v":1.6831912028348652}]
[null,null,"Commercial",500,"Open, 2 poles","CSL 2",63.13051050883859,null,"Commercial",500,"Open, 2 poles",null,{"$f":"G2366*INDEX('Shipment Data'!$BG$10:$CH$34,MATCH(CONCATENATE('UEC Data'!$C2366,'UEC Data'!$E2366),'Shipment Data'!$BI$10:$BI$34,0),MATCH('UEC Data'!$D2366,'Shipment Data'!$BG$10:$CH$10,0))","v":1.6761924868147617}]
[null,null,"Commercial",500,"Open, 2 poles","CSL 3",62.934249854406971,null,"Commercial",500,"Open, 2 poles",null,{"$f":"G2367*INDEX('Shipment Data'!$BG$10:$CH$34,MATCH(CONCATENATE('UEC Data'!$C2367,'UEC Data'!$E2367),'Shipment Data'!$BI$10:$BI$34,0),MATCH('UEC Data'!$D2367,'Shipment Data'!$BG$10:$CH$10,0))","v":1.6709815257158558}]
[null,null,"Commercial",500,"Open, 2 poles","CSL 4",62.73920569163505,null,"Commercial",500,"Open, 2 poles",null,{"$f":"G2368*INDEX('Shipment Data'!$BG$10:$CH$34,MATCH(CONCATENATE('UEC Data'!$C2368,'UEC Data'!$E2368),'Shipment Data'!$BI$10:$BI$34,0),MATCH('UEC Data'!$D2368,'Shipment Data'!$BG$10:$CH$10,0))","v":1.6658028639626044}]
[null,null,"Commercial",500,"Open, 2 poles","-",0,null,"Commercial",500,"Open, 2 poles",null,{"$f":"G2369*INDEX('Shipment Data'!$BG$10:$CH$34,MATCH(CONCATENATE('UEC Data'!$C2369,'UEC Data'!$E2369),'Shipment Data'!$BI$10:$BI$34,0),MATCH('UEC Data'!$D2369,'Shipment Data'!$BG$10:$CH$10,0))","v":0}]
[null,null,"Commercial",500,"Open, 4 poles","CSL 0",63.659906823378115,null,"Commercial",500,"Open, 4 poles",null,{"$f":"G2370*INDEX('Shipment Data'!$BG$10:$CH$34,MATCH(CONCATENATE('UEC Data'!$C2370,'UEC Data'!$E2370),'Shipment Data'!$BI$10:$BI$34,0),MATCH('UEC Data'!$D2370,'Shipment Data'!$BG$10:$CH$10,0))","v":3.4861377546135635}]
[null,null,"Commercial",500,"Open, 4 poles","CSL 1",63.394103454595744,null,"Commercial",500,"Open, 4 poles",null,{"$f":"G2371*INDEX('Shipment Data'!$BG$10:$CH$34,MATCH(CONCATENATE('UEC Data'!$C2371,'UEC Data'!$E2371),'Shipment Data'!$BI$10:$BI$34,0),MATCH('UEC Data'!$D2371,'Shipment Data'!$BG$10:$CH$10,0))","v":3.4715818558469098}]
[null,null,"Commercial",500,"Open, 4 poles","CSL 2",63.13051050883859,null,"Commercial",500,"Open, 4 poles",null,{"$f":"G2372*INDEX('Shipment Data'!$BG$10:$CH$34,MATCH(CONCATENATE('UEC Data'!$C2372,'UEC Data'!$E2372),'Shipment Data'!$BI$10:$BI$34,0),MATCH('UEC Data'!$D2372,'Shipment Data'!$BG$10:$CH$10,0))","v":3.4571470040554466}]
[null,null,"Commercial",500,"Open, 4 poles","CSL 3",62.934249854406971,null,"Commercial",500,"Open, 4 poles",null,{"$f":"G2373*INDEX('Shipment Data'!$BG$10:$CH$34,MATCH(CONCATENATE('UEC Data'!$C2373,'UEC Data'!$E2373),'Shipment Data'!$BI$10:$BI$34,0),MATCH('UEC Data'!$D2373,'Shipment Data'!$BG$10:$CH$10,0))","v":3.4463993967889532}]
[null,null,"Commercial",500,"Open, 4 poles","CSL 4",62.73920569163505,null,"Commercial",500,"Open, 4 poles",null,{"$f":"G2374*INDEX('Shipment Data'!$BG$10:$CH$34,MATCH(CONCATENATE('UEC Data'!$C2374,'UEC Data'!$E2374),'Shipment Data'!$BI$10:$BI$34,0),MATCH('UEC Data'!$D2374,'Shipment Data'!$BG$10:$CH$10,0))","v":3.4357184069228719}]
[null,null,"Commercial",500,"Open, 4 poles","-",0,null,"Commercial",500,"Open, 4 poles",null,{"$f":"G2375*INDEX('Shipment Data'!$BG$10:$CH$34,MATCH(CONCATENATE('UEC Data'!$C2375,'UEC Data'!$E2375),'Shipment Data'!$BI$10:$BI$34,0),MATCH('UEC Data'!$D2375,'Shipment Data'!$BG$10:$CH$10,0))","v":0}]
[null,null,"Commercial",500,"Open, 6 poles","CSL 0",0,null,"Commercial",500,"Open, 6 poles",null,{"$f":"G2376*INDEX('Shipment Data'!$BG$10:$CH$34,MATCH(CONCATENATE('UEC Data'!$C2376,'UEC Data'!$E2376),'Shipment Data'!$BI$10:$BI$34,0),MATCH('UEC Data'!$D2376,'Shipment Data'!$BG$10:$CH$10,0))","v":0}]
[null,null,"Commercial",500,"Open, 6 poles","CSL 1",0,null,"Commercial",500,"Open, 6 poles",null,{"$f":"G2377*INDEX('Shipment Data'!$BG$10:$CH$34,MATCH(CONCATENATE('UEC Data'!$C2377,'UEC Data'!$E2377),'Shipment Data'!$BI$10:$BI$34,0),MATCH('UEC Data'!$D2377,'Shipment Data'!$BG$10:$CH$10,0))","v":0}]
[null,null,"Commercial",500,"Open, 6 poles","CSL 2",0,null,"Commercial",500,"Open, 6 poles",null,{"$f":"G2378*INDEX('Shipment Data'!$BG$10:$CH$34,MATCH(CONCATENATE('UEC Data'!$C2378,'UEC Data'!$E2378),'Shipment Data'!$BI$10:$BI$34,0),MATCH('UEC Data'!$D2378,'Shipment Data'!$BG$10:$CH$10,0))","v":0}]
[null,null,"Commercial",500,"Open, 6 poles","CSL 3",0,null,"Commercial",500,"Open, 6 poles",null,{"$f":"G2379*INDEX('Shipment Data'!$BG$10:$CH$34,MATCH(CONCATENATE('UEC Data'!$C2379,'UEC Data'!$E2379),'Shipment Data'!$BI$10:$BI$34,0),MATCH('UEC Data'!$D2379,'Shipment Data'!$BG$10:$CH$10,0))","v":0}]
[null,null,"Commercial",500,"Open, 6 poles","CSL 4",0,null,"Commercial",500,"Open, 6 poles",null,{"$f":"G2380*INDEX('Shipment Data'!$BG$10:$CH$34,MATCH(CONCATENATE('UEC Data'!$C2380,'UEC Data'!$E2380),'Shipment Data'!$BI$10:$BI$34,0),MATCH('UEC Data'!$D2380,'Shipment Data'!$BG$10:$CH$10,0))","v":0}]
[null,null,"Commercial",500,"Open, 6 poles","-",0,null,"Commercial",500,"Open, 6 poles",null,{"$f":"G2381*INDEX('Shipment Data'!$BG$10:$CH$34,MATCH(CONCATENATE('UEC Data'!$C2381,'UEC Data'!$E2381),'Shipment Data'!$BI$10:$BI$34,0),MATCH('UEC Data'!$D2381,'Shipment Data'!$BG$10:$CH$10,0))","v":0}]
[null,null,"Commercial",500,"Open, 8 poles","CSL 0",0,null,"Commercial",500,"Open, 8 poles",null,{"$f":"G2382*INDEX('Shipment Data'!$BG$10:$CH$34,MATCH(CONCATENATE('UEC Data'!$C2382,'UEC Data'!$E2382),'Shipment Data'!$BI$10:$BI$34,0),MATCH('UEC Data'!$D2382,'Shipment Data'!$BG$10:$CH$10,0))","v":0}]
[null,null,"Commercial",500,"Open, 8 poles","CSL 1",0,null,"Commercial",500,"Open, 8 poles",null,{"$f":"G2383*INDEX('Shipment Data'!$BG$10:$CH$34,MATCH(CONCATENATE('UEC Data'!$C2383,'UEC Data'!$E2383),'Shipment Data'!$BI$10:$BI$34,0),MATCH('UEC Data'!$D2383,'Shipment Data'!$BG$10:$CH$10,0))","v":0}]
[null,null,"Commercial",500,"Open, 8 poles","CSL 2",0,null,"Commercial",500,"Open, 8 poles",null,{"$f":"G2384*INDEX('Shipment Data'!$BG$10:$CH$34,MATCH(CONCATENATE('UEC Data'!$C2384,'UEC Data'!$E2384),'Shipment Data'!$BI$10:$BI$34,0),MATCH('UEC Data'!$D2384,'Shipment Data'!$BG$10:$CH$10,0))","v":0}]
[null,null,"Commercial",500,"Open, 8 poles","CSL 3",0,null,"Commercial",500,"Open, 8 poles",null,{"$f":"G2385*INDEX('Shipment Data'!$BG$10:$CH$34,MATCH(CONCATENATE('UEC Data'!$C2385,'UEC Data'!$E2385),'Shipment Data'!$BI$10:$BI$34,0),MATCH('UEC Data'!$D2385,'Shipment Data'!$BG$10:$CH$10,0))","v":0}]
[null,null,"Commercial",500,"Open, 8 poles","CSL 4",0,null,"Commercial",500,"Open, 8 poles",null,{"$f":"G2386*INDEX('Shipment Data'!$BG$10:$CH$34,MATCH(CONCATENATE('UEC Data'!$C2386,'UEC Data'!$E2386),'Shipment Data'!$BI$10:$BI$34,0),MATCH('UEC Data'!$D2386,'Shipment Data'!$BG$10:$CH$10,0))","v":0}]
[null,null,"Commercial",500,"Open, 8 poles","-",0,null,"Commercial",500,"Open, 8 poles",null,{"$f":"G2387*INDEX('Shipment Data'!$BG$10:$CH$34,MATCH(CONCATENATE('UEC Data'!$C2387,'UEC Data'!$E2387),'Shipment Data'!$BI$10:$BI$34,0),MATCH('UEC Data'!$D2387,'Shipment Data'!$BG$10:$CH$10,0))","v":0}]
[null,null,"Commercial",500,"Enclosed, 2 poles","CSL 0",63.394103454595744,null,"Commercial",500,"Enclosed, 2 poles",null,{"$f":"G2388*INDEX('Shipment Data'!$BG$10:$CH$34,MATCH(CONCATENATE('UEC Data'!$C2388,'UEC Data'!$E2388),'Shipment Data'!$BI$10:$BI$34,0),MATCH('UEC Data'!$D2388,'Shipment Data'!$BG$10:$CH$10,0))","v":2.9455846049610144}]
[null,null,"Commercial",500,"Enclosed, 2 poles","CSL 1",63.659906823378115,null,"Commercial",500,"Enclosed, 2 poles",null,{"$f":"G2389*INDEX('Shipment Data'!$BG$10:$CH$34,MATCH(CONCATENATE('UEC Data'!$C2389,'UEC Data'!$E2389),'Shipment Data'!$BI$10:$BI$34,0),MATCH('UEC Data'!$D2389,'Shipment Data'!$BG$10:$CH$10,0))","v":2.9579350645205995}]
[null,null,"Commercial",500,"Enclosed, 2 poles","CSL 2",63.394103454595744,null,"Commercial",500,"Enclosed, 2 poles",null,{"$f":"G2390*INDEX('Shipment Data'!$BG$10:$CH$34,MATCH(CONCATENATE('UEC Data'!$C2390,'UEC Data'!$E2390),'Shipment Data'!$BI$10:$BI$34,0),MATCH('UEC Data'!$D2390,'Shipment Data'!$BG$10:$CH$10,0))","v":2.9455846049610144}]
[null,null,"Commercial",500,"Enclosed, 2 poles","CSL 3",63.13051050883859,null,"Commercial",500,"Enclosed, 2 poles",null,{"$f":"G2391*INDEX('Shipment Data'!$BG$10:$CH$34,MATCH(CONCATENATE('UEC Data'!$C2391,'UEC Data'!$E2391),'Shipment Data'!$BI$10:$BI$34,0),MATCH('UEC Data'!$D2391,'Shipment Data'!$BG$10:$CH$10,0))","v":2.9333368519258336}]
[null,null,"Commercial",500,"Enclosed, 2 poles","CSL 4",62.934249854406971,null,"Commercial",500,"Enclosed, 2 poles",null,{"$f":"G2392*INDEX('Shipment Data'!$BG$10:$CH$34,MATCH(CONCATENATE('UEC Data'!$C2392,'UEC Data'!$E2392),'Shipment Data'!$BI$10:$BI$34,0),MATCH('UEC Data'!$D2392,'Shipment Data'!$BG$10:$CH$10,0))","v":2.924217670002748}]
[null,null,"Commercial",500,"Enclosed, 2 poles","-",0,null,"Commercial",500,"Enclosed, 2 poles",null,{"$f":"G2393*INDEX('Shipment Data'!$BG$10:$CH$34,MATCH(CONCATENATE('UEC Data'!$C2393,'UEC Data'!$E2393),'Shipment Data'!$BI$10:$BI$34,0),MATCH('UEC Data'!$D2393,'Shipment Data'!$BG$10:$CH$10,0))","v":0}]
[null,null,"Commercial",500,"Enclosed, 4 poles","CSL 0",63.394103454595744,null,"Commercial",500,"Enclosed, 4 poles",null,{"$f":"G2394*INDEX('Shipment Data'!$BG$10:$CH$34,MATCH(CONCATENATE('UEC Data'!$C2394,'UEC Data'!$E2394),'Shipment Data'!$BI$10:$BI$34,0),MATCH('UEC Data'!$D2394,'Shipment Data'!$BG$10:$CH$10,0))","v":9.5731499661232959}]
[null,null,"Commercial",500,"Enclosed, 4 poles","CSL 1",63.394103454595744,null,"Commercial",500,"Enclosed, 4 poles",null,{"$f":"G2395*INDEX('Shipment Data'!$BG$10:$CH$34,MATCH(CONCATENATE('UEC Data'!$C2395,'UEC Data'!$E2395),'Shipment Data'!$BI$10:$BI$34,0),MATCH('UEC Data'!$D2395,'Shipment Data'!$BG$10:$CH$10,0))","v":9.5731499661232959}]
[null,null,"Commercial",500,"Enclosed, 4 poles","CSL 2",63.13051050883859,null,"Commercial",500,"Enclosed, 4 poles",null,{"$f":"G2396*INDEX('Shipment Data'!$BG$10:$CH$34,MATCH(CONCATENATE('UEC Data'!$C2396,'UEC Data'!$E2396),'Shipment Data'!$BI$10:$BI$34,0),MATCH('UEC Data'!$D2396,'Shipment Data'!$BG$10:$CH$10,0))","v":9.5333447687589583}]
[null,null,"Commercial",500,"Enclosed, 4 poles","CSL 3",62.934249854406971,null,"Commercial",500,"Enclosed, 4 poles",null,{"$f":"G2397*INDEX('Shipment Data'!$BG$10:$CH$34,MATCH(CONCATENATE('UEC Data'!$C2397,'UEC Data'!$E2397),'Shipment Data'!$BI$10:$BI$34,0),MATCH('UEC Data'!$D2397,'Shipment Data'!$BG$10:$CH$10,0))","v":9.5037074275089317}]
[null,null,"Commercial",500,"Enclosed, 4 poles","CSL 4",62.73920569163505,null,"Commercial",500,"Enclosed, 4 poles",null,{"$f":"G2398*INDEX('Shipment Data'!$BG$10:$CH$34,MATCH(CONCATENATE('UEC Data'!$C2398,'UEC Data'!$E2398),'Shipment Data'!$BI$10:$BI$34,0),MATCH('UEC Data'!$D2398,'Shipment Data'!$BG$10:$CH$10,0))","v":9.4742537887873137}]
[null,null,"Commercial",500,"Enclosed, 4 poles","-",0,null,"Commercial",500,"Enclosed, 4 poles",null,{"$f":"G2399*INDEX('Shipment Data'!$BG$10:$CH$34,MATCH(CONCATENATE('UEC Data'!$C2399,'UEC Data'!$E2399),'Shipment Data'!$BI$10:$BI$34,0),MATCH('UEC Data'!$D2399,'Shipment Data'!$BG$10:$CH$10,0))","v":0}]
[null,null,"Commercial",500,"Enclosed, 6 poles","CSL 0",0,null,"Commercial",500,"Enclosed, 6 poles",null,{"$f":"G2400*INDEX('Shipment Data'!$BG$10:$CH$34,MATCH(CONCATENATE('UEC Data'!$C2400,'UEC Data'!$E2400),'Shipment Data'!$BI$10:$BI$34,0),MATCH('UEC Data'!$D2400,'Shipment Data'!$BG$10:$CH$10,0))","v":0}]
[null,null,"Commercial",500,"Enclosed, 6 poles","CSL 1",0,null,"Commercial",500,"Enclosed, 6 poles",null,{"$f":"G2401*INDEX('Shipment Data'!$BG$10:$CH$34,MATCH(CONCATENATE('UEC Data'!$C2401,'UEC Data'!$E2401),'Shipment Data'!$BI$10:$BI$34,0),MATCH('UEC Data'!$D2401,'Shipment Data'!$BG$10:$CH$10,0))","v":0}]
[null,null,"Commercial",500,"Enclosed, 6 poles","CSL 2",0,null,"Commercial",500,"Enclosed, 6 poles",null,{"$f":"G2402*INDEX('Shipment Data'!$BG$10:$CH$34,MATCH(CONCATENATE('UEC Data'!$C2402,'UEC Data'!$E2402),'Shipment Data'!$BI$10:$BI$34,0),MATCH('UEC Data'!$D2402,'Shipment Data'!$BG$10:$CH$10,0))","v":0}]
[null,null,"Commercial",500,"Enclosed, 6 poles","CSL 3",0,null,"Commercial",500,"Enclosed, 6 poles",null,{"$f":"G2403*INDEX('Shipment Data'!$BG$10:$CH$34,MATCH(CONCATENATE('UEC Data'!$C2403,'UEC Data'!$E2403),'Shipment Data'!$BI$10:$BI$34,0),MATCH('UEC Data'!$D2403,'Shipment Data'!$BG$10:$CH$10,0))","v":0}]
[null,null,"Commercial",500,"Enclosed, 6 poles","CSL 4",0,null,"Commercial",500,"Enclosed, 6 poles",null,{"$f":"G2404*INDEX('Shipment Data'!$BG$10:$CH$34,MATCH(CONCATENATE('UEC Data'!$C2404,'UEC Data'!$E2404),'Shipment Data'!$BI$10:$BI$34,0),MATCH('UEC Data'!$D2404,'Shipment Data'!$BG$10:$CH$10,0))","v":0}]
[null,null,"Commercial",500,"Enclosed, 6 poles","-",0,null,"Commercial",500,"Enclosed, 6 poles",null,{"$f":"G2405*INDEX('Shipment Data'!$BG$10:$CH$34,MATCH(CONCATENATE('UEC Data'!$C2405,'UEC Data'!$E2405),'Shipment Data'!$BI$10:$BI$34,0),MATCH('UEC Data'!$D2405,'Shipment Data'!$BG$10:$CH$10,0))","v":0}]
[null,null,"Commercial",500,"Enclosed, 8 poles","CSL 0",0,null,"Commercial",500,"Enclosed, 8 poles",null,{"$f":"G2406*INDEX('Shipment Data'!$BG$10:$CH$34,MATCH(CONCATENATE('UEC Data'!$C2406,'UEC Data'!$E2406),'Shipment Data'!$BI$10:$BI$34,0),MATCH('UEC Data'!$D2406,'Shipment Data'!$BG$10:$CH$10,0))","v":0}]
[null,null,"Commercial",500,"Enclosed, 8 poles","CSL 1",0,null,"Commercial",500,"Enclosed, 8 poles",null,{"$f":"G2407*INDEX('Shipment Data'!$BG$10:$CH$34,MATCH(CONCATENATE('UEC Data'!$C2407,'UEC Data'!$E2407),'Shipment Data'!$BI$10:$BI$34,0),MATCH('UEC Data'!$D2407,'Shipment Data'!$BG$10:$CH$10,0))","v":0}]
[null,null,"Commercial",500,"Enclosed, 8 poles","CSL 2",0,null,"Commercial",500,"Enclosed, 8 poles",null,{"$f":"G2408*INDEX('Shipment Data'!$BG$10:$CH$34,MATCH(CONCATENATE('UEC Data'!$C2408,'UEC Data'!$E2408),'Shipment Data'!$BI$10:$BI$34,0),MATCH('UEC Data'!$D2408,'Shipment Data'!$BG$10:$CH$10,0))","v":0}]
[null,null,"Commercial",500,"Enclosed, 8 poles","CSL 3",0,null,"Commercial",500,"Enclosed, 8 poles",null,{"$f":"G2409*INDEX('Shipment Data'!$BG$10:$CH$34,MATCH(CONCATENATE('UEC Data'!$C2409,'UEC Data'!$E2409),'Shipment Data'!$BI$10:$BI$34,0),MATCH('UEC Data'!$D2409,'Shipment Data'!$BG$10:$CH$10,0))","v":0}]
[null,null,"Commercial",500,"Enclosed, 8 poles","CSL 4",0,null,"Commercial",500,"Enclosed, 8 poles",null,{"$f":"G2410*INDEX('Shipment Data'!$BG$10:$CH$34,MATCH(CONCATENATE('UEC Data'!$C2410,'UEC Data'!$E2410),'Shipment Data'!$BI$10:$BI$34,0),MATCH('UEC Data'!$D2410,'Shipment Data'!$BG$10:$CH$10,0))","v":0}]
[null,null,"Commercial",500,"Enclosed, 8 poles","-",0,null,"Commercial",500,"Enclosed, 8 poles",null,{"$f":"G2411*INDEX('Shipment Data'!$BG$10:$CH$34,MATCH(CONCATENATE('UEC Data'!$C2411,'UEC Data'!$E2411),'Shipment Data'!$BI$10:$BI$34,0),MATCH('UEC Data'!$D2411,'Shipment Data'!$BG$10:$CH$10,0))","v":0}]
[null,null,"Agriculture",1,"Open, 2 poles","CSL 0",4.4526274860723039E-2,null,"Agriculture",1,"Open, 2 poles",null,{"$f":"G2412*INDEX('Shipment Data'!$BG$10:$CH$34,MATCH(CONCATENATE('UEC Data'!$C2412,'UEC Data'!$E2412),'Shipment Data'!$BI$10:$BI$34,0),MATCH('UEC Data'!$D2412,'Shipment Data'!$BG$10:$CH$10,0))","v":1.642498427483075E-6}]
[null,null,"Agriculture",1,"Open, 2 poles","CSL 1",4.4526274860723039E-2,null,"Agriculture",1,"Open, 2 poles",null,{"$f":"G2413*INDEX('Shipment Data'!$BG$10:$CH$34,MATCH(CONCATENATE('UEC Data'!$C2413,'UEC Data'!$E2413),'Shipment Data'!$BI$10:$BI$34,0),MATCH('UEC Data'!$D2413,'Shipment Data'!$BG$10:$CH$10,0))","v":1.642498427483075E-6}]
[null,null,"Agriculture",1,"Open, 2 poles","CSL 2",4.3658879895903752E-2,null,"Agriculture",1,"Open, 2 poles",null,{"$f":"G2414*INDEX('Shipment Data'!$BG$10:$CH$34,MATCH(CONCATENATE('UEC Data'!$C2414,'UEC Data'!$E2414),'Shipment Data'!$BI$10:$BI$34,0),MATCH('UEC Data'!$D2414,'Shipment Data'!$BG$10:$CH$10,0))","v":1.6105017048697681E-6}]
[null,null,"Agriculture",1,"Open, 2 poles","CSL 3",4.2824633783243173E-2,null,"Agriculture",1,"Open, 2 poles",null,{"$f":"G2415*INDEX('Shipment Data'!$BG$10:$CH$34,MATCH(CONCATENATE('UEC Data'!$C2415,'UEC Data'!$E2415),'Shipment Data'!$BI$10:$BI$34,0),MATCH('UEC Data'!$D2415,'Shipment Data'!$BG$10:$CH$10,0))","v":1.5797277869423204E-6}]
[null,null,"Agriculture",1,"Open, 2 poles","CSL 4",4.2021671899807357E-2,null,"Agriculture",1,"Open, 2 poles",null,{"$f":"G2416*INDEX('Shipment Data'!$BG$10:$CH$34,MATCH(CONCATENATE('UEC Data'!$C2416,'UEC Data'!$E2416),'Shipment Data'!$BI$10:$BI$34,0),MATCH('UEC Data'!$D2416,'Shipment Data'!$BG$10:$CH$10,0))","v":1.5501078909371516E-6}]
[null,null,"Agriculture",1,"Open, 2 poles","-",0,null,"Agriculture",1,"Open, 2 poles",null,{"$f":"G2417*INDEX('Shipment Data'!$BG$10:$CH$34,MATCH(CONCATENATE('UEC Data'!$C2417,'UEC Data'!$E2417),'Shipment Data'!$BI$10:$BI$34,0),MATCH('UEC Data'!$D2417,'Shipment Data'!$BG$10:$CH$10,0))","v":0}]
[null,null,"Agriculture",1,"Open, 4 poles","CSL 0",4.4526274860723039E-2,null,"Agriculture",1,"Open, 4 poles",null,{"$f":"G2418*INDEX('Shipment Data'!$BG$10:$CH$34,MATCH(CONCATENATE('UEC Data'!$C2418,'UEC Data'!$E2418),'Shipment Data'!$BI$10:$BI$34,0),MATCH('UEC Data'!$D2418,'Shipment Data'!$BG$10:$CH$10,0))","v":1.0171963945640795E-5}]
[null,null,"Agriculture",1,"Open, 4 poles","CSL 1",4.0748287902843502E-2,null,"Agriculture",1,"Open, 4 poles",null,{"$f":"G2419*INDEX('Shipment Data'!$BG$10:$CH$34,MATCH(CONCATENATE('UEC Data'!$C2419,'UEC Data'!$E2419),'Shipment Data'!$BI$10:$BI$34,0),MATCH('UEC Data'!$D2419,'Shipment Data'!$BG$10:$CH$10,0))","v":9.3088882169197562E-6}]
[null,null,"Agriculture",1,"Open, 4 poles","CSL 2",3.9318523415024433E-2,null,"Agriculture",1,"Open, 4 poles",null,{"$f":"G2420*INDEX('Shipment Data'!$BG$10:$CH$34,MATCH(CONCATENATE('UEC Data'!$C2420,'UEC Data'!$E2420),'Shipment Data'!$BI$10:$BI$34,0),MATCH('UEC Data'!$D2420,'Shipment Data'!$BG$10:$CH$10,0))","v":8.9822605601857302E-6}]
[null,null,"Agriculture",1,"Open, 4 poles","CSL 3",3.8863974011382536E-2,null,"Agriculture",1,"Open, 4 poles",null,{"$f":"G2421*INDEX('Shipment Data'!$BG$10:$CH$34,MATCH(CONCATENATE('UEC Data'!$C2421,'UEC Data'!$E2421),'Shipment Data'!$BI$10:$BI$34,0),MATCH('UEC Data'!$D2421,'Shipment Data'!$BG$10:$CH$10,0))","v":8.8784193976402319E-6}]
[null,null,"Agriculture",1,"Open, 4 poles","CSL 4",3.8419814308395306E-2,null,"Agriculture",1,"Open, 4 poles",null,{"$f":"G2422*INDEX('Shipment Data'!$BG$10:$CH$34,MATCH(CONCATENATE('UEC Data'!$C2422,'UEC Data'!$E2422),'Shipment Data'!$BI$10:$BI$34,0),MATCH('UEC Data'!$D2422,'Shipment Data'!$BG$10:$CH$10,0))","v":8.7769517473814862E-6}]
[null,null,"Agriculture",1,"Open, 4 poles","-",0,null,"Agriculture",1,"Open, 4 poles",null,{"$f":"G2423*INDEX('Shipment Data'!$BG$10:$CH$34,MATCH(CONCATENATE('UEC Data'!$C2423,'UEC Data'!$E2423),'Shipment Data'!$BI$10:$BI$34,0),MATCH('UEC Data'!$D2423,'Shipment Data'!$BG$10:$CH$10,0))","v":0}]
[null,null,"Agriculture",1,"Open, 6 poles","CSL 0",4.4526274860723039E-2,null,"Agriculture",1,"Open, 6 poles",null,{"$f":"G2424*INDEX('Shipment Data'!$BG$10:$CH$34,MATCH(CONCATENATE('UEC Data'!$C2424,'UEC Data'!$E2424),'Shipment Data'!$BI$10:$BI$34,0),MATCH('UEC Data'!$D2424,'Shipment Data'!$BG$10:$CH$10,0))","v":1.4840117371119009E-6}]
[null,null,"Agriculture",1,"Open, 6 poles","CSL 1",4.2021671899807357E-2,null,"Agriculture",1,"Open, 6 poles",null,{"$f":"G2425*INDEX('Shipment Data'!$BG$10:$CH$34,MATCH(CONCATENATE('UEC Data'!$C2425,'UEC Data'!$E2425),'Shipment Data'!$BI$10:$BI$34,0),MATCH('UEC Data'!$D2425,'Shipment Data'!$BG$10:$CH$10,0))","v":1.4005360768993561E-6}]
[null,null,"Agriculture",1,"Open, 6 poles","CSL 2",4.0748287902843502E-2,null,"Agriculture",1,"Open, 6 poles",null,{"$f":"G2426*INDEX('Shipment Data'!$BG$10:$CH$34,MATCH(CONCATENATE('UEC Data'!$C2426,'UEC Data'!$E2426),'Shipment Data'!$BI$10:$BI$34,0),MATCH('UEC Data'!$D2426,'Shipment Data'!$BG$10:$CH$10,0))","v":1.3580955897205878E-6}]
[null,null,"Agriculture",1,"Open, 6 poles","CSL 3",4.0020639904578444E-2,null,"Agriculture",1,"Open, 6 poles",null,{"$f":"G2427*INDEX('Shipment Data'!$BG$10:$CH$34,MATCH(CONCATENATE('UEC Data'!$C2427,'UEC Data'!$E2427),'Shipment Data'!$BI$10:$BI$34,0),MATCH('UEC Data'!$D2427,'Shipment Data'!$BG$10:$CH$10,0))","v":1.3338438827612918E-6}]
[null,null,"Agriculture",1,"Open, 6 poles","CSL 4",3.9318523415024433E-2,null,"Agriculture",1,"Open, 6 poles",null,{"$f":"G2428*INDEX('Shipment Data'!$BG$10:$CH$34,MATCH(CONCATENATE('UEC Data'!$C2428,'UEC Data'!$E2428),'Shipment Data'!$BI$10:$BI$34,0),MATCH('UEC Data'!$D2428,'Shipment Data'!$BG$10:$CH$10,0))","v":1.3104431128882865E-6}]
[null,null,"Agriculture",1,"Open, 6 poles","-",0,null,"Agriculture",1,"Open, 6 poles",null,{"$f":"G2429*INDEX('Shipment Data'!$BG$10:$CH$34,MATCH(CONCATENATE('UEC Data'!$C2429,'UEC Data'!$E2429),'Shipment Data'!$BI$10:$BI$34,0),MATCH('UEC Data'!$D2429,'Shipment Data'!$BG$10:$CH$10,0))","v":0}]
[null,null,"Agriculture",1,"Open, 8 poles","CSL 0",5.0935359878554375E-2,null,"Agriculture",1,"Open, 8 poles",null,{"$f":"G2430*INDEX('Shipment Data'!$BG$10:$CH$34,MATCH(CONCATENATE('UEC Data'!$C2430,'UEC Data'!$E2430),'Shipment Data'!$BI$10:$BI$34,0),MATCH('UEC Data'!$D2430,'Shipment Data'!$BG$10:$CH$10,0))","v":1.483356833432681E-7}]
[null,null,"Agriculture",1,"Open, 8 poles","CSL 1",4.5428834486278234E-2,null,"Agriculture",1,"Open, 8 poles",null,{"$f":"G2431*INDEX('Shipment Data'!$BG$10:$CH$34,MATCH(CONCATENATE('UEC Data'!$C2431,'UEC Data'!$E2431),'Shipment Data'!$BI$10:$BI$34,0),MATCH('UEC Data'!$D2431,'Shipment Data'!$BG$10:$CH$10,0))","v":1.3229939325210399E-7}]
[null,null,"Agriculture",1,"Open, 8 poles","CSL 2",4.4526274860723039E-2,null,"Agriculture",1,"Open, 8 poles",null,{"$f":"G2432*INDEX('Shipment Data'!$BG$10:$CH$34,MATCH(CONCATENATE('UEC Data'!$C2432,'UEC Data'!$E2432),'Shipment Data'!$BI$10:$BI$34,0),MATCH('UEC Data'!$D2432,'Shipment Data'!$BG$10:$CH$10,0))","v":1.2967092848550589E-7}]
[null,null,"Agriculture",1,"Open, 8 poles","CSL 3",4.3658879895903752E-2,null,"Agriculture",1,"Open, 8 poles",null,{"$f":"G2433*INDEX('Shipment Data'!$BG$10:$CH$34,MATCH(CONCATENATE('UEC Data'!$C2433,'UEC Data'!$E2433),'Shipment Data'!$BI$10:$BI$34,0),MATCH('UEC Data'!$D2433,'Shipment Data'!$BG$10:$CH$10,0))","v":1.2714487143708695E-7}]
[null,null,"Agriculture",1,"Open, 8 poles","CSL 4",4.2824633783243173E-2,null,"Agriculture",1,"Open, 8 poles",null,{"$f":"G2434*INDEX('Shipment Data'!$BG$10:$CH$34,MATCH(CONCATENATE('UEC Data'!$C2434,'UEC Data'!$E2434),'Shipment Data'!$BI$10:$BI$34,0),MATCH('UEC Data'!$D2434,'Shipment Data'!$BG$10:$CH$10,0))","v":1.2471535160070948E-7}]
[null,null,"Agriculture",1,"Open, 8 poles","-",0,null,"Agriculture",1,"Open, 8 poles",null,{"$f":"G2435*INDEX('Shipment Data'!$BG$10:$CH$34,MATCH(CONCATENATE('UEC Data'!$C2435,'UEC Data'!$E2435),'Shipment Data'!$BI$10:$BI$34,0),MATCH('UEC Data'!$D2435,'Shipment Data'!$BG$10:$CH$10,0))","v":0}]
[null,null,"Agriculture",1,"Enclosed, 2 poles","CSL 0",4.4526274860723039E-2,null,"Agriculture",1,"Enclosed, 2 poles",null,{"$f":"G2436*INDEX('Shipment Data'!$BG$10:$CH$34,MATCH(CONCATENATE('UEC Data'!$C2436,'UEC Data'!$E2436),'Shipment Data'!$BI$10:$BI$34,0),MATCH('UEC Data'!$D2436,'Shipment Data'!$BG$10:$CH$10,0))","v":6.562789769460883E-6}]
[null,null,"Agriculture",1,"Enclosed, 2 poles","CSL 1",4.4526274860723039E-2,null,"Agriculture",1,"Enclosed, 2 poles",null,{"$f":"G2437*INDEX('Shipment Data'!$BG$10:$CH$34,MATCH(CONCATENATE('UEC Data'!$C2437,'UEC Data'!$E2437),'Shipment Data'!$BI$10:$BI$34,0),MATCH('UEC Data'!$D2437,'Shipment Data'!$BG$10:$CH$10,0))","v":6.562789769460883E-6}]
[null,null,"Agriculture",1,"Enclosed, 2 poles","CSL 2",4.3658879895903752E-2,null,"Agriculture",1,"Enclosed, 2 poles",null,{"$f":"G2438*INDEX('Shipment Data'!$BG$10:$CH$34,MATCH(CONCATENATE('UEC Data'!$C2438,'UEC Data'!$E2438),'Shipment Data'!$BI$10:$BI$34,0),MATCH('UEC Data'!$D2438,'Shipment Data'!$BG$10:$CH$10,0))","v":6.4349432155103456E-6}]
[null,null,"Agriculture",1,"Enclosed, 2 poles","CSL 3",4.2824633783243173E-2,null,"Agriculture",1,"Enclosed, 2 poles",null,{"$f":"G2439*INDEX('Shipment Data'!$BG$10:$CH$34,MATCH(CONCATENATE('UEC Data'!$C2439,'UEC Data'!$E2439),'Shipment Data'!$BI$10:$BI$34,0),MATCH('UEC Data'!$D2439,'Shipment Data'!$BG$10:$CH$10,0))","v":6.3119825171247975E-6}]
[null,null,"Agriculture",1,"Enclosed, 2 poles","CSL 4",4.2021671899807357E-2,null,"Agriculture",1,"Enclosed, 2 poles",null,{"$f":"G2440*INDEX('Shipment Data'!$BG$10:$CH$34,MATCH(CONCATENATE('UEC Data'!$C2440,'UEC Data'!$E2440),'Shipment Data'!$BI$10:$BI$34,0),MATCH('UEC Data'!$D2440,'Shipment Data'!$BG$10:$CH$10,0))","v":6.1936328449287068E-6}]
[null,null,"Agriculture",1,"Enclosed, 2 poles","-",0,null,"Agriculture",1,"Enclosed, 2 poles",null,{"$f":"G2441*INDEX('Shipment Data'!$BG$10:$CH$34,MATCH(CONCATENATE('UEC Data'!$C2441,'UEC Data'!$E2441),'Shipment Data'!$BI$10:$BI$34,0),MATCH('UEC Data'!$D2441,'Shipment Data'!$BG$10:$CH$10,0))","v":0}]
[null,null,"Agriculture",1,"Enclosed, 4 poles","CSL 0",4.3658879895903752E-2,null,"Agriculture",1,"Enclosed, 4 poles",null,{"$f":"G2442*INDEX('Shipment Data'!$BG$10:$CH$34,MATCH(CONCATENATE('UEC Data'!$C2442,'UEC Data'!$E2442),'Shipment Data'!$BI$10:$BI$34,0),MATCH('UEC Data'!$D2442,'Shipment Data'!$BG$10:$CH$10,0))","v":2.3825536186516353E-5}]
[null,null,"Agriculture",1,"Enclosed, 4 poles","CSL 1",4.0748287902843502E-2,null,"Agriculture",1,"Enclosed, 4 poles",null,{"$f":"G2443*INDEX('Shipment Data'!$BG$10:$CH$34,MATCH(CONCATENATE('UEC Data'!$C2443,'UEC Data'!$E2443),'Shipment Data'!$BI$10:$BI$34,0),MATCH('UEC Data'!$D2443,'Shipment Data'!$BG$10:$CH$10,0))","v":2.2237167107415261E-5}]
[null,null,"Agriculture",1,"Enclosed, 4 poles","CSL 2",3.9318523415024433E-2,null,"Agriculture",1,"Enclosed, 4 poles",null,{"$f":"G2444*INDEX('Shipment Data'!$BG$10:$CH$34,MATCH(CONCATENATE('UEC Data'!$C2444,'UEC Data'!$E2444),'Shipment Data'!$BI$10:$BI$34,0),MATCH('UEC Data'!$D2444,'Shipment Data'!$BG$10:$CH$10,0))","v":2.1456915629962095E-5}]
[null,null,"Agriculture",1,"Enclosed, 4 poles","CSL 3",3.8863974011382536E-2,null,"Agriculture",1,"Enclosed, 4 poles",null,{"$f":"G2445*INDEX('Shipment Data'!$BG$10:$CH$34,MATCH(CONCATENATE('UEC Data'!$C2445,'UEC Data'!$E2445),'Shipment Data'!$BI$10:$BI$34,0),MATCH('UEC Data'!$D2445,'Shipment Data'!$BG$10:$CH$10,0))","v":2.120885880187005E-5}]
[null,null,"Agriculture",1,"Enclosed, 4 poles","CSL 4",3.8419814308395306E-2,null,"Agriculture",1,"Enclosed, 4 poles",null,{"$f":"G2446*INDEX('Shipment Data'!$BG$10:$CH$34,MATCH(CONCATENATE('UEC Data'!$C2446,'UEC Data'!$E2446),'Shipment Data'!$BI$10:$BI$34,0),MATCH('UEC Data'!$D2446,'Shipment Data'!$BG$10:$CH$10,0))","v":2.0966471844134391E-5}]
[null,null,"Agriculture",1,"Enclosed, 4 poles","-",0,null,"Agriculture",1,"Enclosed, 4 poles",null,{"$f":"G2447*INDEX('Shipment Data'!$BG$10:$CH$34,MATCH(CONCATENATE('UEC Data'!$C2447,'UEC Data'!$E2447),'Shipment Data'!$BI$10:$BI$34,0),MATCH('UEC Data'!$D2447,'Shipment Data'!$BG$10:$CH$10,0))","v":0}]
[null,null,"Agriculture",1,"Enclosed, 6 poles","CSL 0",4.2021671899807357E-2,null,"Agriculture",1,"Enclosed, 6 poles",null,{"$f":"G2448*INDEX('Shipment Data'!$BG$10:$CH$34,MATCH(CONCATENATE('UEC Data'!$C2448,'UEC Data'!$E2448),'Shipment Data'!$BI$10:$BI$34,0),MATCH('UEC Data'!$D2448,'Shipment Data'!$BG$10:$CH$10,0))","v":3.127410657153902E-6}]
[null,null,"Agriculture",1,"Enclosed, 6 poles","CSL 1",4.2021671899807357E-2,null,"Agriculture",1,"Enclosed, 6 poles",null,{"$f":"G2449*INDEX('Shipment Data'!$BG$10:$CH$34,MATCH(CONCATENATE('UEC Data'!$C2449,'UEC Data'!$E2449),'Shipment Data'!$BI$10:$BI$34,0),MATCH('UEC Data'!$D2449,'Shipment Data'!$BG$10:$CH$10,0))","v":3.127410657153902E-6}]
[null,null,"Agriculture",1,"Enclosed, 6 poles","CSL 2",4.0748287902843502E-2,null,"Agriculture",1,"Enclosed, 6 poles",null,{"$f":"G2450*INDEX('Shipment Data'!$BG$10:$CH$34,MATCH(CONCATENATE('UEC Data'!$C2450,'UEC Data'!$E2450),'Shipment Data'!$BI$10:$BI$34,0),MATCH('UEC Data'!$D2450,'Shipment Data'!$BG$10:$CH$10,0))","v":3.0326406372401477E-6}]
[null,null,"Agriculture",1,"Enclosed, 6 poles","CSL 3",4.0020639904578444E-2,null,"Agriculture",1,"Enclosed, 6 poles",null,{"$f":"G2451*INDEX('Shipment Data'!$BG$10:$CH$34,MATCH(CONCATENATE('UEC Data'!$C2451,'UEC Data'!$E2451),'Shipment Data'!$BI$10:$BI$34,0),MATCH('UEC Data'!$D2451,'Shipment Data'!$BG$10:$CH$10,0))","v":2.9784863401465739E-6}]
[null,null,"Agriculture",1,"Enclosed, 6 poles","CSL 4",3.9318523415024433E-2,null,"Agriculture",1,"Enclosed, 6 poles",null,{"$f":"G2452*INDEX('Shipment Data'!$BG$10:$CH$34,MATCH(CONCATENATE('UEC Data'!$C2452,'UEC Data'!$E2452),'Shipment Data'!$BI$10:$BI$34,0),MATCH('UEC Data'!$D2452,'Shipment Data'!$BG$10:$CH$10,0))","v":2.9262321938282125E-6}]
[null,null,"Agriculture",1,"Enclosed, 6 poles","-",0,null,"Agriculture",1,"Enclosed, 6 poles",null,{"$f":"G2453*INDEX('Shipment Data'!$BG$10:$CH$34,MATCH(CONCATENATE('UEC Data'!$C2453,'UEC Data'!$E2453),'Shipment Data'!$BI$10:$BI$34,0),MATCH('UEC Data'!$D2453,'Shipment Data'!$BG$10:$CH$10,0))","v":0}]
[null,null,"Agriculture",1,"Enclosed, 8 poles","CSL 0",4.6690746555341514E-2,null,"Agriculture",1,"Enclosed, 8 poles",null,{"$f":"G2454*INDEX('Shipment Data'!$BG$10:$CH$34,MATCH(CONCATENATE('UEC Data'!$C2454,'UEC Data'!$E2454),'Shipment Data'!$BI$10:$BI$34,0),MATCH('UEC Data'!$D2454,'Shipment Data'!$BG$10:$CH$10,0))","v":1.5561511965548403E-6}]
[null,null,"Agriculture",1,"Enclosed, 8 poles","CSL 1",4.5428834486278234E-2,null,"Agriculture",1,"Enclosed, 8 poles",null,{"$f":"G2455*INDEX('Shipment Data'!$BG$10:$CH$34,MATCH(CONCATENATE('UEC Data'!$C2455,'UEC Data'!$E2455),'Shipment Data'!$BI$10:$BI$34,0),MATCH('UEC Data'!$D2455,'Shipment Data'!$BG$10:$CH$10,0))","v":1.5140930561074123E-6}]
[null,null,"Agriculture",1,"Enclosed, 8 poles","CSL 2",4.4526274860723039E-2,null,"Agriculture",1,"Enclosed, 8 poles",null,{"$f":"G2456*INDEX('Shipment Data'!$BG$10:$CH$34,MATCH(CONCATENATE('UEC Data'!$C2456,'UEC Data'!$E2456),'Shipment Data'!$BI$10:$BI$34,0),MATCH('UEC Data'!$D2456,'Shipment Data'!$BG$10:$CH$10,0))","v":1.4840117371119009E-6}]
[null,null,"Agriculture",1,"Enclosed, 8 poles","CSL 3",4.3658879895903752E-2,null,"Agriculture",1,"Enclosed, 8 poles",null,{"$f":"G2457*INDEX('Shipment Data'!$BG$10:$CH$34,MATCH(CONCATENATE('UEC Data'!$C2457,'UEC Data'!$E2457),'Shipment Data'!$BI$10:$BI$34,0),MATCH('UEC Data'!$D2457,'Shipment Data'!$BG$10:$CH$10,0))","v":1.4551024175577727E-6}]
[null,null,"Agriculture",1,"Enclosed, 8 poles","CSL 4",4.2824633783243173E-2,null,"Agriculture",1,"Enclosed, 8 poles",null,{"$f":"G2458*INDEX('Shipment Data'!$BG$10:$CH$34,MATCH(CONCATENATE('UEC Data'!$C2458,'UEC Data'!$E2458),'Shipment Data'!$BI$10:$BI$34,0),MATCH('UEC Data'!$D2458,'Shipment Data'!$BG$10:$CH$10,0))","v":1.4272979127636753E-6}]
[null,null,"Agriculture",1,"Enclosed, 8 poles","-",0,null,"Agriculture",1,"Enclosed, 8 poles",null,{"$f":"G2459*INDEX('Shipment Data'!$BG$10:$CH$34,MATCH(CONCATENATE('UEC Data'!$C2459,'UEC Data'!$E2459),'Shipment Data'!$BI$10:$BI$34,0),MATCH('UEC Data'!$D2459,'Shipment Data'!$BG$10:$CH$10,0))","v":0}]
[null,null,"Agriculture",1.5,"Open, 2 poles","CSL 0",6.8143251729417348E-2,null,"Agriculture",1.5,"Open, 2 poles",null,{"$f":"G2460*INDEX('Shipment Data'!$BG$10:$CH$34,MATCH(CONCATENATE('UEC Data'!$C2460,'UEC Data'!$E2460),'Shipment Data'!$BI$10:$BI$34,0),MATCH('UEC Data'!$D2460,'Shipment Data'!$BG$10:$CH$10,0))","v":2.5136884717899742E-6}]
[null,null,"Agriculture",1.5,"Open, 2 poles","CSL 1",6.1122431854265247E-2,null,"Agriculture",1.5,"Open, 2 poles",null,{"$f":"G2461*INDEX('Shipment Data'!$BG$10:$CH$34,MATCH(CONCATENATE('UEC Data'!$C2461,'UEC Data'!$E2461),'Shipment Data'!$BI$10:$BI$34,0),MATCH('UEC Data'!$D2461,'Shipment Data'!$BG$10:$CH$10,0))","v":2.2547023868176737E-6}]
[null,null,"Agriculture",1.5,"Open, 2 poles","CSL 2",6.0030959856867669E-2,null,"Agriculture",1.5,"Open, 2 poles",null,{"$f":"G2462*INDEX('Shipment Data'!$BG$10:$CH$34,MATCH(CONCATENATE('UEC Data'!$C2462,'UEC Data'!$E2462),'Shipment Data'!$BI$10:$BI$34,0),MATCH('UEC Data'!$D2462,'Shipment Data'!$BG$10:$CH$10,0))","v":2.2144398441959298E-6}]
[null,null,"Agriculture",1.5,"Open, 2 poles","CSL 3",5.8977785122536645E-2,null,"Agriculture",1.5,"Open, 2 poles",null,{"$f":"G2463*INDEX('Shipment Data'!$BG$10:$CH$34,MATCH(CONCATENATE('UEC Data'!$C2463,'UEC Data'!$E2463),'Shipment Data'!$BI$10:$BI$34,0),MATCH('UEC Data'!$D2463,'Shipment Data'!$BG$10:$CH$10,0))","v":2.1755900223679308E-6}]
[null,null,"Agriculture",1.5,"Open, 2 poles","CSL 4",5.8295961017073801E-2,null,"Agriculture",1.5,"Open, 2 poles",null,{"$f":"G2464*INDEX('Shipment Data'!$BG$10:$CH$34,MATCH(CONCATENATE('UEC Data'!$C2464,'UEC Data'!$E2464),'Shipment Data'!$BI$10:$BI$34,0),MATCH('UEC Data'!$D2464,'Shipment Data'!$BG$10:$CH$10,0))","v":2.1504386926295733E-6}]
[null,null,"Agriculture",1.5,"Open, 2 poles","-",0,null,"Agriculture",1.5,"Open, 2 poles",null,{"$f":"G2465*INDEX('Shipment Data'!$BG$10:$CH$34,MATCH(CONCATENATE('UEC Data'!$C2465,'UEC Data'!$E2465),'Shipment Data'!$BI$10:$BI$34,0),MATCH('UEC Data'!$D2465,'Shipment Data'!$BG$10:$CH$10,0))","v":0}]
[null,null,"Agriculture",1.5,"Open, 4 poles","CSL 0",6.5488319843855627E-2,null,"Agriculture",1.5,"Open, 4 poles",null,{"$f":"G2466*INDEX('Shipment Data'!$BG$10:$CH$34,MATCH(CONCATENATE('UEC Data'!$C2466,'UEC Data'!$E2466),'Shipment Data'!$BI$10:$BI$34,0),MATCH('UEC Data'!$D2466,'Shipment Data'!$BG$10:$CH$10,0))","v":1.4960713205763886E-5}]
[null,null,"Agriculture",1.5,"Open, 4 poles","CSL 1",6.0030959856867669E-2,null,"Agriculture",1.5,"Open, 4 poles",null,{"$f":"G2467*INDEX('Shipment Data'!$BG$10:$CH$34,MATCH(CONCATENATE('UEC Data'!$C2467,'UEC Data'!$E2467),'Shipment Data'!$BI$10:$BI$34,0),MATCH('UEC Data'!$D2467,'Shipment Data'!$BG$10:$CH$10,0))","v":1.3713987105283565E-5}]
[null,null,"Agriculture",1.5,"Open, 4 poles","CSL 2",5.8295961017073801E-2,null,"Agriculture",1.5,"Open, 4 poles",null,{"$f":"G2468*INDEX('Shipment Data'!$BG$10:$CH$34,MATCH(CONCATENATE('UEC Data'!$C2468,'UEC Data'!$E2468),'Shipment Data'!$BI$10:$BI$34,0),MATCH('UEC Data'!$D2468,'Shipment Data'!$BG$10:$CH$10,0))","v":1.3317629096460339E-5}]
[null,null,"Agriculture",1.5,"Open, 4 poles","CSL 3",5.7629721462592945E-2,null,"Agriculture",1.5,"Open, 4 poles",null,{"$f":"G2469*INDEX('Shipment Data'!$BG$10:$CH$34,MATCH(CONCATENATE('UEC Data'!$C2469,'UEC Data'!$E2469),'Shipment Data'!$BI$10:$BI$34,0),MATCH('UEC Data'!$D2469,'Shipment Data'!$BG$10:$CH$10,0))","v":1.3165427621072218E-5}]
[null,null,"Agriculture",1.5,"Open, 4 poles","CSL 4",5.6978538169230326E-2,null,"Agriculture",1.5,"Open, 4 poles",null,{"$f":"G2470*INDEX('Shipment Data'!$BG$10:$CH$34,MATCH(CONCATENATE('UEC Data'!$C2470,'UEC Data'!$E2470),'Shipment Data'!$BI$10:$BI$34,0),MATCH('UEC Data'!$D2470,'Shipment Data'!$BG$10:$CH$10,0))","v":1.3016665727048805E-5}]
[null,null,"Agriculture",1.5,"Open, 4 poles","-",0,null,"Agriculture",1.5,"Open, 4 poles",null,{"$f":"G2471*INDEX('Shipment Data'!$BG$10:$CH$34,MATCH(CONCATENATE('UEC Data'!$C2471,'UEC Data'!$E2471),'Shipment Data'!$BI$10:$BI$34,0),MATCH('UEC Data'!$D2471,'Shipment Data'!$BG$10:$CH$10,0))","v":0}]
[null,null,"Agriculture",1.5,"Open, 6 poles","CSL 0",6.6789412291084552E-2,null,"Agriculture",1.5,"Open, 6 poles",null,{"$f":"G2472*INDEX('Shipment Data'!$BG$10:$CH$34,MATCH(CONCATENATE('UEC Data'!$C2472,'UEC Data'!$E2472),'Shipment Data'!$BI$10:$BI$34,0),MATCH('UEC Data'!$D2472,'Shipment Data'!$BG$10:$CH$10,0))","v":2.2260176056678497E-6}]
[null,null,"Agriculture",1.5,"Open, 6 poles","CSL 1",6.0030959856867669E-2,null,"Agriculture",1.5,"Open, 6 poles",null,{"$f":"G2473*INDEX('Shipment Data'!$BG$10:$CH$34,MATCH(CONCATENATE('UEC Data'!$C2473,'UEC Data'!$E2473),'Shipment Data'!$BI$10:$BI$34,0),MATCH('UEC Data'!$D2473,'Shipment Data'!$BG$10:$CH$10,0))","v":2.0007658241419366E-6}]
[null,null,"Agriculture",1.5,"Open, 6 poles","CSL 2",5.8295961017073801E-2,null,"Agriculture",1.5,"Open, 6 poles",null,{"$f":"G2474*INDEX('Shipment Data'!$BG$10:$CH$34,MATCH(CONCATENATE('UEC Data'!$C2474,'UEC Data'!$E2474),'Shipment Data'!$BI$10:$BI$34,0),MATCH('UEC Data'!$D2474,'Shipment Data'!$BG$10:$CH$10,0))","v":1.9429402222881234E-6}]
[null,null,"Agriculture",1.5,"Open, 6 poles","CSL 3",5.7629721462592945E-2,null,"Agriculture",1.5,"Open, 6 poles",null,{"$f":"G2475*INDEX('Shipment Data'!$BG$10:$CH$34,MATCH(CONCATENATE('UEC Data'!$C2475,'UEC Data'!$E2475),'Shipment Data'!$BI$10:$BI$34,0),MATCH('UEC Data'!$D2475,'Shipment Data'!$BG$10:$CH$10,0))","v":1.9207351911762586E-6}]
[null,null,"Agriculture",1.5,"Open, 6 poles","CSL 4",5.6978538169230326E-2,null,"Agriculture",1.5,"Open, 6 poles",null,{"$f":"G2476*INDEX('Shipment Data'!$BG$10:$CH$34,MATCH(CONCATENATE('UEC Data'!$C2476,'UEC Data'!$E2476),'Shipment Data'!$BI$10:$BI$34,0),MATCH('UEC Data'!$D2476,'Shipment Data'!$BG$10:$CH$10,0))","v":1.8990319686770922E-6}]
[null,null,"Agriculture",1.5,"Open, 6 poles","-",0,null,"Agriculture",1.5,"Open, 6 poles",null,{"$f":"G2477*INDEX('Shipment Data'!$BG$10:$CH$34,MATCH(CONCATENATE('UEC Data'!$C2477,'UEC Data'!$E2477),'Shipment Data'!$BI$10:$BI$34,0),MATCH('UEC Data'!$D2477,'Shipment Data'!$BG$10:$CH$10,0))","v":0}]
[null,null,"Agriculture",1.5,"Open, 8 poles","CSL 0",7.0036119833012278E-2,null,"Agriculture",1.5,"Open, 8 poles",null,{"$f":"G2478*INDEX('Shipment Data'!$BG$10:$CH$34,MATCH(CONCATENATE('UEC Data'!$C2478,'UEC Data'!$E2478),'Shipment Data'!$BI$10:$BI$34,0),MATCH('UEC Data'!$D2478,'Shipment Data'!$BG$10:$CH$10,0))","v":2.0396156459699344E-7}]
[null,null,"Agriculture",1.5,"Open, 8 poles","CSL 1",6.6789412291084552E-2,null,"Agriculture",1.5,"Open, 8 poles",null,{"$f":"G2479*INDEX('Shipment Data'!$BG$10:$CH$34,MATCH(CONCATENATE('UEC Data'!$C2479,'UEC Data'!$E2479),'Shipment Data'!$BI$10:$BI$34,0),MATCH('UEC Data'!$D2479,'Shipment Data'!$BG$10:$CH$10,0))","v":1.9450639272825863E-7}]
[null,null,"Agriculture",1.5,"Open, 8 poles","CSL 2",6.5488319843855627E-2,null,"Agriculture",1.5,"Open, 8 poles",null,{"$f":"G2480*INDEX('Shipment Data'!$BG$10:$CH$34,MATCH(CONCATENATE('UEC Data'!$C2480,'UEC Data'!$E2480),'Shipment Data'!$BI$10:$BI$34,0),MATCH('UEC Data'!$D2480,'Shipment Data'!$BG$10:$CH$10,0))","v":1.9071730715563021E-7}]
[null,null,"Agriculture",1.5,"Open, 8 poles","CSL 3",6.4236950674864762E-2,null,"Agriculture",1.5,"Open, 8 poles",null,{"$f":"G2481*INDEX('Shipment Data'!$BG$10:$CH$34,MATCH(CONCATENATE('UEC Data'!$C2481,'UEC Data'!$E2481),'Shipment Data'!$BI$10:$BI$34,0),MATCH('UEC Data'!$D2481,'Shipment Data'!$BG$10:$CH$10,0))","v":1.8707302740106405E-7}]
[null,null,"Agriculture",1.5,"Open, 8 poles","CSL 4",6.3032507849711039E-2,null,"Agriculture",1.5,"Open, 8 poles",null,{"$f":"G2482*INDEX('Shipment Data'!$BG$10:$CH$34,MATCH(CONCATENATE('UEC Data'!$C2482,'UEC Data'!$E2482),'Shipment Data'!$BI$10:$BI$34,0),MATCH('UEC Data'!$D2482,'Shipment Data'!$BG$10:$CH$10,0))","v":1.8356540813729408E-7}]
[null,null,"Agriculture",1.5,"Open, 8 poles","-",0,null,"Agriculture",1.5,"Open, 8 poles",null,{"$f":"G2483*INDEX('Shipment Data'!$BG$10:$CH$34,MATCH(CONCATENATE('UEC Data'!$C2483,'UEC Data'!$E2483),'Shipment Data'!$BI$10:$BI$34,0),MATCH('UEC Data'!$D2483,'Shipment Data'!$BG$10:$CH$10,0))","v":0}]
[null,null,"Agriculture",1.5,"Enclosed, 2 poles","CSL 0",6.3032507849711039E-2,null,"Agriculture",1.5,"Enclosed, 2 poles",null,{"$f":"G2484*INDEX('Shipment Data'!$BG$10:$CH$34,MATCH(CONCATENATE('UEC Data'!$C2484,'UEC Data'!$E2484),'Shipment Data'!$BI$10:$BI$34,0),MATCH('UEC Data'!$D2484,'Shipment Data'!$BG$10:$CH$10,0))","v":9.2904492673930522E-6}]
[null,null,"Agriculture",1.5,"Enclosed, 2 poles","CSL 1",6.1122431854265247E-2,null,"Agriculture",1.5,"Enclosed, 2 poles",null,{"$f":"G2485*INDEX('Shipment Data'!$BG$10:$CH$34,MATCH(CONCATENATE('UEC Data'!$C2485,'UEC Data'!$E2485),'Shipment Data'!$BI$10:$BI$34,0),MATCH('UEC Data'!$D2485,'Shipment Data'!$BG$10:$CH$10,0))","v":9.0089205017144748E-6}]
[null,null,"Agriculture",1.5,"Enclosed, 2 poles","CSL 2",6.0030959856867669E-2,null,"Agriculture",1.5,"Enclosed, 2 poles",null,{"$f":"G2486*INDEX('Shipment Data'!$BG$10:$CH$34,MATCH(CONCATENATE('UEC Data'!$C2486,'UEC Data'!$E2486),'Shipment Data'!$BI$10:$BI$34,0),MATCH('UEC Data'!$D2486,'Shipment Data'!$BG$10:$CH$10,0))","v":8.8480469213267185E-6}]
[null,null,"Agriculture",1.5,"Enclosed, 2 poles","CSL 3",5.8977785122536645E-2,null,"Agriculture",1.5,"Enclosed, 2 poles",null,{"$f":"G2487*INDEX('Shipment Data'!$BG$10:$CH$34,MATCH(CONCATENATE('UEC Data'!$C2487,'UEC Data'!$E2487),'Shipment Data'!$BI$10:$BI$34,0),MATCH('UEC Data'!$D2487,'Shipment Data'!$BG$10:$CH$10,0))","v":8.6928180279701071E-6}]
[null,null,"Agriculture",1.5,"Enclosed, 2 poles","CSL 4",5.8295961017073801E-2,null,"Agriculture",1.5,"Enclosed, 2 poles",null,{"$f":"G2488*INDEX('Shipment Data'!$BG$10:$CH$34,MATCH(CONCATENATE('UEC Data'!$C2488,'UEC Data'!$E2488),'Shipment Data'!$BI$10:$BI$34,0),MATCH('UEC Data'!$D2488,'Shipment Data'!$BG$10:$CH$10,0))","v":8.5923230218664083E-6}]
[null,null,"Agriculture",1.5,"Enclosed, 2 poles","-",0,null,"Agriculture",1.5,"Enclosed, 2 poles",null,{"$f":"G2489*INDEX('Shipment Data'!$BG$10:$CH$34,MATCH(CONCATENATE('UEC Data'!$C2489,'UEC Data'!$E2489),'Shipment Data'!$BI$10:$BI$34,0),MATCH('UEC Data'!$D2489,'Shipment Data'!$BG$10:$CH$10,0))","v":0}]
[null,null,"Agriculture",1.5,"Enclosed, 4 poles","CSL 0",6.3032507849711039E-2,null,"Agriculture",1.5,"Enclosed, 4 poles",null,{"$f":"G2490*INDEX('Shipment Data'!$BG$10:$CH$34,MATCH(CONCATENATE('UEC Data'!$C2490,'UEC Data'!$E2490),'Shipment Data'!$BI$10:$BI$34,0),MATCH('UEC Data'!$D2490,'Shipment Data'!$BG$10:$CH$10,0))","v":3.4398117869282949E-5}]
[null,null,"Agriculture",1.5,"Enclosed, 4 poles","CSL 1",6.0030959856867669E-2,null,"Agriculture",1.5,"Enclosed, 4 poles",null,{"$f":"G2491*INDEX('Shipment Data'!$BG$10:$CH$34,MATCH(CONCATENATE('UEC Data'!$C2491,'UEC Data'!$E2491),'Shipment Data'!$BI$10:$BI$34,0),MATCH('UEC Data'!$D2491,'Shipment Data'!$BG$10:$CH$10,0))","v":3.2760112256459958E-5}]
[null,null,"Agriculture",1.5,"Enclosed, 4 poles","CSL 2",5.8295961017073801E-2,null,"Agriculture",1.5,"Enclosed, 4 poles",null,{"$f":"G2492*INDEX('Shipment Data'!$BG$10:$CH$34,MATCH(CONCATENATE('UEC Data'!$C2492,'UEC Data'!$E2492),'Shipment Data'!$BI$10:$BI$34,0),MATCH('UEC Data'!$D2492,'Shipment Data'!$BG$10:$CH$10,0))","v":3.1813288202805041E-5}]
[null,null,"Agriculture",1.5,"Enclosed, 4 poles","CSL 3",5.7629721462592945E-2,null,"Agriculture",1.5,"Enclosed, 4 poles",null,{"$f":"G2493*INDEX('Shipment Data'!$BG$10:$CH$34,MATCH(CONCATENATE('UEC Data'!$C2493,'UEC Data'!$E2493),'Shipment Data'!$BI$10:$BI$34,0),MATCH('UEC Data'!$D2493,'Shipment Data'!$BG$10:$CH$10,0))","v":3.1449707766201553E-5}]
[null,null,"Agriculture",1.5,"Enclosed, 4 poles","CSL 4",5.6978538169230326E-2,null,"Agriculture",1.5,"Enclosed, 4 poles",null,{"$f":"G2494*INDEX('Shipment Data'!$BG$10:$CH$34,MATCH(CONCATENATE('UEC Data'!$C2494,'UEC Data'!$E2494),'Shipment Data'!$BI$10:$BI$34,0),MATCH('UEC Data'!$D2494,'Shipment Data'!$BG$10:$CH$10,0))","v":3.1094343836639957E-5}]
[null,null,"Agriculture",1.5,"Enclosed, 4 poles","-",0,null,"Agriculture",1.5,"Enclosed, 4 poles",null,{"$f":"G2495*INDEX('Shipment Data'!$BG$10:$CH$34,MATCH(CONCATENATE('UEC Data'!$C2495,'UEC Data'!$E2495),'Shipment Data'!$BI$10:$BI$34,0),MATCH('UEC Data'!$D2495,'Shipment Data'!$BG$10:$CH$10,0))","v":0}]
[null,null,"Agriculture",1.5,"Enclosed, 6 poles","CSL 0",6.6789412291084552E-2,null,"Agriculture",1.5,"Enclosed, 6 poles",null,{"$f":"G2496*INDEX('Shipment Data'!$BG$10:$CH$34,MATCH(CONCATENATE('UEC Data'!$C2496,'UEC Data'!$E2496),'Shipment Data'!$BI$10:$BI$34,0),MATCH('UEC Data'!$D2496,'Shipment Data'!$BG$10:$CH$10,0))","v":4.9707189252777214E-6}]
[null,null,"Agriculture",1.5,"Enclosed, 6 poles","CSL 1",5.8977785122536645E-2,null,"Agriculture",1.5,"Enclosed, 6 poles",null,{"$f":"G2497*INDEX('Shipment Data'!$BG$10:$CH$34,MATCH(CONCATENATE('UEC Data'!$C2497,'UEC Data'!$E2497),'Shipment Data'!$BI$10:$BI$34,0),MATCH('UEC Data'!$D2497,'Shipment Data'!$BG$10:$CH$10,0))","v":4.3893482907423152E-6}]
[null,null,"Agriculture",1.5,"Enclosed, 6 poles","CSL 2",5.7629721462592945E-2,null,"Agriculture",1.5,"Enclosed, 6 poles",null,{"$f":"G2498*INDEX('Shipment Data'!$BG$10:$CH$34,MATCH(CONCATENATE('UEC Data'!$C2498,'UEC Data'!$E2498),'Shipment Data'!$BI$10:$BI$34,0),MATCH('UEC Data'!$D2498,'Shipment Data'!$BG$10:$CH$10,0))","v":4.2890203298110615E-6}]
[null,null,"Agriculture",1.5,"Enclosed, 6 poles","CSL 3",5.6978538169230326E-2,null,"Agriculture",1.5,"Enclosed, 6 poles",null,{"$f":"G2499*INDEX('Shipment Data'!$BG$10:$CH$34,MATCH(CONCATENATE('UEC Data'!$C2499,'UEC Data'!$E2499),'Shipment Data'!$BI$10:$BI$34,0),MATCH('UEC Data'!$D2499,'Shipment Data'!$BG$10:$CH$10,0))","v":4.2405568232595253E-6}]
[null,null,"Agriculture",1.5,"Enclosed, 6 poles","CSL 4",5.6341906457842268E-2,null,"Agriculture",1.5,"Enclosed, 6 poles",null,{"$f":"G2500*INDEX('Shipment Data'!$BG$10:$CH$34,MATCH(CONCATENATE('UEC Data'!$C2500,'UEC Data'!$E2500),'Shipment Data'!$BI$10:$BI$34,0),MATCH('UEC Data'!$D2500,'Shipment Data'!$BG$10:$CH$10,0))","v":4.1931763000946135E-6}]
[null,null,"Agriculture",1.5,"Enclosed, 6 poles","-",0,null,"Agriculture",1.5,"Enclosed, 6 poles",null,{"$f":"G2501*INDEX('Shipment Data'!$BG$10:$CH$34,MATCH(CONCATENATE('UEC Data'!$C2501,'UEC Data'!$E2501),'Shipment Data'!$BI$10:$BI$34,0),MATCH('UEC Data'!$D2501,'Shipment Data'!$BG$10:$CH$10,0))","v":0}]
[null,null,"Agriculture",1.5,"Enclosed, 8 poles","CSL 0",6.6789412291084552E-2,null,"Agriculture",1.5,"Enclosed, 8 poles",null,{"$f":"G2502*INDEX('Shipment Data'!$BG$10:$CH$34,MATCH(CONCATENATE('UEC Data'!$C2502,'UEC Data'!$E2502),'Shipment Data'!$BI$10:$BI$34,0),MATCH('UEC Data'!$D2502,'Shipment Data'!$BG$10:$CH$10,0))","v":2.2260176056678497E-6}]
[null,null,"Agriculture",1.5,"Enclosed, 8 poles","CSL 1",6.5488319843855627E-2,null,"Agriculture",1.5,"Enclosed, 8 poles",null,{"$f":"G2503*INDEX('Shipment Data'!$BG$10:$CH$34,MATCH(CONCATENATE('UEC Data'!$C2503,'UEC Data'!$E2503),'Shipment Data'!$BI$10:$BI$34,0),MATCH('UEC Data'!$D2503,'Shipment Data'!$BG$10:$CH$10,0))","v":2.1826536263366579E-6}]
[null,null,"Agriculture",1.5,"Enclosed, 8 poles","CSL 2",6.4236950674864762E-2,null,"Agriculture",1.5,"Enclosed, 8 poles",null,{"$f":"G2504*INDEX('Shipment Data'!$BG$10:$CH$34,MATCH(CONCATENATE('UEC Data'!$C2504,'UEC Data'!$E2504),'Shipment Data'!$BI$10:$BI$34,0),MATCH('UEC Data'!$D2504,'Shipment Data'!$BG$10:$CH$10,0))","v":2.1409468691455116E-6}]
[null,null,"Agriculture",1.5,"Enclosed, 8 poles","CSL 3",6.3032507849711039E-2,null,"Agriculture",1.5,"Enclosed, 8 poles",null,{"$f":"G2505*INDEX('Shipment Data'!$BG$10:$CH$34,MATCH(CONCATENATE('UEC Data'!$C2505,'UEC Data'!$E2505),'Shipment Data'!$BI$10:$BI$34,0),MATCH('UEC Data'!$D2505,'Shipment Data'!$BG$10:$CH$10,0))","v":2.1008041153490331E-6}]
[null,null,"Agriculture",1.5,"Enclosed, 8 poles","CSL 4",6.1872400343274639E-2,null,"Agriculture",1.5,"Enclosed, 8 poles",null,{"$f":"G2506*INDEX('Shipment Data'!$BG$10:$CH$34,MATCH(CONCATENATE('UEC Data'!$C2506,'UEC Data'!$E2506),'Shipment Data'!$BI$10:$BI$34,0),MATCH('UEC Data'!$D2506,'Shipment Data'!$BG$10:$CH$10,0))","v":2.0621390089315662E-6}]
[null,null,"Agriculture",1.5,"Enclosed, 8 poles","-",0,null,"Agriculture",1.5,"Enclosed, 8 poles",null,{"$f":"G2507*INDEX('Shipment Data'!$BG$10:$CH$34,MATCH(CONCATENATE('UEC Data'!$C2507,'UEC Data'!$E2507),'Shipment Data'!$BI$10:$BI$34,0),MATCH('UEC Data'!$D2507,'Shipment Data'!$BG$10:$CH$10,0))","v":0}]
[null,null,"Agriculture",2,"Open, 2 poles","CSL 0",8.7317759791807503E-2,null,"Agriculture",2,"Open, 2 poles",null,{"$f":"G2508*INDEX('Shipment Data'!$BG$10:$CH$34,MATCH(CONCATENATE('UEC Data'!$C2508,'UEC Data'!$E2508),'Shipment Data'!$BI$10:$BI$34,0),MATCH('UEC Data'!$D2508,'Shipment Data'!$BG$10:$CH$10,0))","v":3.2210034097395344E-6}]
[null,null,"Agriculture",2,"Open, 2 poles","CSL 1",8.0041279809156887E-2,null,"Agriculture",2,"Open, 2 poles",null,{"$f":"G2509*INDEX('Shipment Data'!$BG$10:$CH$34,MATCH(CONCATENATE('UEC Data'!$C2509,'UEC Data'!$E2509),'Shipment Data'!$BI$10:$BI$34,0),MATCH('UEC Data'!$D2509,'Shipment Data'!$BG$10:$CH$10,0))","v":2.9525864589279069E-6}]
[null,null,"Agriculture",2,"Open, 2 poles","CSL 2",7.8637046830048865E-2,null,"Agriculture",2,"Open, 2 poles",null,{"$f":"G2510*INDEX('Shipment Data'!$BG$10:$CH$34,MATCH(CONCATENATE('UEC Data'!$C2510,'UEC Data'!$E2510),'Shipment Data'!$BI$10:$BI$34,0),MATCH('UEC Data'!$D2510,'Shipment Data'!$BG$10:$CH$10,0))","v":2.9007866964905751E-6}]
[null,null,"Agriculture",2,"Open, 2 poles","CSL 3",7.7727948022765073E-2,null,"Agriculture",2,"Open, 2 poles",null,{"$f":"G2511*INDEX('Shipment Data'!$BG$10:$CH$34,MATCH(CONCATENATE('UEC Data'!$C2511,'UEC Data'!$E2511),'Shipment Data'!$BI$10:$BI$34,0),MATCH('UEC Data'!$D2511,'Shipment Data'!$BG$10:$CH$10,0))","v":2.8672515901727651E-6}]
[null,null,"Agriculture",2,"Open, 2 poles","CSL 4",7.6839628616790612E-2,null,"Agriculture",2,"Open, 2 poles",null,{"$f":"G2512*INDEX('Shipment Data'!$BG$10:$CH$34,MATCH(CONCATENATE('UEC Data'!$C2512,'UEC Data'!$E2512),'Shipment Data'!$BI$10:$BI$34,0),MATCH('UEC Data'!$D2512,'Shipment Data'!$BG$10:$CH$10,0))","v":2.8344830005707908E-6}]
[null,null,"Agriculture",2,"Open, 2 poles","-",0,null,"Agriculture",2,"Open, 2 poles",null,{"$f":"G2513*INDEX('Shipment Data'!$BG$10:$CH$34,MATCH(CONCATENATE('UEC Data'!$C2513,'UEC Data'!$E2513),'Shipment Data'!$BI$10:$BI$34,0),MATCH('UEC Data'!$D2513,'Shipment Data'!$BG$10:$CH$10,0))","v":0}]
[null,null,"Agriculture",2,"Open, 4 poles","CSL 0",8.4043343799614714E-2,null,"Agriculture",2,"Open, 4 poles",null,{"$f":"G2514*INDEX('Shipment Data'!$BG$10:$CH$34,MATCH(CONCATENATE('UEC Data'!$C2514,'UEC Data'!$E2514),'Shipment Data'!$BI$10:$BI$34,0),MATCH('UEC Data'!$D2514,'Shipment Data'!$BG$10:$CH$10,0))","v":1.9199581947396993E-5}]
[null,null,"Agriculture",2,"Open, 4 poles","CSL 1",8.0041279809156887E-2,null,"Agriculture",2,"Open, 4 poles",null,{"$f":"G2515*INDEX('Shipment Data'!$BG$10:$CH$34,MATCH(CONCATENATE('UEC Data'!$C2515,'UEC Data'!$E2515),'Shipment Data'!$BI$10:$BI$34,0),MATCH('UEC Data'!$D2515,'Shipment Data'!$BG$10:$CH$10,0))","v":1.8285316140378092E-5}]
[null,null,"Agriculture",2,"Open, 4 poles","CSL 2",7.7727948022765073E-2,null,"Agriculture",2,"Open, 4 poles",null,{"$f":"G2516*INDEX('Shipment Data'!$BG$10:$CH$34,MATCH(CONCATENATE('UEC Data'!$C2516,'UEC Data'!$E2516),'Shipment Data'!$BI$10:$BI$34,0),MATCH('UEC Data'!$D2516,'Shipment Data'!$BG$10:$CH$10,0))","v":1.775683879528046E-5}]
[null,null,"Agriculture",2,"Open, 4 poles","CSL 3",7.6839628616790612E-2,null,"Agriculture",2,"Open, 4 poles",null,{"$f":"G2517*INDEX('Shipment Data'!$BG$10:$CH$34,MATCH(CONCATENATE('UEC Data'!$C2517,'UEC Data'!$E2517),'Shipment Data'!$BI$10:$BI$34,0),MATCH('UEC Data'!$D2517,'Shipment Data'!$BG$10:$CH$10,0))","v":1.7553903494762969E-5}]
[null,null,"Agriculture",2,"Open, 4 poles","CSL 4",7.597138422564044E-2,null,"Agriculture",2,"Open, 4 poles",null,{"$f":"G2518*INDEX('Shipment Data'!$BG$10:$CH$34,MATCH(CONCATENATE('UEC Data'!$C2518,'UEC Data'!$E2518),'Shipment Data'!$BI$10:$BI$34,0),MATCH('UEC Data'!$D2518,'Shipment Data'!$BG$10:$CH$10,0))","v":1.7355554302731748E-5}]
[null,null,"Agriculture",2,"Open, 4 poles","-",0,null,"Agriculture",2,"Open, 4 poles",null,{"$f":"G2519*INDEX('Shipment Data'!$BG$10:$CH$34,MATCH(CONCATENATE('UEC Data'!$C2519,'UEC Data'!$E2519),'Shipment Data'!$BI$10:$BI$34,0),MATCH('UEC Data'!$D2519,'Shipment Data'!$BG$10:$CH$10,0))","v":0}]
[null,null,"Agriculture",2,"Open, 6 poles","CSL 0",8.5649267566486345E-2,null,"Agriculture",2,"Open, 6 poles",null,{"$f":"G2520*INDEX('Shipment Data'!$BG$10:$CH$34,MATCH(CONCATENATE('UEC Data'!$C2520,'UEC Data'!$E2520),'Shipment Data'!$BI$10:$BI$34,0),MATCH('UEC Data'!$D2520,'Shipment Data'!$BG$10:$CH$10,0))","v":2.8545958255273493E-6}]
[null,null,"Agriculture",2,"Open, 6 poles","CSL 1",7.8637046830048865E-2,null,"Agriculture",2,"Open, 6 poles",null,{"$f":"G2521*INDEX('Shipment Data'!$BG$10:$CH$34,MATCH(CONCATENATE('UEC Data'!$C2521,'UEC Data'!$E2521),'Shipment Data'!$BI$10:$BI$34,0),MATCH('UEC Data'!$D2521,'Shipment Data'!$BG$10:$CH$10,0))","v":2.6208862257765722E-6}]
[null,null,"Agriculture",2,"Open, 6 poles","CSL 2",7.6839628616790612E-2,null,"Agriculture",2,"Open, 6 poles",null,{"$f":"G2522*INDEX('Shipment Data'!$BG$10:$CH$34,MATCH(CONCATENATE('UEC Data'!$C2522,'UEC Data'!$E2522),'Shipment Data'!$BI$10:$BI$34,0),MATCH('UEC Data'!$D2522,'Shipment Data'!$BG$10:$CH$10,0))","v":2.5609802549016791E-6}]
[null,null,"Agriculture",2,"Open, 6 poles","CSL 3",7.597138422564044E-2,null,"Agriculture",2,"Open, 6 poles",null,{"$f":"G2523*INDEX('Shipment Data'!$BG$10:$CH$34,MATCH(CONCATENATE('UEC Data'!$C2523,'UEC Data'!$E2523),'Shipment Data'!$BI$10:$BI$34,0),MATCH('UEC Data'!$D2523,'Shipment Data'!$BG$10:$CH$10,0))","v":2.5320426249027903E-6}]
[null,null,"Agriculture",2,"Open, 6 poles","CSL 4",7.5122541943789714E-2,null,"Agriculture",2,"Open, 6 poles",null,{"$f":"G2524*INDEX('Shipment Data'!$BG$10:$CH$34,MATCH(CONCATENATE('UEC Data'!$C2524,'UEC Data'!$E2524),'Shipment Data'!$BI$10:$BI$34,0),MATCH('UEC Data'!$D2524,'Shipment Data'!$BG$10:$CH$10,0))","v":2.5037516458535973E-6}]
[null,null,"Agriculture",2,"Open, 6 poles","-",0,null,"Agriculture",2,"Open, 6 poles",null,{"$f":"G2525*INDEX('Shipment Data'!$BG$10:$CH$34,MATCH(CONCATENATE('UEC Data'!$C2525,'UEC Data'!$E2525),'Shipment Data'!$BI$10:$BI$34,0),MATCH('UEC Data'!$D2525,'Shipment Data'!$BG$10:$CH$10,0))","v":0}]
[null,null,"Agriculture",2,"Open, 8 poles","CSL 0",8.5649267566486345E-2,null,"Agriculture",2,"Open, 8 poles",null,{"$f":"G2526*INDEX('Shipment Data'!$BG$10:$CH$34,MATCH(CONCATENATE('UEC Data'!$C2526,'UEC Data'!$E2526),'Shipment Data'!$BI$10:$BI$34,0),MATCH('UEC Data'!$D2526,'Shipment Data'!$BG$10:$CH$10,0))","v":2.4943070320141892E-7}]
[null,null,"Agriculture",2,"Open, 8 poles","CSL 1",7.8637046830048865E-2,null,"Agriculture",2,"Open, 8 poles",null,{"$f":"G2527*INDEX('Shipment Data'!$BG$10:$CH$34,MATCH(CONCATENATE('UEC Data'!$C2527,'UEC Data'!$E2527),'Shipment Data'!$BI$10:$BI$34,0),MATCH('UEC Data'!$D2527,'Shipment Data'!$BG$10:$CH$10,0))","v":2.2900947603872962E-7}]
[null,null,"Agriculture",2,"Open, 8 poles","CSL 2",7.7727948022765073E-2,null,"Agriculture",2,"Open, 8 poles",null,{"$f":"G2528*INDEX('Shipment Data'!$BG$10:$CH$34,MATCH(CONCATENATE('UEC Data'!$C2528,'UEC Data'!$E2528),'Shipment Data'!$BI$10:$BI$34,0),MATCH('UEC Data'!$D2528,'Shipment Data'!$BG$10:$CH$10,0))","v":2.2636196764521833E-7}]
[null,null,"Agriculture",2,"Open, 8 poles","CSL 3",7.6839628616790612E-2,null,"Agriculture",2,"Open, 8 poles",null,{"$f":"G2529*INDEX('Shipment Data'!$BG$10:$CH$34,MATCH(CONCATENATE('UEC Data'!$C2529,'UEC Data'!$E2529),'Shipment Data'!$BI$10:$BI$34,0),MATCH('UEC Data'!$D2529,'Shipment Data'!$BG$10:$CH$10,0))","v":2.2377497372927296E-7}]
[null,null,"Agriculture",2,"Open, 8 poles","CSL 4",7.597138422564044E-2,null,"Agriculture",2,"Open, 8 poles",null,{"$f":"G2530*INDEX('Shipment Data'!$BG$10:$CH$34,MATCH(CONCATENATE('UEC Data'!$C2530,'UEC Data'!$E2530),'Shipment Data'!$BI$10:$BI$34,0),MATCH('UEC Data'!$D2530,'Shipment Data'!$BG$10:$CH$10,0))","v":2.2124644295267102E-7}]
[null,null,"Agriculture",2,"Open, 8 poles","-",0,null,"Agriculture",2,"Open, 8 poles",null,{"$f":"G2531*INDEX('Shipment Data'!$BG$10:$CH$34,MATCH(CONCATENATE('UEC Data'!$C2531,'UEC Data'!$E2531),'Shipment Data'!$BI$10:$BI$34,0),MATCH('UEC Data'!$D2531,'Shipment Data'!$BG$10:$CH$10,0))","v":0}]
[null,null,"Agriculture",2,"Enclosed, 2 poles","CSL 0",8.1496575805687005E-2,null,"Agriculture",2,"Enclosed, 2 poles",null,{"$f":"G2532*INDEX('Shipment Data'!$BG$10:$CH$34,MATCH(CONCATENATE('UEC Data'!$C2532,'UEC Data'!$E2532),'Shipment Data'!$BI$10:$BI$34,0),MATCH('UEC Data'!$D2532,'Shipment Data'!$BG$10:$CH$10,0))","v":1.2011894002285974E-5}]
[null,null,"Agriculture",2,"Enclosed, 2 poles","CSL 1",8.0041279809156887E-2,null,"Agriculture",2,"Enclosed, 2 poles",null,{"$f":"G2533*INDEX('Shipment Data'!$BG$10:$CH$34,MATCH(CONCATENATE('UEC Data'!$C2533,'UEC Data'!$E2533),'Shipment Data'!$BI$10:$BI$34,0),MATCH('UEC Data'!$D2533,'Shipment Data'!$BG$10:$CH$10,0))","v":1.1797395895102297E-5}]
[null,null,"Agriculture",2,"Enclosed, 2 poles","CSL 2",7.8637046830048865E-2,null,"Agriculture",2,"Enclosed, 2 poles",null,{"$f":"G2534*INDEX('Shipment Data'!$BG$10:$CH$34,MATCH(CONCATENATE('UEC Data'!$C2534,'UEC Data'!$E2534),'Shipment Data'!$BI$10:$BI$34,0),MATCH('UEC Data'!$D2534,'Shipment Data'!$BG$10:$CH$10,0))","v":1.1590424037293484E-5}]
[null,null,"Agriculture",2,"Enclosed, 2 poles","CSL 3",7.7727948022765073E-2,null,"Agriculture",2,"Enclosed, 2 poles",null,{"$f":"G2535*INDEX('Shipment Data'!$BG$10:$CH$34,MATCH(CONCATENATE('UEC Data'!$C2535,'UEC Data'!$E2535),'Shipment Data'!$BI$10:$BI$34,0),MATCH('UEC Data'!$D2535,'Shipment Data'!$BG$10:$CH$10,0))","v":1.1456430695821884E-5}]
[null,null,"Agriculture",2,"Enclosed, 2 poles","CSL 4",7.6839628616790612E-2,null,"Agriculture",2,"Enclosed, 2 poles",null,{"$f":"G2536*INDEX('Shipment Data'!$BG$10:$CH$34,MATCH(CONCATENATE('UEC Data'!$C2536,'UEC Data'!$E2536),'Shipment Data'!$BI$10:$BI$34,0),MATCH('UEC Data'!$D2536,'Shipment Data'!$BG$10:$CH$10,0))","v":1.1325500059298205E-5}]
[null,null,"Agriculture",2,"Enclosed, 2 poles","-",0,null,"Agriculture",2,"Enclosed, 2 poles",null,{"$f":"G2537*INDEX('Shipment Data'!$BG$10:$CH$34,MATCH(CONCATENATE('UEC Data'!$C2537,'UEC Data'!$E2537),'Shipment Data'!$BI$10:$BI$34,0),MATCH('UEC Data'!$D2537,'Shipment Data'!$BG$10:$CH$10,0))","v":0}]
[null,null,"Agriculture",2,"Enclosed, 4 poles","CSL 0",8.5649267566486345E-2,null,"Agriculture",2,"Enclosed, 4 poles",null,{"$f":"G2538*INDEX('Shipment Data'!$BG$10:$CH$34,MATCH(CONCATENATE('UEC Data'!$C2538,'UEC Data'!$E2538),'Shipment Data'!$BI$10:$BI$34,0),MATCH('UEC Data'!$D2538,'Shipment Data'!$BG$10:$CH$10,0))","v":4.6740542327688112E-5}]
[null,null,"Agriculture",2,"Enclosed, 4 poles","CSL 1",8.0041279809156887E-2,null,"Agriculture",2,"Enclosed, 4 poles",null,{"$f":"G2539*INDEX('Shipment Data'!$BG$10:$CH$34,MATCH(CONCATENATE('UEC Data'!$C2539,'UEC Data'!$E2539),'Shipment Data'!$BI$10:$BI$34,0),MATCH('UEC Data'!$D2539,'Shipment Data'!$BG$10:$CH$10,0))","v":4.3680149675279964E-5}]
[null,null,"Agriculture",2,"Enclosed, 4 poles","CSL 2",7.7727948022765073E-2,null,"Agriculture",2,"Enclosed, 4 poles",null,{"$f":"G2540*INDEX('Shipment Data'!$BG$10:$CH$34,MATCH(CONCATENATE('UEC Data'!$C2540,'UEC Data'!$E2540),'Shipment Data'!$BI$10:$BI$34,0),MATCH('UEC Data'!$D2540,'Shipment Data'!$BG$10:$CH$10,0))","v":4.2417717603740086E-5}]
[null,null,"Agriculture",2,"Enclosed, 4 poles","CSL 3",7.6839628616790612E-2,null,"Agriculture",2,"Enclosed, 4 poles",null,{"$f":"G2541*INDEX('Shipment Data'!$BG$10:$CH$34,MATCH(CONCATENATE('UEC Data'!$C2541,'UEC Data'!$E2541),'Shipment Data'!$BI$10:$BI$34,0),MATCH('UEC Data'!$D2541,'Shipment Data'!$BG$10:$CH$10,0))","v":4.1932943688268768E-5}]
[null,null,"Agriculture",2,"Enclosed, 4 poles","CSL 4",7.597138422564044E-2,null,"Agriculture",2,"Enclosed, 4 poles",null,{"$f":"G2542*INDEX('Shipment Data'!$BG$10:$CH$34,MATCH(CONCATENATE('UEC Data'!$C2542,'UEC Data'!$E2542),'Shipment Data'!$BI$10:$BI$34,0),MATCH('UEC Data'!$D2542,'Shipment Data'!$BG$10:$CH$10,0))","v":4.1459125115519972E-5}]
[null,null,"Agriculture",2,"Enclosed, 4 poles","-",0,null,"Agriculture",2,"Enclosed, 4 poles",null,{"$f":"G2543*INDEX('Shipment Data'!$BG$10:$CH$34,MATCH(CONCATENATE('UEC Data'!$C2543,'UEC Data'!$E2543),'Shipment Data'!$BI$10:$BI$34,0),MATCH('UEC Data'!$D2543,'Shipment Data'!$BG$10:$CH$10,0))","v":0}]
[null,null,"Agriculture",2,"Enclosed, 6 poles","CSL 0",8.4043343799614714E-2,null,"Agriculture",2,"Enclosed, 6 poles",null,{"$f":"G2544*INDEX('Shipment Data'!$BG$10:$CH$34,MATCH(CONCATENATE('UEC Data'!$C2544,'UEC Data'!$E2544),'Shipment Data'!$BI$10:$BI$34,0),MATCH('UEC Data'!$D2544,'Shipment Data'!$BG$10:$CH$10,0))","v":6.2548213143078014E-6}]
[null,null,"Agriculture",2,"Enclosed, 6 poles","CSL 1",7.7727948022765073E-2,null,"Agriculture",2,"Enclosed, 6 poles",null,{"$f":"G2545*INDEX('Shipment Data'!$BG$10:$CH$34,MATCH(CONCATENATE('UEC Data'!$C2545,'UEC Data'!$E2545),'Shipment Data'!$BI$10:$BI$34,0),MATCH('UEC Data'!$D2545,'Shipment Data'!$BG$10:$CH$10,0))","v":5.784805839822246E-6}]
[null,null,"Agriculture",2,"Enclosed, 6 poles","CSL 2",7.597138422564044E-2,null,"Agriculture",2,"Enclosed, 6 poles",null,{"$f":"G2546*INDEX('Shipment Data'!$BG$10:$CH$34,MATCH(CONCATENATE('UEC Data'!$C2546,'UEC Data'!$E2546),'Shipment Data'!$BI$10:$BI$34,0),MATCH('UEC Data'!$D2546,'Shipment Data'!$BG$10:$CH$10,0))","v":5.6540757643460371E-6}]
[null,null,"Agriculture",2,"Enclosed, 6 poles","CSL 3",7.5122541943789714E-2,null,"Agriculture",2,"Enclosed, 6 poles",null,{"$f":"G2547*INDEX('Shipment Data'!$BG$10:$CH$34,MATCH(CONCATENATE('UEC Data'!$C2547,'UEC Data'!$E2547),'Shipment Data'!$BI$10:$BI$34,0),MATCH('UEC Data'!$D2547,'Shipment Data'!$BG$10:$CH$10,0))","v":5.5909017334594895E-6}]
[null,null,"Agriculture",2,"Enclosed, 6 poles","CSL 4",7.4539551041786903E-2,null,"Agriculture",2,"Enclosed, 6 poles",null,{"$f":"G2548*INDEX('Shipment Data'!$BG$10:$CH$34,MATCH(CONCATENATE('UEC Data'!$C2548,'UEC Data'!$E2548),'Shipment Data'!$BI$10:$BI$34,0),MATCH('UEC Data'!$D2548,'Shipment Data'!$BG$10:$CH$10,0))","v":5.5475133608051472E-6}]
[null,null,"Agriculture",2,"Enclosed, 6 poles","-",0,null,"Agriculture",2,"Enclosed, 6 poles",null,{"$f":"G2549*INDEX('Shipment Data'!$BG$10:$CH$34,MATCH(CONCATENATE('UEC Data'!$C2549,'UEC Data'!$E2549),'Shipment Data'!$BI$10:$BI$34,0),MATCH('UEC Data'!$D2549,'Shipment Data'!$BG$10:$CH$10,0))","v":0}]
[null,null,"Agriculture",2,"Enclosed, 8 poles","CSL 0",8.4043343799614714E-2,null,"Agriculture",2,"Enclosed, 8 poles",null,{"$f":"G2550*INDEX('Shipment Data'!$BG$10:$CH$34,MATCH(CONCATENATE('UEC Data'!$C2550,'UEC Data'!$E2550),'Shipment Data'!$BI$10:$BI$34,0),MATCH('UEC Data'!$D2550,'Shipment Data'!$BG$10:$CH$10,0))","v":2.8010721537987108E-6}]
[null,null,"Agriculture",2,"Enclosed, 8 poles","CSL 1",8.1496575805687005E-2,null,"Agriculture",2,"Enclosed, 8 poles",null,{"$f":"G2551*INDEX('Shipment Data'!$BG$10:$CH$34,MATCH(CONCATENATE('UEC Data'!$C2551,'UEC Data'!$E2551),'Shipment Data'!$BI$10:$BI$34,0),MATCH('UEC Data'!$D2551,'Shipment Data'!$BG$10:$CH$10,0))","v":2.7161911794411748E-6}]
[null,null,"Agriculture",2,"Enclosed, 8 poles","CSL 2",8.0041279809156887E-2,null,"Agriculture",2,"Enclosed, 8 poles",null,{"$f":"G2552*INDEX('Shipment Data'!$BG$10:$CH$34,MATCH(CONCATENATE('UEC Data'!$C2552,'UEC Data'!$E2552),'Shipment Data'!$BI$10:$BI$34,0),MATCH('UEC Data'!$D2552,'Shipment Data'!$BG$10:$CH$10,0))","v":2.6676877655225823E-6}]
[null,null,"Agriculture",2,"Enclosed, 8 poles","CSL 3",7.8637046830048865E-2,null,"Agriculture",2,"Enclosed, 8 poles",null,{"$f":"G2553*INDEX('Shipment Data'!$BG$10:$CH$34,MATCH(CONCATENATE('UEC Data'!$C2553,'UEC Data'!$E2553),'Shipment Data'!$BI$10:$BI$34,0),MATCH('UEC Data'!$D2553,'Shipment Data'!$BG$10:$CH$10,0))","v":2.6208862257765722E-6}]
[null,null,"Agriculture",2,"Enclosed, 8 poles","CSL 4",7.7727948022765073E-2,null,"Agriculture",2,"Enclosed, 8 poles",null,{"$f":"G2554*INDEX('Shipment Data'!$BG$10:$CH$34,MATCH(CONCATENATE('UEC Data'!$C2554,'UEC Data'!$E2554),'Shipment Data'!$BI$10:$BI$34,0),MATCH('UEC Data'!$D2554,'Shipment Data'!$BG$10:$CH$10,0))","v":2.5905869630508318E-6}]
[null,null,"Agriculture",2,"Enclosed, 8 poles","-",0,null,"Agriculture",2,"Enclosed, 8 poles",null,{"$f":"G2555*INDEX('Shipment Data'!$BG$10:$CH$34,MATCH(CONCATENATE('UEC Data'!$C2555,'UEC Data'!$E2555),'Shipment Data'!$BI$10:$BI$34,0),MATCH('UEC Data'!$D2555,'Shipment Data'!$BG$10:$CH$10,0))","v":0}]
[null,null,"Agriculture",3,"Open, 2 poles","CSL 0",0.12606501569942208,null,"Agriculture",3,"Open, 2 poles",null,{"$f":"G2556*INDEX('Shipment Data'!$BG$10:$CH$34,MATCH(CONCATENATE('UEC Data'!$C2556,'UEC Data'!$E2556),'Shipment Data'!$BI$10:$BI$34,0),MATCH('UEC Data'!$D2556,'Shipment Data'!$BG$10:$CH$10,0))","v":4.6503236728114521E-6}]
[null,null,"Agriculture",3,"Open, 2 poles","CSL 1",0.12006191971373534,null,"Agriculture",3,"Open, 2 poles",null,{"$f":"G2557*INDEX('Shipment Data'!$BG$10:$CH$34,MATCH(CONCATENATE('UEC Data'!$C2557,'UEC Data'!$E2557),'Shipment Data'!$BI$10:$BI$34,0),MATCH('UEC Data'!$D2557,'Shipment Data'!$BG$10:$CH$10,0))","v":4.4288796883918595E-6}]
[null,null,"Agriculture",3,"Open, 2 poles","CSL 2",0.11795557024507329,null,"Agriculture",3,"Open, 2 poles",null,{"$f":"G2558*INDEX('Shipment Data'!$BG$10:$CH$34,MATCH(CONCATENATE('UEC Data'!$C2558,'UEC Data'!$E2558),'Shipment Data'!$BI$10:$BI$34,0),MATCH('UEC Data'!$D2558,'Shipment Data'!$BG$10:$CH$10,0))","v":4.3511800447358615E-6}]
[null,null,"Agriculture",3,"Open, 2 poles","CSL 3",0.1165919220341476,null,"Agriculture",3,"Open, 2 poles",null,{"$f":"G2559*INDEX('Shipment Data'!$BG$10:$CH$34,MATCH(CONCATENATE('UEC Data'!$C2559,'UEC Data'!$E2559),'Shipment Data'!$BI$10:$BI$34,0),MATCH('UEC Data'!$D2559,'Shipment Data'!$BG$10:$CH$10,0))","v":4.3008773852591466E-6}]
[null,null,"Agriculture",3,"Open, 2 poles","CSL 4",0.11525944292518589,null,"Agriculture",3,"Open, 2 poles",null,{"$f":"G2560*INDEX('Shipment Data'!$BG$10:$CH$34,MATCH(CONCATENATE('UEC Data'!$C2560,'UEC Data'!$E2560),'Shipment Data'!$BI$10:$BI$34,0),MATCH('UEC Data'!$D2560,'Shipment Data'!$BG$10:$CH$10,0))","v":4.2517245008561841E-6}]
[null,null,"Agriculture",3,"Open, 2 poles","-",0,null,"Agriculture",3,"Open, 2 poles",null,{"$f":"G2561*INDEX('Shipment Data'!$BG$10:$CH$34,MATCH(CONCATENATE('UEC Data'!$C2561,'UEC Data'!$E2561),'Shipment Data'!$BI$10:$BI$34,0),MATCH('UEC Data'!$D2561,'Shipment Data'!$BG$10:$CH$10,0))","v":0}]
[null,null,"Agriculture",3,"Open, 4 poles","CSL 0",0.12847390134972952,null,"Agriculture",3,"Open, 4 poles",null,{"$f":"G2562*INDEX('Shipment Data'!$BG$10:$CH$34,MATCH(CONCATENATE('UEC Data'!$C2562,'UEC Data'!$E2562),'Shipment Data'!$BI$10:$BI$34,0),MATCH('UEC Data'!$D2562,'Shipment Data'!$BG$10:$CH$10,0))","v":2.9349679410033617E-5}]
[null,null,"Agriculture",3,"Open, 4 poles","CSL 1",0.1165919220341476,null,"Agriculture",3,"Open, 4 poles",null,{"$f":"G2563*INDEX('Shipment Data'!$BG$10:$CH$34,MATCH(CONCATENATE('UEC Data'!$C2563,'UEC Data'!$E2563),'Shipment Data'!$BI$10:$BI$34,0),MATCH('UEC Data'!$D2563,'Shipment Data'!$BG$10:$CH$10,0))","v":2.6635258192920682E-5}]
[null,null,"Agriculture",3,"Open, 4 poles","CSL 2",0.11268381291568454,null,"Agriculture",3,"Open, 4 poles",null,{"$f":"G2564*INDEX('Shipment Data'!$BG$10:$CH$34,MATCH(CONCATENATE('UEC Data'!$C2564,'UEC Data'!$E2564),'Shipment Data'!$BI$10:$BI$34,0),MATCH('UEC Data'!$D2564,'Shipment Data'!$BG$10:$CH$10,0))","v":2.5742456242319984E-5}]
[null,null,"Agriculture",3,"Open, 4 poles","CSL 3",0.11180932656268035,null,"Agriculture",3,"Open, 4 poles",null,{"$f":"G2565*INDEX('Shipment Data'!$BG$10:$CH$34,MATCH(CONCATENATE('UEC Data'!$C2565,'UEC Data'!$E2565),'Shipment Data'!$BI$10:$BI$34,0),MATCH('UEC Data'!$D2565,'Shipment Data'!$BG$10:$CH$10,0))","v":2.5542681083011516E-5}]
[null,null,"Agriculture",3,"Open, 4 poles","CSL 4",0.11082638742806337,null,"Agriculture",3,"Open, 4 poles",null,{"$f":"G2566*INDEX('Shipment Data'!$BG$10:$CH$34,MATCH(CONCATENATE('UEC Data'!$C2566,'UEC Data'!$E2566),'Shipment Data'!$BI$10:$BI$34,0),MATCH('UEC Data'!$D2566,'Shipment Data'!$BG$10:$CH$10,0))","v":2.5318130040523502E-5}]
[null,null,"Agriculture",3,"Open, 4 poles","-",0,null,"Agriculture",3,"Open, 4 poles",null,{"$f":"G2567*INDEX('Shipment Data'!$BG$10:$CH$34,MATCH(CONCATENATE('UEC Data'!$C2567,'UEC Data'!$E2567),'Shipment Data'!$BI$10:$BI$34,0),MATCH('UEC Data'!$D2567,'Shipment Data'!$BG$10:$CH$10,0))","v":0}]
[null,null,"Agriculture",3,"Open, 6 poles","CSL 0",0.12374480068654928,null,"Agriculture",3,"Open, 6 poles",null,{"$f":"G2568*INDEX('Shipment Data'!$BG$10:$CH$34,MATCH(CONCATENATE('UEC Data'!$C2568,'UEC Data'!$E2568),'Shipment Data'!$BI$10:$BI$34,0),MATCH('UEC Data'!$D2568,'Shipment Data'!$BG$10:$CH$10,0))","v":4.1242780178631332E-6}]
[null,null,"Agriculture",3,"Open, 6 poles","CSL 1",0.1165919220341476,null,"Agriculture",3,"Open, 6 poles",null,{"$f":"G2569*INDEX('Shipment Data'!$BG$10:$CH$34,MATCH(CONCATENATE('UEC Data'!$C2569,'UEC Data'!$E2569),'Shipment Data'!$BI$10:$BI$34,0),MATCH('UEC Data'!$D2569,'Shipment Data'!$BG$10:$CH$10,0))","v":3.8858804445762468E-6}]
[null,null,"Agriculture",3,"Open, 6 poles","CSL 2",0.11395707633846065,null,"Agriculture",3,"Open, 6 poles",null,{"$f":"G2570*INDEX('Shipment Data'!$BG$10:$CH$34,MATCH(CONCATENATE('UEC Data'!$C2570,'UEC Data'!$E2570),'Shipment Data'!$BI$10:$BI$34,0),MATCH('UEC Data'!$D2570,'Shipment Data'!$BG$10:$CH$10,0))","v":3.7980639373541852E-6}]
[null,null,"Agriculture",3,"Open, 6 poles","CSL 3",0.11268381291568454,null,"Agriculture",3,"Open, 6 poles",null,{"$f":"G2571*INDEX('Shipment Data'!$BG$10:$CH$34,MATCH(CONCATENATE('UEC Data'!$C2571,'UEC Data'!$E2571),'Shipment Data'!$BI$10:$BI$34,0),MATCH('UEC Data'!$D2571,'Shipment Data'!$BG$10:$CH$10,0))","v":3.755627468780395E-6}]
[null,null,"Agriculture",3,"Open, 6 poles","CSL 4",0.11180932656268035,null,"Agriculture",3,"Open, 6 poles",null,{"$f":"G2572*INDEX('Shipment Data'!$BG$10:$CH$34,MATCH(CONCATENATE('UEC Data'!$C2572,'UEC Data'!$E2572),'Shipment Data'!$BI$10:$BI$34,0),MATCH('UEC Data'!$D2572,'Shipment Data'!$BG$10:$CH$10,0))","v":3.7264818010625874E-6}]
[null,null,"Agriculture",3,"Open, 6 poles","-",0,null,"Agriculture",3,"Open, 6 poles",null,{"$f":"G2573*INDEX('Shipment Data'!$BG$10:$CH$34,MATCH(CONCATENATE('UEC Data'!$C2573,'UEC Data'!$E2573),'Shipment Data'!$BI$10:$BI$34,0),MATCH('UEC Data'!$D2573,'Shipment Data'!$BG$10:$CH$10,0))","v":0}]
[null,null,"Agriculture",3,"Open, 8 poles","CSL 0",0.12606501569942208,null,"Agriculture",3,"Open, 8 poles",null,{"$f":"G2574*INDEX('Shipment Data'!$BG$10:$CH$34,MATCH(CONCATENATE('UEC Data'!$C2574,'UEC Data'!$E2574),'Shipment Data'!$BI$10:$BI$34,0),MATCH('UEC Data'!$D2574,'Shipment Data'!$BG$10:$CH$10,0))","v":3.6713081627458831E-7}]
[null,null,"Agriculture",3,"Open, 8 poles","CSL 1",0.1165919220341476,null,"Agriculture",3,"Open, 8 poles",null,{"$f":"G2575*INDEX('Shipment Data'!$BG$10:$CH$34,MATCH(CONCATENATE('UEC Data'!$C2575,'UEC Data'!$E2575),'Shipment Data'!$BI$10:$BI$34,0),MATCH('UEC Data'!$D2575,'Shipment Data'!$BG$10:$CH$10,0))","v":3.3954295146782735E-7}]
[null,null,"Agriculture",3,"Open, 8 poles","CSL 2",0.11525944292518589,null,"Agriculture",3,"Open, 8 poles",null,{"$f":"G2576*INDEX('Shipment Data'!$BG$10:$CH$34,MATCH(CONCATENATE('UEC Data'!$C2576,'UEC Data'!$E2576),'Shipment Data'!$BI$10:$BI$34,0),MATCH('UEC Data'!$D2576,'Shipment Data'!$BG$10:$CH$10,0))","v":3.3566246059390928E-7}]
[null,null,"Agriculture",3,"Open, 8 poles","CSL 3",0.11395707633846065,null,"Agriculture",3,"Open, 8 poles",null,{"$f":"G2577*INDEX('Shipment Data'!$BG$10:$CH$34,MATCH(CONCATENATE('UEC Data'!$C2577,'UEC Data'!$E2577),'Shipment Data'!$BI$10:$BI$34,0),MATCH('UEC Data'!$D2577,'Shipment Data'!$BG$10:$CH$10,0))","v":3.3186966442900643E-7}]
[null,null,"Agriculture",3,"Open, 8 poles","CSL 4",0.11268381291568454,null,"Agriculture",3,"Open, 8 poles",null,{"$f":"G2578*INDEX('Shipment Data'!$BG$10:$CH$34,MATCH(CONCATENATE('UEC Data'!$C2578,'UEC Data'!$E2578),'Shipment Data'!$BI$10:$BI$34,0),MATCH('UEC Data'!$D2578,'Shipment Data'!$BG$10:$CH$10,0))","v":3.2816162348566551E-7}]
[null,null,"Agriculture",3,"Open, 8 poles","-",0,null,"Agriculture",3,"Open, 8 poles",null,{"$f":"G2579*INDEX('Shipment Data'!$BG$10:$CH$34,MATCH(CONCATENATE('UEC Data'!$C2579,'UEC Data'!$E2579),'Shipment Data'!$BI$10:$BI$34,0),MATCH('UEC Data'!$D2579,'Shipment Data'!$BG$10:$CH$10,0))","v":0}]
[null,null,"Agriculture",3,"Enclosed, 2 poles","CSL 0",0.12006191971373534,null,"Agriculture",3,"Enclosed, 2 poles",null,{"$f":"G2580*INDEX('Shipment Data'!$BG$10:$CH$34,MATCH(CONCATENATE('UEC Data'!$C2580,'UEC Data'!$E2580),'Shipment Data'!$BI$10:$BI$34,0),MATCH('UEC Data'!$D2580,'Shipment Data'!$BG$10:$CH$10,0))","v":1.769609384265344E-5}]
[null,null,"Agriculture",3,"Enclosed, 2 poles","CSL 1",0.11795557024507329,null,"Agriculture",3,"Enclosed, 2 poles",null,{"$f":"G2581*INDEX('Shipment Data'!$BG$10:$CH$34,MATCH(CONCATENATE('UEC Data'!$C2581,'UEC Data'!$E2581),'Shipment Data'!$BI$10:$BI$34,0),MATCH('UEC Data'!$D2581,'Shipment Data'!$BG$10:$CH$10,0))","v":1.7385636055940218E-5}]
[null,null,"Agriculture",3,"Enclosed, 2 poles","CSL 2",0.1165919220341476,null,"Agriculture",3,"Enclosed, 2 poles",null,{"$f":"G2582*INDEX('Shipment Data'!$BG$10:$CH$34,MATCH(CONCATENATE('UEC Data'!$C2582,'UEC Data'!$E2582),'Shipment Data'!$BI$10:$BI$34,0),MATCH('UEC Data'!$D2582,'Shipment Data'!$BG$10:$CH$10,0))","v":1.718464604373282E-5}]
[null,null,"Agriculture",3,"Enclosed, 2 poles","CSL 3",0.11525944292518589,null,"Agriculture",3,"Enclosed, 2 poles",null,{"$f":"G2583*INDEX('Shipment Data'!$BG$10:$CH$34,MATCH(CONCATENATE('UEC Data'!$C2583,'UEC Data'!$E2583),'Shipment Data'!$BI$10:$BI$34,0),MATCH('UEC Data'!$D2583,'Shipment Data'!$BG$10:$CH$10,0))","v":1.6988250088947297E-5}]
[null,null,"Agriculture",3,"Enclosed, 2 poles","CSL 4",0.11395707633846065,null,"Agriculture",3,"Enclosed, 2 poles",null,{"$f":"G2584*INDEX('Shipment Data'!$BG$10:$CH$34,MATCH(CONCATENATE('UEC Data'!$C2584,'UEC Data'!$E2584),'Shipment Data'!$BI$10:$BI$34,0),MATCH('UEC Data'!$D2584,'Shipment Data'!$BG$10:$CH$10,0))","v":1.6796292460823605E-5}]
[null,null,"Agriculture",3,"Enclosed, 2 poles","-",0,null,"Agriculture",3,"Enclosed, 2 poles",null,{"$f":"G2585*INDEX('Shipment Data'!$BG$10:$CH$34,MATCH(CONCATENATE('UEC Data'!$C2585,'UEC Data'!$E2585),'Shipment Data'!$BI$10:$BI$34,0),MATCH('UEC Data'!$D2585,'Shipment Data'!$BG$10:$CH$10,0))","v":0}]
[null,null,"Agriculture",3,"Enclosed, 4 poles","CSL 0",0.12606501569942208,null,"Agriculture",3,"Enclosed, 4 poles",null,{"$f":"G2586*INDEX('Shipment Data'!$BG$10:$CH$34,MATCH(CONCATENATE('UEC Data'!$C2586,'UEC Data'!$E2586),'Shipment Data'!$BI$10:$BI$34,0),MATCH('UEC Data'!$D2586,'Shipment Data'!$BG$10:$CH$10,0))","v":6.8796235738565926E-5}]
[null,null,"Agriculture",3,"Enclosed, 4 poles","CSL 1",0.11525944292518589,null,"Agriculture",3,"Enclosed, 4 poles",null,{"$f":"G2587*INDEX('Shipment Data'!$BG$10:$CH$34,MATCH(CONCATENATE('UEC Data'!$C2587,'UEC Data'!$E2587),'Shipment Data'!$BI$10:$BI$34,0),MATCH('UEC Data'!$D2587,'Shipment Data'!$BG$10:$CH$10,0))","v":6.2899415532403119E-5}]
[null,null,"Agriculture",3,"Enclosed, 4 poles","CSL 2",0.11268381291568454,null,"Agriculture",3,"Enclosed, 4 poles",null,{"$f":"G2588*INDEX('Shipment Data'!$BG$10:$CH$34,MATCH(CONCATENATE('UEC Data'!$C2588,'UEC Data'!$E2588),'Shipment Data'!$BI$10:$BI$34,0),MATCH('UEC Data'!$D2588,'Shipment Data'!$BG$10:$CH$10,0))","v":6.1493842000952782E-5}]
[null,null,"Agriculture",3,"Enclosed, 4 poles","CSL 3",0.11180932656268035,null,"Agriculture",3,"Enclosed, 4 poles",null,{"$f":"G2589*INDEX('Shipment Data'!$BG$10:$CH$34,MATCH(CONCATENATE('UEC Data'!$C2589,'UEC Data'!$E2589),'Shipment Data'!$BI$10:$BI$34,0),MATCH('UEC Data'!$D2589,'Shipment Data'!$BG$10:$CH$10,0))","v":6.1016617063029647E-5}]
[null,null,"Agriculture",3,"Enclosed, 4 poles","CSL 4",0.11082638742806337,null,"Agriculture",3,"Enclosed, 4 poles",null,{"$f":"G2590*INDEX('Shipment Data'!$BG$10:$CH$34,MATCH(CONCATENATE('UEC Data'!$C2590,'UEC Data'!$E2590),'Shipment Data'!$BI$10:$BI$34,0),MATCH('UEC Data'!$D2590,'Shipment Data'!$BG$10:$CH$10,0))","v":6.0480207242695319E-5}]
[null,null,"Agriculture",3,"Enclosed, 4 poles","-",0,null,"Agriculture",3,"Enclosed, 4 poles",null,{"$f":"G2591*INDEX('Shipment Data'!$BG$10:$CH$34,MATCH(CONCATENATE('UEC Data'!$C2591,'UEC Data'!$E2591),'Shipment Data'!$BI$10:$BI$34,0),MATCH('UEC Data'!$D2591,'Shipment Data'!$BG$10:$CH$10,0))","v":0}]
[null,null,"Agriculture",3,"Enclosed, 6 poles","CSL 0",0.12224486370853049,null,"Agriculture",3,"Enclosed, 6 poles",null,{"$f":"G2592*INDEX('Shipment Data'!$BG$10:$CH$34,MATCH(CONCATENATE('UEC Data'!$C2592,'UEC Data'!$E2592),'Shipment Data'!$BI$10:$BI$34,0),MATCH('UEC Data'!$D2592,'Shipment Data'!$BG$10:$CH$10,0))","v":9.0979219117204355E-6}]
[null,null,"Agriculture",3,"Enclosed, 6 poles","CSL 1",0.11525944292518589,null,"Agriculture",3,"Enclosed, 6 poles",null,{"$f":"G2593*INDEX('Shipment Data'!$BG$10:$CH$34,MATCH(CONCATENATE('UEC Data'!$C2593,'UEC Data'!$E2593),'Shipment Data'!$BI$10:$BI$34,0),MATCH('UEC Data'!$D2593,'Shipment Data'!$BG$10:$CH$10,0))","v":8.5780406596221246E-6}]
[null,null,"Agriculture",3,"Enclosed, 6 poles","CSL 2",0.11268381291568454,null,"Agriculture",3,"Enclosed, 6 poles",null,{"$f":"G2594*INDEX('Shipment Data'!$BG$10:$CH$34,MATCH(CONCATENATE('UEC Data'!$C2594,'UEC Data'!$E2594),'Shipment Data'!$BI$10:$BI$34,0),MATCH('UEC Data'!$D2594,'Shipment Data'!$BG$10:$CH$10,0))","v":8.3863526001892287E-6}]
[null,null,"Agriculture",3,"Enclosed, 6 poles","CSL 3",0.11180932656268035,null,"Agriculture",3,"Enclosed, 6 poles",null,{"$f":"G2595*INDEX('Shipment Data'!$BG$10:$CH$34,MATCH(CONCATENATE('UEC Data'!$C2595,'UEC Data'!$E2595),'Shipment Data'!$BI$10:$BI$34,0),MATCH('UEC Data'!$D2595,'Shipment Data'!$BG$10:$CH$10,0))","v":8.3212700412077165E-6}]
[null,null,"Agriculture",3,"Enclosed, 6 poles","CSL 4",0.11082638742806337,null,"Agriculture",3,"Enclosed, 6 poles",null,{"$f":"G2596*INDEX('Shipment Data'!$BG$10:$CH$34,MATCH(CONCATENATE('UEC Data'!$C2596,'UEC Data'!$E2596),'Shipment Data'!$BI$10:$BI$34,0),MATCH('UEC Data'!$D2596,'Shipment Data'!$BG$10:$CH$10,0))","v":8.2481160188674288E-6}]
[null,null,"Agriculture",3,"Enclosed, 6 poles","-",0,null,"Agriculture",3,"Enclosed, 6 poles",null,{"$f":"G2597*INDEX('Shipment Data'!$BG$10:$CH$34,MATCH(CONCATENATE('UEC Data'!$C2597,'UEC Data'!$E2597),'Shipment Data'!$BI$10:$BI$34,0),MATCH('UEC Data'!$D2597,'Shipment Data'!$BG$10:$CH$10,0))","v":0}]
[null,null,"Agriculture",3,"Enclosed, 8 poles","CSL 0",0.12847390134972952,null,"Agriculture",3,"Enclosed, 8 poles",null,{"$f":"G2598*INDEX('Shipment Data'!$BG$10:$CH$34,MATCH(CONCATENATE('UEC Data'!$C2598,'UEC Data'!$E2598),'Shipment Data'!$BI$10:$BI$34,0),MATCH('UEC Data'!$D2598,'Shipment Data'!$BG$10:$CH$10,0))","v":4.281893738291024E-6}]
[null,null,"Agriculture",3,"Enclosed, 8 poles","CSL 1",0.12006191971373534,null,"Agriculture",3,"Enclosed, 8 poles",null,{"$f":"G2599*INDEX('Shipment Data'!$BG$10:$CH$34,MATCH(CONCATENATE('UEC Data'!$C2599,'UEC Data'!$E2599),'Shipment Data'!$BI$10:$BI$34,0),MATCH('UEC Data'!$D2599,'Shipment Data'!$BG$10:$CH$10,0))","v":4.0015316482838739E-6}]
[null,null,"Agriculture",3,"Enclosed, 8 poles","CSL 2",0.11795557024507329,null,"Agriculture",3,"Enclosed, 8 poles",null,{"$f":"G2600*INDEX('Shipment Data'!$BG$10:$CH$34,MATCH(CONCATENATE('UEC Data'!$C2600,'UEC Data'!$E2600),'Shipment Data'!$BI$10:$BI$34,0),MATCH('UEC Data'!$D2600,'Shipment Data'!$BG$10:$CH$10,0))","v":3.9313293386648576E-6}]
[null,null,"Agriculture",3,"Enclosed, 8 poles","CSL 3",0.1165919220341476,null,"Agriculture",3,"Enclosed, 8 poles",null,{"$f":"G2601*INDEX('Shipment Data'!$BG$10:$CH$34,MATCH(CONCATENATE('UEC Data'!$C2601,'UEC Data'!$E2601),'Shipment Data'!$BI$10:$BI$34,0),MATCH('UEC Data'!$D2601,'Shipment Data'!$BG$10:$CH$10,0))","v":3.8858804445762468E-6}]
[null,null,"Agriculture",3,"Enclosed, 8 poles","CSL 4",0.11525944292518589,null,"Agriculture",3,"Enclosed, 8 poles",null,{"$f":"G2602*INDEX('Shipment Data'!$BG$10:$CH$34,MATCH(CONCATENATE('UEC Data'!$C2602,'UEC Data'!$E2602),'Shipment Data'!$BI$10:$BI$34,0),MATCH('UEC Data'!$D2602,'Shipment Data'!$BG$10:$CH$10,0))","v":3.8414703823525181E-6}]
[null,null,"Agriculture",3,"Enclosed, 8 poles","-",0,null,"Agriculture",3,"Enclosed, 8 poles",null,{"$f":"G2603*INDEX('Shipment Data'!$BG$10:$CH$34,MATCH(CONCATENATE('UEC Data'!$C2603,'UEC Data'!$E2603),'Shipment Data'!$BI$10:$BI$34,0),MATCH('UEC Data'!$D2603,'Shipment Data'!$BG$10:$CH$10,0))","v":0}]
[null,null,"Agriculture",5,"Open, 2 poles","CSL 0",0.21010835949903686,null,"Agriculture",5,"Open, 2 poles",null,{"$f":"G2604*INDEX('Shipment Data'!$BG$10:$CH$34,MATCH(CONCATENATE('UEC Data'!$C2604,'UEC Data'!$E2604),'Shipment Data'!$BI$10:$BI$34,0),MATCH('UEC Data'!$D2604,'Shipment Data'!$BG$10:$CH$10,0))","v":7.7505394546857561E-6}]
[null,null,"Agriculture",5,"Open, 2 poles","CSL 1",0.19659261707512221,null,"Agriculture",5,"Open, 2 poles",null,{"$f":"G2605*INDEX('Shipment Data'!$BG$10:$CH$34,MATCH(CONCATENATE('UEC Data'!$C2605,'UEC Data'!$E2605),'Shipment Data'!$BI$10:$BI$34,0),MATCH('UEC Data'!$D2605,'Shipment Data'!$BG$10:$CH$10,0))","v":7.2519667412264379E-6}]
[null,null,"Agriculture",5,"Open, 2 poles","CSL 2",0.19431987005691273,null,"Agriculture",5,"Open, 2 poles",null,{"$f":"G2606*INDEX('Shipment Data'!$BG$10:$CH$34,MATCH(CONCATENATE('UEC Data'!$C2606,'UEC Data'!$E2606),'Shipment Data'!$BI$10:$BI$34,0),MATCH('UEC Data'!$D2606,'Shipment Data'!$BG$10:$CH$10,0))","v":7.1681289754319137E-6}]
[null,null,"Agriculture",5,"Open, 2 poles","CSL 3",0.19209907154197656,null,"Agriculture",5,"Open, 2 poles",null,{"$f":"G2607*INDEX('Shipment Data'!$BG$10:$CH$34,MATCH(CONCATENATE('UEC Data'!$C2607,'UEC Data'!$E2607),'Shipment Data'!$BI$10:$BI$34,0),MATCH('UEC Data'!$D2607,'Shipment Data'!$BG$10:$CH$10,0))","v":7.0862075014269766E-6}]
[null,null,"Agriculture",5,"Open, 2 poles","CSL 4",0.18992846056410112,null,"Agriculture",5,"Open, 2 poles",null,{"$f":"G2608*INDEX('Shipment Data'!$BG$10:$CH$34,MATCH(CONCATENATE('UEC Data'!$C2608,'UEC Data'!$E2608),'Shipment Data'!$BI$10:$BI$34,0),MATCH('UEC Data'!$D2608,'Shipment Data'!$BG$10:$CH$10,0))","v":7.0061373601679147E-6}]
[null,null,"Agriculture",5,"Open, 2 poles","-",0,null,"Agriculture",5,"Open, 2 poles",null,{"$f":"G2609*INDEX('Shipment Data'!$BG$10:$CH$34,MATCH(CONCATENATE('UEC Data'!$C2609,'UEC Data'!$E2609),'Shipment Data'!$BI$10:$BI$34,0),MATCH('UEC Data'!$D2609,'Shipment Data'!$BG$10:$CH$10,0))","v":0}]
[null,null,"Agriculture",5,"Open, 4 poles","CSL 0",0.20374143951421753,null,"Agriculture",5,"Open, 4 poles",null,{"$f":"G2610*INDEX('Shipment Data'!$BG$10:$CH$34,MATCH(CONCATENATE('UEC Data'!$C2610,'UEC Data'!$E2610),'Shipment Data'!$BI$10:$BI$34,0),MATCH('UEC Data'!$D2610,'Shipment Data'!$BG$10:$CH$10,0))","v":4.6544441084598764E-5}]
[null,null,"Agriculture",5,"Open, 4 poles","CSL 1",0.19209907154197656,null,"Agriculture",5,"Open, 4 poles",null,{"$f":"G2611*INDEX('Shipment Data'!$BG$10:$CH$34,MATCH(CONCATENATE('UEC Data'!$C2611,'UEC Data'!$E2611),'Shipment Data'!$BI$10:$BI$34,0),MATCH('UEC Data'!$D2611,'Shipment Data'!$BG$10:$CH$10,0))","v":4.3884758736907418E-5}]
[null,null,"Agriculture",5,"Open, 4 poles","CSL 2",0.18780635485947431,null,"Agriculture",5,"Open, 4 poles",null,{"$f":"G2612*INDEX('Shipment Data'!$BG$10:$CH$34,MATCH(CONCATENATE('UEC Data'!$C2612,'UEC Data'!$E2612),'Shipment Data'!$BI$10:$BI$34,0),MATCH('UEC Data'!$D2612,'Shipment Data'!$BG$10:$CH$10,0))","v":4.290409373719999E-5}]
[null,null,"Agriculture",5,"Open, 4 poles","CSL 3",0.18634887760446728,null,"Agriculture",5,"Open, 4 poles",null,{"$f":"G2613*INDEX('Shipment Data'!$BG$10:$CH$34,MATCH(CONCATENATE('UEC Data'!$C2613,'UEC Data'!$E2613),'Shipment Data'!$BI$10:$BI$34,0),MATCH('UEC Data'!$D2613,'Shipment Data'!$BG$10:$CH$10,0))","v":4.2571135138352538E-5}]
[null,null,"Agriculture",5,"Open, 4 poles","CSL 4",0.18471064571343901,null,"Agriculture",5,"Open, 4 poles",null,{"$f":"G2614*INDEX('Shipment Data'!$BG$10:$CH$34,MATCH(CONCATENATE('UEC Data'!$C2614,'UEC Data'!$E2614),'Shipment Data'!$BI$10:$BI$34,0),MATCH('UEC Data'!$D2614,'Shipment Data'!$BG$10:$CH$10,0))","v":4.2196883400872514E-5}]
[null,null,"Agriculture",5,"Open, 4 poles","-",0,null,"Agriculture",5,"Open, 4 poles",null,{"$f":"G2615*INDEX('Shipment Data'!$BG$10:$CH$34,MATCH(CONCATENATE('UEC Data'!$C2615,'UEC Data'!$E2615),'Shipment Data'!$BI$10:$BI$34,0),MATCH('UEC Data'!$D2615,'Shipment Data'!$BG$10:$CH$10,0))","v":0}]
[null,null,"Agriculture",5,"Open, 6 poles","CSL 0",0.20010319952289227,null,"Agriculture",5,"Open, 6 poles",null,{"$f":"G2616*INDEX('Shipment Data'!$BG$10:$CH$34,MATCH(CONCATENATE('UEC Data'!$C2616,'UEC Data'!$E2616),'Shipment Data'!$BI$10:$BI$34,0),MATCH('UEC Data'!$D2616,'Shipment Data'!$BG$10:$CH$10,0))","v":6.6692194138064563E-6}]
[null,null,"Agriculture",5,"Open, 6 poles","CSL 1",0.19209907154197656,null,"Agriculture",5,"Open, 6 poles",null,{"$f":"G2617*INDEX('Shipment Data'!$BG$10:$CH$34,MATCH(CONCATENATE('UEC Data'!$C2617,'UEC Data'!$E2617),'Shipment Data'!$BI$10:$BI$34,0),MATCH('UEC Data'!$D2617,'Shipment Data'!$BG$10:$CH$10,0))","v":6.4024506372541976E-6}]
[null,null,"Agriculture",5,"Open, 6 poles","CSL 2",0.18780635485947431,null,"Agriculture",5,"Open, 6 poles",null,{"$f":"G2618*INDEX('Shipment Data'!$BG$10:$CH$34,MATCH(CONCATENATE('UEC Data'!$C2618,'UEC Data'!$E2618),'Shipment Data'!$BI$10:$BI$34,0),MATCH('UEC Data'!$D2618,'Shipment Data'!$BG$10:$CH$10,0))","v":6.2593791146339923E-6}]
[null,null,"Agriculture",5,"Open, 6 poles","CSL 3",0.18634887760446728,null,"Agriculture",5,"Open, 6 poles",null,{"$f":"G2619*INDEX('Shipment Data'!$BG$10:$CH$34,MATCH(CONCATENATE('UEC Data'!$C2619,'UEC Data'!$E2619),'Shipment Data'!$BI$10:$BI$34,0),MATCH('UEC Data'!$D2619,'Shipment Data'!$BG$10:$CH$10,0))","v":6.2108030017709788E-6}]
[null,null,"Agriculture",5,"Open, 6 poles","CSL 4",0.18471064571343901,null,"Agriculture",5,"Open, 6 poles",null,{"$f":"G2620*INDEX('Shipment Data'!$BG$10:$CH$34,MATCH(CONCATENATE('UEC Data'!$C2620,'UEC Data'!$E2620),'Shipment Data'!$BI$10:$BI$34,0),MATCH('UEC Data'!$D2620,'Shipment Data'!$BG$10:$CH$10,0))","v":6.1562025358213441E-6}]
[null,null,"Agriculture",5,"Open, 6 poles","-",0,null,"Agriculture",5,"Open, 6 poles",null,{"$f":"G2621*INDEX('Shipment Data'!$BG$10:$CH$34,MATCH(CONCATENATE('UEC Data'!$C2621,'UEC Data'!$E2621),'Shipment Data'!$BI$10:$BI$34,0),MATCH('UEC Data'!$D2621,'Shipment Data'!$BG$10:$CH$10,0))","v":0}]
[null,null,"Agriculture",5,"Open, 8 poles","CSL 0",0.20010319952289227,null,"Agriculture",5,"Open, 8 poles",null,{"$f":"G2622*INDEX('Shipment Data'!$BG$10:$CH$34,MATCH(CONCATENATE('UEC Data'!$C2622,'UEC Data'!$E2622),'Shipment Data'!$BI$10:$BI$34,0),MATCH('UEC Data'!$D2622,'Shipment Data'!$BG$10:$CH$10,0))","v":5.8274732741998169E-7}]
[null,null,"Agriculture",5,"Open, 8 poles","CSL 1",0.19209907154197656,null,"Agriculture",5,"Open, 8 poles",null,{"$f":"G2623*INDEX('Shipment Data'!$BG$10:$CH$34,MATCH(CONCATENATE('UEC Data'!$C2623,'UEC Data'!$E2623),'Shipment Data'!$BI$10:$BI$34,0),MATCH('UEC Data'!$D2623,'Shipment Data'!$BG$10:$CH$10,0))","v":5.5943743432318229E-7}]
[null,null,"Agriculture",5,"Open, 8 poles","CSL 2",0.18992846056410112,null,"Agriculture",5,"Open, 8 poles",null,{"$f":"G2624*INDEX('Shipment Data'!$BG$10:$CH$34,MATCH(CONCATENATE('UEC Data'!$C2624,'UEC Data'!$E2624),'Shipment Data'!$BI$10:$BI$34,0),MATCH('UEC Data'!$D2624,'Shipment Data'!$BG$10:$CH$10,0))","v":5.5311610738167742E-7}]
[null,null,"Agriculture",5,"Open, 8 poles","CSL 3",0.18780635485947431,null,"Agriculture",5,"Open, 8 poles",null,{"$f":"G2625*INDEX('Shipment Data'!$BG$10:$CH$34,MATCH(CONCATENATE('UEC Data'!$C2625,'UEC Data'!$E2625),'Shipment Data'!$BI$10:$BI$34,0),MATCH('UEC Data'!$D2625,'Shipment Data'!$BG$10:$CH$10,0))","v":5.4693603914277606E-7}]
[null,null,"Agriculture",5,"Open, 8 poles","CSL 4",0.18634887760446728,null,"Agriculture",5,"Open, 8 poles",null,{"$f":"G2626*INDEX('Shipment Data'!$BG$10:$CH$34,MATCH(CONCATENATE('UEC Data'!$C2626,'UEC Data'!$E2626),'Shipment Data'!$BI$10:$BI$34,0),MATCH('UEC Data'!$D2626,'Shipment Data'!$BG$10:$CH$10,0))","v":5.4269152442659043E-7}]
[null,null,"Agriculture",5,"Open, 8 poles","-",0,null,"Agriculture",5,"Open, 8 poles",null,{"$f":"G2627*INDEX('Shipment Data'!$BG$10:$CH$34,MATCH(CONCATENATE('UEC Data'!$C2627,'UEC Data'!$E2627),'Shipment Data'!$BI$10:$BI$34,0),MATCH('UEC Data'!$D2627,'Shipment Data'!$BG$10:$CH$10,0))","v":0}]
[null,null,"Agriculture",5,"Enclosed, 2 poles","CSL 0",0.20624133447758219,null,"Agriculture",5,"Enclosed, 2 poles",null,{"$f":"G2628*INDEX('Shipment Data'!$BG$10:$CH$34,MATCH(CONCATENATE('UEC Data'!$C2628,'UEC Data'!$E2628),'Shipment Data'!$BI$10:$BI$34,0),MATCH('UEC Data'!$D2628,'Shipment Data'!$BG$10:$CH$10,0))","v":3.0398198011920021E-5}]
[null,null,"Agriculture",5,"Enclosed, 2 poles","CSL 1",0.19209907154197656,null,"Agriculture",5,"Enclosed, 2 poles",null,{"$f":"G2629*INDEX('Shipment Data'!$BG$10:$CH$34,MATCH(CONCATENATE('UEC Data'!$C2629,'UEC Data'!$E2629),'Shipment Data'!$BI$10:$BI$34,0),MATCH('UEC Data'!$D2629,'Shipment Data'!$BG$10:$CH$10,0))","v":2.8313750148245507E-5}]
[null,null,"Agriculture",5,"Enclosed, 2 poles","CSL 2",0.18992846056410112,null,"Agriculture",5,"Enclosed, 2 poles",null,{"$f":"G2630*INDEX('Shipment Data'!$BG$10:$CH$34,MATCH(CONCATENATE('UEC Data'!$C2630,'UEC Data'!$E2630),'Shipment Data'!$BI$10:$BI$34,0),MATCH('UEC Data'!$D2630,'Shipment Data'!$BG$10:$CH$10,0))","v":2.7993820768039343E-5}]
[null,null,"Agriculture",5,"Enclosed, 2 poles","CSL 3",0.18780635485947431,null,"Agriculture",5,"Enclosed, 2 poles",null,{"$f":"G2631*INDEX('Shipment Data'!$BG$10:$CH$34,MATCH(CONCATENATE('UEC Data'!$C2631,'UEC Data'!$E2631),'Shipment Data'!$BI$10:$BI$34,0),MATCH('UEC Data'!$D2631,'Shipment Data'!$BG$10:$CH$10,0))","v":2.7681040647726058E-5}]
[null,null,"Agriculture",5,"Enclosed, 2 poles","CSL 4",0.18634887760446728,null,"Agriculture",5,"Enclosed, 2 poles",null,{"$f":"G2632*INDEX('Shipment Data'!$BG$10:$CH$34,MATCH(CONCATENATE('UEC Data'!$C2632,'UEC Data'!$E2632),'Shipment Data'!$BI$10:$BI$34,0),MATCH('UEC Data'!$D2632,'Shipment Data'!$BG$10:$CH$10,0))","v":2.7466221041812435E-5}]
[null,null,"Agriculture",5,"Enclosed, 2 poles","-",0,null,"Agriculture",5,"Enclosed, 2 poles",null,{"$f":"G2633*INDEX('Shipment Data'!$BG$10:$CH$34,MATCH(CONCATENATE('UEC Data'!$C2633,'UEC Data'!$E2633),'Shipment Data'!$BI$10:$BI$34,0),MATCH('UEC Data'!$D2633,'Shipment Data'!$BG$10:$CH$10,0))","v":0}]
[null,null,"Agriculture",5,"Enclosed, 4 poles","CSL 0",0.20374143951421753,null,"Agriculture",5,"Enclosed, 4 poles",null,{"$f":"G2634*INDEX('Shipment Data'!$BG$10:$CH$34,MATCH(CONCATENATE('UEC Data'!$C2634,'UEC Data'!$E2634),'Shipment Data'!$BI$10:$BI$34,0),MATCH('UEC Data'!$D2634,'Shipment Data'!$BG$10:$CH$10,0))","v":1.1118583553707623E-4}]
[null,null,"Agriculture",5,"Enclosed, 4 poles","CSL 1",0.19209907154197656,null,"Agriculture",5,"Enclosed, 4 poles",null,{"$f":"G2635*INDEX('Shipment Data'!$BG$10:$CH$34,MATCH(CONCATENATE('UEC Data'!$C2635,'UEC Data'!$E2635),'Shipment Data'!$BI$10:$BI$34,0),MATCH('UEC Data'!$D2635,'Shipment Data'!$BG$10:$CH$10,0))","v":1.0483235922067189E-4}]
[null,null,"Agriculture",5,"Enclosed, 4 poles","CSL 2",0.18780635485947431,null,"Agriculture",5,"Enclosed, 4 poles",null,{"$f":"G2636*INDEX('Shipment Data'!$BG$10:$CH$34,MATCH(CONCATENATE('UEC Data'!$C2636,'UEC Data'!$E2636),'Shipment Data'!$BI$10:$BI$34,0),MATCH('UEC Data'!$D2636,'Shipment Data'!$BG$10:$CH$10,0))","v":1.0248973666825465E-4}]
[null,null,"Agriculture",5,"Enclosed, 4 poles","CSL 3",0.18634887760446728,null,"Agriculture",5,"Enclosed, 4 poles",null,{"$f":"G2637*INDEX('Shipment Data'!$BG$10:$CH$34,MATCH(CONCATENATE('UEC Data'!$C2637,'UEC Data'!$E2637),'Shipment Data'!$BI$10:$BI$34,0),MATCH('UEC Data'!$D2637,'Shipment Data'!$BG$10:$CH$10,0))","v":1.0169436177171608E-4}]
[null,null,"Agriculture",5,"Enclosed, 4 poles","CSL 4",0.18471064571343901,null,"Agriculture",5,"Enclosed, 4 poles",null,{"$f":"G2638*INDEX('Shipment Data'!$BG$10:$CH$34,MATCH(CONCATENATE('UEC Data'!$C2638,'UEC Data'!$E2638),'Shipment Data'!$BI$10:$BI$34,0),MATCH('UEC Data'!$D2638,'Shipment Data'!$BG$10:$CH$10,0))","v":1.0080034540449221E-4}]
[null,null,"Agriculture",5,"Enclosed, 4 poles","-",0,null,"Agriculture",5,"Enclosed, 4 poles",null,{"$f":"G2639*INDEX('Shipment Data'!$BG$10:$CH$34,MATCH(CONCATENATE('UEC Data'!$C2639,'UEC Data'!$E2639),'Shipment Data'!$BI$10:$BI$34,0),MATCH('UEC Data'!$D2639,'Shipment Data'!$BG$10:$CH$10,0))","v":0}]
[null,null,"Agriculture",5,"Enclosed, 6 poles","CSL 0",0.19659261707512221,null,"Agriculture",5,"Enclosed, 6 poles",null,{"$f":"G2640*INDEX('Shipment Data'!$BG$10:$CH$34,MATCH(CONCATENATE('UEC Data'!$C2640,'UEC Data'!$E2640),'Shipment Data'!$BI$10:$BI$34,0),MATCH('UEC Data'!$D2640,'Shipment Data'!$BG$10:$CH$10,0))","v":1.4631160969141056E-5}]
[null,null,"Agriculture",5,"Enclosed, 6 poles","CSL 1",0.19209907154197656,null,"Agriculture",5,"Enclosed, 6 poles",null,{"$f":"G2641*INDEX('Shipment Data'!$BG$10:$CH$34,MATCH(CONCATENATE('UEC Data'!$C2641,'UEC Data'!$E2641),'Shipment Data'!$BI$10:$BI$34,0),MATCH('UEC Data'!$D2641,'Shipment Data'!$BG$10:$CH$10,0))","v":1.4296734432703547E-5}]
[null,null,"Agriculture",5,"Enclosed, 6 poles","CSL 2",0.18780635485947431,null,"Agriculture",5,"Enclosed, 6 poles",null,{"$f":"G2642*INDEX('Shipment Data'!$BG$10:$CH$34,MATCH(CONCATENATE('UEC Data'!$C2642,'UEC Data'!$E2642),'Shipment Data'!$BI$10:$BI$34,0),MATCH('UEC Data'!$D2642,'Shipment Data'!$BG$10:$CH$10,0))","v":1.3977254333648721E-5}]
[null,null,"Agriculture",5,"Enclosed, 6 poles","CSL 3",0.18634887760446728,null,"Agriculture",5,"Enclosed, 6 poles",null,{"$f":"G2643*INDEX('Shipment Data'!$BG$10:$CH$34,MATCH(CONCATENATE('UEC Data'!$C2643,'UEC Data'!$E2643),'Shipment Data'!$BI$10:$BI$34,0),MATCH('UEC Data'!$D2643,'Shipment Data'!$BG$10:$CH$10,0))","v":1.3868783402012864E-5}]
[null,null,"Agriculture",5,"Enclosed, 6 poles","CSL 4",0.18471064571343901,null,"Agriculture",5,"Enclosed, 6 poles",null,{"$f":"G2644*INDEX('Shipment Data'!$BG$10:$CH$34,MATCH(CONCATENATE('UEC Data'!$C2644,'UEC Data'!$E2644),'Shipment Data'!$BI$10:$BI$34,0),MATCH('UEC Data'!$D2644,'Shipment Data'!$BG$10:$CH$10,0))","v":1.3746860031445718E-5}]
[null,null,"Agriculture",5,"Enclosed, 6 poles","-",0,null,"Agriculture",5,"Enclosed, 6 poles",null,{"$f":"G2645*INDEX('Shipment Data'!$BG$10:$CH$34,MATCH(CONCATENATE('UEC Data'!$C2645,'UEC Data'!$E2645),'Shipment Data'!$BI$10:$BI$34,0),MATCH('UEC Data'!$D2645,'Shipment Data'!$BG$10:$CH$10,0))","v":0}]
[null,null,"Agriculture",5,"Enclosed, 8 poles","CSL 0",0.20374143951421753,null,"Agriculture",5,"Enclosed, 8 poles",null,{"$f":"G2646*INDEX('Shipment Data'!$BG$10:$CH$34,MATCH(CONCATENATE('UEC Data'!$C2646,'UEC Data'!$E2646),'Shipment Data'!$BI$10:$BI$34,0),MATCH('UEC Data'!$D2646,'Shipment Data'!$BG$10:$CH$10,0))","v":6.7904779486029355E-6}]
[null,null,"Agriculture",5,"Enclosed, 8 poles","CSL 1",0.19659261707512221,null,"Agriculture",5,"Enclosed, 8 poles",null,{"$f":"G2647*INDEX('Shipment Data'!$BG$10:$CH$34,MATCH(CONCATENATE('UEC Data'!$C2647,'UEC Data'!$E2647),'Shipment Data'!$BI$10:$BI$34,0),MATCH('UEC Data'!$D2647,'Shipment Data'!$BG$10:$CH$10,0))","v":6.5522155644414302E-6}]
[null,null,"Agriculture",5,"Enclosed, 8 poles","CSL 2",0.19431987005691273,null,"Agriculture",5,"Enclosed, 8 poles",null,{"$f":"G2648*INDEX('Shipment Data'!$BG$10:$CH$34,MATCH(CONCATENATE('UEC Data'!$C2648,'UEC Data'!$E2648),'Shipment Data'!$BI$10:$BI$34,0),MATCH('UEC Data'!$D2648,'Shipment Data'!$BG$10:$CH$10,0))","v":6.4764674076270794E-6}]
[null,null,"Agriculture",5,"Enclosed, 8 poles","CSL 3",0.19209907154197656,null,"Agriculture",5,"Enclosed, 8 poles",null,{"$f":"G2649*INDEX('Shipment Data'!$BG$10:$CH$34,MATCH(CONCATENATE('UEC Data'!$C2649,'UEC Data'!$E2649),'Shipment Data'!$BI$10:$BI$34,0),MATCH('UEC Data'!$D2649,'Shipment Data'!$BG$10:$CH$10,0))","v":6.4024506372541976E-6}]
[null,null,"Agriculture",5,"Enclosed, 8 poles","CSL 4",0.18992846056410112,null,"Agriculture",5,"Enclosed, 8 poles",null,{"$f":"G2650*INDEX('Shipment Data'!$BG$10:$CH$34,MATCH(CONCATENATE('UEC Data'!$C2650,'UEC Data'!$E2650),'Shipment Data'!$BI$10:$BI$34,0),MATCH('UEC Data'!$D2650,'Shipment Data'!$BG$10:$CH$10,0))","v":6.330106562256975E-6}]
[null,null,"Agriculture",5,"Enclosed, 8 poles","-",0,null,"Agriculture",5,"Enclosed, 8 poles",null,{"$f":"G2651*INDEX('Shipment Data'!$BG$10:$CH$34,MATCH(CONCATENATE('UEC Data'!$C2651,'UEC Data'!$E2651),'Shipment Data'!$BI$10:$BI$34,0),MATCH('UEC Data'!$D2651,'Shipment Data'!$BG$10:$CH$10,0))","v":0}]
[null,null,"Agriculture",7.5,"Open, 2 poles","CSL 0",0.42237968963000466,null,"Agriculture",7.5,"Open, 2 poles",null,{"$f":"G2652*INDEX('Shipment Data'!$BG$10:$CH$34,MATCH(CONCATENATE('UEC Data'!$C2652,'UEC Data'!$E2652),'Shipment Data'!$BI$10:$BI$34,0),MATCH('UEC Data'!$D2652,'Shipment Data'!$BG$10:$CH$10,0))","v":1.3355684369383224E-5}]
[null,null,"Agriculture",7.5,"Open, 2 poles","CSL 1",0.39341651091251856,null,"Agriculture",7.5,"Open, 2 poles",null,{"$f":"G2653*INDEX('Shipment Data'!$BG$10:$CH$34,MATCH(CONCATENATE('UEC Data'!$C2653,'UEC Data'!$E2653),'Shipment Data'!$BI$10:$BI$34,0),MATCH('UEC Data'!$D2653,'Shipment Data'!$BG$10:$CH$10,0))","v":1.2439866012625515E-5}]
[null,null,"Agriculture",7.5,"Open, 2 poles","CSL 2",0.38897112660842237,null,"Agriculture",7.5,"Open, 2 poles",null,{"$f":"G2654*INDEX('Shipment Data'!$BG$10:$CH$34,MATCH(CONCATENATE('UEC Data'!$C2654,'UEC Data'!$E2654),'Shipment Data'!$BI$10:$BI$34,0),MATCH('UEC Data'!$D2654,'Shipment Data'!$BG$10:$CH$10,0))","v":1.2299302554855737E-5}]
[null,null,"Agriculture",7.5,"Open, 2 poles","CSL 3",0.3846250805010657,null,"Agriculture",7.5,"Open, 2 poles",null,{"$f":"G2655*INDEX('Shipment Data'!$BG$10:$CH$34,MATCH(CONCATENATE('UEC Data'!$C2655,'UEC Data'!$E2655),'Shipment Data'!$BI$10:$BI$34,0),MATCH('UEC Data'!$D2655,'Shipment Data'!$BG$10:$CH$10,0))","v":1.2161880179941148E-5}]
[null,null,"Agriculture",7.5,"Open, 2 poles","CSL 4",0.38164018519784237,null,"Agriculture",7.5,"Open, 2 poles",null,{"$f":"G2656*INDEX('Shipment Data'!$BG$10:$CH$34,MATCH(CONCATENATE('UEC Data'!$C2656,'UEC Data'!$E2656),'Shipment Data'!$BI$10:$BI$34,0),MATCH('UEC Data'!$D2656,'Shipment Data'!$BG$10:$CH$10,0))","v":1.206749751779083E-5}]
[null,null,"Agriculture",7.5,"Open, 2 poles","-",0,null,"Agriculture",7.5,"Open, 2 poles",null,{"$f":"G2657*INDEX('Shipment Data'!$BG$10:$CH$34,MATCH(CONCATENATE('UEC Data'!$C2657,'UEC Data'!$E2657),'Shipment Data'!$BI$10:$BI$34,0),MATCH('UEC Data'!$D2657,'Shipment Data'!$BG$10:$CH$10,0))","v":0}]
[null,null,"Agriculture",7.5,"Open, 4 poles","CSL 0",0.40980886553387358,null,"Agriculture",7.5,"Open, 4 poles",null,{"$f":"G2658*INDEX('Shipment Data'!$BG$10:$CH$34,MATCH(CONCATENATE('UEC Data'!$C2658,'UEC Data'!$E2658),'Shipment Data'!$BI$10:$BI$34,0),MATCH('UEC Data'!$D2658,'Shipment Data'!$BG$10:$CH$10,0))","v":8.3538993834785706E-5}]
[null,null,"Agriculture",7.5,"Open, 4 poles","CSL 1",0.38897112660842237,null,"Agriculture",7.5,"Open, 4 poles",null,{"$f":"G2659*INDEX('Shipment Data'!$BG$10:$CH$34,MATCH(CONCATENATE('UEC Data'!$C2659,'UEC Data'!$E2659),'Shipment Data'!$BI$10:$BI$34,0),MATCH('UEC Data'!$D2659,'Shipment Data'!$BG$10:$CH$10,0))","v":7.9291248385559323E-5}]
[null,null,"Agriculture",7.5,"Open, 4 poles","CSL 2",0.37828510664665249,null,"Agriculture",7.5,"Open, 4 poles",null,{"$f":"G2660*INDEX('Shipment Data'!$BG$10:$CH$34,MATCH(CONCATENATE('UEC Data'!$C2660,'UEC Data'!$E2660),'Shipment Data'!$BI$10:$BI$34,0),MATCH('UEC Data'!$D2660,'Shipment Data'!$BG$10:$CH$10,0))","v":7.7112917385956036E-5}]
[null,null,"Agriculture",7.5,"Open, 4 poles","CSL 3",0.37539743407683068,null,"Agriculture",7.5,"Open, 4 poles",null,{"$f":"G2661*INDEX('Shipment Data'!$BG$10:$CH$34,MATCH(CONCATENATE('UEC Data'!$C2661,'UEC Data'!$E2661),'Shipment Data'!$BI$10:$BI$34,0),MATCH('UEC Data'!$D2661,'Shipment Data'!$BG$10:$CH$10,0))","v":7.6524269161635757E-5}]
[null,null,"Agriculture",7.5,"Open, 4 poles","CSL 4",0.37255351412170323,null,"Agriculture",7.5,"Open, 4 poles",null,{"$f":"G2662*INDEX('Shipment Data'!$BG$10:$CH$34,MATCH(CONCATENATE('UEC Data'!$C2662,'UEC Data'!$E2662),'Shipment Data'!$BI$10:$BI$34,0),MATCH('UEC Data'!$D2662,'Shipment Data'!$BG$10:$CH$10,0))","v":7.5944539849805189E-5}]
[null,null,"Agriculture",7.5,"Open, 4 poles","-",0,null,"Agriculture",7.5,"Open, 4 poles",null,{"$f":"G2663*INDEX('Shipment Data'!$BG$10:$CH$34,MATCH(CONCATENATE('UEC Data'!$C2663,'UEC Data'!$E2663),'Shipment Data'!$BI$10:$BI$34,0),MATCH('UEC Data'!$D2663,'Shipment Data'!$BG$10:$CH$10,0))","v":0}]
[null,null,"Agriculture",7.5,"Open, 6 poles","CSL 0",0.41725993581630755,null,"Agriculture",7.5,"Open, 6 poles",null,{"$f":"G2664*INDEX('Shipment Data'!$BG$10:$CH$34,MATCH(CONCATENATE('UEC Data'!$C2664,'UEC Data'!$E2664),'Shipment Data'!$BI$10:$BI$34,0),MATCH('UEC Data'!$D2664,'Shipment Data'!$BG$10:$CH$10,0))","v":7.5794154622379826E-6}]
[null,null,"Agriculture",7.5,"Open, 6 poles","CSL 1",0.38897112660842237,null,"Agriculture",7.5,"Open, 6 poles",null,{"$f":"G2665*INDEX('Shipment Data'!$BG$10:$CH$34,MATCH(CONCATENATE('UEC Data'!$C2665,'UEC Data'!$E2665),'Shipment Data'!$BI$10:$BI$34,0),MATCH('UEC Data'!$D2665,'Shipment Data'!$BG$10:$CH$10,0))","v":7.0655567868320188E-6}]
[null,null,"Agriculture",7.5,"Open, 6 poles","CSL 2",0.38164018519784237,null,"Agriculture",7.5,"Open, 6 poles",null,{"$f":"G2666*INDEX('Shipment Data'!$BG$10:$CH$34,MATCH(CONCATENATE('UEC Data'!$C2666,'UEC Data'!$E2666),'Shipment Data'!$BI$10:$BI$34,0),MATCH('UEC Data'!$D2666,'Shipment Data'!$BG$10:$CH$10,0))","v":6.932392191071327E-6}]
[null,null,"Agriculture",7.5,"Open, 6 poles","CSL 3",0.37828510664665249,null,"Agriculture",7.5,"Open, 6 poles",null,{"$f":"G2667*INDEX('Shipment Data'!$BG$10:$CH$34,MATCH(CONCATENATE('UEC Data'!$C2667,'UEC Data'!$E2667),'Shipment Data'!$BI$10:$BI$34,0),MATCH('UEC Data'!$D2667,'Shipment Data'!$BG$10:$CH$10,0))","v":6.8714480838970731E-6}]
[null,null,"Agriculture",7.5,"Open, 6 poles","CSL 4",0.37539743407683068,null,"Agriculture",7.5,"Open, 6 poles",null,{"$f":"G2668*INDEX('Shipment Data'!$BG$10:$CH$34,MATCH(CONCATENATE('UEC Data'!$C2668,'UEC Data'!$E2668),'Shipment Data'!$BI$10:$BI$34,0),MATCH('UEC Data'!$D2668,'Shipment Data'!$BG$10:$CH$10,0))","v":6.818994281729919E-6}]
[null,null,"Agriculture",7.5,"Open, 6 poles","-",0,null,"Agriculture",7.5,"Open, 6 poles",null,{"$f":"G2669*INDEX('Shipment Data'!$BG$10:$CH$34,MATCH(CONCATENATE('UEC Data'!$C2669,'UEC Data'!$E2669),'Shipment Data'!$BI$10:$BI$34,0),MATCH('UEC Data'!$D2669,'Shipment Data'!$BG$10:$CH$10,0))","v":0}]
[null,null,"Agriculture",7.5,"Open, 8 poles","CSL 0",0.40261923631398105,null,"Agriculture",7.5,"Open, 8 poles",null,{"$f":"G2670*INDEX('Shipment Data'!$BG$10:$CH$34,MATCH(CONCATENATE('UEC Data'!$C2670,'UEC Data'!$E2670),'Shipment Data'!$BI$10:$BI$34,0),MATCH('UEC Data'!$D2670,'Shipment Data'!$BG$10:$CH$10,0))","v":1.3543464926026286E-6}]
[null,null,"Agriculture",7.5,"Open, 8 poles","CSL 1",0.38897112660842237,null,"Agriculture",7.5,"Open, 8 poles",null,{"$f":"G2671*INDEX('Shipment Data'!$BG$10:$CH$34,MATCH(CONCATENATE('UEC Data'!$C2671,'UEC Data'!$E2671),'Shipment Data'!$BI$10:$BI$34,0),MATCH('UEC Data'!$D2671,'Shipment Data'!$BG$10:$CH$10,0))","v":1.3084364420059293E-6}]
[null,null,"Agriculture",7.5,"Open, 8 poles","CSL 2",0.3846250805010657,null,"Agriculture",7.5,"Open, 8 poles",null,{"$f":"G2672*INDEX('Shipment Data'!$BG$10:$CH$34,MATCH(CONCATENATE('UEC Data'!$C2672,'UEC Data'!$E2672),'Shipment Data'!$BI$10:$BI$34,0),MATCH('UEC Data'!$D2672,'Shipment Data'!$BG$10:$CH$10,0))","v":1.2938170404192709E-6}]
[null,null,"Agriculture",7.5,"Open, 8 poles","CSL 3",0.38164018519784237,null,"Agriculture",7.5,"Open, 8 poles",null,{"$f":"G2673*INDEX('Shipment Data'!$BG$10:$CH$34,MATCH(CONCATENATE('UEC Data'!$C2673,'UEC Data'!$E2673),'Shipment Data'!$BI$10:$BI$34,0),MATCH('UEC Data'!$D2673,'Shipment Data'!$BG$10:$CH$10,0))","v":1.2837763316798753E-6}]
[null,null,"Agriculture",7.5,"Open, 8 poles","CSL 4",0.37828510664665249,null,"Agriculture",7.5,"Open, 8 poles",null,{"$f":"G2674*INDEX('Shipment Data'!$BG$10:$CH$34,MATCH(CONCATENATE('UEC Data'!$C2674,'UEC Data'!$E2674),'Shipment Data'!$BI$10:$BI$34,0),MATCH('UEC Data'!$D2674,'Shipment Data'!$BG$10:$CH$10,0))","v":1.2724903859068653E-6}]
[null,null,"Agriculture",7.5,"Open, 8 poles","-",0,null,"Agriculture",7.5,"Open, 8 poles",null,{"$f":"G2675*INDEX('Shipment Data'!$BG$10:$CH$34,MATCH(CONCATENATE('UEC Data'!$C2675,'UEC Data'!$E2675),'Shipment Data'!$BI$10:$BI$34,0),MATCH('UEC Data'!$D2675,'Shipment Data'!$BG$10:$CH$10,0))","v":0}]
[null,null,"Agriculture",7.5,"Enclosed, 2 poles","CSL 0",0.40980886553387358,null,"Agriculture",7.5,"Enclosed, 2 poles",null,{"$f":"G2676*INDEX('Shipment Data'!$BG$10:$CH$34,MATCH(CONCATENATE('UEC Data'!$C2676,'UEC Data'!$E2676),'Shipment Data'!$BI$10:$BI$34,0),MATCH('UEC Data'!$D2676,'Shipment Data'!$BG$10:$CH$10,0))","v":8.9420727174088543E-5}]
[null,null,"Agriculture",7.5,"Enclosed, 2 poles","CSL 1",0.38897112660842237,null,"Agriculture",7.5,"Enclosed, 2 poles",null,{"$f":"G2677*INDEX('Shipment Data'!$BG$10:$CH$34,MATCH(CONCATENATE('UEC Data'!$C2677,'UEC Data'!$E2677),'Shipment Data'!$BI$10:$BI$34,0),MATCH('UEC Data'!$D2677,'Shipment Data'!$BG$10:$CH$10,0))","v":8.4873910538117939E-5}]
[null,null,"Agriculture",7.5,"Enclosed, 2 poles","CSL 2",0.3846250805010657,null,"Agriculture",7.5,"Enclosed, 2 poles",null,{"$f":"G2678*INDEX('Shipment Data'!$BG$10:$CH$34,MATCH(CONCATENATE('UEC Data'!$C2678,'UEC Data'!$E2678),'Shipment Data'!$BI$10:$BI$34,0),MATCH('UEC Data'!$D2678,'Shipment Data'!$BG$10:$CH$10,0))","v":8.3925598688530033E-5}]
[null,null,"Agriculture",7.5,"Enclosed, 2 poles","CSL 3",0.38164018519784237,null,"Agriculture",7.5,"Enclosed, 2 poles",null,{"$f":"G2679*INDEX('Shipment Data'!$BG$10:$CH$34,MATCH(CONCATENATE('UEC Data'!$C2679,'UEC Data'!$E2679),'Shipment Data'!$BI$10:$BI$34,0),MATCH('UEC Data'!$D2679,'Shipment Data'!$BG$10:$CH$10,0))","v":8.3274291381634576E-5}]
[null,null,"Agriculture",7.5,"Enclosed, 2 poles","CSL 4",0.37828510664665249,null,"Agriculture",7.5,"Enclosed, 2 poles",null,{"$f":"G2680*INDEX('Shipment Data'!$BG$10:$CH$34,MATCH(CONCATENATE('UEC Data'!$C2680,'UEC Data'!$E2680),'Shipment Data'!$BI$10:$BI$34,0),MATCH('UEC Data'!$D2680,'Shipment Data'!$BG$10:$CH$10,0))","v":8.2542209699158642E-5}]
[null,null,"Agriculture",7.5,"Enclosed, 2 poles","-",0,null,"Agriculture",7.5,"Enclosed, 2 poles",null,{"$f":"G2681*INDEX('Shipment Data'!$BG$10:$CH$34,MATCH(CONCATENATE('UEC Data'!$C2681,'UEC Data'!$E2681),'Shipment Data'!$BI$10:$BI$34,0),MATCH('UEC Data'!$D2681,'Shipment Data'!$BG$10:$CH$10,0))","v":0}]
[null,null,"Agriculture",7.5,"Enclosed, 4 poles","CSL 0",0.40980886553387358,null,"Agriculture",7.5,"Enclosed, 4 poles",null,{"$f":"G2682*INDEX('Shipment Data'!$BG$10:$CH$34,MATCH(CONCATENATE('UEC Data'!$C2682,'UEC Data'!$E2682),'Shipment Data'!$BI$10:$BI$34,0),MATCH('UEC Data'!$D2682,'Shipment Data'!$BG$10:$CH$10,0))","v":2.3343129190358166E-4}]
[null,null,"Agriculture",7.5,"Enclosed, 4 poles","CSL 1",0.3846250805010657,null,"Agriculture",7.5,"Enclosed, 4 poles",null,{"$f":"G2683*INDEX('Shipment Data'!$BG$10:$CH$34,MATCH(CONCATENATE('UEC Data'!$C2683,'UEC Data'!$E2683),'Shipment Data'!$BI$10:$BI$34,0),MATCH('UEC Data'!$D2683,'Shipment Data'!$BG$10:$CH$10,0))","v":2.1908635217766324E-4}]
[null,null,"Agriculture",7.5,"Enclosed, 4 poles","CSL 2",0.37539743407683068,null,"Agriculture",7.5,"Enclosed, 4 poles",null,{"$f":"G2684*INDEX('Shipment Data'!$BG$10:$CH$34,MATCH(CONCATENATE('UEC Data'!$C2684,'UEC Data'!$E2684),'Shipment Data'!$BI$10:$BI$34,0),MATCH('UEC Data'!$D2684,'Shipment Data'!$BG$10:$CH$10,0))","v":2.13830191056716E-4}]
[null,null,"Agriculture",7.5,"Enclosed, 4 poles","CSL 3",0.37255351412170323,null,"Agriculture",7.5,"Enclosed, 4 poles",null,{"$f":"G2685*INDEX('Shipment Data'!$BG$10:$CH$34,MATCH(CONCATENATE('UEC Data'!$C2685,'UEC Data'!$E2685),'Shipment Data'!$BI$10:$BI$34,0),MATCH('UEC Data'!$D2685,'Shipment Data'!$BG$10:$CH$10,0))","v":2.1221026536689242E-4}]
[null,null,"Agriculture",7.5,"Enclosed, 4 poles","CSL 4",0.37014994306285354,null,"Agriculture",7.5,"Enclosed, 4 poles",null,{"$f":"G2686*INDEX('Shipment Data'!$BG$10:$CH$34,MATCH(CONCATENATE('UEC Data'!$C2686,'UEC Data'!$E2686),'Shipment Data'!$BI$10:$BI$34,0),MATCH('UEC Data'!$D2686,'Shipment Data'!$BG$10:$CH$10,0))","v":2.1084116688065439E-4}]
[null,null,"Agriculture",7.5,"Enclosed, 4 poles","-",0,null,"Agriculture",7.5,"Enclosed, 4 poles",null,{"$f":"G2687*INDEX('Shipment Data'!$BG$10:$CH$34,MATCH(CONCATENATE('UEC Data'!$C2687,'UEC Data'!$E2687),'Shipment Data'!$BI$10:$BI$34,0),MATCH('UEC Data'!$D2687,'Shipment Data'!$BG$10:$CH$10,0))","v":0}]
[null,null,"Agriculture",7.5,"Enclosed, 6 poles","CSL 0",0.42237968963000466,null,"Agriculture",7.5,"Enclosed, 6 poles",null,{"$f":"G2688*INDEX('Shipment Data'!$BG$10:$CH$34,MATCH(CONCATENATE('UEC Data'!$C2688,'UEC Data'!$E2688),'Shipment Data'!$BI$10:$BI$34,0),MATCH('UEC Data'!$D2688,'Shipment Data'!$BG$10:$CH$10,0))","v":2.1785868120270503E-5}]
[null,null,"Agriculture",7.5,"Enclosed, 6 poles","CSL 1",0.3846250805010657,null,"Agriculture",7.5,"Enclosed, 6 poles",null,{"$f":"G2689*INDEX('Shipment Data'!$BG$10:$CH$34,MATCH(CONCATENATE('UEC Data'!$C2689,'UEC Data'!$E2689),'Shipment Data'!$BI$10:$BI$34,0),MATCH('UEC Data'!$D2689,'Shipment Data'!$BG$10:$CH$10,0))","v":1.9838527953095486E-5}]
[null,null,"Agriculture",7.5,"Enclosed, 6 poles","CSL 2",0.37828510664665249,null,"Agriculture",7.5,"Enclosed, 6 poles",null,{"$f":"G2690*INDEX('Shipment Data'!$BG$10:$CH$34,MATCH(CONCATENATE('UEC Data'!$C2690,'UEC Data'!$E2690),'Shipment Data'!$BI$10:$BI$34,0),MATCH('UEC Data'!$D2690,'Shipment Data'!$BG$10:$CH$10,0))","v":1.9511519250571932E-5}]
[null,null,"Agriculture",7.5,"Enclosed, 6 poles","CSL 3",0.37539743407683068,null,"Agriculture",7.5,"Enclosed, 6 poles",null,{"$f":"G2691*INDEX('Shipment Data'!$BG$10:$CH$34,MATCH(CONCATENATE('UEC Data'!$C2691,'UEC Data'!$E2691),'Shipment Data'!$BI$10:$BI$34,0),MATCH('UEC Data'!$D2691,'Shipment Data'!$BG$10:$CH$10,0))","v":1.9362576355529395E-5}]
[null,null,"Agriculture",7.5,"Enclosed, 6 poles","CSL 4",0.37255351412170323,null,"Agriculture",7.5,"Enclosed, 6 poles",null,{"$f":"G2692*INDEX('Shipment Data'!$BG$10:$CH$34,MATCH(CONCATENATE('UEC Data'!$C2692,'UEC Data'!$E2692),'Shipment Data'!$BI$10:$BI$34,0),MATCH('UEC Data'!$D2692,'Shipment Data'!$BG$10:$CH$10,0))","v":1.9215890171017812E-5}]
[null,null,"Agriculture",7.5,"Enclosed, 6 poles","-",0,null,"Agriculture",7.5,"Enclosed, 6 poles",null,{"$f":"G2693*INDEX('Shipment Data'!$BG$10:$CH$34,MATCH(CONCATENATE('UEC Data'!$C2693,'UEC Data'!$E2693),'Shipment Data'!$BI$10:$BI$34,0),MATCH('UEC Data'!$D2693,'Shipment Data'!$BG$10:$CH$10,0))","v":0}]
[null,null,"Agriculture",7.5,"Enclosed, 8 poles","CSL 0",0.40980886553387358,null,"Agriculture",7.5,"Enclosed, 8 poles",null,{"$f":"G2694*INDEX('Shipment Data'!$BG$10:$CH$34,MATCH(CONCATENATE('UEC Data'!$C2694,'UEC Data'!$E2694),'Shipment Data'!$BI$10:$BI$34,0),MATCH('UEC Data'!$D2694,'Shipment Data'!$BG$10:$CH$10,0))","v":2.4813562525183873E-6}]
[null,null,"Agriculture",7.5,"Enclosed, 8 poles","CSL 1",0.40261923631398105,null,"Agriculture",7.5,"Enclosed, 8 poles",null,{"$f":"G2695*INDEX('Shipment Data'!$BG$10:$CH$34,MATCH(CONCATENATE('UEC Data'!$C2695,'UEC Data'!$E2695),'Shipment Data'!$BI$10:$BI$34,0),MATCH('UEC Data'!$D2695,'Shipment Data'!$BG$10:$CH$10,0))","v":2.4378236866847316E-6}]
[null,null,"Agriculture",7.5,"Enclosed, 8 poles","CSL 2",0.39796467866873275,null,"Agriculture",7.5,"Enclosed, 8 poles",null,{"$f":"G2696*INDEX('Shipment Data'!$BG$10:$CH$34,MATCH(CONCATENATE('UEC Data'!$C2696,'UEC Data'!$E2696),'Shipment Data'!$BI$10:$BI$34,0),MATCH('UEC Data'!$D2696,'Shipment Data'!$BG$10:$CH$10,0))","v":2.4096407538906883E-6}]
[null,null,"Agriculture",7.5,"Enclosed, 8 poles","CSL 3",0.39341651091251856,null,"Agriculture",7.5,"Enclosed, 8 poles",null,{"$f":"G2697*INDEX('Shipment Data'!$BG$10:$CH$34,MATCH(CONCATENATE('UEC Data'!$C2697,'UEC Data'!$E2697),'Shipment Data'!$BI$10:$BI$34,0),MATCH('UEC Data'!$D2697,'Shipment Data'!$BG$10:$CH$10,0))","v":2.3821020024176515E-6}]
[null,null,"Agriculture",7.5,"Enclosed, 8 poles","CSL 4",0.38897112660842237,null,"Agriculture",7.5,"Enclosed, 8 poles",null,{"$f":"G2698*INDEX('Shipment Data'!$BG$10:$CH$34,MATCH(CONCATENATE('UEC Data'!$C2698,'UEC Data'!$E2698),'Shipment Data'!$BI$10:$BI$34,0),MATCH('UEC Data'!$D2698,'Shipment Data'!$BG$10:$CH$10,0))","v":2.3551855956106725E-6}]
[null,null,"Agriculture",7.5,"Enclosed, 8 poles","-",0,null,"Agriculture",7.5,"Enclosed, 8 poles",null,{"$f":"G2699*INDEX('Shipment Data'!$BG$10:$CH$34,MATCH(CONCATENATE('UEC Data'!$C2699,'UEC Data'!$E2699),'Shipment Data'!$BI$10:$BI$34,0),MATCH('UEC Data'!$D2699,'Shipment Data'!$BG$10:$CH$10,0))","v":0}]
[null,null,"Agriculture",10,"Open, 2 poles","CSL 0",0.55634658108841006,null,"Agriculture",10,"Open, 2 poles",null,{"$f":"G2700*INDEX('Shipment Data'!$BG$10:$CH$34,MATCH(CONCATENATE('UEC Data'!$C2700,'UEC Data'!$E2700),'Shipment Data'!$BI$10:$BI$34,0),MATCH('UEC Data'!$D2700,'Shipment Data'!$BG$10:$CH$10,0))","v":1.7591729714823964E-5}]
[null,null,"Agriculture",10,"Open, 2 poles","CSL 1",0.51862816881122975,null,"Agriculture",10,"Open, 2 poles",null,{"$f":"G2701*INDEX('Shipment Data'!$BG$10:$CH$34,MATCH(CONCATENATE('UEC Data'!$C2701,'UEC Data'!$E2701),'Shipment Data'!$BI$10:$BI$34,0),MATCH('UEC Data'!$D2701,'Shipment Data'!$BG$10:$CH$10,0))","v":1.6399070073140985E-5}]
[null,null,"Agriculture",10,"Open, 2 poles","CSL 2",0.51283344066808756,null,"Agriculture",10,"Open, 2 poles",null,{"$f":"G2702*INDEX('Shipment Data'!$BG$10:$CH$34,MATCH(CONCATENATE('UEC Data'!$C2702,'UEC Data'!$E2702),'Shipment Data'!$BI$10:$BI$34,0),MATCH('UEC Data'!$D2702,'Shipment Data'!$BG$10:$CH$10,0))","v":1.6215840239921534E-5}]
[null,null,"Agriculture",10,"Open, 2 poles","CSL 3",0.5088535802637898,null,"Agriculture",10,"Open, 2 poles",null,{"$f":"G2703*INDEX('Shipment Data'!$BG$10:$CH$34,MATCH(CONCATENATE('UEC Data'!$C2703,'UEC Data'!$E2703),'Shipment Data'!$BI$10:$BI$34,0),MATCH('UEC Data'!$D2703,'Shipment Data'!$BG$10:$CH$10,0))","v":1.6089996690387776E-5}]
[null,null,"Agriculture",10,"Open, 2 poles","CSL 4",0.50438014219553662,null,"Agriculture",10,"Open, 2 poles",null,{"$f":"G2704*INDEX('Shipment Data'!$BG$10:$CH$34,MATCH(CONCATENATE('UEC Data'!$C2704,'UEC Data'!$E2704),'Shipment Data'!$BI$10:$BI$34,0),MATCH('UEC Data'!$D2704,'Shipment Data'!$BG$10:$CH$10,0))","v":1.5948546170032714E-5}]
[null,null,"Agriculture",10,"Open, 2 poles","-",0,null,"Agriculture",10,"Open, 2 poles",null,{"$f":"G2705*INDEX('Shipment Data'!$BG$10:$CH$34,MATCH(CONCATENATE('UEC Data'!$C2705,'UEC Data'!$E2705),'Shipment Data'!$BI$10:$BI$34,0),MATCH('UEC Data'!$D2705,'Shipment Data'!$BG$10:$CH$10,0))","v":0}]
[null,null,"Agriculture",10,"Open, 4 poles","CSL 0",0.5306195715583103,null,"Agriculture",10,"Open, 4 poles",null,{"$f":"G2706*INDEX('Shipment Data'!$BG$10:$CH$34,MATCH(CONCATENATE('UEC Data'!$C2706,'UEC Data'!$E2706),'Shipment Data'!$BI$10:$BI$34,0),MATCH('UEC Data'!$D2706,'Shipment Data'!$BG$10:$CH$10,0))","v":1.081660960635376E-4}]
[null,null,"Agriculture",10,"Open, 4 poles","CSL 1",0.51283344066808756,null,"Agriculture",10,"Open, 4 poles",null,{"$f":"G2707*INDEX('Shipment Data'!$BG$10:$CH$34,MATCH(CONCATENATE('UEC Data'!$C2707,'UEC Data'!$E2707),'Shipment Data'!$BI$10:$BI$34,0),MATCH('UEC Data'!$D2707,'Shipment Data'!$BG$10:$CH$10,0))","v":1.0454041686587712E-4}]
[null,null,"Agriculture",10,"Open, 4 poles","CSL 2",0.50052991210244091,null,"Agriculture",10,"Open, 4 poles",null,{"$f":"G2708*INDEX('Shipment Data'!$BG$10:$CH$34,MATCH(CONCATENATE('UEC Data'!$C2708,'UEC Data'!$E2708),'Shipment Data'!$BI$10:$BI$34,0),MATCH('UEC Data'!$D2708,'Shipment Data'!$BG$10:$CH$10,0))","v":1.0203235888218103E-4}]
[null,null,"Agriculture",10,"Open, 4 poles","CSL 3",0.49673801882893764,null,"Agriculture",10,"Open, 4 poles",null,{"$f":"G2709*INDEX('Shipment Data'!$BG$10:$CH$34,MATCH(CONCATENATE('UEC Data'!$C2709,'UEC Data'!$E2709),'Shipment Data'!$BI$10:$BI$34,0),MATCH('UEC Data'!$D2709,'Shipment Data'!$BG$10:$CH$10,0))","v":1.0125938646640695E-4}]
[null,null,"Agriculture",10,"Open, 4 poles","CSL 4",0.49353325741713799,null,"Agriculture",10,"Open, 4 poles",null,{"$f":"G2710*INDEX('Shipment Data'!$BG$10:$CH$34,MATCH(CONCATENATE('UEC Data'!$C2710,'UEC Data'!$E2710),'Shipment Data'!$BI$10:$BI$34,0),MATCH('UEC Data'!$D2710,'Shipment Data'!$BG$10:$CH$10,0))","v":1.0060610010210753E-4}]
[null,null,"Agriculture",10,"Open, 4 poles","-",0,null,"Agriculture",10,"Open, 4 poles",null,{"$f":"G2711*INDEX('Shipment Data'!$BG$10:$CH$34,MATCH(CONCATENATE('UEC Data'!$C2711,'UEC Data'!$E2711),'Shipment Data'!$BI$10:$BI$34,0),MATCH('UEC Data'!$D2711,'Shipment Data'!$BG$10:$CH$10,0))","v":0}]
[null,null,"Agriculture",10,"Open, 6 poles","CSL 0",0.54641182071183148,null,"Agriculture",10,"Open, 6 poles",null,{"$f":"G2712*INDEX('Shipment Data'!$BG$10:$CH$34,MATCH(CONCATENATE('UEC Data'!$C2712,'UEC Data'!$E2712),'Shipment Data'!$BI$10:$BI$34,0),MATCH('UEC Data'!$D2712,'Shipment Data'!$BG$10:$CH$10,0))","v":9.9254250100735527E-6}]
[null,null,"Agriculture",10,"Open, 6 poles","CSL 1",0.5088535802637898,null,"Agriculture",10,"Open, 6 poles",null,{"$f":"G2713*INDEX('Shipment Data'!$BG$10:$CH$34,MATCH(CONCATENATE('UEC Data'!$C2713,'UEC Data'!$E2713),'Shipment Data'!$BI$10:$BI$34,0),MATCH('UEC Data'!$D2713,'Shipment Data'!$BG$10:$CH$10,0))","v":9.2431895880951038E-6}]
[null,null,"Agriculture",10,"Open, 6 poles","CSL 2",0.50052991210244091,null,"Agriculture",10,"Open, 6 poles",null,{"$f":"G2714*INDEX('Shipment Data'!$BG$10:$CH$34,MATCH(CONCATENATE('UEC Data'!$C2714,'UEC Data'!$E2714),'Shipment Data'!$BI$10:$BI$34,0),MATCH('UEC Data'!$D2714,'Shipment Data'!$BG$10:$CH$10,0))","v":9.0919923756398931E-6}]
[null,null,"Agriculture",10,"Open, 6 poles","CSL 3",0.49673801882893764,null,"Agriculture",10,"Open, 6 poles",null,{"$f":"G2715*INDEX('Shipment Data'!$BG$10:$CH$34,MATCH(CONCATENATE('UEC Data'!$C2715,'UEC Data'!$E2715),'Shipment Data'!$BI$10:$BI$34,0),MATCH('UEC Data'!$D2715,'Shipment Data'!$BG$10:$CH$10,0))","v":9.0231136455214109E-6}]
[null,null,"Agriculture",10,"Open, 6 poles","CSL 4",0.49353325741713799,null,"Agriculture",10,"Open, 6 poles",null,{"$f":"G2716*INDEX('Shipment Data'!$BG$10:$CH$34,MATCH(CONCATENATE('UEC Data'!$C2716,'UEC Data'!$E2716),'Shipment Data'!$BI$10:$BI$34,0),MATCH('UEC Data'!$D2716,'Shipment Data'!$BG$10:$CH$10,0))","v":8.9649000090986919E-6}]
[null,null,"Agriculture",10,"Open, 6 poles","-",0,null,"Agriculture",10,"Open, 6 poles",null,{"$f":"G2717*INDEX('Shipment Data'!$BG$10:$CH$34,MATCH(CONCATENATE('UEC Data'!$C2717,'UEC Data'!$E2717),'Shipment Data'!$BI$10:$BI$34,0),MATCH('UEC Data'!$D2717,'Shipment Data'!$BG$10:$CH$10,0))","v":0}]
[null,null,"Agriculture",10,"Open, 8 poles","CSL 0",0.54641182071183148,null,"Agriculture",10,"Open, 8 poles",null,{"$f":"G2718*INDEX('Shipment Data'!$BG$10:$CH$34,MATCH(CONCATENATE('UEC Data'!$C2718,'UEC Data'!$E2718),'Shipment Data'!$BI$10:$BI$34,0),MATCH('UEC Data'!$D2718,'Shipment Data'!$BG$10:$CH$10,0))","v":1.8380416685321395E-6}]
[null,null,"Agriculture",10,"Open, 8 poles","CSL 1",0.51283344066808756,null,"Agriculture",10,"Open, 8 poles",null,{"$f":"G2719*INDEX('Shipment Data'!$BG$10:$CH$34,MATCH(CONCATENATE('UEC Data'!$C2719,'UEC Data'!$E2719),'Shipment Data'!$BI$10:$BI$34,0),MATCH('UEC Data'!$D2719,'Shipment Data'!$BG$10:$CH$10,0))","v":1.7250893872256948E-6}]
[null,null,"Agriculture",10,"Open, 8 poles","CSL 2",0.5088535802637898,null,"Agriculture",10,"Open, 8 poles",null,{"$f":"G2720*INDEX('Shipment Data'!$BG$10:$CH$34,MATCH(CONCATENATE('UEC Data'!$C2720,'UEC Data'!$E2720),'Shipment Data'!$BI$10:$BI$34,0),MATCH('UEC Data'!$D2720,'Shipment Data'!$BG$10:$CH$10,0))","v":1.7117017755731675E-6}]
[null,null,"Agriculture",10,"Open, 8 poles","CSL 3",0.50438014219553662,null,"Agriculture",10,"Open, 8 poles",null,{"$f":"G2721*INDEX('Shipment Data'!$BG$10:$CH$34,MATCH(CONCATENATE('UEC Data'!$C2721,'UEC Data'!$E2721),'Shipment Data'!$BI$10:$BI$34,0),MATCH('UEC Data'!$D2721,'Shipment Data'!$BG$10:$CH$10,0))","v":1.6966538478758206E-6}]
[null,null,"Agriculture",10,"Open, 8 poles","CSL 4",0.50052991210244091,null,"Agriculture",10,"Open, 8 poles",null,{"$f":"G2722*INDEX('Shipment Data'!$BG$10:$CH$34,MATCH(CONCATENATE('UEC Data'!$C2722,'UEC Data'!$E2722),'Shipment Data'!$BI$10:$BI$34,0),MATCH('UEC Data'!$D2722,'Shipment Data'!$BG$10:$CH$10,0))","v":1.6837022917851655E-6}]
[null,null,"Agriculture",10,"Open, 8 poles","-",0,null,"Agriculture",10,"Open, 8 poles",null,{"$f":"G2723*INDEX('Shipment Data'!$BG$10:$CH$34,MATCH(CONCATENATE('UEC Data'!$C2723,'UEC Data'!$E2723),'Shipment Data'!$BI$10:$BI$34,0),MATCH('UEC Data'!$D2723,'Shipment Data'!$BG$10:$CH$10,0))","v":0}]
[null,null,"Agriculture",10,"Enclosed, 2 poles","CSL 0",0.53682564841864133,null,"Agriculture",10,"Enclosed, 2 poles",null,{"$f":"G2724*INDEX('Shipment Data'!$BG$10:$CH$34,MATCH(CONCATENATE('UEC Data'!$C2724,'UEC Data'!$E2724),'Shipment Data'!$BI$10:$BI$34,0),MATCH('UEC Data'!$D2724,'Shipment Data'!$BG$10:$CH$10,0))","v":1.1713592331576514E-4}]
[null,null,"Agriculture",10,"Enclosed, 2 poles","CSL 1",0.51283344066808756,null,"Agriculture",10,"Enclosed, 2 poles",null,{"$f":"G2725*INDEX('Shipment Data'!$BG$10:$CH$34,MATCH(CONCATENATE('UEC Data'!$C2725,'UEC Data'!$E2725),'Shipment Data'!$BI$10:$BI$34,0),MATCH('UEC Data'!$D2725,'Shipment Data'!$BG$10:$CH$10,0))","v":1.119007982513734E-4}]
[null,null,"Agriculture",10,"Enclosed, 2 poles","CSL 2",0.5088535802637898,null,"Agriculture",10,"Enclosed, 2 poles",null,{"$f":"G2726*INDEX('Shipment Data'!$BG$10:$CH$34,MATCH(CONCATENATE('UEC Data'!$C2726,'UEC Data'!$E2726),'Shipment Data'!$BI$10:$BI$34,0),MATCH('UEC Data'!$D2726,'Shipment Data'!$BG$10:$CH$10,0))","v":1.1103238850884612E-4}]
[null,null,"Agriculture",10,"Enclosed, 2 poles","CSL 3",0.50438014219553662,null,"Agriculture",10,"Enclosed, 2 poles",null,{"$f":"G2727*INDEX('Shipment Data'!$BG$10:$CH$34,MATCH(CONCATENATE('UEC Data'!$C2727,'UEC Data'!$E2727),'Shipment Data'!$BI$10:$BI$34,0),MATCH('UEC Data'!$D2727,'Shipment Data'!$BG$10:$CH$10,0))","v":1.1005627959887823E-4}]
[null,null,"Agriculture",10,"Enclosed, 2 poles","CSL 4",0.50052991210244091,null,"Agriculture",10,"Enclosed, 2 poles",null,{"$f":"G2728*INDEX('Shipment Data'!$BG$10:$CH$34,MATCH(CONCATENATE('UEC Data'!$C2728,'UEC Data'!$E2728),'Shipment Data'!$BI$10:$BI$34,0),MATCH('UEC Data'!$D2728,'Shipment Data'!$BG$10:$CH$10,0))","v":1.0921615532713107E-4}]
[null,null,"Agriculture",10,"Enclosed, 2 poles","-",0,null,"Agriculture",10,"Enclosed, 2 poles",null,{"$f":"G2729*INDEX('Shipment Data'!$BG$10:$CH$34,MATCH(CONCATENATE('UEC Data'!$C2729,'UEC Data'!$E2729),'Shipment Data'!$BI$10:$BI$34,0),MATCH('UEC Data'!$D2729,'Shipment Data'!$BG$10:$CH$10,0))","v":0}]
[null,null,"Agriculture",10,"Enclosed, 4 poles","CSL 0",0.52455534788335811,null,"Agriculture",10,"Enclosed, 4 poles",null,{"$f":"G2730*INDEX('Shipment Data'!$BG$10:$CH$34,MATCH(CONCATENATE('UEC Data'!$C2730,'UEC Data'!$E2730),'Shipment Data'!$BI$10:$BI$34,0),MATCH('UEC Data'!$D2730,'Shipment Data'!$BG$10:$CH$10,0))","v":2.9879205363658447E-4}]
[null,null,"Agriculture",10,"Enclosed, 4 poles","CSL 1",0.51283344066808756,null,"Agriculture",10,"Enclosed, 4 poles",null,{"$f":"G2731*INDEX('Shipment Data'!$BG$10:$CH$34,MATCH(CONCATENATE('UEC Data'!$C2731,'UEC Data'!$E2731),'Shipment Data'!$BI$10:$BI$34,0),MATCH('UEC Data'!$D2731,'Shipment Data'!$BG$10:$CH$10,0))","v":2.9211513623688431E-4}]
[null,null,"Agriculture",10,"Enclosed, 4 poles","CSL 2",0.50052991210244091,null,"Agriculture",10,"Enclosed, 4 poles",null,{"$f":"G2732*INDEX('Shipment Data'!$BG$10:$CH$34,MATCH(CONCATENATE('UEC Data'!$C2732,'UEC Data'!$E2732),'Shipment Data'!$BI$10:$BI$34,0),MATCH('UEC Data'!$D2732,'Shipment Data'!$BG$10:$CH$10,0))","v":2.8510692140895465E-4}]
[null,null,"Agriculture",10,"Enclosed, 4 poles","CSL 3",0.49673801882893764,null,"Agriculture",10,"Enclosed, 4 poles",null,{"$f":"G2733*INDEX('Shipment Data'!$BG$10:$CH$34,MATCH(CONCATENATE('UEC Data'!$C2733,'UEC Data'!$E2733),'Shipment Data'!$BI$10:$BI$34,0),MATCH('UEC Data'!$D2733,'Shipment Data'!$BG$10:$CH$10,0))","v":2.8294702048918991E-4}]
[null,null,"Agriculture",10,"Enclosed, 4 poles","CSL 4",0.49353325741713799,null,"Agriculture",10,"Enclosed, 4 poles",null,{"$f":"G2734*INDEX('Shipment Data'!$BG$10:$CH$34,MATCH(CONCATENATE('UEC Data'!$C2734,'UEC Data'!$E2734),'Shipment Data'!$BI$10:$BI$34,0),MATCH('UEC Data'!$D2734,'Shipment Data'!$BG$10:$CH$10,0))","v":2.8112155584087252E-4}]
[null,null,"Agriculture",10,"Enclosed, 4 poles","-",0,null,"Agriculture",10,"Enclosed, 4 poles",null,{"$f":"G2735*INDEX('Shipment Data'!$BG$10:$CH$34,MATCH(CONCATENATE('UEC Data'!$C2735,'UEC Data'!$E2735),'Shipment Data'!$BI$10:$BI$34,0),MATCH('UEC Data'!$D2735,'Shipment Data'!$BG$10:$CH$10,0))","v":0}]
[null,null,"Agriculture",10,"Enclosed, 6 poles","CSL 0",0.52455534788335811,null,"Agriculture",10,"Enclosed, 6 poles",null,{"$f":"G2736*INDEX('Shipment Data'!$BG$10:$CH$34,MATCH(CONCATENATE('UEC Data'!$C2736,'UEC Data'!$E2736),'Shipment Data'!$BI$10:$BI$34,0),MATCH('UEC Data'!$D2736,'Shipment Data'!$BG$10:$CH$10,0))","v":2.7055973360793087E-5}]
[null,null,"Agriculture",10,"Enclosed, 6 poles","CSL 1",0.51283344066808756,null,"Agriculture",10,"Enclosed, 6 poles",null,{"$f":"G2737*INDEX('Shipment Data'!$BG$10:$CH$34,MATCH(CONCATENATE('UEC Data'!$C2737,'UEC Data'!$E2737),'Shipment Data'!$BI$10:$BI$34,0),MATCH('UEC Data'!$D2737,'Shipment Data'!$BG$10:$CH$10,0))","v":2.645137060412732E-5}]
[null,null,"Agriculture",10,"Enclosed, 6 poles","CSL 2",0.50438014219553662,null,"Agriculture",10,"Enclosed, 6 poles",null,{"$f":"G2738*INDEX('Shipment Data'!$BG$10:$CH$34,MATCH(CONCATENATE('UEC Data'!$C2738,'UEC Data'!$E2738),'Shipment Data'!$BI$10:$BI$34,0),MATCH('UEC Data'!$D2738,'Shipment Data'!$BG$10:$CH$10,0))","v":2.601535900076258E-5}]
[null,null,"Agriculture",10,"Enclosed, 6 poles","CSL 3",0.50052991210244091,null,"Agriculture",10,"Enclosed, 6 poles",null,{"$f":"G2739*INDEX('Shipment Data'!$BG$10:$CH$34,MATCH(CONCATENATE('UEC Data'!$C2739,'UEC Data'!$E2739),'Shipment Data'!$BI$10:$BI$34,0),MATCH('UEC Data'!$D2739,'Shipment Data'!$BG$10:$CH$10,0))","v":2.5816768474039203E-5}]
[null,null,"Agriculture",10,"Enclosed, 6 poles","CSL 4",0.49673801882893764,null,"Agriculture",10,"Enclosed, 6 poles",null,{"$f":"G2740*INDEX('Shipment Data'!$BG$10:$CH$34,MATCH(CONCATENATE('UEC Data'!$C2740,'UEC Data'!$E2740),'Shipment Data'!$BI$10:$BI$34,0),MATCH('UEC Data'!$D2740,'Shipment Data'!$BG$10:$CH$10,0))","v":2.5621186894690422E-5}]
[null,null,"Agriculture",10,"Enclosed, 6 poles","-",0,null,"Agriculture",10,"Enclosed, 6 poles",null,{"$f":"G2741*INDEX('Shipment Data'!$BG$10:$CH$34,MATCH(CONCATENATE('UEC Data'!$C2741,'UEC Data'!$E2741),'Shipment Data'!$BI$10:$BI$34,0),MATCH('UEC Data'!$D2741,'Shipment Data'!$BG$10:$CH$10,0))","v":0}]
[null,null,"Agriculture",10,"Enclosed, 8 poles","CSL 0",0.53682564841864133,null,"Agriculture",10,"Enclosed, 8 poles",null,{"$f":"G2742*INDEX('Shipment Data'!$BG$10:$CH$34,MATCH(CONCATENATE('UEC Data'!$C2742,'UEC Data'!$E2742),'Shipment Data'!$BI$10:$BI$34,0),MATCH('UEC Data'!$D2742,'Shipment Data'!$BG$10:$CH$10,0))","v":3.250431582246309E-6}]
[null,null,"Agriculture",10,"Enclosed, 8 poles","CSL 1",0.51862816881122975,null,"Agriculture",10,"Enclosed, 8 poles",null,{"$f":"G2743*INDEX('Shipment Data'!$BG$10:$CH$34,MATCH(CONCATENATE('UEC Data'!$C2743,'UEC Data'!$E2743),'Shipment Data'!$BI$10:$BI$34,0),MATCH('UEC Data'!$D2743,'Shipment Data'!$BG$10:$CH$10,0))","v":3.1402474608142306E-6}]
[null,null,"Agriculture",10,"Enclosed, 8 poles","CSL 2",0.51283344066808756,null,"Agriculture",10,"Enclosed, 8 poles",null,{"$f":"G2744*INDEX('Shipment Data'!$BG$10:$CH$34,MATCH(CONCATENATE('UEC Data'!$C2744,'UEC Data'!$E2744),'Shipment Data'!$BI$10:$BI$34,0),MATCH('UEC Data'!$D2744,'Shipment Data'!$BG$10:$CH$10,0))","v":3.1051608970062505E-6}]
[null,null,"Agriculture",10,"Enclosed, 8 poles","CSL 3",0.5088535802637898,null,"Agriculture",10,"Enclosed, 8 poles",null,{"$f":"G2745*INDEX('Shipment Data'!$BG$10:$CH$34,MATCH(CONCATENATE('UEC Data'!$C2745,'UEC Data'!$E2745),'Shipment Data'!$BI$10:$BI$34,0),MATCH('UEC Data'!$D2745,'Shipment Data'!$BG$10:$CH$10,0))","v":3.0810631960317014E-6}]
[null,null,"Agriculture",10,"Enclosed, 8 poles","CSL 4",0.50438014219553662,null,"Agriculture",10,"Enclosed, 8 poles",null,{"$f":"G2746*INDEX('Shipment Data'!$BG$10:$CH$34,MATCH(CONCATENATE('UEC Data'!$C2746,'UEC Data'!$E2746),'Shipment Data'!$BI$10:$BI$34,0),MATCH('UEC Data'!$D2746,'Shipment Data'!$BG$10:$CH$10,0))","v":3.053976926176477E-6}]
[null,null,"Agriculture",10,"Enclosed, 8 poles","-",0,null,"Agriculture",10,"Enclosed, 8 poles",null,{"$f":"G2747*INDEX('Shipment Data'!$BG$10:$CH$34,MATCH(CONCATENATE('UEC Data'!$C2747,'UEC Data'!$E2747),'Shipment Data'!$BI$10:$BI$34,0),MATCH('UEC Data'!$D2747,'Shipment Data'!$BG$10:$CH$10,0))","v":0}]
[null,null,"Agriculture",15,"Open, 2 poles","CSL 0",0.80523847262796211,null,"Agriculture",15,"Open, 2 poles",null,{"$f":"G2748*INDEX('Shipment Data'!$BG$10:$CH$34,MATCH(CONCATENATE('UEC Data'!$C2748,'UEC Data'!$E2748),'Shipment Data'!$BI$10:$BI$34,0),MATCH('UEC Data'!$D2748,'Shipment Data'!$BG$10:$CH$10,0))","v":2.546171406092942E-5}]
[null,null,"Agriculture",15,"Open, 2 poles","CSL 1",0.76925016100213139,null,"Agriculture",15,"Open, 2 poles",null,{"$f":"G2749*INDEX('Shipment Data'!$BG$10:$CH$34,MATCH(CONCATENATE('UEC Data'!$C2749,'UEC Data'!$E2749),'Shipment Data'!$BI$10:$BI$34,0),MATCH('UEC Data'!$D2749,'Shipment Data'!$BG$10:$CH$10,0))","v":2.4323760359882296E-5}]
[null,null,"Agriculture",15,"Open, 2 poles","CSL 2",0.76328037039568475,null,"Agriculture",15,"Open, 2 poles",null,{"$f":"G2750*INDEX('Shipment Data'!$BG$10:$CH$34,MATCH(CONCATENATE('UEC Data'!$C2750,'UEC Data'!$E2750),'Shipment Data'!$BI$10:$BI$34,0),MATCH('UEC Data'!$D2750,'Shipment Data'!$BG$10:$CH$10,0))","v":2.413499503558166E-5}]
[null,null,"Agriculture",15,"Open, 2 poles","CSL 3",0.75657021329330498,null,"Agriculture",15,"Open, 2 poles",null,{"$f":"G2751*INDEX('Shipment Data'!$BG$10:$CH$34,MATCH(CONCATENATE('UEC Data'!$C2751,'UEC Data'!$E2751),'Shipment Data'!$BI$10:$BI$34,0),MATCH('UEC Data'!$D2751,'Shipment Data'!$BG$10:$CH$10,0))","v":2.392281925504907E-5}]
[null,null,"Agriculture",15,"Open, 2 poles","CSL 4",0.75079486815366137,null,"Agriculture",15,"Open, 2 poles",null,{"$f":"G2752*INDEX('Shipment Data'!$BG$10:$CH$34,MATCH(CONCATENATE('UEC Data'!$C2752,'UEC Data'!$E2752),'Shipment Data'!$BI$10:$BI$34,0),MATCH('UEC Data'!$D2752,'Shipment Data'!$BG$10:$CH$10,0))","v":2.3740202314170831E-5}]
[null,null,"Agriculture",15,"Open, 2 poles","-",0,null,"Agriculture",15,"Open, 2 poles",null,{"$f":"G2753*INDEX('Shipment Data'!$BG$10:$CH$34,MATCH(CONCATENATE('UEC Data'!$C2753,'UEC Data'!$E2753),'Shipment Data'!$BI$10:$BI$34,0),MATCH('UEC Data'!$D2753,'Shipment Data'!$BG$10:$CH$10,0))","v":0}]
[null,null,"Agriculture",15,"Open, 4 poles","CSL 0",0.7959293573374655,null,"Agriculture",15,"Open, 4 poles",null,{"$f":"G2754*INDEX('Shipment Data'!$BG$10:$CH$34,MATCH(CONCATENATE('UEC Data'!$C2754,'UEC Data'!$E2754),'Shipment Data'!$BI$10:$BI$34,0),MATCH('UEC Data'!$D2754,'Shipment Data'!$BG$10:$CH$10,0))","v":1.6224914409530638E-4}]
[null,null,"Agriculture",15,"Open, 4 poles","CSL 1",0.75657021329330498,null,"Agriculture",15,"Open, 4 poles",null,{"$f":"G2755*INDEX('Shipment Data'!$BG$10:$CH$34,MATCH(CONCATENATE('UEC Data'!$C2755,'UEC Data'!$E2755),'Shipment Data'!$BI$10:$BI$34,0),MATCH('UEC Data'!$D2755,'Shipment Data'!$BG$10:$CH$10,0))","v":1.542258347719121E-4}]
[null,null,"Agriculture",15,"Open, 4 poles","CSL 2",0.74029988612570707,null,"Agriculture",15,"Open, 4 poles",null,{"$f":"G2756*INDEX('Shipment Data'!$BG$10:$CH$34,MATCH(CONCATENATE('UEC Data'!$C2756,'UEC Data'!$E2756),'Shipment Data'!$BI$10:$BI$34,0),MATCH('UEC Data'!$D2756,'Shipment Data'!$BG$10:$CH$10,0))","v":1.509091501531613E-4}]
[null,null,"Agriculture",15,"Open, 4 poles","CSL 3",0.73555437403515778,null,"Agriculture",15,"Open, 4 poles",null,{"$f":"G2757*INDEX('Shipment Data'!$BG$10:$CH$34,MATCH(CONCATENATE('UEC Data'!$C2757,'UEC Data'!$E2757),'Shipment Data'!$BI$10:$BI$34,0),MATCH('UEC Data'!$D2757,'Shipment Data'!$BG$10:$CH$10,0))","v":1.4994178380602568E-4}]
[null,null,"Agriculture",15,"Open, 4 poles","CSL 4",0.73164600860457774,null,"Agriculture",15,"Open, 4 poles",null,{"$f":"G2758*INDEX('Shipment Data'!$BG$10:$CH$34,MATCH(CONCATENATE('UEC Data'!$C2758,'UEC Data'!$E2758),'Shipment Data'!$BI$10:$BI$34,0),MATCH('UEC Data'!$D2758,'Shipment Data'!$BG$10:$CH$10,0))","v":1.4914506869547292E-4}]
[null,null,"Agriculture",15,"Open, 4 poles","-",0,null,"Agriculture",15,"Open, 4 poles",null,{"$f":"G2759*INDEX('Shipment Data'!$BG$10:$CH$34,MATCH(CONCATENATE('UEC Data'!$C2759,'UEC Data'!$E2759),'Shipment Data'!$BI$10:$BI$34,0),MATCH('UEC Data'!$D2759,'Shipment Data'!$BG$10:$CH$10,0))","v":0}]
[null,null,"Agriculture",15,"Open, 6 poles","CSL 0",0.77794225321684474,null,"Agriculture",15,"Open, 6 poles",null,{"$f":"G2760*INDEX('Shipment Data'!$BG$10:$CH$34,MATCH(CONCATENATE('UEC Data'!$C2760,'UEC Data'!$E2760),'Shipment Data'!$BI$10:$BI$34,0),MATCH('UEC Data'!$D2760,'Shipment Data'!$BG$10:$CH$10,0))","v":1.4131113573664036E-5}]
[null,null,"Agriculture",15,"Open, 6 poles","CSL 1",0.76328037039568475,null,"Agriculture",15,"Open, 6 poles",null,{"$f":"G2761*INDEX('Shipment Data'!$BG$10:$CH$34,MATCH(CONCATENATE('UEC Data'!$C2761,'UEC Data'!$E2761),'Shipment Data'!$BI$10:$BI$34,0),MATCH('UEC Data'!$D2761,'Shipment Data'!$BG$10:$CH$10,0))","v":1.3864784382142652E-5}]
[null,null,"Agriculture",15,"Open, 6 poles","CSL 2",0.75079486815366137,null,"Agriculture",15,"Open, 6 poles",null,{"$f":"G2762*INDEX('Shipment Data'!$BG$10:$CH$34,MATCH(CONCATENATE('UEC Data'!$C2762,'UEC Data'!$E2762),'Shipment Data'!$BI$10:$BI$34,0),MATCH('UEC Data'!$D2762,'Shipment Data'!$BG$10:$CH$10,0))","v":1.3637988563459836E-5}]
[null,null,"Agriculture",15,"Open, 6 poles","CSL 3",0.74510702824340647,null,"Agriculture",15,"Open, 6 poles",null,{"$f":"G2763*INDEX('Shipment Data'!$BG$10:$CH$34,MATCH(CONCATENATE('UEC Data'!$C2763,'UEC Data'!$E2763),'Shipment Data'!$BI$10:$BI$34,0),MATCH('UEC Data'!$D2763,'Shipment Data'!$BG$10:$CH$10,0))","v":1.3534670468282111E-5}]
[null,null,"Agriculture",15,"Open, 6 poles","CSL 4",0.74029988612570707,null,"Agriculture",15,"Open, 6 poles",null,{"$f":"G2764*INDEX('Shipment Data'!$BG$10:$CH$34,MATCH(CONCATENATE('UEC Data'!$C2764,'UEC Data'!$E2764),'Shipment Data'!$BI$10:$BI$34,0),MATCH('UEC Data'!$D2764,'Shipment Data'!$BG$10:$CH$10,0))","v":1.3447350013648033E-5}]
[null,null,"Agriculture",15,"Open, 6 poles","-",0,null,"Agriculture",15,"Open, 6 poles",null,{"$f":"G2765*INDEX('Shipment Data'!$BG$10:$CH$34,MATCH(CONCATENATE('UEC Data'!$C2765,'UEC Data'!$E2765),'Shipment Data'!$BI$10:$BI$34,0),MATCH('UEC Data'!$D2765,'Shipment Data'!$BG$10:$CH$10,0))","v":0}]
[null,null,"Agriculture",15,"Open, 8 poles","CSL 0",0.77794225321684474,null,"Agriculture",15,"Open, 8 poles",null,{"$f":"G2766*INDEX('Shipment Data'!$BG$10:$CH$34,MATCH(CONCATENATE('UEC Data'!$C2766,'UEC Data'!$E2766),'Shipment Data'!$BI$10:$BI$34,0),MATCH('UEC Data'!$D2766,'Shipment Data'!$BG$10:$CH$10,0))","v":2.6168728840118591E-6}]
[null,null,"Agriculture",15,"Open, 8 poles","CSL 1",0.76925016100213139,null,"Agriculture",15,"Open, 8 poles",null,{"$f":"G2767*INDEX('Shipment Data'!$BG$10:$CH$34,MATCH(CONCATENATE('UEC Data'!$C2767,'UEC Data'!$E2767),'Shipment Data'!$BI$10:$BI$34,0),MATCH('UEC Data'!$D2767,'Shipment Data'!$BG$10:$CH$10,0))","v":2.5876340808385423E-6}]
[null,null,"Agriculture",15,"Open, 8 poles","CSL 2",0.76328037039568475,null,"Agriculture",15,"Open, 8 poles",null,{"$f":"G2768*INDEX('Shipment Data'!$BG$10:$CH$34,MATCH(CONCATENATE('UEC Data'!$C2768,'UEC Data'!$E2768),'Shipment Data'!$BI$10:$BI$34,0),MATCH('UEC Data'!$D2768,'Shipment Data'!$BG$10:$CH$10,0))","v":2.5675526633597511E-6}]
[null,null,"Agriculture",15,"Open, 8 poles","CSL 3",0.75657021329330498,null,"Agriculture",15,"Open, 8 poles",null,{"$f":"G2769*INDEX('Shipment Data'!$BG$10:$CH$34,MATCH(CONCATENATE('UEC Data'!$C2769,'UEC Data'!$E2769),'Shipment Data'!$BI$10:$BI$34,0),MATCH('UEC Data'!$D2769,'Shipment Data'!$BG$10:$CH$10,0))","v":2.544980771813731E-6}]
[null,null,"Agriculture",15,"Open, 8 poles","CSL 4",0.75079486815366137,null,"Agriculture",15,"Open, 8 poles",null,{"$f":"G2770*INDEX('Shipment Data'!$BG$10:$CH$34,MATCH(CONCATENATE('UEC Data'!$C2770,'UEC Data'!$E2770),'Shipment Data'!$BI$10:$BI$34,0),MATCH('UEC Data'!$D2770,'Shipment Data'!$BG$10:$CH$10,0))","v":2.5255534376777479E-6}]
[null,null,"Agriculture",15,"Open, 8 poles","-",0,null,"Agriculture",15,"Open, 8 poles",null,{"$f":"G2771*INDEX('Shipment Data'!$BG$10:$CH$34,MATCH(CONCATENATE('UEC Data'!$C2771,'UEC Data'!$E2771),'Shipment Data'!$BI$10:$BI$34,0),MATCH('UEC Data'!$D2771,'Shipment Data'!$BG$10:$CH$10,0))","v":0}]
[null,null,"Agriculture",15,"Enclosed, 2 poles","CSL 0",0.7959293573374655,null,"Agriculture",15,"Enclosed, 2 poles",null,{"$f":"G2772*INDEX('Shipment Data'!$BG$10:$CH$34,MATCH(CONCATENATE('UEC Data'!$C2772,'UEC Data'!$E2772),'Shipment Data'!$BI$10:$BI$34,0),MATCH('UEC Data'!$D2772,'Shipment Data'!$BG$10:$CH$10,0))","v":1.7367262618782521E-4}]
[null,null,"Agriculture",15,"Enclosed, 2 poles","CSL 1",0.76328037039568475,null,"Agriculture",15,"Enclosed, 2 poles",null,{"$f":"G2773*INDEX('Shipment Data'!$BG$10:$CH$34,MATCH(CONCATENATE('UEC Data'!$C2773,'UEC Data'!$E2773),'Shipment Data'!$BI$10:$BI$34,0),MATCH('UEC Data'!$D2773,'Shipment Data'!$BG$10:$CH$10,0))","v":1.6654858276326918E-4}]
[null,null,"Agriculture",15,"Enclosed, 2 poles","CSL 2",0.75657021329330498,null,"Agriculture",15,"Enclosed, 2 poles",null,{"$f":"G2774*INDEX('Shipment Data'!$BG$10:$CH$34,MATCH(CONCATENATE('UEC Data'!$C2774,'UEC Data'!$E2774),'Shipment Data'!$BI$10:$BI$34,0),MATCH('UEC Data'!$D2774,'Shipment Data'!$BG$10:$CH$10,0))","v":1.6508441939831734E-4}]
[null,null,"Agriculture",15,"Enclosed, 2 poles","CSL 3",0.75079486815366137,null,"Agriculture",15,"Enclosed, 2 poles",null,{"$f":"G2775*INDEX('Shipment Data'!$BG$10:$CH$34,MATCH(CONCATENATE('UEC Data'!$C2775,'UEC Data'!$E2775),'Shipment Data'!$BI$10:$BI$34,0),MATCH('UEC Data'!$D2775,'Shipment Data'!$BG$10:$CH$10,0))","v":1.6382423299069658E-4}]
[null,null,"Agriculture",15,"Enclosed, 2 poles","CSL 4",0.74510702824340647,null,"Agriculture",15,"Enclosed, 2 poles",null,{"$f":"G2776*INDEX('Shipment Data'!$BG$10:$CH$34,MATCH(CONCATENATE('UEC Data'!$C2776,'UEC Data'!$E2776),'Shipment Data'!$BI$10:$BI$34,0),MATCH('UEC Data'!$D2776,'Shipment Data'!$BG$10:$CH$10,0))","v":1.6258314031652465E-4}]
[null,null,"Agriculture",15,"Enclosed, 2 poles","-",0,null,"Agriculture",15,"Enclosed, 2 poles",null,{"$f":"G2777*INDEX('Shipment Data'!$BG$10:$CH$34,MATCH(CONCATENATE('UEC Data'!$C2777,'UEC Data'!$E2777),'Shipment Data'!$BI$10:$BI$34,0),MATCH('UEC Data'!$D2777,'Shipment Data'!$BG$10:$CH$10,0))","v":0}]
[null,null,"Agriculture",15,"Enclosed, 4 poles","CSL 0",0.78683302182503712,null,"Agriculture",15,"Enclosed, 4 poles",null,{"$f":"G2778*INDEX('Shipment Data'!$BG$10:$CH$34,MATCH(CONCATENATE('UEC Data'!$C2778,'UEC Data'!$E2778),'Shipment Data'!$BI$10:$BI$34,0),MATCH('UEC Data'!$D2778,'Shipment Data'!$BG$10:$CH$10,0))","v":4.4818808045487673E-4}]
[null,null,"Agriculture",15,"Enclosed, 4 poles","CSL 1",0.75657021329330498,null,"Agriculture",15,"Enclosed, 4 poles",null,{"$f":"G2779*INDEX('Shipment Data'!$BG$10:$CH$34,MATCH(CONCATENATE('UEC Data'!$C2779,'UEC Data'!$E2779),'Shipment Data'!$BI$10:$BI$34,0),MATCH('UEC Data'!$D2779,'Shipment Data'!$BG$10:$CH$10,0))","v":4.3095007736045841E-4}]
[null,null,"Agriculture",15,"Enclosed, 4 poles","CSL 2",0.74510702824340647,null,"Agriculture",15,"Enclosed, 4 poles",null,{"$f":"G2780*INDEX('Shipment Data'!$BG$10:$CH$34,MATCH(CONCATENATE('UEC Data'!$C2780,'UEC Data'!$E2780),'Shipment Data'!$BI$10:$BI$34,0),MATCH('UEC Data'!$D2780,'Shipment Data'!$BG$10:$CH$10,0))","v":4.2442053073378483E-4}]
[null,null,"Agriculture",15,"Enclosed, 4 poles","CSL 3",0.74029988612570707,null,"Agriculture",15,"Enclosed, 4 poles",null,{"$f":"G2781*INDEX('Shipment Data'!$BG$10:$CH$34,MATCH(CONCATENATE('UEC Data'!$C2781,'UEC Data'!$E2781),'Shipment Data'!$BI$10:$BI$34,0),MATCH('UEC Data'!$D2781,'Shipment Data'!$BG$10:$CH$10,0))","v":4.2168233376130878E-4}]
[null,null,"Agriculture",15,"Enclosed, 4 poles","CSL 4",0.73164600860457774,null,"Agriculture",15,"Enclosed, 4 poles",null,{"$f":"G2782*INDEX('Shipment Data'!$BG$10:$CH$34,MATCH(CONCATENATE('UEC Data'!$C2782,'UEC Data'!$E2782),'Shipment Data'!$BI$10:$BI$34,0),MATCH('UEC Data'!$D2782,'Shipment Data'!$BG$10:$CH$10,0))","v":4.1675299723487481E-4}]
[null,null,"Agriculture",15,"Enclosed, 4 poles","-",0,null,"Agriculture",15,"Enclosed, 4 poles",null,{"$f":"G2783*INDEX('Shipment Data'!$BG$10:$CH$34,MATCH(CONCATENATE('UEC Data'!$C2783,'UEC Data'!$E2783),'Shipment Data'!$BI$10:$BI$34,0),MATCH('UEC Data'!$D2783,'Shipment Data'!$BG$10:$CH$10,0))","v":0}]
[null,null,"Agriculture",15,"Enclosed, 6 poles","CSL 0",0.80523847262796211,null,"Agriculture",15,"Enclosed, 6 poles",null,{"$f":"G2784*INDEX('Shipment Data'!$BG$10:$CH$34,MATCH(CONCATENATE('UEC Data'!$C2784,'UEC Data'!$E2784),'Shipment Data'!$BI$10:$BI$34,0),MATCH('UEC Data'!$D2784,'Shipment Data'!$BG$10:$CH$10,0))","v":4.1533292439813946E-5}]
[null,null,"Agriculture",15,"Enclosed, 6 poles","CSL 1",0.76328037039568475,null,"Agriculture",15,"Enclosed, 6 poles",null,{"$f":"G2785*INDEX('Shipment Data'!$BG$10:$CH$34,MATCH(CONCATENATE('UEC Data'!$C2785,'UEC Data'!$E2785),'Shipment Data'!$BI$10:$BI$34,0),MATCH('UEC Data'!$D2785,'Shipment Data'!$BG$10:$CH$10,0))","v":3.9369140838182847E-5}]
[null,null,"Agriculture",15,"Enclosed, 6 poles","CSL 2",0.75079486815366137,null,"Agriculture",15,"Enclosed, 6 poles",null,{"$f":"G2786*INDEX('Shipment Data'!$BG$10:$CH$34,MATCH(CONCATENATE('UEC Data'!$C2786,'UEC Data'!$E2786),'Shipment Data'!$BI$10:$BI$34,0),MATCH('UEC Data'!$D2786,'Shipment Data'!$BG$10:$CH$10,0))","v":3.8725152711058798E-5}]
[null,null,"Agriculture",15,"Enclosed, 6 poles","CSL 3",0.74510702824340647,null,"Agriculture",15,"Enclosed, 6 poles",null,{"$f":"G2787*INDEX('Shipment Data'!$BG$10:$CH$34,MATCH(CONCATENATE('UEC Data'!$C2787,'UEC Data'!$E2787),'Shipment Data'!$BI$10:$BI$34,0),MATCH('UEC Data'!$D2787,'Shipment Data'!$BG$10:$CH$10,0))","v":3.843178034203563E-5}]
[null,null,"Agriculture",15,"Enclosed, 6 poles","CSL 4",0.74029988612570707,null,"Agriculture",15,"Enclosed, 6 poles",null,{"$f":"G2788*INDEX('Shipment Data'!$BG$10:$CH$34,MATCH(CONCATENATE('UEC Data'!$C2788,'UEC Data'!$E2788),'Shipment Data'!$BI$10:$BI$34,0),MATCH('UEC Data'!$D2788,'Shipment Data'!$BG$10:$CH$10,0))","v":3.8183833372087014E-5}]
[null,null,"Agriculture",15,"Enclosed, 6 poles","-",0,null,"Agriculture",15,"Enclosed, 6 poles",null,{"$f":"G2789*INDEX('Shipment Data'!$BG$10:$CH$34,MATCH(CONCATENATE('UEC Data'!$C2789,'UEC Data'!$E2789),'Shipment Data'!$BI$10:$BI$34,0),MATCH('UEC Data'!$D2789,'Shipment Data'!$BG$10:$CH$10,0))","v":0}]
[null,null,"Agriculture",15,"Enclosed, 8 poles","CSL 0",0.7959293573374655,null,"Agriculture",15,"Enclosed, 8 poles",null,{"$f":"G2790*INDEX('Shipment Data'!$BG$10:$CH$34,MATCH(CONCATENATE('UEC Data'!$C2790,'UEC Data'!$E2790),'Shipment Data'!$BI$10:$BI$34,0),MATCH('UEC Data'!$D2790,'Shipment Data'!$BG$10:$CH$10,0))","v":4.8192815077813783E-6}]
[null,null,"Agriculture",15,"Enclosed, 8 poles","CSL 1",0.77794225321684474,null,"Agriculture",15,"Enclosed, 8 poles",null,{"$f":"G2791*INDEX('Shipment Data'!$BG$10:$CH$34,MATCH(CONCATENATE('UEC Data'!$C2791,'UEC Data'!$E2791),'Shipment Data'!$BI$10:$BI$34,0),MATCH('UEC Data'!$D2791,'Shipment Data'!$BG$10:$CH$10,0))","v":4.7103711912213467E-6}]
[null,null,"Agriculture",15,"Enclosed, 8 poles","CSL 2",0.76925016100213139,null,"Agriculture",15,"Enclosed, 8 poles",null,{"$f":"G2792*INDEX('Shipment Data'!$BG$10:$CH$34,MATCH(CONCATENATE('UEC Data'!$C2792,'UEC Data'!$E2792),'Shipment Data'!$BI$10:$BI$34,0),MATCH('UEC Data'!$D2792,'Shipment Data'!$BG$10:$CH$10,0))","v":4.6577413455093767E-6}]
[null,null,"Agriculture",15,"Enclosed, 8 poles","CSL 3",0.76328037039568475,null,"Agriculture",15,"Enclosed, 8 poles",null,{"$f":"G2793*INDEX('Shipment Data'!$BG$10:$CH$34,MATCH(CONCATENATE('UEC Data'!$C2793,'UEC Data'!$E2793),'Shipment Data'!$BI$10:$BI$34,0),MATCH('UEC Data'!$D2793,'Shipment Data'!$BG$10:$CH$10,0))","v":4.6215947940475519E-6}]
[null,null,"Agriculture",15,"Enclosed, 8 poles","CSL 4",0.75657021329330498,null,"Agriculture",15,"Enclosed, 8 poles",null,{"$f":"G2794*INDEX('Shipment Data'!$BG$10:$CH$34,MATCH(CONCATENATE('UEC Data'!$C2794,'UEC Data'!$E2794),'Shipment Data'!$BI$10:$BI$34,0),MATCH('UEC Data'!$D2794,'Shipment Data'!$BG$10:$CH$10,0))","v":4.580965389264716E-6}]
[null,null,"Agriculture",15,"Enclosed, 8 poles","-",0,null,"Agriculture",15,"Enclosed, 8 poles",null,{"$f":"G2795*INDEX('Shipment Data'!$BG$10:$CH$34,MATCH(CONCATENATE('UEC Data'!$C2795,'UEC Data'!$E2795),'Shipment Data'!$BI$10:$BI$34,0),MATCH('UEC Data'!$D2795,'Shipment Data'!$BG$10:$CH$10,0))","v":0}]
[null,null,"Agriculture",20,"Open, 2 poles","CSL 0",1.0372563376224595,null,"Agriculture",20,"Open, 2 poles",null,{"$f":"G2796*INDEX('Shipment Data'!$BG$10:$CH$34,MATCH(CONCATENATE('UEC Data'!$C2796,'UEC Data'!$E2796),'Shipment Data'!$BI$10:$BI$34,0),MATCH('UEC Data'!$D2796,'Shipment Data'!$BG$10:$CH$10,0))","v":3.2798140146281963E-5}]
[null,null,"Agriculture",20,"Open, 2 poles","CSL 1",1.0177071605275796,null,"Agriculture",20,"Open, 2 poles",null,{"$f":"G2797*INDEX('Shipment Data'!$BG$10:$CH$34,MATCH(CONCATENATE('UEC Data'!$C2797,'UEC Data'!$E2797),'Shipment Data'!$BI$10:$BI$34,0),MATCH('UEC Data'!$D2797,'Shipment Data'!$BG$10:$CH$10,0))","v":3.2179993380775545E-5}]
[null,null,"Agriculture",20,"Open, 2 poles","CSL 2",1.0087602843910732,null,"Agriculture",20,"Open, 2 poles",null,{"$f":"G2798*INDEX('Shipment Data'!$BG$10:$CH$34,MATCH(CONCATENATE('UEC Data'!$C2798,'UEC Data'!$E2798),'Shipment Data'!$BI$10:$BI$34,0),MATCH('UEC Data'!$D2798,'Shipment Data'!$BG$10:$CH$10,0))","v":3.189709234006542E-5}]
[null,null,"Agriculture",20,"Open, 2 poles","CSL 3",1.0010598242048818,null,"Agriculture",20,"Open, 2 poles",null,{"$f":"G2799*INDEX('Shipment Data'!$BG$10:$CH$34,MATCH(CONCATENATE('UEC Data'!$C2799,'UEC Data'!$E2799),'Shipment Data'!$BI$10:$BI$34,0),MATCH('UEC Data'!$D2799,'Shipment Data'!$BG$10:$CH$10,0))","v":3.1653603085561108E-5}]
[null,null,"Agriculture",20,"Open, 2 poles","CSL 4",0.99347603765787529,null,"Agriculture",20,"Open, 2 poles",null,{"$f":"G2800*INDEX('Shipment Data'!$BG$10:$CH$34,MATCH(CONCATENATE('UEC Data'!$C2800,'UEC Data'!$E2800),'Shipment Data'!$BI$10:$BI$34,0),MATCH('UEC Data'!$D2800,'Shipment Data'!$BG$10:$CH$10,0))","v":3.1413803062185651E-5}]
[null,null,"Agriculture",20,"Open, 2 poles","-",0,null,"Agriculture",20,"Open, 2 poles",null,{"$f":"G2801*INDEX('Shipment Data'!$BG$10:$CH$34,MATCH(CONCATENATE('UEC Data'!$C2801,'UEC Data'!$E2801),'Shipment Data'!$BI$10:$BI$34,0),MATCH('UEC Data'!$D2801,'Shipment Data'!$BG$10:$CH$10,0))","v":0}]
[null,null,"Agriculture",20,"Open, 4 poles","CSL 0",1.0491106957667162,null,"Agriculture",20,"Open, 4 poles",null,{"$f":"G2802*INDEX('Shipment Data'!$BG$10:$CH$34,MATCH(CONCATENATE('UEC Data'!$C2802,'UEC Data'!$E2802),'Shipment Data'!$BI$10:$BI$34,0),MATCH('UEC Data'!$D2802,'Shipment Data'!$BG$10:$CH$10,0))","v":2.1385982421705141E-4}]
[null,null,"Agriculture",20,"Open, 4 poles","CSL 1",1.0087602843910732,null,"Agriculture",20,"Open, 4 poles",null,{"$f":"G2803*INDEX('Shipment Data'!$BG$10:$CH$34,MATCH(CONCATENATE('UEC Data'!$C2803,'UEC Data'!$E2803),'Shipment Data'!$BI$10:$BI$34,0),MATCH('UEC Data'!$D2803,'Shipment Data'!$BG$10:$CH$10,0))","v":2.0563444636254941E-4}]
[null,null,"Agriculture",20,"Open, 4 poles","CSL 2",0.98706651483427599,null,"Agriculture",20,"Open, 4 poles",null,{"$f":"G2804*INDEX('Shipment Data'!$BG$10:$CH$34,MATCH(CONCATENATE('UEC Data'!$C2804,'UEC Data'!$E2804),'Shipment Data'!$BI$10:$BI$34,0),MATCH('UEC Data'!$D2804,'Shipment Data'!$BG$10:$CH$10,0))","v":2.0121220020421501E-4}]
[null,null,"Agriculture",20,"Open, 4 poles","CSL 3",0.98073916538021022,null,"Agriculture",20,"Open, 4 poles",null,{"$f":"G2805*INDEX('Shipment Data'!$BG$10:$CH$34,MATCH(CONCATENATE('UEC Data'!$C2805,'UEC Data'!$E2805),'Shipment Data'!$BI$10:$BI$34,0),MATCH('UEC Data'!$D2805,'Shipment Data'!$BG$10:$CH$10,0))","v":1.9992237840803418E-4}]
[null,null,"Agriculture",20,"Open, 4 poles","CSL 4",0.97552801147277024,null,"Agriculture",20,"Open, 4 poles",null,{"$f":"G2806*INDEX('Shipment Data'!$BG$10:$CH$34,MATCH(CONCATENATE('UEC Data'!$C2806,'UEC Data'!$E2806),'Shipment Data'!$BI$10:$BI$34,0),MATCH('UEC Data'!$D2806,'Shipment Data'!$BG$10:$CH$10,0))","v":1.9886009159396386E-4}]
[null,null,"Agriculture",20,"Open, 4 poles","-",0,null,"Agriculture",20,"Open, 4 poles",null,{"$f":"G2807*INDEX('Shipment Data'!$BG$10:$CH$34,MATCH(CONCATENATE('UEC Data'!$C2807,'UEC Data'!$E2807),'Shipment Data'!$BI$10:$BI$34,0),MATCH('UEC Data'!$D2807,'Shipment Data'!$BG$10:$CH$10,0))","v":0}]
[null,null,"Agriculture",20,"Open, 6 poles","CSL 0",1.0491106957667162,null,"Agriculture",20,"Open, 6 poles",null,{"$f":"G2808*INDEX('Shipment Data'!$BG$10:$CH$34,MATCH(CONCATENATE('UEC Data'!$C2808,'UEC Data'!$E2808),'Shipment Data'!$BI$10:$BI$34,0),MATCH('UEC Data'!$D2808,'Shipment Data'!$BG$10:$CH$10,0))","v":1.9056816019341212E-5}]
[null,null,"Agriculture",20,"Open, 6 poles","CSL 1",1.0087602843910732,null,"Agriculture",20,"Open, 6 poles",null,{"$f":"G2809*INDEX('Shipment Data'!$BG$10:$CH$34,MATCH(CONCATENATE('UEC Data'!$C2809,'UEC Data'!$E2809),'Shipment Data'!$BI$10:$BI$34,0),MATCH('UEC Data'!$D2809,'Shipment Data'!$BG$10:$CH$10,0))","v":1.8323861557058857E-5}]
[null,null,"Agriculture",20,"Open, 6 poles","CSL 2",0.99347603765787529,null,"Agriculture",20,"Open, 6 poles",null,{"$f":"G2810*INDEX('Shipment Data'!$BG$10:$CH$34,MATCH(CONCATENATE('UEC Data'!$C2810,'UEC Data'!$E2810),'Shipment Data'!$BI$10:$BI$34,0),MATCH('UEC Data'!$D2810,'Shipment Data'!$BG$10:$CH$10,0))","v":1.8046227291042815E-5}]
[null,null,"Agriculture",20,"Open, 6 poles","CSL 3",0.98706651483427599,null,"Agriculture",20,"Open, 6 poles",null,{"$f":"G2811*INDEX('Shipment Data'!$BG$10:$CH$34,MATCH(CONCATENATE('UEC Data'!$C2811,'UEC Data'!$E2811),'Shipment Data'!$BI$10:$BI$34,0),MATCH('UEC Data'!$D2811,'Shipment Data'!$BG$10:$CH$10,0))","v":1.7929800018197377E-5}]
[null,null,"Agriculture",20,"Open, 6 poles","CSL 4",0.98073916538021022,null,"Agriculture",20,"Open, 6 poles",null,{"$f":"G2812*INDEX('Shipment Data'!$BG$10:$CH$34,MATCH(CONCATENATE('UEC Data'!$C2812,'UEC Data'!$E2812),'Shipment Data'!$BI$10:$BI$34,0),MATCH('UEC Data'!$D2812,'Shipment Data'!$BG$10:$CH$10,0))","v":1.7814865402696111E-5}]
[null,null,"Agriculture",20,"Open, 6 poles","-",0,null,"Agriculture",20,"Open, 6 poles",null,{"$f":"G2813*INDEX('Shipment Data'!$BG$10:$CH$34,MATCH(CONCATENATE('UEC Data'!$C2813,'UEC Data'!$E2813),'Shipment Data'!$BI$10:$BI$34,0),MATCH('UEC Data'!$D2813,'Shipment Data'!$BG$10:$CH$10,0))","v":0}]
[null,null,"Agriculture",20,"Open, 8 poles","CSL 0",1.0256668813361751,null,"Agriculture",20,"Open, 8 poles",null,{"$f":"G2814*INDEX('Shipment Data'!$BG$10:$CH$34,MATCH(CONCATENATE('UEC Data'!$C2814,'UEC Data'!$E2814),'Shipment Data'!$BI$10:$BI$34,0),MATCH('UEC Data'!$D2814,'Shipment Data'!$BG$10:$CH$10,0))","v":3.4501787744513884E-6}]
[null,null,"Agriculture",20,"Open, 8 poles","CSL 1",1.0177071605275796,null,"Agriculture",20,"Open, 8 poles",null,{"$f":"G2815*INDEX('Shipment Data'!$BG$10:$CH$34,MATCH(CONCATENATE('UEC Data'!$C2815,'UEC Data'!$E2815),'Shipment Data'!$BI$10:$BI$34,0),MATCH('UEC Data'!$D2815,'Shipment Data'!$BG$10:$CH$10,0))","v":3.4234035511463334E-6}]
[null,null,"Agriculture",20,"Open, 8 poles","CSL 2",1.0087602843910732,null,"Agriculture",20,"Open, 8 poles",null,{"$f":"G2816*INDEX('Shipment Data'!$BG$10:$CH$34,MATCH(CONCATENATE('UEC Data'!$C2816,'UEC Data'!$E2816),'Shipment Data'!$BI$10:$BI$34,0),MATCH('UEC Data'!$D2816,'Shipment Data'!$BG$10:$CH$10,0))","v":3.3933076957516399E-6}]
[null,null,"Agriculture",20,"Open, 8 poles","CSL 3",1.0010598242048818,null,"Agriculture",20,"Open, 8 poles",null,{"$f":"G2817*INDEX('Shipment Data'!$BG$10:$CH$34,MATCH(CONCATENATE('UEC Data'!$C2817,'UEC Data'!$E2817),'Shipment Data'!$BI$10:$BI$34,0),MATCH('UEC Data'!$D2817,'Shipment Data'!$BG$10:$CH$10,0))","v":3.3674045835703297E-6}]
[null,null,"Agriculture",20,"Open, 8 poles","CSL 4",0.99347603765787529,null,"Agriculture",20,"Open, 8 poles",null,{"$f":"G2818*INDEX('Shipment Data'!$BG$10:$CH$34,MATCH(CONCATENATE('UEC Data'!$C2818,'UEC Data'!$E2818),'Shipment Data'!$BI$10:$BI$34,0),MATCH('UEC Data'!$D2818,'Shipment Data'!$BG$10:$CH$10,0))","v":3.3418939427857065E-6}]
[null,null,"Agriculture",20,"Open, 8 poles","-",0,null,"Agriculture",20,"Open, 8 poles",null,{"$f":"G2819*INDEX('Shipment Data'!$BG$10:$CH$34,MATCH(CONCATENATE('UEC Data'!$C2819,'UEC Data'!$E2819),'Shipment Data'!$BI$10:$BI$34,0),MATCH('UEC Data'!$D2819,'Shipment Data'!$BG$10:$CH$10,0))","v":0}]
[null,null,"Agriculture",20,"Enclosed, 2 poles","CSL 0",1.0372563376224595,null,"Agriculture",20,"Enclosed, 2 poles",null,{"$f":"G2820*INDEX('Shipment Data'!$BG$10:$CH$34,MATCH(CONCATENATE('UEC Data'!$C2820,'UEC Data'!$E2820),'Shipment Data'!$BI$10:$BI$34,0),MATCH('UEC Data'!$D2820,'Shipment Data'!$BG$10:$CH$10,0))","v":2.2633042810164786E-4}]
[null,null,"Agriculture",20,"Enclosed, 2 poles","CSL 1",1.0177071605275796,null,"Agriculture",20,"Enclosed, 2 poles",null,{"$f":"G2821*INDEX('Shipment Data'!$BG$10:$CH$34,MATCH(CONCATENATE('UEC Data'!$C2821,'UEC Data'!$E2821),'Shipment Data'!$BI$10:$BI$34,0),MATCH('UEC Data'!$D2821,'Shipment Data'!$BG$10:$CH$10,0))","v":2.2206477701769222E-4}]
[null,null,"Agriculture",20,"Enclosed, 2 poles","CSL 2",1.0087602843910732,null,"Agriculture",20,"Enclosed, 2 poles",null,{"$f":"G2822*INDEX('Shipment Data'!$BG$10:$CH$34,MATCH(CONCATENATE('UEC Data'!$C2822,'UEC Data'!$E2822),'Shipment Data'!$BI$10:$BI$34,0),MATCH('UEC Data'!$D2822,'Shipment Data'!$BG$10:$CH$10,0))","v":2.2011255919775644E-4}]
[null,null,"Agriculture",20,"Enclosed, 2 poles","CSL 3",1.0010598242048818,null,"Agriculture",20,"Enclosed, 2 poles",null,{"$f":"G2823*INDEX('Shipment Data'!$BG$10:$CH$34,MATCH(CONCATENATE('UEC Data'!$C2823,'UEC Data'!$E2823),'Shipment Data'!$BI$10:$BI$34,0),MATCH('UEC Data'!$D2823,'Shipment Data'!$BG$10:$CH$10,0))","v":2.1843231065426212E-4}]
[null,null,"Agriculture",20,"Enclosed, 2 poles","CSL 4",0.99347603765787529,null,"Agriculture",20,"Enclosed, 2 poles",null,{"$f":"G2824*INDEX('Shipment Data'!$BG$10:$CH$34,MATCH(CONCATENATE('UEC Data'!$C2824,'UEC Data'!$E2824),'Shipment Data'!$BI$10:$BI$34,0),MATCH('UEC Data'!$D2824,'Shipment Data'!$BG$10:$CH$10,0))","v":2.1677752042203289E-4}]
[null,null,"Agriculture",20,"Enclosed, 2 poles","-",0,null,"Agriculture",20,"Enclosed, 2 poles",null,{"$f":"G2825*INDEX('Shipment Data'!$BG$10:$CH$34,MATCH(CONCATENATE('UEC Data'!$C2825,'UEC Data'!$E2825),'Shipment Data'!$BI$10:$BI$34,0),MATCH('UEC Data'!$D2825,'Shipment Data'!$BG$10:$CH$10,0))","v":0}]
[null,null,"Agriculture",20,"Enclosed, 4 poles","CSL 0",1.0372563376224595,null,"Agriculture",20,"Enclosed, 4 poles",null,{"$f":"G2826*INDEX('Shipment Data'!$BG$10:$CH$34,MATCH(CONCATENATE('UEC Data'!$C2826,'UEC Data'!$E2826),'Shipment Data'!$BI$10:$BI$34,0),MATCH('UEC Data'!$D2826,'Shipment Data'!$BG$10:$CH$10,0))","v":5.908317444791219E-4}]
[null,null,"Agriculture",20,"Enclosed, 4 poles","CSL 1",1.0087602843910732,null,"Agriculture",20,"Enclosed, 4 poles",null,{"$f":"G2827*INDEX('Shipment Data'!$BG$10:$CH$34,MATCH(CONCATENATE('UEC Data'!$C2827,'UEC Data'!$E2827),'Shipment Data'!$BI$10:$BI$34,0),MATCH('UEC Data'!$D2827,'Shipment Data'!$BG$10:$CH$10,0))","v":5.7460010314727781E-4}]
[null,null,"Agriculture",20,"Enclosed, 4 poles","CSL 2",0.98706651483427599,null,"Agriculture",20,"Enclosed, 4 poles",null,{"$f":"G2828*INDEX('Shipment Data'!$BG$10:$CH$34,MATCH(CONCATENATE('UEC Data'!$C2828,'UEC Data'!$E2828),'Shipment Data'!$BI$10:$BI$34,0),MATCH('UEC Data'!$D2828,'Shipment Data'!$BG$10:$CH$10,0))","v":5.6224311168174505E-4}]
[null,null,"Agriculture",20,"Enclosed, 4 poles","CSL 3",0.98073916538021022,null,"Agriculture",20,"Enclosed, 4 poles",null,{"$f":"G2829*INDEX('Shipment Data'!$BG$10:$CH$34,MATCH(CONCATENATE('UEC Data'!$C2829,'UEC Data'!$E2829),'Shipment Data'!$BI$10:$BI$34,0),MATCH('UEC Data'!$D2829,'Shipment Data'!$BG$10:$CH$10,0))","v":5.5863898917096462E-4}]
[null,null,"Agriculture",20,"Enclosed, 4 poles","CSL 4",0.97552801147277024,null,"Agriculture",20,"Enclosed, 4 poles",null,{"$f":"G2830*INDEX('Shipment Data'!$BG$10:$CH$34,MATCH(CONCATENATE('UEC Data'!$C2830,'UEC Data'!$E2830),'Shipment Data'!$BI$10:$BI$34,0),MATCH('UEC Data'!$D2830,'Shipment Data'!$BG$10:$CH$10,0))","v":5.5567066297983311E-4}]
[null,null,"Agriculture",20,"Enclosed, 4 poles","-",0,null,"Agriculture",20,"Enclosed, 4 poles",null,{"$f":"G2831*INDEX('Shipment Data'!$BG$10:$CH$34,MATCH(CONCATENATE('UEC Data'!$C2831,'UEC Data'!$E2831),'Shipment Data'!$BI$10:$BI$34,0),MATCH('UEC Data'!$D2831,'Shipment Data'!$BG$10:$CH$10,0))","v":0}]
[null,null,"Agriculture",20,"Enclosed, 6 poles","CSL 0",1.0491106957667162,null,"Agriculture",20,"Enclosed, 6 poles",null,{"$f":"G2832*INDEX('Shipment Data'!$BG$10:$CH$34,MATCH(CONCATENATE('UEC Data'!$C2832,'UEC Data'!$E2832),'Shipment Data'!$BI$10:$BI$34,0),MATCH('UEC Data'!$D2832,'Shipment Data'!$BG$10:$CH$10,0))","v":5.4111946721586153E-5}]
[null,null,"Agriculture",20,"Enclosed, 6 poles","CSL 1",1.0177071605275796,null,"Agriculture",20,"Enclosed, 6 poles",null,{"$f":"G2833*INDEX('Shipment Data'!$BG$10:$CH$34,MATCH(CONCATENATE('UEC Data'!$C2833,'UEC Data'!$E2833),'Shipment Data'!$BI$10:$BI$34,0),MATCH('UEC Data'!$D2833,'Shipment Data'!$BG$10:$CH$10,0))","v":5.249218778424378E-5}]
[null,null,"Agriculture",20,"Enclosed, 6 poles","CSL 2",1.0010598242048818,null,"Agriculture",20,"Enclosed, 6 poles",null,{"$f":"G2834*INDEX('Shipment Data'!$BG$10:$CH$34,MATCH(CONCATENATE('UEC Data'!$C2834,'UEC Data'!$E2834),'Shipment Data'!$BI$10:$BI$34,0),MATCH('UEC Data'!$D2834,'Shipment Data'!$BG$10:$CH$10,0))","v":5.1633536948078392E-5}]
[null,null,"Agriculture",20,"Enclosed, 6 poles","CSL 3",0.99347603765787529,null,"Agriculture",20,"Enclosed, 6 poles",null,{"$f":"G2835*INDEX('Shipment Data'!$BG$10:$CH$34,MATCH(CONCATENATE('UEC Data'!$C2835,'UEC Data'!$E2835),'Shipment Data'!$BI$10:$BI$34,0),MATCH('UEC Data'!$D2835,'Shipment Data'!$BG$10:$CH$10,0))","v":5.1242373789380831E-5}]
[null,null,"Agriculture",20,"Enclosed, 6 poles","CSL 4",0.98706651483427599,null,"Agriculture",20,"Enclosed, 6 poles",null,{"$f":"G2836*INDEX('Shipment Data'!$BG$10:$CH$34,MATCH(CONCATENATE('UEC Data'!$C2836,'UEC Data'!$E2836),'Shipment Data'!$BI$10:$BI$34,0),MATCH('UEC Data'!$D2836,'Shipment Data'!$BG$10:$CH$10,0))","v":5.0911777829449336E-5}]
[null,null,"Agriculture",20,"Enclosed, 6 poles","-",0,null,"Agriculture",20,"Enclosed, 6 poles",null,{"$f":"G2837*INDEX('Shipment Data'!$BG$10:$CH$34,MATCH(CONCATENATE('UEC Data'!$C2837,'UEC Data'!$E2837),'Shipment Data'!$BI$10:$BI$34,0),MATCH('UEC Data'!$D2837,'Shipment Data'!$BG$10:$CH$10,0))","v":0}]
[null,null,"Agriculture",20,"Enclosed, 8 poles","CSL 0",1.0612391431166206,null,"Agriculture",20,"Enclosed, 8 poles",null,{"$f":"G2838*INDEX('Shipment Data'!$BG$10:$CH$34,MATCH(CONCATENATE('UEC Data'!$C2838,'UEC Data'!$E2838),'Shipment Data'!$BI$10:$BI$34,0),MATCH('UEC Data'!$D2838,'Shipment Data'!$BG$10:$CH$10,0))","v":6.4257086770418351E-6}]
[null,null,"Agriculture",20,"Enclosed, 8 poles","CSL 1",1.0256668813361751,null,"Agriculture",20,"Enclosed, 8 poles",null,{"$f":"G2839*INDEX('Shipment Data'!$BG$10:$CH$34,MATCH(CONCATENATE('UEC Data'!$C2839,'UEC Data'!$E2839),'Shipment Data'!$BI$10:$BI$34,0),MATCH('UEC Data'!$D2839,'Shipment Data'!$BG$10:$CH$10,0))","v":6.2103217940124994E-6}]
[null,null,"Agriculture",20,"Enclosed, 8 poles","CSL 2",1.0177071605275796,null,"Agriculture",20,"Enclosed, 8 poles",null,{"$f":"G2840*INDEX('Shipment Data'!$BG$10:$CH$34,MATCH(CONCATENATE('UEC Data'!$C2840,'UEC Data'!$E2840),'Shipment Data'!$BI$10:$BI$34,0),MATCH('UEC Data'!$D2840,'Shipment Data'!$BG$10:$CH$10,0))","v":6.1621263920634011E-6}]
[null,null,"Agriculture",20,"Enclosed, 8 poles","CSL 3",1.0087602843910732,null,"Agriculture",20,"Enclosed, 8 poles",null,{"$f":"G2841*INDEX('Shipment Data'!$BG$10:$CH$34,MATCH(CONCATENATE('UEC Data'!$C2841,'UEC Data'!$E2841),'Shipment Data'!$BI$10:$BI$34,0),MATCH('UEC Data'!$D2841,'Shipment Data'!$BG$10:$CH$10,0))","v":6.1079538523529524E-6}]
[null,null,"Agriculture",20,"Enclosed, 8 poles","CSL 4",1.0010598242048818,null,"Agriculture",20,"Enclosed, 8 poles",null,{"$f":"G2842*INDEX('Shipment Data'!$BG$10:$CH$34,MATCH(CONCATENATE('UEC Data'!$C2842,'UEC Data'!$E2842),'Shipment Data'!$BI$10:$BI$34,0),MATCH('UEC Data'!$D2842,'Shipment Data'!$BG$10:$CH$10,0))","v":6.0613282504265943E-6}]
[null,null,"Agriculture",20,"Enclosed, 8 poles","-",0,null,"Agriculture",20,"Enclosed, 8 poles",null,{"$f":"G2843*INDEX('Shipment Data'!$BG$10:$CH$34,MATCH(CONCATENATE('UEC Data'!$C2843,'UEC Data'!$E2843),'Shipment Data'!$BI$10:$BI$34,0),MATCH('UEC Data'!$D2843,'Shipment Data'!$BG$10:$CH$10,0))","v":0}]
[null,null,"Agriculture",25,"Open, 2 poles","CSL 0",0.8285494244188496,null,"Agriculture",25,"Open, 2 poles",null,{"$f":"G2844*INDEX('Shipment Data'!$BG$10:$CH$34,MATCH(CONCATENATE('UEC Data'!$C2844,'UEC Data'!$E2844),'Shipment Data'!$BI$10:$BI$34,0),MATCH('UEC Data'!$D2844,'Shipment Data'!$BG$10:$CH$10,0))","v":1.7886970517879506E-5}]
[null,null,"Agriculture",25,"Open, 2 poles","CSL 1",0.8285494244188496,null,"Agriculture",25,"Open, 2 poles",null,{"$f":"G2845*INDEX('Shipment Data'!$BG$10:$CH$34,MATCH(CONCATENATE('UEC Data'!$C2845,'UEC Data'!$E2845),'Shipment Data'!$BI$10:$BI$34,0),MATCH('UEC Data'!$D2845,'Shipment Data'!$BG$10:$CH$10,0))","v":1.7886970517879506E-5}]
[null,null,"Agriculture",25,"Open, 2 poles","CSL 2",0.82222461965229354,null,"Agriculture",25,"Open, 2 poles",null,{"$f":"G2846*INDEX('Shipment Data'!$BG$10:$CH$34,MATCH(CONCATENATE('UEC Data'!$C2846,'UEC Data'!$E2846),'Shipment Data'!$BI$10:$BI$34,0),MATCH('UEC Data'!$D2846,'Shipment Data'!$BG$10:$CH$10,0))","v":1.7750428758201036E-5}]
[null,null,"Agriculture",25,"Open, 2 poles","CSL 3",0.81599564526098833,null,"Agriculture",25,"Open, 2 poles",null,{"$f":"G2847*INDEX('Shipment Data'!$BG$10:$CH$34,MATCH(CONCATENATE('UEC Data'!$C2847,'UEC Data'!$E2847),'Shipment Data'!$BI$10:$BI$34,0),MATCH('UEC Data'!$D2847,'Shipment Data'!$BG$10:$CH$10,0))","v":1.7615955813063151E-5}]
[null,null,"Agriculture",25,"Open, 2 poles","CSL 4",0.81073115722704658,null,"Agriculture",25,"Open, 2 poles",null,{"$f":"G2848*INDEX('Shipment Data'!$BG$10:$CH$34,MATCH(CONCATENATE('UEC Data'!$C2848,'UEC Data'!$E2848),'Shipment Data'!$BI$10:$BI$34,0),MATCH('UEC Data'!$D2848,'Shipment Data'!$BG$10:$CH$10,0))","v":1.750230448523694E-5}]
[null,null,"Agriculture",25,"Open, 2 poles","-",0,null,"Agriculture",25,"Open, 2 poles",null,{"$f":"G2849*INDEX('Shipment Data'!$BG$10:$CH$34,MATCH(CONCATENATE('UEC Data'!$C2849,'UEC Data'!$E2849),'Shipment Data'!$BI$10:$BI$34,0),MATCH('UEC Data'!$D2849,'Shipment Data'!$BG$10:$CH$10,0))","v":0}]
[null,null,"Agriculture",25,"Open, 4 poles","CSL 0",0.84243572762140029,null,"Agriculture",25,"Open, 4 poles",null,{"$f":"G2850*INDEX('Shipment Data'!$BG$10:$CH$34,MATCH(CONCATENATE('UEC Data'!$C2850,'UEC Data'!$E2850),'Shipment Data'!$BI$10:$BI$34,0),MATCH('UEC Data'!$D2850,'Shipment Data'!$BG$10:$CH$10,0))","v":1.3983591650551316E-4}]
[null,null,"Agriculture",25,"Open, 4 poles","CSL 1",0.82222461965229354,null,"Agriculture",25,"Open, 4 poles",null,{"$f":"G2851*INDEX('Shipment Data'!$BG$10:$CH$34,MATCH(CONCATENATE('UEC Data'!$C2851,'UEC Data'!$E2851),'Shipment Data'!$BI$10:$BI$34,0),MATCH('UEC Data'!$D2851,'Shipment Data'!$BG$10:$CH$10,0))","v":1.3648107445194576E-4}]
[null,null,"Agriculture",25,"Open, 4 poles","CSL 2",0.80553416262943722,null,"Agriculture",25,"Open, 4 poles",null,{"$f":"G2852*INDEX('Shipment Data'!$BG$10:$CH$34,MATCH(CONCATENATE('UEC Data'!$C2852,'UEC Data'!$E2852),'Shipment Data'!$BI$10:$BI$34,0),MATCH('UEC Data'!$D2852,'Shipment Data'!$BG$10:$CH$10,0))","v":1.3371062529106225E-4}]
[null,null,"Agriculture",25,"Open, 4 poles","CSL 3",0.80125395985244763,null,"Agriculture",25,"Open, 4 poles",null,{"$f":"G2853*INDEX('Shipment Data'!$BG$10:$CH$34,MATCH(CONCATENATE('UEC Data'!$C2853,'UEC Data'!$E2853),'Shipment Data'!$BI$10:$BI$34,0),MATCH('UEC Data'!$D2853,'Shipment Data'!$BG$10:$CH$10,0))","v":1.3300015438090783E-4}]
[null,null,"Agriculture",25,"Open, 4 poles","CSL 4",0.7978624086996331,null,"Agriculture",25,"Open, 4 poles",null,{"$f":"G2854*INDEX('Shipment Data'!$BG$10:$CH$34,MATCH(CONCATENATE('UEC Data'!$C2854,'UEC Data'!$E2854),'Shipment Data'!$BI$10:$BI$34,0),MATCH('UEC Data'!$D2854,'Shipment Data'!$BG$10:$CH$10,0))","v":1.3243719076448072E-4}]
[null,null,"Agriculture",25,"Open, 4 poles","-",0,null,"Agriculture",25,"Open, 4 poles",null,{"$f":"G2855*INDEX('Shipment Data'!$BG$10:$CH$34,MATCH(CONCATENATE('UEC Data'!$C2855,'UEC Data'!$E2855),'Shipment Data'!$BI$10:$BI$34,0),MATCH('UEC Data'!$D2855,'Shipment Data'!$BG$10:$CH$10,0))","v":0}]
[null,null,"Agriculture",25,"Open, 6 poles","CSL 0",0.82222461965229354,null,"Agriculture",25,"Open, 6 poles",null,{"$f":"G2856*INDEX('Shipment Data'!$BG$10:$CH$34,MATCH(CONCATENATE('UEC Data'!$C2856,'UEC Data'!$E2856),'Shipment Data'!$BI$10:$BI$34,0),MATCH('UEC Data'!$D2856,'Shipment Data'!$BG$10:$CH$10,0))","v":1.262252711694296E-5}]
[null,null,"Agriculture",25,"Open, 6 poles","CSL 1",0.82222461965229354,null,"Agriculture",25,"Open, 6 poles",null,{"$f":"G2857*INDEX('Shipment Data'!$BG$10:$CH$34,MATCH(CONCATENATE('UEC Data'!$C2857,'UEC Data'!$E2857),'Shipment Data'!$BI$10:$BI$34,0),MATCH('UEC Data'!$D2857,'Shipment Data'!$BG$10:$CH$10,0))","v":1.262252711694296E-5}]
[null,null,"Agriculture",25,"Open, 6 poles","CSL 2",0.81073115722704658,null,"Agriculture",25,"Open, 6 poles",null,{"$f":"G2858*INDEX('Shipment Data'!$BG$10:$CH$34,MATCH(CONCATENATE('UEC Data'!$C2858,'UEC Data'!$E2858),'Shipment Data'!$BI$10:$BI$34,0),MATCH('UEC Data'!$D2858,'Shipment Data'!$BG$10:$CH$10,0))","v":1.2446083189501824E-5}]
[null,null,"Agriculture",25,"Open, 6 poles","CSL 3",0.80553416262943722,null,"Agriculture",25,"Open, 6 poles",null,{"$f":"G2859*INDEX('Shipment Data'!$BG$10:$CH$34,MATCH(CONCATENATE('UEC Data'!$C2859,'UEC Data'!$E2859),'Shipment Data'!$BI$10:$BI$34,0),MATCH('UEC Data'!$D2859,'Shipment Data'!$BG$10:$CH$10,0))","v":1.2366300604953733E-5}]
[null,null,"Agriculture",25,"Open, 6 poles","CSL 4",0.80125395985244763,null,"Agriculture",25,"Open, 6 poles",null,{"$f":"G2860*INDEX('Shipment Data'!$BG$10:$CH$34,MATCH(CONCATENATE('UEC Data'!$C2860,'UEC Data'!$E2860),'Shipment Data'!$BI$10:$BI$34,0),MATCH('UEC Data'!$D2860,'Shipment Data'!$BG$10:$CH$10,0))","v":1.2300592312685116E-5}]
[null,null,"Agriculture",25,"Open, 6 poles","-",0,null,"Agriculture",25,"Open, 6 poles",null,{"$f":"G2861*INDEX('Shipment Data'!$BG$10:$CH$34,MATCH(CONCATENATE('UEC Data'!$C2861,'UEC Data'!$E2861),'Shipment Data'!$BI$10:$BI$34,0),MATCH('UEC Data'!$D2861,'Shipment Data'!$BG$10:$CH$10,0))","v":0}]
[null,null,"Agriculture",25,"Open, 8 poles","CSL 0",0.85195477539113362,null,"Agriculture",25,"Open, 8 poles",null,{"$f":"G2862*INDEX('Shipment Data'!$BG$10:$CH$34,MATCH(CONCATENATE('UEC Data'!$C2862,'UEC Data'!$E2862),'Shipment Data'!$BI$10:$BI$34,0),MATCH('UEC Data'!$D2862,'Shipment Data'!$BG$10:$CH$10,0))","v":4.0871671490948785E-6}]
[null,null,"Agriculture",25,"Open, 8 poles","CSL 1",0.83589797807223198,null,"Agriculture",25,"Open, 8 poles",null,{"$f":"G2863*INDEX('Shipment Data'!$BG$10:$CH$34,MATCH(CONCATENATE('UEC Data'!$C2863,'UEC Data'!$E2863),'Shipment Data'!$BI$10:$BI$34,0),MATCH('UEC Data'!$D2863,'Shipment Data'!$BG$10:$CH$10,0))","v":4.0101362826485224E-6}]
[null,null,"Agriculture",25,"Open, 8 poles","CSL 2",0.8285494244188496,null,"Agriculture",25,"Open, 8 poles",null,{"$f":"G2864*INDEX('Shipment Data'!$BG$10:$CH$34,MATCH(CONCATENATE('UEC Data'!$C2864,'UEC Data'!$E2864),'Shipment Data'!$BI$10:$BI$34,0),MATCH('UEC Data'!$D2864,'Shipment Data'!$BG$10:$CH$10,0))","v":3.9748823373065569E-6}]
[null,null,"Agriculture",25,"Open, 8 poles","CSL 3",0.82222461965229354,null,"Agriculture",25,"Open, 8 poles",null,{"$f":"G2865*INDEX('Shipment Data'!$BG$10:$CH$34,MATCH(CONCATENATE('UEC Data'!$C2865,'UEC Data'!$E2865),'Shipment Data'!$BI$10:$BI$34,0),MATCH('UEC Data'!$D2865,'Shipment Data'!$BG$10:$CH$10,0))","v":3.9445397240446748E-6}]
[null,null,"Agriculture",25,"Open, 8 poles","CSL 4",0.81599564526098833,null,"Agriculture",25,"Open, 8 poles",null,{"$f":"G2866*INDEX('Shipment Data'!$BG$10:$CH$34,MATCH(CONCATENATE('UEC Data'!$C2866,'UEC Data'!$E2866),'Shipment Data'!$BI$10:$BI$34,0),MATCH('UEC Data'!$D2866,'Shipment Data'!$BG$10:$CH$10,0))","v":3.9146568473473672E-6}]
[null,null,"Agriculture",25,"Open, 8 poles","-",0,null,"Agriculture",25,"Open, 8 poles",null,{"$f":"G2867*INDEX('Shipment Data'!$BG$10:$CH$34,MATCH(CONCATENATE('UEC Data'!$C2867,'UEC Data'!$E2867),'Shipment Data'!$BI$10:$BI$34,0),MATCH('UEC Data'!$D2867,'Shipment Data'!$BG$10:$CH$10,0))","v":0}]
[null,null,"Agriculture",25,"Enclosed, 2 poles","CSL 0",0.84243572762140029,null,"Agriculture",25,"Enclosed, 2 poles",null,{"$f":"G2868*INDEX('Shipment Data'!$BG$10:$CH$34,MATCH(CONCATENATE('UEC Data'!$C2868,'UEC Data'!$E2868),'Shipment Data'!$BI$10:$BI$34,0),MATCH('UEC Data'!$D2868,'Shipment Data'!$BG$10:$CH$10,0))","v":1.6206416912922187E-4}]
[null,null,"Agriculture",25,"Enclosed, 2 poles","CSL 1",0.8285494244188496,null,"Agriculture",25,"Enclosed, 2 poles",null,{"$f":"G2869*INDEX('Shipment Data'!$BG$10:$CH$34,MATCH(CONCATENATE('UEC Data'!$C2869,'UEC Data'!$E2869),'Shipment Data'!$BI$10:$BI$34,0),MATCH('UEC Data'!$D2869,'Shipment Data'!$BG$10:$CH$10,0))","v":1.5939278172599292E-4}]
[null,null,"Agriculture",25,"Enclosed, 2 poles","CSL 2",0.82222461965229354,null,"Agriculture",25,"Enclosed, 2 poles",null,{"$f":"G2870*INDEX('Shipment Data'!$BG$10:$CH$34,MATCH(CONCATENATE('UEC Data'!$C2870,'UEC Data'!$E2870),'Shipment Data'!$BI$10:$BI$34,0),MATCH('UEC Data'!$D2870,'Shipment Data'!$BG$10:$CH$10,0))","v":1.5817604293419144E-4}]
[null,null,"Agriculture",25,"Enclosed, 2 poles","CSL 3",0.81599564526098833,null,"Agriculture",25,"Enclosed, 2 poles",null,{"$f":"G2871*INDEX('Shipment Data'!$BG$10:$CH$34,MATCH(CONCATENATE('UEC Data'!$C2871,'UEC Data'!$E2871),'Shipment Data'!$BI$10:$BI$34,0),MATCH('UEC Data'!$D2871,'Shipment Data'!$BG$10:$CH$10,0))","v":1.5697773957862939E-4}]
[null,null,"Agriculture",25,"Enclosed, 2 poles","CSL 4",0.81073115722704658,null,"Agriculture",25,"Enclosed, 2 poles",null,{"$f":"G2872*INDEX('Shipment Data'!$BG$10:$CH$34,MATCH(CONCATENATE('UEC Data'!$C2872,'UEC Data'!$E2872),'Shipment Data'!$BI$10:$BI$34,0),MATCH('UEC Data'!$D2872,'Shipment Data'!$BG$10:$CH$10,0))","v":1.5596497996844472E-4}]
[null,null,"Agriculture",25,"Enclosed, 2 poles","-",0,null,"Agriculture",25,"Enclosed, 2 poles",null,{"$f":"G2873*INDEX('Shipment Data'!$BG$10:$CH$34,MATCH(CONCATENATE('UEC Data'!$C2873,'UEC Data'!$E2873),'Shipment Data'!$BI$10:$BI$34,0),MATCH('UEC Data'!$D2873,'Shipment Data'!$BG$10:$CH$10,0))","v":0}]
[null,null,"Agriculture",25,"Enclosed, 4 poles","CSL 0",0.88184792540485757,null,"Agriculture",25,"Enclosed, 4 poles",null,{"$f":"G2874*INDEX('Shipment Data'!$BG$10:$CH$34,MATCH(CONCATENATE('UEC Data'!$C2874,'UEC Data'!$E2874),'Shipment Data'!$BI$10:$BI$34,0),MATCH('UEC Data'!$D2874,'Shipment Data'!$BG$10:$CH$10,0))","v":5.1528422047062469E-4}]
[null,null,"Agriculture",25,"Enclosed, 4 poles","CSL 1",0.81599564526098833,null,"Agriculture",25,"Enclosed, 4 poles",null,{"$f":"G2875*INDEX('Shipment Data'!$BG$10:$CH$34,MATCH(CONCATENATE('UEC Data'!$C2875,'UEC Data'!$E2875),'Shipment Data'!$BI$10:$BI$34,0),MATCH('UEC Data'!$D2875,'Shipment Data'!$BG$10:$CH$10,0))","v":4.7680520400690914E-4}]
[null,null,"Agriculture",25,"Enclosed, 4 poles","CSL 2",0.80553416262943722,null,"Agriculture",25,"Enclosed, 4 poles",null,{"$f":"G2876*INDEX('Shipment Data'!$BG$10:$CH$34,MATCH(CONCATENATE('UEC Data'!$C2876,'UEC Data'!$E2876),'Shipment Data'!$BI$10:$BI$34,0),MATCH('UEC Data'!$D2876,'Shipment Data'!$BG$10:$CH$10,0))","v":4.7069231677605139E-4}]
[null,null,"Agriculture",25,"Enclosed, 4 poles","CSL 3",0.80125395985244763,null,"Agriculture",25,"Enclosed, 4 poles",null,{"$f":"G2877*INDEX('Shipment Data'!$BG$10:$CH$34,MATCH(CONCATENATE('UEC Data'!$C2877,'UEC Data'!$E2877),'Shipment Data'!$BI$10:$BI$34,0),MATCH('UEC Data'!$D2877,'Shipment Data'!$BG$10:$CH$10,0))","v":4.6819129490157713E-4}]
[null,null,"Agriculture",25,"Enclosed, 4 poles","CSL 4",0.7978624086996331,null,"Agriculture",25,"Enclosed, 4 poles",null,{"$f":"G2878*INDEX('Shipment Data'!$BG$10:$CH$34,MATCH(CONCATENATE('UEC Data'!$C2878,'UEC Data'!$E2878),'Shipment Data'!$BI$10:$BI$34,0),MATCH('UEC Data'!$D2878,'Shipment Data'!$BG$10:$CH$10,0))","v":4.6620953280675567E-4}]
[null,null,"Agriculture",25,"Enclosed, 4 poles","-",0,null,"Agriculture",25,"Enclosed, 4 poles",null,{"$f":"G2879*INDEX('Shipment Data'!$BG$10:$CH$34,MATCH(CONCATENATE('UEC Data'!$C2879,'UEC Data'!$E2879),'Shipment Data'!$BI$10:$BI$34,0),MATCH('UEC Data'!$D2879,'Shipment Data'!$BG$10:$CH$10,0))","v":0}]
[null,null,"Agriculture",25,"Enclosed, 6 poles","CSL 0",0.86169140139560363,null,"Agriculture",25,"Enclosed, 6 poles",null,{"$f":"G2880*INDEX('Shipment Data'!$BG$10:$CH$34,MATCH(CONCATENATE('UEC Data'!$C2880,'UEC Data'!$E2880),'Shipment Data'!$BI$10:$BI$34,0),MATCH('UEC Data'!$D2880,'Shipment Data'!$BG$10:$CH$10,0))","v":9.466579774529295E-5}]
[null,null,"Agriculture",25,"Enclosed, 6 poles","CSL 1",0.82222461965229354,null,"Agriculture",25,"Enclosed, 6 poles",null,{"$f":"G2881*INDEX('Shipment Data'!$BG$10:$CH$34,MATCH(CONCATENATE('UEC Data'!$C2881,'UEC Data'!$E2881),'Shipment Data'!$BI$10:$BI$34,0),MATCH('UEC Data'!$D2881,'Shipment Data'!$BG$10:$CH$10,0))","v":9.0329959680623037E-5}]
[null,null,"Agriculture",25,"Enclosed, 6 poles","CSL 2",0.81073115722704658,null,"Agriculture",25,"Enclosed, 6 poles",null,{"$f":"G2882*INDEX('Shipment Data'!$BG$10:$CH$34,MATCH(CONCATENATE('UEC Data'!$C2882,'UEC Data'!$E2882),'Shipment Data'!$BI$10:$BI$34,0),MATCH('UEC Data'!$D2882,'Shipment Data'!$BG$10:$CH$10,0))","v":8.9067282824872415E-5}]
[null,null,"Agriculture",25,"Enclosed, 6 poles","CSL 3",0.80553416262943722,null,"Agriculture",25,"Enclosed, 6 poles",null,{"$f":"G2883*INDEX('Shipment Data'!$BG$10:$CH$34,MATCH(CONCATENATE('UEC Data'!$C2883,'UEC Data'!$E2883),'Shipment Data'!$BI$10:$BI$34,0),MATCH('UEC Data'!$D2883,'Shipment Data'!$BG$10:$CH$10,0))","v":8.8496338704200145E-5}]
[null,null,"Agriculture",25,"Enclosed, 6 poles","CSL 4",0.80125395985244763,null,"Agriculture",25,"Enclosed, 6 poles",null,{"$f":"G2884*INDEX('Shipment Data'!$BG$10:$CH$34,MATCH(CONCATENATE('UEC Data'!$C2884,'UEC Data'!$E2884),'Shipment Data'!$BI$10:$BI$34,0),MATCH('UEC Data'!$D2884,'Shipment Data'!$BG$10:$CH$10,0))","v":8.8026113737652855E-5}]
[null,null,"Agriculture",25,"Enclosed, 6 poles","-",0,null,"Agriculture",25,"Enclosed, 6 poles",null,{"$f":"G2885*INDEX('Shipment Data'!$BG$10:$CH$34,MATCH(CONCATENATE('UEC Data'!$C2885,'UEC Data'!$E2885),'Shipment Data'!$BI$10:$BI$34,0),MATCH('UEC Data'!$D2885,'Shipment Data'!$BG$10:$CH$10,0))","v":0}]
[null,null,"Agriculture",25,"Enclosed, 8 poles","CSL 0",0.86169140139560363,null,"Agriculture",25,"Enclosed, 8 poles",null,{"$f":"G2886*INDEX('Shipment Data'!$BG$10:$CH$34,MATCH(CONCATENATE('UEC Data'!$C2886,'UEC Data'!$E2886),'Shipment Data'!$BI$10:$BI$34,0),MATCH('UEC Data'!$D2886,'Shipment Data'!$BG$10:$CH$10,0))","v":7.0275919723579912E-6}]
[null,null,"Agriculture",25,"Enclosed, 8 poles","CSL 1",0.84243572762140029,null,"Agriculture",25,"Enclosed, 8 poles",null,{"$f":"G2887*INDEX('Shipment Data'!$BG$10:$CH$34,MATCH(CONCATENATE('UEC Data'!$C2887,'UEC Data'!$E2887),'Shipment Data'!$BI$10:$BI$34,0),MATCH('UEC Data'!$D2887,'Shipment Data'!$BG$10:$CH$10,0))","v":6.8705508109645173E-6}]
[null,null,"Agriculture",25,"Enclosed, 8 poles","CSL 2",0.83589797807223198,null,"Agriculture",25,"Enclosed, 8 poles",null,{"$f":"G2888*INDEX('Shipment Data'!$BG$10:$CH$34,MATCH(CONCATENATE('UEC Data'!$C2888,'UEC Data'!$E2888),'Shipment Data'!$BI$10:$BI$34,0),MATCH('UEC Data'!$D2888,'Shipment Data'!$BG$10:$CH$10,0))","v":6.8172316805024865E-6}]
[null,null,"Agriculture",25,"Enclosed, 8 poles","CSL 3",0.8285494244188496,null,"Agriculture",25,"Enclosed, 8 poles",null,{"$f":"G2889*INDEX('Shipment Data'!$BG$10:$CH$34,MATCH(CONCATENATE('UEC Data'!$C2889,'UEC Data'!$E2889),'Shipment Data'!$BI$10:$BI$34,0),MATCH('UEC Data'!$D2889,'Shipment Data'!$BG$10:$CH$10,0))","v":6.7572999734211451E-6}]
[null,null,"Agriculture",25,"Enclosed, 8 poles","CSL 4",0.82222461965229354,null,"Agriculture",25,"Enclosed, 8 poles",null,{"$f":"G2890*INDEX('Shipment Data'!$BG$10:$CH$34,MATCH(CONCATENATE('UEC Data'!$C2890,'UEC Data'!$E2890),'Shipment Data'!$BI$10:$BI$34,0),MATCH('UEC Data'!$D2890,'Shipment Data'!$BG$10:$CH$10,0))","v":6.7057175308759454E-6}]
[null,null,"Agriculture",25,"Enclosed, 8 poles","-",0,null,"Agriculture",25,"Enclosed, 8 poles",null,{"$f":"G2891*INDEX('Shipment Data'!$BG$10:$CH$34,MATCH(CONCATENATE('UEC Data'!$C2891,'UEC Data'!$E2891),'Shipment Data'!$BI$10:$BI$34,0),MATCH('UEC Data'!$D2891,'Shipment Data'!$BG$10:$CH$10,0))","v":0}]
[null,null,"Agriculture",30,"Open, 2 poles","CSL 0",1.0109228731456803,null,"Agriculture",30,"Open, 2 poles",null,{"$f":"G2892*INDEX('Shipment Data'!$BG$10:$CH$34,MATCH(CONCATENATE('UEC Data'!$C2892,'UEC Data'!$E2892),'Shipment Data'!$BI$10:$BI$34,0),MATCH('UEC Data'!$D2892,'Shipment Data'!$BG$10:$CH$10,0))","v":2.1824102576004934E-5}]
[null,null,"Agriculture",30,"Open, 2 poles","CSL 1",0.99425930930261952,null,"Agriculture",30,"Open, 2 poles",null,{"$f":"G2893*INDEX('Shipment Data'!$BG$10:$CH$34,MATCH(CONCATENATE('UEC Data'!$C2893,'UEC Data'!$E2893),'Shipment Data'!$BI$10:$BI$34,0),MATCH('UEC Data'!$D2893,'Shipment Data'!$BG$10:$CH$10,0))","v":2.1464364621455401E-5}]
[null,null,"Agriculture",30,"Open, 2 poles","CSL 2",0.98666954358275216,null,"Agriculture",30,"Open, 2 poles",null,{"$f":"G2894*INDEX('Shipment Data'!$BG$10:$CH$34,MATCH(CONCATENATE('UEC Data'!$C2894,'UEC Data'!$E2894),'Shipment Data'!$BI$10:$BI$34,0),MATCH('UEC Data'!$D2894,'Shipment Data'!$BG$10:$CH$10,0))","v":2.1300514509841235E-5}]
[null,null,"Agriculture",30,"Open, 2 poles","CSL 3",0.97919477431318591,null,"Agriculture",30,"Open, 2 poles",null,{"$f":"G2895*INDEX('Shipment Data'!$BG$10:$CH$34,MATCH(CONCATENATE('UEC Data'!$C2895,'UEC Data'!$E2895),'Shipment Data'!$BI$10:$BI$34,0),MATCH('UEC Data'!$D2895,'Shipment Data'!$BG$10:$CH$10,0))","v":2.1139146975675773E-5}]
[null,null,"Agriculture",30,"Open, 2 poles","CSL 4",0.97287738867245577,null,"Agriculture",30,"Open, 2 poles",null,{"$f":"G2896*INDEX('Shipment Data'!$BG$10:$CH$34,MATCH(CONCATENATE('UEC Data'!$C2896,'UEC Data'!$E2896),'Shipment Data'!$BI$10:$BI$34,0),MATCH('UEC Data'!$D2896,'Shipment Data'!$BG$10:$CH$10,0))","v":2.1002765382284318E-5}]
[null,null,"Agriculture",30,"Open, 2 poles","-",0,null,"Agriculture",30,"Open, 2 poles",null,{"$f":"G2897*INDEX('Shipment Data'!$BG$10:$CH$34,MATCH(CONCATENATE('UEC Data'!$C2897,'UEC Data'!$E2897),'Shipment Data'!$BI$10:$BI$34,0),MATCH('UEC Data'!$D2897,'Shipment Data'!$BG$10:$CH$10,0))","v":0}]
[null,null,"Agriculture",30,"Open, 4 poles","CSL 0",1.0109228731456803,null,"Agriculture",30,"Open, 4 poles",null,{"$f":"G2898*INDEX('Shipment Data'!$BG$10:$CH$34,MATCH(CONCATENATE('UEC Data'!$C2898,'UEC Data'!$E2898),'Shipment Data'!$BI$10:$BI$34,0),MATCH('UEC Data'!$D2898,'Shipment Data'!$BG$10:$CH$10,0))","v":1.678030998066157E-4}]
[null,null,"Agriculture",30,"Open, 4 poles","CSL 1",0.97919477431318591,null,"Agriculture",30,"Open, 4 poles",null,{"$f":"G2899*INDEX('Shipment Data'!$BG$10:$CH$34,MATCH(CONCATENATE('UEC Data'!$C2899,'UEC Data'!$E2899),'Shipment Data'!$BI$10:$BI$34,0),MATCH('UEC Data'!$D2899,'Shipment Data'!$BG$10:$CH$10,0))","v":1.6253655230186257E-4}]
[null,null,"Agriculture",30,"Open, 4 poles","CSL 2",0.96150475182293715,null,"Agriculture",30,"Open, 4 poles",null,{"$f":"G2900*INDEX('Shipment Data'!$BG$10:$CH$34,MATCH(CONCATENATE('UEC Data'!$C2900,'UEC Data'!$E2900),'Shipment Data'!$BI$10:$BI$34,0),MATCH('UEC Data'!$D2900,'Shipment Data'!$BG$10:$CH$10,0))","v":1.5960018525708932E-4}]
[null,null,"Agriculture",30,"Open, 4 poles","CSL 3",0.95743489043955954,null,"Agriculture",30,"Open, 4 poles",null,{"$f":"G2901*INDEX('Shipment Data'!$BG$10:$CH$34,MATCH(CONCATENATE('UEC Data'!$C2901,'UEC Data'!$E2901),'Shipment Data'!$BI$10:$BI$34,0),MATCH('UEC Data'!$D2901,'Shipment Data'!$BG$10:$CH$10,0))","v":1.5892462891737674E-4}]
[null,null,"Agriculture",30,"Open, 4 poles","CSL 4",0.95239575943724619,null,"Agriculture",30,"Open, 4 poles",null,{"$f":"G2902*INDEX('Shipment Data'!$BG$10:$CH$34,MATCH(CONCATENATE('UEC Data'!$C2902,'UEC Data'!$E2902),'Shipment Data'!$BI$10:$BI$34,0),MATCH('UEC Data'!$D2902,'Shipment Data'!$BG$10:$CH$10,0))","v":1.5808818350202214E-4}]
[null,null,"Agriculture",30,"Open, 4 poles","-",0,null,"Agriculture",30,"Open, 4 poles",null,{"$f":"G2903*INDEX('Shipment Data'!$BG$10:$CH$34,MATCH(CONCATENATE('UEC Data'!$C2903,'UEC Data'!$E2903),'Shipment Data'!$BI$10:$BI$34,0),MATCH('UEC Data'!$D2903,'Shipment Data'!$BG$10:$CH$10,0))","v":0}]
[null,null,"Agriculture",30,"Open, 6 poles","CSL 0",1.0109228731456803,null,"Agriculture",30,"Open, 6 poles",null,{"$f":"G2904*INDEX('Shipment Data'!$BG$10:$CH$34,MATCH(CONCATENATE('UEC Data'!$C2904,'UEC Data'!$E2904),'Shipment Data'!$BI$10:$BI$34,0),MATCH('UEC Data'!$D2904,'Shipment Data'!$BG$10:$CH$10,0))","v":1.551936183182573E-5}]
[null,null,"Agriculture",30,"Open, 6 poles","CSL 1",0.97919477431318591,null,"Agriculture",30,"Open, 6 poles",null,{"$f":"G2905*INDEX('Shipment Data'!$BG$10:$CH$34,MATCH(CONCATENATE('UEC Data'!$C2905,'UEC Data'!$E2905),'Shipment Data'!$BI$10:$BI$34,0),MATCH('UEC Data'!$D2905,'Shipment Data'!$BG$10:$CH$10,0))","v":1.5032282293813882E-5}]
[null,null,"Agriculture",30,"Open, 6 poles","CSL 2",0.96664099515532464,null,"Agriculture",30,"Open, 6 poles",null,{"$f":"G2906*INDEX('Shipment Data'!$BG$10:$CH$34,MATCH(CONCATENATE('UEC Data'!$C2906,'UEC Data'!$E2906),'Shipment Data'!$BI$10:$BI$34,0),MATCH('UEC Data'!$D2906,'Shipment Data'!$BG$10:$CH$10,0))","v":1.4839560725944475E-5}]
[null,null,"Agriculture",30,"Open, 6 poles","CSL 3",0.96150475182293715,null,"Agriculture",30,"Open, 6 poles",null,{"$f":"G2907*INDEX('Shipment Data'!$BG$10:$CH$34,MATCH(CONCATENATE('UEC Data'!$C2907,'UEC Data'!$E2907),'Shipment Data'!$BI$10:$BI$34,0),MATCH('UEC Data'!$D2907,'Shipment Data'!$BG$10:$CH$10,0))","v":1.4760710775222134E-5}]
[null,null,"Agriculture",30,"Open, 6 poles","CSL 4",0.95743489043955954,null,"Agriculture",30,"Open, 6 poles",null,{"$f":"G2908*INDEX('Shipment Data'!$BG$10:$CH$34,MATCH(CONCATENATE('UEC Data'!$C2908,'UEC Data'!$E2908),'Shipment Data'!$BI$10:$BI$34,0),MATCH('UEC Data'!$D2908,'Shipment Data'!$BG$10:$CH$10,0))","v":1.4698231576173572E-5}]
[null,null,"Agriculture",30,"Open, 6 poles","-",0,null,"Agriculture",30,"Open, 6 poles",null,{"$f":"G2909*INDEX('Shipment Data'!$BG$10:$CH$34,MATCH(CONCATENATE('UEC Data'!$C2909,'UEC Data'!$E2909),'Shipment Data'!$BI$10:$BI$34,0),MATCH('UEC Data'!$D2909,'Shipment Data'!$BG$10:$CH$10,0))","v":0}]
[null,null,"Agriculture",30,"Open, 8 poles","CSL 0",0.99425930930261952,null,"Agriculture",30,"Open, 8 poles",null,{"$f":"G2910*INDEX('Shipment Data'!$BG$10:$CH$34,MATCH(CONCATENATE('UEC Data'!$C2910,'UEC Data'!$E2910),'Shipment Data'!$BI$10:$BI$34,0),MATCH('UEC Data'!$D2910,'Shipment Data'!$BG$10:$CH$10,0))","v":4.7698588047678666E-6}]
[null,null,"Agriculture",30,"Open, 8 poles","CSL 1",0.99425930930261952,null,"Agriculture",30,"Open, 8 poles",null,{"$f":"G2911*INDEX('Shipment Data'!$BG$10:$CH$34,MATCH(CONCATENATE('UEC Data'!$C2911,'UEC Data'!$E2911),'Shipment Data'!$BI$10:$BI$34,0),MATCH('UEC Data'!$D2911,'Shipment Data'!$BG$10:$CH$10,0))","v":4.7698588047678666E-6}]
[null,null,"Agriculture",30,"Open, 8 poles","CSL 2",0.98666954358275216,null,"Agriculture",30,"Open, 8 poles",null,{"$f":"G2912*INDEX('Shipment Data'!$BG$10:$CH$34,MATCH(CONCATENATE('UEC Data'!$C2912,'UEC Data'!$E2912),'Shipment Data'!$BI$10:$BI$34,0),MATCH('UEC Data'!$D2912,'Shipment Data'!$BG$10:$CH$10,0))","v":4.7334476688536084E-6}]
[null,null,"Agriculture",30,"Open, 8 poles","CSL 3",0.97919477431318591,null,"Agriculture",30,"Open, 8 poles",null,{"$f":"G2913*INDEX('Shipment Data'!$BG$10:$CH$34,MATCH(CONCATENATE('UEC Data'!$C2913,'UEC Data'!$E2913),'Shipment Data'!$BI$10:$BI$34,0),MATCH('UEC Data'!$D2913,'Shipment Data'!$BG$10:$CH$10,0))","v":4.6975882168168389E-6}]
[null,null,"Agriculture",30,"Open, 8 poles","CSL 4",0.97287738867245577,null,"Agriculture",30,"Open, 8 poles",null,{"$f":"G2914*INDEX('Shipment Data'!$BG$10:$CH$34,MATCH(CONCATENATE('UEC Data'!$C2914,'UEC Data'!$E2914),'Shipment Data'!$BI$10:$BI$34,0),MATCH('UEC Data'!$D2914,'Shipment Data'!$BG$10:$CH$10,0))","v":4.667281196063182E-6}]
[null,null,"Agriculture",30,"Open, 8 poles","-",0,null,"Agriculture",30,"Open, 8 poles",null,{"$f":"G2915*INDEX('Shipment Data'!$BG$10:$CH$34,MATCH(CONCATENATE('UEC Data'!$C2915,'UEC Data'!$E2915),'Shipment Data'!$BI$10:$BI$34,0),MATCH('UEC Data'!$D2915,'Shipment Data'!$BG$10:$CH$10,0))","v":0}]
[null,null,"Agriculture",30,"Enclosed, 2 poles","CSL 0",1.0223457304693602,null,"Agriculture",30,"Enclosed, 2 poles",null,{"$f":"G2916*INDEX('Shipment Data'!$BG$10:$CH$34,MATCH(CONCATENATE('UEC Data'!$C2916,'UEC Data'!$E2916),'Shipment Data'!$BI$10:$BI$34,0),MATCH('UEC Data'!$D2916,'Shipment Data'!$BG$10:$CH$10,0))","v":1.9667448321444546E-4}]
[null,null,"Agriculture",30,"Enclosed, 2 poles","CSL 1",0.99425930930261952,null,"Agriculture",30,"Enclosed, 2 poles",null,{"$f":"G2917*INDEX('Shipment Data'!$BG$10:$CH$34,MATCH(CONCATENATE('UEC Data'!$C2917,'UEC Data'!$E2917),'Shipment Data'!$BI$10:$BI$34,0),MATCH('UEC Data'!$D2917,'Shipment Data'!$BG$10:$CH$10,0))","v":1.9127133807119148E-4}]
[null,null,"Agriculture",30,"Enclosed, 2 poles","CSL 2",0.98666954358275216,null,"Agriculture",30,"Enclosed, 2 poles",null,{"$f":"G2918*INDEX('Shipment Data'!$BG$10:$CH$34,MATCH(CONCATENATE('UEC Data'!$C2918,'UEC Data'!$E2918),'Shipment Data'!$BI$10:$BI$34,0),MATCH('UEC Data'!$D2918,'Shipment Data'!$BG$10:$CH$10,0))","v":1.8981125152102969E-4}]
[null,null,"Agriculture",30,"Enclosed, 2 poles","CSL 3",0.97919477431318591,null,"Agriculture",30,"Enclosed, 2 poles",null,{"$f":"G2919*INDEX('Shipment Data'!$BG$10:$CH$34,MATCH(CONCATENATE('UEC Data'!$C2919,'UEC Data'!$E2919),'Shipment Data'!$BI$10:$BI$34,0),MATCH('UEC Data'!$D2919,'Shipment Data'!$BG$10:$CH$10,0))","v":1.8837328749435523E-4}]
[null,null,"Agriculture",30,"Enclosed, 2 poles","CSL 4",0.97287738867245577,null,"Agriculture",30,"Enclosed, 2 poles",null,{"$f":"G2920*INDEX('Shipment Data'!$BG$10:$CH$34,MATCH(CONCATENATE('UEC Data'!$C2920,'UEC Data'!$E2920),'Shipment Data'!$BI$10:$BI$34,0),MATCH('UEC Data'!$D2920,'Shipment Data'!$BG$10:$CH$10,0))","v":1.8715797596213362E-4}]
[null,null,"Agriculture",30,"Enclosed, 2 poles","-",0,null,"Agriculture",30,"Enclosed, 2 poles",null,{"$f":"G2921*INDEX('Shipment Data'!$BG$10:$CH$34,MATCH(CONCATENATE('UEC Data'!$C2921,'UEC Data'!$E2921),'Shipment Data'!$BI$10:$BI$34,0),MATCH('UEC Data'!$D2921,'Shipment Data'!$BG$10:$CH$10,0))","v":0}]
[null,null,"Agriculture",30,"Enclosed, 4 poles","CSL 0",1.0340296816747243,null,"Agriculture",30,"Enclosed, 4 poles",null,{"$f":"G2922*INDEX('Shipment Data'!$BG$10:$CH$34,MATCH(CONCATENATE('UEC Data'!$C2922,'UEC Data'!$E2922),'Shipment Data'!$BI$10:$BI$34,0),MATCH('UEC Data'!$D2922,'Shipment Data'!$BG$10:$CH$10,0))","v":6.0420755451755519E-4}]
[null,null,"Agriculture",30,"Enclosed, 4 poles","CSL 1",0.97919477431318591,null,"Agriculture",30,"Enclosed, 4 poles",null,{"$f":"G2923*INDEX('Shipment Data'!$BG$10:$CH$34,MATCH(CONCATENATE('UEC Data'!$C2923,'UEC Data'!$E2923),'Shipment Data'!$BI$10:$BI$34,0),MATCH('UEC Data'!$D2923,'Shipment Data'!$BG$10:$CH$10,0))","v":5.7216624480829097E-4}]
[null,null,"Agriculture",30,"Enclosed, 4 poles","CSL 2",0.96664099515532464,null,"Agriculture",30,"Enclosed, 4 poles",null,{"$f":"G2924*INDEX('Shipment Data'!$BG$10:$CH$34,MATCH(CONCATENATE('UEC Data'!$C2924,'UEC Data'!$E2924),'Shipment Data'!$BI$10:$BI$34,0),MATCH('UEC Data'!$D2924,'Shipment Data'!$BG$10:$CH$10,0))","v":5.6483078013126167E-4}]
[null,null,"Agriculture",30,"Enclosed, 4 poles","CSL 3",0.96150475182293715,null,"Agriculture",30,"Enclosed, 4 poles",null,{"$f":"G2925*INDEX('Shipment Data'!$BG$10:$CH$34,MATCH(CONCATENATE('UEC Data'!$C2925,'UEC Data'!$E2925),'Shipment Data'!$BI$10:$BI$34,0),MATCH('UEC Data'!$D2925,'Shipment Data'!$BG$10:$CH$10,0))","v":5.6182955388189252E-4}]
[null,null,"Agriculture",30,"Enclosed, 4 poles","CSL 4",0.95743489043955954,null,"Agriculture",30,"Enclosed, 4 poles",null,{"$f":"G2926*INDEX('Shipment Data'!$BG$10:$CH$34,MATCH(CONCATENATE('UEC Data'!$C2926,'UEC Data'!$E2926),'Shipment Data'!$BI$10:$BI$34,0),MATCH('UEC Data'!$D2926,'Shipment Data'!$BG$10:$CH$10,0))","v":5.5945143936810666E-4}]
[null,null,"Agriculture",30,"Enclosed, 4 poles","-",0,null,"Agriculture",30,"Enclosed, 4 poles",null,{"$f":"G2927*INDEX('Shipment Data'!$BG$10:$CH$34,MATCH(CONCATENATE('UEC Data'!$C2927,'UEC Data'!$E2927),'Shipment Data'!$BI$10:$BI$34,0),MATCH('UEC Data'!$D2927,'Shipment Data'!$BG$10:$CH$10,0))","v":0}]
[null,null,"Agriculture",30,"Enclosed, 6 poles","CSL 0",1.0340296816747243,null,"Agriculture",30,"Enclosed, 6 poles",null,{"$f":"G2928*INDEX('Shipment Data'!$BG$10:$CH$34,MATCH(CONCATENATE('UEC Data'!$C2928,'UEC Data'!$E2928),'Shipment Data'!$BI$10:$BI$34,0),MATCH('UEC Data'!$D2928,'Shipment Data'!$BG$10:$CH$10,0))","v":1.1359895729435152E-4}]
[null,null,"Agriculture",30,"Enclosed, 6 poles","CSL 1",0.98666954358275216,null,"Agriculture",30,"Enclosed, 6 poles",null,{"$f":"G2929*INDEX('Shipment Data'!$BG$10:$CH$34,MATCH(CONCATENATE('UEC Data'!$C2929,'UEC Data'!$E2929),'Shipment Data'!$BI$10:$BI$34,0),MATCH('UEC Data'!$D2929,'Shipment Data'!$BG$10:$CH$10,0))","v":1.0839595161674762E-4}]
[null,null,"Agriculture",30,"Enclosed, 6 poles","CSL 2",0.97287738867245577,null,"Agriculture",30,"Enclosed, 6 poles",null,{"$f":"G2930*INDEX('Shipment Data'!$BG$10:$CH$34,MATCH(CONCATENATE('UEC Data'!$C2930,'UEC Data'!$E2930),'Shipment Data'!$BI$10:$BI$34,0),MATCH('UEC Data'!$D2930,'Shipment Data'!$BG$10:$CH$10,0))","v":1.0688073938984687E-4}]
[null,null,"Agriculture",30,"Enclosed, 6 poles","CSL 3",0.96664099515532464,null,"Agriculture",30,"Enclosed, 6 poles",null,{"$f":"G2931*INDEX('Shipment Data'!$BG$10:$CH$34,MATCH(CONCATENATE('UEC Data'!$C2931,'UEC Data'!$E2931),'Shipment Data'!$BI$10:$BI$34,0),MATCH('UEC Data'!$D2931,'Shipment Data'!$BG$10:$CH$10,0))","v":1.0619560644504016E-4}]
[null,null,"Agriculture",30,"Enclosed, 6 poles","CSL 4",0.96150475182293715,null,"Agriculture",30,"Enclosed, 6 poles",null,{"$f":"G2932*INDEX('Shipment Data'!$BG$10:$CH$34,MATCH(CONCATENATE('UEC Data'!$C2932,'UEC Data'!$E2932),'Shipment Data'!$BI$10:$BI$34,0),MATCH('UEC Data'!$D2932,'Shipment Data'!$BG$10:$CH$10,0))","v":1.056313364851834E-4}]
[null,null,"Agriculture",30,"Enclosed, 6 poles","-",0,null,"Agriculture",30,"Enclosed, 6 poles",null,{"$f":"G2933*INDEX('Shipment Data'!$BG$10:$CH$34,MATCH(CONCATENATE('UEC Data'!$C2933,'UEC Data'!$E2933),'Shipment Data'!$BI$10:$BI$34,0),MATCH('UEC Data'!$D2933,'Shipment Data'!$BG$10:$CH$10,0))","v":0}]
[null,null,"Agriculture",30,"Enclosed, 8 poles","CSL 0",1.0109228731456803,null,"Agriculture",30,"Enclosed, 8 poles",null,{"$f":"G2934*INDEX('Shipment Data'!$BG$10:$CH$34,MATCH(CONCATENATE('UEC Data'!$C2934,'UEC Data'!$E2934),'Shipment Data'!$BI$10:$BI$34,0),MATCH('UEC Data'!$D2934,'Shipment Data'!$BG$10:$CH$10,0))","v":8.24466097315742E-6}]
[null,null,"Agriculture",30,"Enclosed, 8 poles","CSL 1",0.99425930930261952,null,"Agriculture",30,"Enclosed, 8 poles",null,{"$f":"G2935*INDEX('Shipment Data'!$BG$10:$CH$34,MATCH(CONCATENATE('UEC Data'!$C2935,'UEC Data'!$E2935),'Shipment Data'!$BI$10:$BI$34,0),MATCH('UEC Data'!$D2935,'Shipment Data'!$BG$10:$CH$10,0))","v":8.1087599681053741E-6}]
[null,null,"Agriculture",30,"Enclosed, 8 poles","CSL 2",0.98666954358275216,null,"Agriculture",30,"Enclosed, 8 poles",null,{"$f":"G2936*INDEX('Shipment Data'!$BG$10:$CH$34,MATCH(CONCATENATE('UEC Data'!$C2936,'UEC Data'!$E2936),'Shipment Data'!$BI$10:$BI$34,0),MATCH('UEC Data'!$D2936,'Shipment Data'!$BG$10:$CH$10,0))","v":8.0468610370511345E-6}]
[null,null,"Agriculture",30,"Enclosed, 8 poles","CSL 3",0.97919477431318591,null,"Agriculture",30,"Enclosed, 8 poles",null,{"$f":"G2937*INDEX('Shipment Data'!$BG$10:$CH$34,MATCH(CONCATENATE('UEC Data'!$C2937,'UEC Data'!$E2937),'Shipment Data'!$BI$10:$BI$34,0),MATCH('UEC Data'!$D2937,'Shipment Data'!$BG$10:$CH$10,0))","v":7.985899968588626E-6}]
[null,null,"Agriculture",30,"Enclosed, 8 poles","CSL 4",0.97287738867245577,null,"Agriculture",30,"Enclosed, 8 poles",null,{"$f":"G2938*INDEX('Shipment Data'!$BG$10:$CH$34,MATCH(CONCATENATE('UEC Data'!$C2938,'UEC Data'!$E2938),'Shipment Data'!$BI$10:$BI$34,0),MATCH('UEC Data'!$D2938,'Shipment Data'!$BG$10:$CH$10,0))","v":7.9343780333074103E-6}]
[null,null,"Agriculture",30,"Enclosed, 8 poles","-",0,null,"Agriculture",30,"Enclosed, 8 poles",null,{"$f":"G2939*INDEX('Shipment Data'!$BG$10:$CH$34,MATCH(CONCATENATE('UEC Data'!$C2939,'UEC Data'!$E2939),'Shipment Data'!$BI$10:$BI$34,0),MATCH('UEC Data'!$D2939,'Shipment Data'!$BG$10:$CH$10,0))","v":0}]
[null,null,"Agriculture",40,"Open, 2 poles","CSL 0",1.3254811672607585,null,"Agriculture",40,"Open, 2 poles",null,{"$f":"G2940*INDEX('Shipment Data'!$BG$10:$CH$34,MATCH(CONCATENATE('UEC Data'!$C2940,'UEC Data'!$E2940),'Shipment Data'!$BI$10:$BI$34,0),MATCH('UEC Data'!$D2940,'Shipment Data'!$BG$10:$CH$10,0))","v":2.8614880249813978E-5}]
[null,null,"Agriculture",40,"Open, 2 poles","CSL 1",1.3153629904114397,null,"Agriculture",40,"Open, 2 poles",null,{"$f":"G2941*INDEX('Shipment Data'!$BG$10:$CH$34,MATCH(CONCATENATE('UEC Data'!$C2941,'UEC Data'!$E2941),'Shipment Data'!$BI$10:$BI$34,0),MATCH('UEC Data'!$D2941,'Shipment Data'!$BG$10:$CH$10,0))","v":2.8396446049433718E-5}]
[null,null,"Agriculture",40,"Open, 2 poles","CSL 2",1.3053981192719593,null,"Agriculture",40,"Open, 2 poles",null,{"$f":"G2942*INDEX('Shipment Data'!$BG$10:$CH$34,MATCH(CONCATENATE('UEC Data'!$C2942,'UEC Data'!$E2942),'Shipment Data'!$BI$10:$BI$34,0),MATCH('UEC Data'!$D2942,'Shipment Data'!$BG$10:$CH$10,0))","v":2.8181321458150131E-5}]
[null,null,"Agriculture",40,"Open, 2 poles","CSL 3",1.2969761959218173,null,"Agriculture",40,"Open, 2 poles",null,{"$f":"G2943*INDEX('Shipment Data'!$BG$10:$CH$34,MATCH(CONCATENATE('UEC Data'!$C2943,'UEC Data'!$E2943),'Shipment Data'!$BI$10:$BI$34,0),MATCH('UEC Data'!$D2943,'Shipment Data'!$BG$10:$CH$10,0))","v":2.7999506481000769E-5}]
[null,null,"Agriculture",40,"Open, 2 poles","CSL 4",1.2886622459479598,null,"Agriculture",40,"Open, 2 poles",null,{"$f":"G2944*INDEX('Shipment Data'!$BG$10:$CH$34,MATCH(CONCATENATE('UEC Data'!$C2944,'UEC Data'!$E2944),'Shipment Data'!$BI$10:$BI$34,0),MATCH('UEC Data'!$D2944,'Shipment Data'!$BG$10:$CH$10,0))","v":2.7820022465096926E-5}]
[null,null,"Agriculture",40,"Open, 2 poles","-",0,null,"Agriculture",40,"Open, 2 poles",null,{"$f":"G2945*INDEX('Shipment Data'!$BG$10:$CH$34,MATCH(CONCATENATE('UEC Data'!$C2945,'UEC Data'!$E2945),'Shipment Data'!$BI$10:$BI$34,0),MATCH('UEC Data'!$D2945,'Shipment Data'!$BG$10:$CH$10,0))","v":0}]
[null,null,"Agriculture",40,"Open, 4 poles","CSL 0",1.3254811672607585,null,"Agriculture",40,"Open, 4 poles",null,{"$f":"G2946*INDEX('Shipment Data'!$BG$10:$CH$34,MATCH(CONCATENATE('UEC Data'!$C2946,'UEC Data'!$E2946),'Shipment Data'!$BI$10:$BI$34,0),MATCH('UEC Data'!$D2946,'Shipment Data'!$BG$10:$CH$10,0))","v":2.2001663480968083E-4}]
[null,null,"Agriculture",40,"Open, 4 poles","CSL 1",1.2969761959218173,null,"Agriculture",40,"Open, 4 poles",null,{"$f":"G2947*INDEX('Shipment Data'!$BG$10:$CH$34,MATCH(CONCATENATE('UEC Data'!$C2947,'UEC Data'!$E2947),'Shipment Data'!$BI$10:$BI$34,0),MATCH('UEC Data'!$D2947,'Shipment Data'!$BG$10:$CH$10,0))","v":2.1528509427613929E-4}]
[null,null,"Agriculture",40,"Open, 4 poles","CSL 2",1.2818149438972266,null,"Agriculture",40,"Open, 4 poles",null,{"$f":"G2948*INDEX('Shipment Data'!$BG$10:$CH$34,MATCH(CONCATENATE('UEC Data'!$C2948,'UEC Data'!$E2948),'Shipment Data'!$BI$10:$BI$34,0),MATCH('UEC Data'!$D2948,'Shipment Data'!$BG$10:$CH$10,0))","v":2.1276847787121101E-4}]
[null,null,"Agriculture",40,"Open, 4 poles","CSL 3",1.2763892721770267,null,"Agriculture",40,"Open, 4 poles",null,{"$f":"G2949*INDEX('Shipment Data'!$BG$10:$CH$34,MATCH(CONCATENATE('UEC Data'!$C2949,'UEC Data'!$E2949),'Shipment Data'!$BI$10:$BI$34,0),MATCH('UEC Data'!$D2949,'Shipment Data'!$BG$10:$CH$10,0))","v":2.1186787055747043E-4}]
[null,null,"Agriculture",40,"Open, 4 poles","CSL 4",1.2696714339024107,null,"Agriculture",40,"Open, 4 poles",null,{"$f":"G2950*INDEX('Shipment Data'!$BG$10:$CH$34,MATCH(CONCATENATE('UEC Data'!$C2950,'UEC Data'!$E2950),'Shipment Data'!$BI$10:$BI$34,0),MATCH('UEC Data'!$D2950,'Shipment Data'!$BG$10:$CH$10,0))","v":2.1075277650190477E-4}]
[null,null,"Agriculture",40,"Open, 4 poles","-",0,null,"Agriculture",40,"Open, 4 poles",null,{"$f":"G2951*INDEX('Shipment Data'!$BG$10:$CH$34,MATCH(CONCATENATE('UEC Data'!$C2951,'UEC Data'!$E2951),'Shipment Data'!$BI$10:$BI$34,0),MATCH('UEC Data'!$D2951,'Shipment Data'!$BG$10:$CH$10,0))","v":0}]
[null,null,"Agriculture",40,"Open, 6 poles","CSL 0",1.3476959354271398,null,"Agriculture",40,"Open, 6 poles",null,{"$f":"G2952*INDEX('Shipment Data'!$BG$10:$CH$34,MATCH(CONCATENATE('UEC Data'!$C2952,'UEC Data'!$E2952),'Shipment Data'!$BI$10:$BI$34,0),MATCH('UEC Data'!$D2952,'Shipment Data'!$BG$10:$CH$10,0))","v":2.0689393243316777E-5}]
[null,null,"Agriculture",40,"Open, 6 poles","CSL 1",1.2969761959218173,null,"Agriculture",40,"Open, 6 poles",null,{"$f":"G2953*INDEX('Shipment Data'!$BG$10:$CH$34,MATCH(CONCATENATE('UEC Data'!$C2953,'UEC Data'!$E2953),'Shipment Data'!$BI$10:$BI$34,0),MATCH('UEC Data'!$D2953,'Shipment Data'!$BG$10:$CH$10,0))","v":1.991076016426722E-5}]
[null,null,"Agriculture",40,"Open, 6 poles","CSL 2",1.2818149438972266,null,"Agriculture",40,"Open, 6 poles",null,{"$f":"G2954*INDEX('Shipment Data'!$BG$10:$CH$34,MATCH(CONCATENATE('UEC Data'!$C2954,'UEC Data'!$E2954),'Shipment Data'!$BI$10:$BI$34,0),MATCH('UEC Data'!$D2954,'Shipment Data'!$BG$10:$CH$10,0))","v":1.9678009514100442E-5}]
[null,null,"Agriculture",40,"Open, 6 poles","CSL 3",1.2763892721770267,null,"Agriculture",40,"Open, 6 poles",null,{"$f":"G2955*INDEX('Shipment Data'!$BG$10:$CH$34,MATCH(CONCATENATE('UEC Data'!$C2955,'UEC Data'!$E2955),'Shipment Data'!$BI$10:$BI$34,0),MATCH('UEC Data'!$D2955,'Shipment Data'!$BG$10:$CH$10,0))","v":1.9594716352135999E-5}]
[null,null,"Agriculture",40,"Open, 6 poles","CSL 4",1.2696714339024107,null,"Agriculture",40,"Open, 6 poles",null,{"$f":"G2956*INDEX('Shipment Data'!$BG$10:$CH$34,MATCH(CONCATENATE('UEC Data'!$C2956,'UEC Data'!$E2956),'Shipment Data'!$BI$10:$BI$34,0),MATCH('UEC Data'!$D2956,'Shipment Data'!$BG$10:$CH$10,0))","v":1.949158626607212E-5}]
[null,null,"Agriculture",40,"Open, 6 poles","-",0,null,"Agriculture",40,"Open, 6 poles",null,{"$f":"G2957*INDEX('Shipment Data'!$BG$10:$CH$34,MATCH(CONCATENATE('UEC Data'!$C2957,'UEC Data'!$E2957),'Shipment Data'!$BI$10:$BI$34,0),MATCH('UEC Data'!$D2957,'Shipment Data'!$BG$10:$CH$10,0))","v":0}]
[null,null,"Agriculture",40,"Open, 8 poles","CSL 0",1.3254811672607585,null,"Agriculture",40,"Open, 8 poles",null,{"$f":"G2958*INDEX('Shipment Data'!$BG$10:$CH$34,MATCH(CONCATENATE('UEC Data'!$C2958,'UEC Data'!$E2958),'Shipment Data'!$BI$10:$BI$34,0),MATCH('UEC Data'!$D2958,'Shipment Data'!$BG$10:$CH$10,0))","v":6.3588622777364414E-6}]
[null,null,"Agriculture",40,"Open, 8 poles","CSL 1",1.3254811672607585,null,"Agriculture",40,"Open, 8 poles",null,{"$f":"G2959*INDEX('Shipment Data'!$BG$10:$CH$34,MATCH(CONCATENATE('UEC Data'!$C2959,'UEC Data'!$E2959),'Shipment Data'!$BI$10:$BI$34,0),MATCH('UEC Data'!$D2959,'Shipment Data'!$BG$10:$CH$10,0))","v":6.3588622777364414E-6}]
[null,null,"Agriculture",40,"Open, 8 poles","CSL 2",1.3153629904114397,null,"Agriculture",40,"Open, 8 poles",null,{"$f":"G2960*INDEX('Shipment Data'!$BG$10:$CH$34,MATCH(CONCATENATE('UEC Data'!$C2960,'UEC Data'!$E2960),'Shipment Data'!$BI$10:$BI$34,0),MATCH('UEC Data'!$D2960,'Shipment Data'!$BG$10:$CH$10,0))","v":6.3103213443186054E-6}]
[null,null,"Agriculture",40,"Open, 8 poles","CSL 3",1.3053981192719593,null,"Agriculture",40,"Open, 8 poles",null,{"$f":"G2961*INDEX('Shipment Data'!$BG$10:$CH$34,MATCH(CONCATENATE('UEC Data'!$C2961,'UEC Data'!$E2961),'Shipment Data'!$BI$10:$BI$34,0),MATCH('UEC Data'!$D2961,'Shipment Data'!$BG$10:$CH$10,0))","v":6.2625158795889203E-6}]
[null,null,"Agriculture",40,"Open, 8 poles","CSL 4",1.2969761959218173,null,"Agriculture",40,"Open, 8 poles",null,{"$f":"G2962*INDEX('Shipment Data'!$BG$10:$CH$34,MATCH(CONCATENATE('UEC Data'!$C2962,'UEC Data'!$E2962),'Shipment Data'!$BI$10:$BI$34,0),MATCH('UEC Data'!$D2962,'Shipment Data'!$BG$10:$CH$10,0))","v":6.2221125513335069E-6}]
[null,null,"Agriculture",40,"Open, 8 poles","-",0,null,"Agriculture",40,"Open, 8 poles",null,{"$f":"G2963*INDEX('Shipment Data'!$BG$10:$CH$34,MATCH(CONCATENATE('UEC Data'!$C2963,'UEC Data'!$E2963),'Shipment Data'!$BI$10:$BI$34,0),MATCH('UEC Data'!$D2963,'Shipment Data'!$BG$10:$CH$10,0))","v":0}]
[null,null,"Agriculture",40,"Enclosed, 2 poles","CSL 0",1.3629241380873336,null,"Agriculture",40,"Enclosed, 2 poles",null,{"$f":"G2964*INDEX('Shipment Data'!$BG$10:$CH$34,MATCH(CONCATENATE('UEC Data'!$C2964,'UEC Data'!$E2964),'Shipment Data'!$BI$10:$BI$34,0),MATCH('UEC Data'!$D2964,'Shipment Data'!$BG$10:$CH$10,0))","v":2.6219349534110795E-4}]
[null,null,"Agriculture",40,"Enclosed, 2 poles","CSL 1",1.3153629904114397,null,"Agriculture",40,"Enclosed, 2 poles",null,{"$f":"G2965*INDEX('Shipment Data'!$BG$10:$CH$34,MATCH(CONCATENATE('UEC Data'!$C2965,'UEC Data'!$E2965),'Shipment Data'!$BI$10:$BI$34,0),MATCH('UEC Data'!$D2965,'Shipment Data'!$BG$10:$CH$10,0))","v":2.5304388590717612E-4}]
[null,null,"Agriculture",40,"Enclosed, 2 poles","CSL 2",1.3053981192719593,null,"Agriculture",40,"Enclosed, 2 poles",null,{"$f":"G2966*INDEX('Shipment Data'!$BG$10:$CH$34,MATCH(CONCATENATE('UEC Data'!$C2966,'UEC Data'!$E2966),'Shipment Data'!$BI$10:$BI$34,0),MATCH('UEC Data'!$D2966,'Shipment Data'!$BG$10:$CH$10,0))","v":2.5112688677151571E-4}]
[null,null,"Agriculture",40,"Enclosed, 2 poles","CSL 3",1.2969761959218173,null,"Agriculture",40,"Enclosed, 2 poles",null,{"$f":"G2967*INDEX('Shipment Data'!$BG$10:$CH$34,MATCH(CONCATENATE('UEC Data'!$C2967,'UEC Data'!$E2967),'Shipment Data'!$BI$10:$BI$34,0),MATCH('UEC Data'!$D2967,'Shipment Data'!$BG$10:$CH$10,0))","v":2.4950671330847363E-4}]
[null,null,"Agriculture",40,"Enclosed, 2 poles","CSL 4",1.2886622459479598,null,"Agriculture",40,"Enclosed, 2 poles",null,{"$f":"G2968*INDEX('Shipment Data'!$BG$10:$CH$34,MATCH(CONCATENATE('UEC Data'!$C2968,'UEC Data'!$E2968),'Shipment Data'!$BI$10:$BI$34,0),MATCH('UEC Data'!$D2968,'Shipment Data'!$BG$10:$CH$10,0))","v":2.4790731130008603E-4}]
[null,null,"Agriculture",40,"Enclosed, 2 poles","-",0,null,"Agriculture",40,"Enclosed, 2 poles",null,{"$f":"G2969*INDEX('Shipment Data'!$BG$10:$CH$34,MATCH(CONCATENATE('UEC Data'!$C2969,'UEC Data'!$E2969),'Shipment Data'!$BI$10:$BI$34,0),MATCH('UEC Data'!$D2969,'Shipment Data'!$BG$10:$CH$10,0))","v":0}]
[null,null,"Agriculture",40,"Enclosed, 4 poles","CSL 0",1.3476959354271398,null,"Agriculture",40,"Enclosed, 4 poles",null,{"$f":"G2970*INDEX('Shipment Data'!$BG$10:$CH$34,MATCH(CONCATENATE('UEC Data'!$C2970,'UEC Data'!$E2970),'Shipment Data'!$BI$10:$BI$34,0),MATCH('UEC Data'!$D2970,'Shipment Data'!$BG$10:$CH$10,0))","v":7.8749003032374467E-4}]
[null,null,"Agriculture",40,"Enclosed, 4 poles","CSL 1",1.2969761959218173,null,"Agriculture",40,"Enclosed, 4 poles",null,{"$f":"G2971*INDEX('Shipment Data'!$BG$10:$CH$34,MATCH(CONCATENATE('UEC Data'!$C2971,'UEC Data'!$E2971),'Shipment Data'!$BI$10:$BI$34,0),MATCH('UEC Data'!$D2971,'Shipment Data'!$BG$10:$CH$10,0))","v":7.5785330875242094E-4}]
[null,null,"Agriculture",40,"Enclosed, 4 poles","CSL 2",1.2818149438972266,null,"Agriculture",40,"Enclosed, 4 poles",null,{"$f":"G2972*INDEX('Shipment Data'!$BG$10:$CH$34,MATCH(CONCATENATE('UEC Data'!$C2972,'UEC Data'!$E2972),'Shipment Data'!$BI$10:$BI$34,0),MATCH('UEC Data'!$D2972,'Shipment Data'!$BG$10:$CH$10,0))","v":7.4899423713044799E-4}]
[null,null,"Agriculture",40,"Enclosed, 4 poles","CSL 3",1.2763892721770267,null,"Agriculture",40,"Enclosed, 4 poles",null,{"$f":"G2973*INDEX('Shipment Data'!$BG$10:$CH$34,MATCH(CONCATENATE('UEC Data'!$C2973,'UEC Data'!$E2973),'Shipment Data'!$BI$10:$BI$34,0),MATCH('UEC Data'!$D2973,'Shipment Data'!$BG$10:$CH$10,0))","v":7.4582389115317627E-4}]
[null,null,"Agriculture",40,"Enclosed, 4 poles","CSL 4",1.2696714339024107,null,"Agriculture",40,"Enclosed, 4 poles",null,{"$f":"G2974*INDEX('Shipment Data'!$BG$10:$CH$34,MATCH(CONCATENATE('UEC Data'!$C2974,'UEC Data'!$E2974),'Shipment Data'!$BI$10:$BI$34,0),MATCH('UEC Data'!$D2974,'Shipment Data'!$BG$10:$CH$10,0))","v":7.4189850225236996E-4}]
[null,null,"Agriculture",40,"Enclosed, 4 poles","-",0,null,"Agriculture",40,"Enclosed, 4 poles",null,{"$f":"G2975*INDEX('Shipment Data'!$BG$10:$CH$34,MATCH(CONCATENATE('UEC Data'!$C2975,'UEC Data'!$E2975),'Shipment Data'!$BI$10:$BI$34,0),MATCH('UEC Data'!$D2975,'Shipment Data'!$BG$10:$CH$10,0))","v":0}]
[null,null,"Agriculture",40,"Enclosed, 6 poles","CSL 0",1.3629241380873336,null,"Agriculture",40,"Enclosed, 6 poles",null,{"$f":"G2976*INDEX('Shipment Data'!$BG$10:$CH$34,MATCH(CONCATENATE('UEC Data'!$C2976,'UEC Data'!$E2976),'Shipment Data'!$BI$10:$BI$34,0),MATCH('UEC Data'!$D2976,'Shipment Data'!$BG$10:$CH$10,0))","v":1.4973144746412395E-4}]
[null,null,"Agriculture",40,"Enclosed, 6 poles","CSL 1",1.2969761959218173,null,"Agriculture",40,"Enclosed, 6 poles",null,{"$f":"G2977*INDEX('Shipment Data'!$BG$10:$CH$34,MATCH(CONCATENATE('UEC Data'!$C2977,'UEC Data'!$E2977),'Shipment Data'!$BI$10:$BI$34,0),MATCH('UEC Data'!$D2977,'Shipment Data'!$BG$10:$CH$10,0))","v":1.4248637742553729E-4}]
[null,null,"Agriculture",40,"Enclosed, 6 poles","CSL 2",1.2818149438972266,null,"Agriculture",40,"Enclosed, 6 poles",null,{"$f":"G2978*INDEX('Shipment Data'!$BG$10:$CH$34,MATCH(CONCATENATE('UEC Data'!$C2978,'UEC Data'!$E2978),'Shipment Data'!$BI$10:$BI$34,0),MATCH('UEC Data'!$D2978,'Shipment Data'!$BG$10:$CH$10,0))","v":1.408207555852813E-4}]
[null,null,"Agriculture",40,"Enclosed, 6 poles","CSL 3",1.2763892721770267,null,"Agriculture",40,"Enclosed, 6 poles",null,{"$f":"G2979*INDEX('Shipment Data'!$BG$10:$CH$34,MATCH(CONCATENATE('UEC Data'!$C2979,'UEC Data'!$E2979),'Shipment Data'!$BI$10:$BI$34,0),MATCH('UEC Data'!$D2979,'Shipment Data'!$BG$10:$CH$10,0))","v":1.4022468889497323E-4}]
[null,null,"Agriculture",40,"Enclosed, 6 poles","CSL 4",1.2696714339024107,null,"Agriculture",40,"Enclosed, 6 poles",null,{"$f":"G2980*INDEX('Shipment Data'!$BG$10:$CH$34,MATCH(CONCATENATE('UEC Data'!$C2980,'UEC Data'!$E2980),'Shipment Data'!$BI$10:$BI$34,0),MATCH('UEC Data'!$D2980,'Shipment Data'!$BG$10:$CH$10,0))","v":1.3948666421657863E-4}]
[null,null,"Agriculture",40,"Enclosed, 6 poles","-",0,null,"Agriculture",40,"Enclosed, 6 poles",null,{"$f":"G2981*INDEX('Shipment Data'!$BG$10:$CH$34,MATCH(CONCATENATE('UEC Data'!$C2981,'UEC Data'!$E2981),'Shipment Data'!$BI$10:$BI$34,0),MATCH('UEC Data'!$D2981,'Shipment Data'!$BG$10:$CH$10,0))","v":0}]
[null,null,"Agriculture",40,"Enclosed, 8 poles","CSL 0",1.3476959354271398,null,"Agriculture",40,"Enclosed, 8 poles",null,{"$f":"G2982*INDEX('Shipment Data'!$BG$10:$CH$34,MATCH(CONCATENATE('UEC Data'!$C2982,'UEC Data'!$E2982),'Shipment Data'!$BI$10:$BI$34,0),MATCH('UEC Data'!$D2982,'Shipment Data'!$BG$10:$CH$10,0))","v":1.0991240160512036E-5}]
[null,null,"Agriculture",40,"Enclosed, 8 poles","CSL 1",1.3254811672607585,null,"Agriculture",40,"Enclosed, 8 poles",null,{"$f":"G2983*INDEX('Shipment Data'!$BG$10:$CH$34,MATCH(CONCATENATE('UEC Data'!$C2983,'UEC Data'!$E2983),'Shipment Data'!$BI$10:$BI$34,0),MATCH('UEC Data'!$D2983,'Shipment Data'!$BG$10:$CH$10,0))","v":1.0810065872151947E-5}]
[null,null,"Agriculture",40,"Enclosed, 8 poles","CSL 2",1.3153629904114397,null,"Agriculture",40,"Enclosed, 8 poles",null,{"$f":"G2984*INDEX('Shipment Data'!$BG$10:$CH$34,MATCH(CONCATENATE('UEC Data'!$C2984,'UEC Data'!$E2984),'Shipment Data'!$BI$10:$BI$34,0),MATCH('UEC Data'!$D2984,'Shipment Data'!$BG$10:$CH$10,0))","v":1.0727546285341628E-5}]
[null,null,"Agriculture",40,"Enclosed, 8 poles","CSL 3",1.3053981192719593,null,"Agriculture",40,"Enclosed, 8 poles",null,{"$f":"G2985*INDEX('Shipment Data'!$BG$10:$CH$34,MATCH(CONCATENATE('UEC Data'!$C2985,'UEC Data'!$E2985),'Shipment Data'!$BI$10:$BI$34,0),MATCH('UEC Data'!$D2985,'Shipment Data'!$BG$10:$CH$10,0))","v":1.0646276995301161E-5}]
[null,null,"Agriculture",40,"Enclosed, 8 poles","CSL 4",1.2969761959218173,null,"Agriculture",40,"Enclosed, 8 poles",null,{"$f":"G2986*INDEX('Shipment Data'!$BG$10:$CH$34,MATCH(CONCATENATE('UEC Data'!$C2986,'UEC Data'!$E2986),'Shipment Data'!$BI$10:$BI$34,0),MATCH('UEC Data'!$D2986,'Shipment Data'!$BG$10:$CH$10,0))","v":1.057759133726696E-5}]
[null,null,"Agriculture",40,"Enclosed, 8 poles","-",0,null,"Agriculture",40,"Enclosed, 8 poles",null,{"$f":"G2987*INDEX('Shipment Data'!$BG$10:$CH$34,MATCH(CONCATENATE('UEC Data'!$C2987,'UEC Data'!$E2987),'Shipment Data'!$BI$10:$BI$34,0),MATCH('UEC Data'!$D2987,'Shipment Data'!$BG$10:$CH$10,0))","v":0}]
[null,null,"Agriculture",50,"Open, 2 poles","CSL 0",1.6317476490899487,null,"Agriculture",50,"Open, 2 poles",null,{"$f":"G2988*INDEX('Shipment Data'!$BG$10:$CH$34,MATCH(CONCATENATE('UEC Data'!$C2988,'UEC Data'!$E2988),'Shipment Data'!$BI$10:$BI$34,0),MATCH('UEC Data'!$D2988,'Shipment Data'!$BG$10:$CH$10,0))","v":3.5226651822687681E-5}]
[null,null,"Agriculture",50,"Open, 2 poles","CSL 1",1.6317476490899487,null,"Agriculture",50,"Open, 2 poles",null,{"$f":"G2989*INDEX('Shipment Data'!$BG$10:$CH$34,MATCH(CONCATENATE('UEC Data'!$C2989,'UEC Data'!$E2989),'Shipment Data'!$BI$10:$BI$34,0),MATCH('UEC Data'!$D2989,'Shipment Data'!$BG$10:$CH$10,0))","v":3.5226651822687681E-5}]
[null,null,"Agriculture",50,"Open, 2 poles","CSL 2",1.6212202449022719,null,"Agriculture",50,"Open, 2 poles",null,{"$f":"G2990*INDEX('Shipment Data'!$BG$10:$CH$34,MATCH(CONCATENATE('UEC Data'!$C2990,'UEC Data'!$E2990),'Shipment Data'!$BI$10:$BI$34,0),MATCH('UEC Data'!$D2990,'Shipment Data'!$BG$10:$CH$10,0))","v":3.4999383101250987E-5}]
[null,null,"Agriculture",50,"Open, 2 poles","CSL 3",1.6108278074349498,null,"Agriculture",50,"Open, 2 poles",null,{"$f":"G2991*INDEX('Shipment Data'!$BG$10:$CH$34,MATCH(CONCATENATE('UEC Data'!$C2991,'UEC Data'!$E2991),'Shipment Data'!$BI$10:$BI$34,0),MATCH('UEC Data'!$D2991,'Shipment Data'!$BG$10:$CH$10,0))","v":3.4775028081371177E-5}]
[null,null,"Agriculture",50,"Open, 2 poles","CSL 4",1.6022686798715335,null,"Agriculture",50,"Open, 2 poles",null,{"$f":"G2992*INDEX('Shipment Data'!$BG$10:$CH$34,MATCH(CONCATENATE('UEC Data'!$C2992,'UEC Data'!$E2992),'Shipment Data'!$BI$10:$BI$34,0),MATCH('UEC Data'!$D2992,'Shipment Data'!$BG$10:$CH$10,0))","v":3.45902510990047E-5}]
[null,null,"Agriculture",50,"Open, 2 poles","-",0,null,"Agriculture",50,"Open, 2 poles",null,{"$f":"G2993*INDEX('Shipment Data'!$BG$10:$CH$34,MATCH(CONCATENATE('UEC Data'!$C2993,'UEC Data'!$E2993),'Shipment Data'!$BI$10:$BI$34,0),MATCH('UEC Data'!$D2993,'Shipment Data'!$BG$10:$CH$10,0))","v":0}]
[null,null,"Agriculture",50,"Open, 4 poles","CSL 0",1.656851459075948,null,"Agriculture",50,"Open, 4 poles",null,{"$f":"G2994*INDEX('Shipment Data'!$BG$10:$CH$34,MATCH(CONCATENATE('UEC Data'!$C2994,'UEC Data'!$E2994),'Shipment Data'!$BI$10:$BI$34,0),MATCH('UEC Data'!$D2994,'Shipment Data'!$BG$10:$CH$10,0))","v":2.7502079351210119E-4}]
[null,null,"Agriculture",50,"Open, 4 poles","CSL 1",1.6212202449022719,null,"Agriculture",50,"Open, 4 poles",null,{"$f":"G2995*INDEX('Shipment Data'!$BG$10:$CH$34,MATCH(CONCATENATE('UEC Data'!$C2995,'UEC Data'!$E2995),'Shipment Data'!$BI$10:$BI$34,0),MATCH('UEC Data'!$D2995,'Shipment Data'!$BG$10:$CH$10,0))","v":2.6910636784517432E-4}]
[null,null,"Agriculture",50,"Open, 4 poles","CSL 2",1.5954865902212834,null,"Agriculture",50,"Open, 4 poles",null,{"$f":"G2996*INDEX('Shipment Data'!$BG$10:$CH$34,MATCH(CONCATENATE('UEC Data'!$C2996,'UEC Data'!$E2996),'Shipment Data'!$BI$10:$BI$34,0),MATCH('UEC Data'!$D2996,'Shipment Data'!$BG$10:$CH$10,0))","v":2.648348381968382E-4}]
[null,null,"Agriculture",50,"Open, 4 poles","CSL 3",1.5870892923780135,null,"Agriculture",50,"Open, 4 poles",null,{"$f":"G2997*INDEX('Shipment Data'!$BG$10:$CH$34,MATCH(CONCATENATE('UEC Data'!$C2997,'UEC Data'!$E2997),'Shipment Data'!$BI$10:$BI$34,0),MATCH('UEC Data'!$D2997,'Shipment Data'!$BG$10:$CH$10,0))","v":2.6344097062738119E-4}]
[null,null,"Agriculture",50,"Open, 4 poles","CSL 4",1.5804348299361768,null,"Agriculture",50,"Open, 4 poles",null,{"$f":"G2998*INDEX('Shipment Data'!$BG$10:$CH$34,MATCH(CONCATENATE('UEC Data'!$C2998,'UEC Data'!$E2998),'Shipment Data'!$BI$10:$BI$34,0),MATCH('UEC Data'!$D2998,'Shipment Data'!$BG$10:$CH$10,0))","v":2.6233639632705668E-4}]
[null,null,"Agriculture",50,"Open, 4 poles","-",0,null,"Agriculture",50,"Open, 4 poles",null,{"$f":"G2999*INDEX('Shipment Data'!$BG$10:$CH$34,MATCH(CONCATENATE('UEC Data'!$C2999,'UEC Data'!$E2999),'Shipment Data'!$BI$10:$BI$34,0),MATCH('UEC Data'!$D2999,'Shipment Data'!$BG$10:$CH$10,0))","v":0}]
[null,null,"Agriculture",50,"Open, 6 poles","CSL 0",1.6715463722384842,null,"Agriculture",50,"Open, 6 poles",null,{"$f":"G3000*INDEX('Shipment Data'!$BG$10:$CH$34,MATCH(CONCATENATE('UEC Data'!$C3000,'UEC Data'!$E3000),'Shipment Data'!$BI$10:$BI$34,0),MATCH('UEC Data'!$D3000,'Shipment Data'!$BG$10:$CH$10,0))","v":2.5661040677339972E-5}]
[null,null,"Agriculture",50,"Open, 6 poles","CSL 1",1.6212202449022719,null,"Agriculture",50,"Open, 6 poles",null,{"$f":"G3001*INDEX('Shipment Data'!$BG$10:$CH$34,MATCH(CONCATENATE('UEC Data'!$C3001,'UEC Data'!$E3001),'Shipment Data'!$BI$10:$BI$34,0),MATCH('UEC Data'!$D3001,'Shipment Data'!$BG$10:$CH$10,0))","v":2.4888450205334041E-5}]
[null,null,"Agriculture",50,"Open, 6 poles","CSL 2",1.6022686798715335,null,"Agriculture",50,"Open, 6 poles",null,{"$f":"G3002*INDEX('Shipment Data'!$BG$10:$CH$34,MATCH(CONCATENATE('UEC Data'!$C3002,'UEC Data'!$E3002),'Shipment Data'!$BI$10:$BI$34,0),MATCH('UEC Data'!$D3002,'Shipment Data'!$BG$10:$CH$10,0))","v":2.4597511892625569E-5}]
[null,null,"Agriculture",50,"Open, 6 poles","CSL 3",1.5954865902212834,null,"Agriculture",50,"Open, 6 poles",null,{"$f":"G3003*INDEX('Shipment Data'!$BG$10:$CH$34,MATCH(CONCATENATE('UEC Data'!$C3003,'UEC Data'!$E3003),'Shipment Data'!$BI$10:$BI$34,0),MATCH('UEC Data'!$D3003,'Shipment Data'!$BG$10:$CH$10,0))","v":2.4493395440170007E-5}]
[null,null,"Agriculture",50,"Open, 6 poles","CSL 4",1.5870892923780135,null,"Agriculture",50,"Open, 6 poles",null,{"$f":"G3004*INDEX('Shipment Data'!$BG$10:$CH$34,MATCH(CONCATENATE('UEC Data'!$C3004,'UEC Data'!$E3004),'Shipment Data'!$BI$10:$BI$34,0),MATCH('UEC Data'!$D3004,'Shipment Data'!$BG$10:$CH$10,0))","v":2.4364482832590166E-5}]
[null,null,"Agriculture",50,"Open, 6 poles","-",0,null,"Agriculture",50,"Open, 6 poles",null,{"$f":"G3005*INDEX('Shipment Data'!$BG$10:$CH$34,MATCH(CONCATENATE('UEC Data'!$C3005,'UEC Data'!$E3005),'Shipment Data'!$BI$10:$BI$34,0),MATCH('UEC Data'!$D3005,'Shipment Data'!$BG$10:$CH$10,0))","v":0}]
[null,null,"Agriculture",50,"Open, 8 poles","CSL 0",1.656851459075948,null,"Agriculture",50,"Open, 8 poles",null,{"$f":"G3006*INDEX('Shipment Data'!$BG$10:$CH$34,MATCH(CONCATENATE('UEC Data'!$C3006,'UEC Data'!$E3006),'Shipment Data'!$BI$10:$BI$34,0),MATCH('UEC Data'!$D3006,'Shipment Data'!$BG$10:$CH$10,0))","v":7.9485778471705554E-6}]
[null,null,"Agriculture",50,"Open, 8 poles","CSL 1",1.6442037380142995,null,"Agriculture",50,"Open, 8 poles",null,{"$f":"G3007*INDEX('Shipment Data'!$BG$10:$CH$34,MATCH(CONCATENATE('UEC Data'!$C3007,'UEC Data'!$E3007),'Shipment Data'!$BI$10:$BI$34,0),MATCH('UEC Data'!$D3007,'Shipment Data'!$BG$10:$CH$10,0))","v":7.8879016803982601E-6}]
[null,null,"Agriculture",50,"Open, 8 poles","CSL 2",1.6317476490899487,null,"Agriculture",50,"Open, 8 poles",null,{"$f":"G3008*INDEX('Shipment Data'!$BG$10:$CH$34,MATCH(CONCATENATE('UEC Data'!$C3008,'UEC Data'!$E3008),'Shipment Data'!$BI$10:$BI$34,0),MATCH('UEC Data'!$D3008,'Shipment Data'!$BG$10:$CH$10,0))","v":7.828144849486152E-6}]
[null,null,"Agriculture",50,"Open, 8 poles","CSL 3",1.6212202449022719,null,"Agriculture",50,"Open, 8 poles",null,{"$f":"G3009*INDEX('Shipment Data'!$BG$10:$CH$34,MATCH(CONCATENATE('UEC Data'!$C3009,'UEC Data'!$E3009),'Shipment Data'!$BI$10:$BI$34,0),MATCH('UEC Data'!$D3009,'Shipment Data'!$BG$10:$CH$10,0))","v":7.7776406891668879E-6}]
[null,null,"Agriculture",50,"Open, 8 poles","CSL 4",1.6108278074349498,null,"Agriculture",50,"Open, 8 poles",null,{"$f":"G3010*INDEX('Shipment Data'!$BG$10:$CH$34,MATCH(CONCATENATE('UEC Data'!$C3010,'UEC Data'!$E3010),'Shipment Data'!$BI$10:$BI$34,0),MATCH('UEC Data'!$D3010,'Shipment Data'!$BG$10:$CH$10,0))","v":7.7277840180824868E-6}]
[null,null,"Agriculture",50,"Open, 8 poles","-",0,null,"Agriculture",50,"Open, 8 poles",null,{"$f":"G3011*INDEX('Shipment Data'!$BG$10:$CH$34,MATCH(CONCATENATE('UEC Data'!$C3011,'UEC Data'!$E3011),'Shipment Data'!$BI$10:$BI$34,0),MATCH('UEC Data'!$D3011,'Shipment Data'!$BG$10:$CH$10,0))","v":0}]
[null,null,"Agriculture",50,"Enclosed, 2 poles","CSL 0",1.7036551726091669,null,"Agriculture",50,"Enclosed, 2 poles",null,{"$f":"G3012*INDEX('Shipment Data'!$BG$10:$CH$34,MATCH(CONCATENATE('UEC Data'!$C3012,'UEC Data'!$E3012),'Shipment Data'!$BI$10:$BI$34,0),MATCH('UEC Data'!$D3012,'Shipment Data'!$BG$10:$CH$10,0))","v":3.2774186917638505E-4}]
[null,null,"Agriculture",50,"Enclosed, 2 poles","CSL 1",1.6317476490899487,null,"Agriculture",50,"Enclosed, 2 poles",null,{"$f":"G3013*INDEX('Shipment Data'!$BG$10:$CH$34,MATCH(CONCATENATE('UEC Data'!$C3013,'UEC Data'!$E3013),'Shipment Data'!$BI$10:$BI$34,0),MATCH('UEC Data'!$D3013,'Shipment Data'!$BG$10:$CH$10,0))","v":3.1390860846439476E-4}]
[null,null,"Agriculture",50,"Enclosed, 2 poles","CSL 2",1.6212202449022719,null,"Agriculture",50,"Enclosed, 2 poles",null,{"$f":"G3014*INDEX('Shipment Data'!$BG$10:$CH$34,MATCH(CONCATENATE('UEC Data'!$C3014,'UEC Data'!$E3014),'Shipment Data'!$BI$10:$BI$34,0),MATCH('UEC Data'!$D3014,'Shipment Data'!$BG$10:$CH$10,0))","v":3.1188339163559222E-4}]
[null,null,"Agriculture",50,"Enclosed, 2 poles","CSL 3",1.6108278074349498,null,"Agriculture",50,"Enclosed, 2 poles",null,{"$f":"G3015*INDEX('Shipment Data'!$BG$10:$CH$34,MATCH(CONCATENATE('UEC Data'!$C3015,'UEC Data'!$E3015),'Shipment Data'!$BI$10:$BI$34,0),MATCH('UEC Data'!$D3015,'Shipment Data'!$BG$10:$CH$10,0))","v":3.0988413912510772E-4}]
[null,null,"Agriculture",50,"Enclosed, 2 poles","CSL 4",1.6022686798715335,null,"Agriculture",50,"Enclosed, 2 poles",null,{"$f":"G3016*INDEX('Shipment Data'!$BG$10:$CH$34,MATCH(CONCATENATE('UEC Data'!$C3016,'UEC Data'!$E3016),'Shipment Data'!$BI$10:$BI$34,0),MATCH('UEC Data'!$D3016,'Shipment Data'!$BG$10:$CH$10,0))","v":3.0823757090446422E-4}]
[null,null,"Agriculture",50,"Enclosed, 2 poles","-",0,null,"Agriculture",50,"Enclosed, 2 poles",null,{"$f":"G3017*INDEX('Shipment Data'!$BG$10:$CH$34,MATCH(CONCATENATE('UEC Data'!$C3017,'UEC Data'!$E3017),'Shipment Data'!$BI$10:$BI$34,0),MATCH('UEC Data'!$D3017,'Shipment Data'!$BG$10:$CH$10,0))","v":0}]
[null,null,"Agriculture",50,"Enclosed, 4 poles","CSL 0",1.6846199192839248,null,"Agriculture",50,"Enclosed, 4 poles",null,{"$f":"G3018*INDEX('Shipment Data'!$BG$10:$CH$34,MATCH(CONCATENATE('UEC Data'!$C3018,'UEC Data'!$E3018),'Shipment Data'!$BI$10:$BI$34,0),MATCH('UEC Data'!$D3018,'Shipment Data'!$BG$10:$CH$10,0))","v":9.8436253790468164E-4}]
[null,null,"Agriculture",50,"Enclosed, 4 poles","CSL 1",1.6212202449022719,null,"Agriculture",50,"Enclosed, 4 poles",null,{"$f":"G3019*INDEX('Shipment Data'!$BG$10:$CH$34,MATCH(CONCATENATE('UEC Data'!$C3019,'UEC Data'!$E3019),'Shipment Data'!$BI$10:$BI$34,0),MATCH('UEC Data'!$D3019,'Shipment Data'!$BG$10:$CH$10,0))","v":9.4731663594052704E-4}]
[null,null,"Agriculture",50,"Enclosed, 4 poles","CSL 2",1.5954865902212834,null,"Agriculture",50,"Enclosed, 4 poles",null,{"$f":"G3020*INDEX('Shipment Data'!$BG$10:$CH$34,MATCH(CONCATENATE('UEC Data'!$C3020,'UEC Data'!$E3020),'Shipment Data'!$BI$10:$BI$34,0),MATCH('UEC Data'!$D3020,'Shipment Data'!$BG$10:$CH$10,0))","v":9.3227986394147104E-4}]
[null,null,"Agriculture",50,"Enclosed, 4 poles","CSL 3",1.5870892923780135,null,"Agriculture",50,"Enclosed, 4 poles",null,{"$f":"G3021*INDEX('Shipment Data'!$BG$10:$CH$34,MATCH(CONCATENATE('UEC Data'!$C3021,'UEC Data'!$E3021),'Shipment Data'!$BI$10:$BI$34,0),MATCH('UEC Data'!$D3021,'Shipment Data'!$BG$10:$CH$10,0))","v":9.2737312781546329E-4}]
[null,null,"Agriculture",50,"Enclosed, 4 poles","CSL 4",1.5804348299361768,null,"Agriculture",50,"Enclosed, 4 poles",null,{"$f":"G3022*INDEX('Shipment Data'!$BG$10:$CH$34,MATCH(CONCATENATE('UEC Data'!$C3022,'UEC Data'!$E3022),'Shipment Data'!$BI$10:$BI$34,0),MATCH('UEC Data'!$D3022,'Shipment Data'!$BG$10:$CH$10,0))","v":9.2348477088541932E-4}]
[null,null,"Agriculture",50,"Enclosed, 4 poles","-",0,null,"Agriculture",50,"Enclosed, 4 poles",null,{"$f":"G3023*INDEX('Shipment Data'!$BG$10:$CH$34,MATCH(CONCATENATE('UEC Data'!$C3023,'UEC Data'!$E3023),'Shipment Data'!$BI$10:$BI$34,0),MATCH('UEC Data'!$D3023,'Shipment Data'!$BG$10:$CH$10,0))","v":0}]
[null,null,"Agriculture",50,"Enclosed, 6 poles","CSL 0",1.6715463722384842,null,"Agriculture",50,"Enclosed, 6 poles",null,{"$f":"G3024*INDEX('Shipment Data'!$BG$10:$CH$34,MATCH(CONCATENATE('UEC Data'!$C3024,'UEC Data'!$E3024),'Shipment Data'!$BI$10:$BI$34,0),MATCH('UEC Data'!$D3024,'Shipment Data'!$BG$10:$CH$10,0))","v":1.8363682234721421E-4}]
[null,null,"Agriculture",50,"Enclosed, 6 poles","CSL 1",1.6212202449022719,null,"Agriculture",50,"Enclosed, 6 poles",null,{"$f":"G3025*INDEX('Shipment Data'!$BG$10:$CH$34,MATCH(CONCATENATE('UEC Data'!$C3025,'UEC Data'!$E3025),'Shipment Data'!$BI$10:$BI$34,0),MATCH('UEC Data'!$D3025,'Shipment Data'!$BG$10:$CH$10,0))","v":1.7810797178192177E-4}]
[null,null,"Agriculture",50,"Enclosed, 6 poles","CSL 2",1.6022686798715335,null,"Agriculture",50,"Enclosed, 6 poles",null,{"$f":"G3026*INDEX('Shipment Data'!$BG$10:$CH$34,MATCH(CONCATENATE('UEC Data'!$C3026,'UEC Data'!$E3026),'Shipment Data'!$BI$10:$BI$34,0),MATCH('UEC Data'!$D3026,'Shipment Data'!$BG$10:$CH$10,0))","v":1.7602594448160177E-4}]
[null,null,"Agriculture",50,"Enclosed, 6 poles","CSL 3",1.5954865902212834,null,"Agriculture",50,"Enclosed, 6 poles",null,{"$f":"G3027*INDEX('Shipment Data'!$BG$10:$CH$34,MATCH(CONCATENATE('UEC Data'!$C3027,'UEC Data'!$E3027),'Shipment Data'!$BI$10:$BI$34,0),MATCH('UEC Data'!$D3027,'Shipment Data'!$BG$10:$CH$10,0))","v":1.7528086111871663E-4}]
[null,null,"Agriculture",50,"Enclosed, 6 poles","CSL 4",1.5870892923780135,null,"Agriculture",50,"Enclosed, 6 poles",null,{"$f":"G3028*INDEX('Shipment Data'!$BG$10:$CH$34,MATCH(CONCATENATE('UEC Data'!$C3028,'UEC Data'!$E3028),'Shipment Data'!$BI$10:$BI$34,0),MATCH('UEC Data'!$D3028,'Shipment Data'!$BG$10:$CH$10,0))","v":1.7435833027072342E-4}]
[null,null,"Agriculture",50,"Enclosed, 6 poles","-",0,null,"Agriculture",50,"Enclosed, 6 poles",null,{"$f":"G3029*INDEX('Shipment Data'!$BG$10:$CH$34,MATCH(CONCATENATE('UEC Data'!$C3029,'UEC Data'!$E3029),'Shipment Data'!$BI$10:$BI$34,0),MATCH('UEC Data'!$D3029,'Shipment Data'!$BG$10:$CH$10,0))","v":0}]
[null,null,"Agriculture",50,"Enclosed, 8 poles","CSL 0",1.656851459075948,null,"Agriculture",50,"Enclosed, 8 poles",null,{"$f":"G3030*INDEX('Shipment Data'!$BG$10:$CH$34,MATCH(CONCATENATE('UEC Data'!$C3030,'UEC Data'!$E3030),'Shipment Data'!$BI$10:$BI$34,0),MATCH('UEC Data'!$D3030,'Shipment Data'!$BG$10:$CH$10,0))","v":1.3512582340189942E-5}]
[null,null,"Agriculture",50,"Enclosed, 8 poles","CSL 1",1.6442037380142995,null,"Agriculture",50,"Enclosed, 8 poles",null,{"$f":"G3031*INDEX('Shipment Data'!$BG$10:$CH$34,MATCH(CONCATENATE('UEC Data'!$C3031,'UEC Data'!$E3031),'Shipment Data'!$BI$10:$BI$34,0),MATCH('UEC Data'!$D3031,'Shipment Data'!$BG$10:$CH$10,0))","v":1.3409432856677042E-5}]
[null,null,"Agriculture",50,"Enclosed, 8 poles","CSL 2",1.6317476490899487,null,"Agriculture",50,"Enclosed, 8 poles",null,{"$f":"G3032*INDEX('Shipment Data'!$BG$10:$CH$34,MATCH(CONCATENATE('UEC Data'!$C3032,'UEC Data'!$E3032),'Shipment Data'!$BI$10:$BI$34,0),MATCH('UEC Data'!$D3032,'Shipment Data'!$BG$10:$CH$10,0))","v":1.3307846244126458E-5}]
[null,null,"Agriculture",50,"Enclosed, 8 poles","CSL 3",1.6212202449022719,null,"Agriculture",50,"Enclosed, 8 poles",null,{"$f":"G3033*INDEX('Shipment Data'!$BG$10:$CH$34,MATCH(CONCATENATE('UEC Data'!$C3033,'UEC Data'!$E3033),'Shipment Data'!$BI$10:$BI$34,0),MATCH('UEC Data'!$D3033,'Shipment Data'!$BG$10:$CH$10,0))","v":1.3221989171583709E-5}]
[null,null,"Agriculture",50,"Enclosed, 8 poles","CSL 4",1.6108278074349498,null,"Agriculture",50,"Enclosed, 8 poles",null,{"$f":"G3034*INDEX('Shipment Data'!$BG$10:$CH$34,MATCH(CONCATENATE('UEC Data'!$C3034,'UEC Data'!$E3034),'Shipment Data'!$BI$10:$BI$34,0),MATCH('UEC Data'!$D3034,'Shipment Data'!$BG$10:$CH$10,0))","v":1.3137232830740226E-5}]
[null,null,"Agriculture",50,"Enclosed, 8 poles","-",0,null,"Agriculture",50,"Enclosed, 8 poles",null,{"$f":"G3035*INDEX('Shipment Data'!$BG$10:$CH$34,MATCH(CONCATENATE('UEC Data'!$C3035,'UEC Data'!$E3035),'Shipment Data'!$BI$10:$BI$34,0),MATCH('UEC Data'!$D3035,'Shipment Data'!$BG$10:$CH$10,0))","v":0}]
[null,null,"Agriculture",60,"Open, 2 poles","CSL 0",1.8253509786191595,null,"Agriculture",60,"Open, 2 poles",null,{"$f":"G3036*INDEX('Shipment Data'!$BG$10:$CH$34,MATCH(CONCATENATE('UEC Data'!$C3036,'UEC Data'!$E3036),'Shipment Data'!$BI$10:$BI$34,0),MATCH('UEC Data'!$D3036,'Shipment Data'!$BG$10:$CH$10,0))","v":2.178734584897442E-3}]
[null,null,"Agriculture",60,"Open, 2 poles","CSL 1",1.8135745206925844,null,"Agriculture",60,"Open, 2 poles",null,{"$f":"G3037*INDEX('Shipment Data'!$BG$10:$CH$34,MATCH(CONCATENATE('UEC Data'!$C3037,'UEC Data'!$E3037),'Shipment Data'!$BI$10:$BI$34,0),MATCH('UEC Data'!$D3037,'Shipment Data'!$BG$10:$CH$10,0))","v":2.1646782327368135E-3}]
[null,null,"Agriculture",60,"Open, 2 poles","CSL 2",1.8019490429958374,null,"Agriculture",60,"Open, 2 poles",null,{"$f":"G3038*INDEX('Shipment Data'!$BG$10:$CH$34,MATCH(CONCATENATE('UEC Data'!$C3038,'UEC Data'!$E3038),'Shipment Data'!$BI$10:$BI$34,0),MATCH('UEC Data'!$D3038,'Shipment Data'!$BG$10:$CH$10,0))","v":2.1508020902192703E-3}]
[null,null,"Agriculture",60,"Open, 2 poles","CSL 3",1.7923743934581335,null,"Agriculture",60,"Open, 2 poles",null,{"$f":"G3039*INDEX('Shipment Data'!$BG$10:$CH$34,MATCH(CONCATENATE('UEC Data'!$C3039,'UEC Data'!$E3039),'Shipment Data'!$BI$10:$BI$34,0),MATCH('UEC Data'!$D3039,'Shipment Data'!$BG$10:$CH$10,0))","v":2.139373811312685E-3}]
[null,null,"Agriculture",60,"Open, 2 poles","CSL 4",1.7847876235387339,null,"Agriculture",60,"Open, 2 poles",null,{"$f":"G3040*INDEX('Shipment Data'!$BG$10:$CH$34,MATCH(CONCATENATE('UEC Data'!$C3040,'UEC Data'!$E3040),'Shipment Data'!$BI$10:$BI$34,0),MATCH('UEC Data'!$D3040,'Shipment Data'!$BG$10:$CH$10,0))","v":2.1303182607886099E-3}]
[null,null,"Agriculture",60,"Open, 2 poles","-",0,null,"Agriculture",60,"Open, 2 poles",null,{"$f":"G3041*INDEX('Shipment Data'!$BG$10:$CH$34,MATCH(CONCATENATE('UEC Data'!$C3041,'UEC Data'!$E3041),'Shipment Data'!$BI$10:$BI$34,0),MATCH('UEC Data'!$D3041,'Shipment Data'!$BG$10:$CH$10,0))","v":0}]
[null,null,"Agriculture",60,"Open, 4 poles","CSL 0",1.8392849555551838,null,"Agriculture",60,"Open, 4 poles",null,{"$f":"G3042*INDEX('Shipment Data'!$BG$10:$CH$34,MATCH(CONCATENATE('UEC Data'!$C3042,'UEC Data'!$E3042),'Shipment Data'!$BI$10:$BI$34,0),MATCH('UEC Data'!$D3042,'Shipment Data'!$BG$10:$CH$10,0))","v":1.4674289506316079E-2}]
[null,null,"Agriculture",60,"Open, 4 poles","CSL 1",1.8019490429958374,null,"Agriculture",60,"Open, 4 poles",null,{"$f":"G3043*INDEX('Shipment Data'!$BG$10:$CH$34,MATCH(CONCATENATE('UEC Data'!$C3043,'UEC Data'!$E3043),'Shipment Data'!$BI$10:$BI$34,0),MATCH('UEC Data'!$D3043,'Shipment Data'!$BG$10:$CH$10,0))","v":1.4376413971465649E-2}]
[null,null,"Agriculture",60,"Open, 4 poles","CSL 2",1.7753940044674774,null,"Agriculture",60,"Open, 4 poles",null,{"$f":"G3044*INDEX('Shipment Data'!$BG$10:$CH$34,MATCH(CONCATENATE('UEC Data'!$C3044,'UEC Data'!$E3044),'Shipment Data'!$BI$10:$BI$34,0),MATCH('UEC Data'!$D3044,'Shipment Data'!$BG$10:$CH$10,0))","v":1.4164551028728259E-2}]
[null,null,"Agriculture",60,"Open, 4 poles","CSL 3",1.7679500044487457,null,"Agriculture",60,"Open, 4 poles",null,{"$f":"G3045*INDEX('Shipment Data'!$BG$10:$CH$34,MATCH(CONCATENATE('UEC Data'!$C3045,'UEC Data'!$E3045),'Shipment Data'!$BI$10:$BI$34,0),MATCH('UEC Data'!$D3045,'Shipment Data'!$BG$10:$CH$10,0))","v":1.4105160877664407E-2}]
[null,null,"Agriculture",60,"Open, 4 poles","CSL 4",1.7605681672694193,null,"Agriculture",60,"Open, 4 poles",null,{"$f":"G3046*INDEX('Shipment Data'!$BG$10:$CH$34,MATCH(CONCATENATE('UEC Data'!$C3046,'UEC Data'!$E3046),'Shipment Data'!$BI$10:$BI$34,0),MATCH('UEC Data'!$D3046,'Shipment Data'!$BG$10:$CH$10,0))","v":1.4046266677757669E-2}]
[null,null,"Agriculture",60,"Open, 4 poles","-",0,null,"Agriculture",60,"Open, 4 poles",null,{"$f":"G3047*INDEX('Shipment Data'!$BG$10:$CH$34,MATCH(CONCATENATE('UEC Data'!$C3047,'UEC Data'!$E3047),'Shipment Data'!$BI$10:$BI$34,0),MATCH('UEC Data'!$D3047,'Shipment Data'!$BG$10:$CH$10,0))","v":0}]
[null,null,"Agriculture",60,"Open, 6 poles","CSL 0",1.8253509786191595,null,"Agriculture",60,"Open, 6 poles",null,{"$f":"G3048*INDEX('Shipment Data'!$BG$10:$CH$34,MATCH(CONCATENATE('UEC Data'!$C3048,'UEC Data'!$E3048),'Shipment Data'!$BI$10:$BI$34,0),MATCH('UEC Data'!$D3048,'Shipment Data'!$BG$10:$CH$10,0))","v":6.4215335133819334E-3}]
[null,null,"Agriculture",60,"Open, 6 poles","CSL 1",1.8019490429958374,null,"Agriculture",60,"Open, 6 poles",null,{"$f":"G3049*INDEX('Shipment Data'!$BG$10:$CH$34,MATCH(CONCATENATE('UEC Data'!$C3049,'UEC Data'!$E3049),'Shipment Data'!$BI$10:$BI$34,0),MATCH('UEC Data'!$D3049,'Shipment Data'!$BG$10:$CH$10,0))","v":6.3392061606462689E-3}]
[null,null,"Agriculture",60,"Open, 6 poles","CSL 2",1.7847876235387339,null,"Agriculture",60,"Open, 6 poles",null,{"$f":"G3050*INDEX('Shipment Data'!$BG$10:$CH$34,MATCH(CONCATENATE('UEC Data'!$C3050,'UEC Data'!$E3050),'Shipment Data'!$BI$10:$BI$34,0),MATCH('UEC Data'!$D3050,'Shipment Data'!$BG$10:$CH$10,0))","v":6.2788327686401132E-3}]
[null,null,"Agriculture",60,"Open, 6 poles","CSL 3",1.7753940044674774,null,"Agriculture",60,"Open, 6 poles",null,{"$f":"G3051*INDEX('Shipment Data'!$BG$10:$CH$34,MATCH(CONCATENATE('UEC Data'!$C3051,'UEC Data'!$E3051),'Shipment Data'!$BI$10:$BI$34,0),MATCH('UEC Data'!$D3051,'Shipment Data'!$BG$10:$CH$10,0))","v":6.2457862803841123E-3}]
[null,null,"Agriculture",60,"Open, 6 poles","CSL 4",1.7679500044487457,null,"Agriculture",60,"Open, 6 poles",null,{"$f":"G3052*INDEX('Shipment Data'!$BG$10:$CH$34,MATCH(CONCATENATE('UEC Data'!$C3052,'UEC Data'!$E3052),'Shipment Data'!$BI$10:$BI$34,0),MATCH('UEC Data'!$D3052,'Shipment Data'!$BG$10:$CH$10,0))","v":6.219598497237847E-3}]
[null,null,"Agriculture",60,"Open, 6 poles","-",0,null,"Agriculture",60,"Open, 6 poles",null,{"$f":"G3053*INDEX('Shipment Data'!$BG$10:$CH$34,MATCH(CONCATENATE('UEC Data'!$C3053,'UEC Data'!$E3053),'Shipment Data'!$BI$10:$BI$34,0),MATCH('UEC Data'!$D3053,'Shipment Data'!$BG$10:$CH$10,0))","v":0}]
[null,null,"Agriculture",60,"Open, 8 poles","CSL 0",1.8534333013671467,null,"Agriculture",60,"Open, 8 poles",null,{"$f":"G3054*INDEX('Shipment Data'!$BG$10:$CH$34,MATCH(CONCATENATE('UEC Data'!$C3054,'UEC Data'!$E3054),'Shipment Data'!$BI$10:$BI$34,0),MATCH('UEC Data'!$D3054,'Shipment Data'!$BG$10:$CH$10,0))","v":2.5615567751182877E-3}]
[null,null,"Agriculture",60,"Open, 8 poles","CSL 1",1.8253509786191595,null,"Agriculture",60,"Open, 8 poles",null,{"$f":"G3055*INDEX('Shipment Data'!$BG$10:$CH$34,MATCH(CONCATENATE('UEC Data'!$C3055,'UEC Data'!$E3055),'Shipment Data'!$BI$10:$BI$34,0),MATCH('UEC Data'!$D3055,'Shipment Data'!$BG$10:$CH$10,0))","v":2.5227453088286166E-3}]
[null,null,"Agriculture",60,"Open, 8 poles","CSL 2",1.8135745206925844,null,"Agriculture",60,"Open, 8 poles",null,{"$f":"G3056*INDEX('Shipment Data'!$BG$10:$CH$34,MATCH(CONCATENATE('UEC Data'!$C3056,'UEC Data'!$E3056),'Shipment Data'!$BI$10:$BI$34,0),MATCH('UEC Data'!$D3056,'Shipment Data'!$BG$10:$CH$10,0))","v":2.5064695326426256E-3}]
[null,null,"Agriculture",60,"Open, 8 poles","CSL 3",1.8019490429958374,null,"Agriculture",60,"Open, 8 poles",null,{"$f":"G3057*INDEX('Shipment Data'!$BG$10:$CH$34,MATCH(CONCATENATE('UEC Data'!$C3057,'UEC Data'!$E3057),'Shipment Data'!$BI$10:$BI$34,0),MATCH('UEC Data'!$D3057,'Shipment Data'!$BG$10:$CH$10,0))","v":2.4904024202538912E-3}]
[null,null,"Agriculture",60,"Open, 8 poles","CSL 4",1.7923743934581335,null,"Agriculture",60,"Open, 8 poles",null,{"$f":"G3058*INDEX('Shipment Data'!$BG$10:$CH$34,MATCH(CONCATENATE('UEC Data'!$C3058,'UEC Data'!$E3058),'Shipment Data'!$BI$10:$BI$34,0),MATCH('UEC Data'!$D3058,'Shipment Data'!$BG$10:$CH$10,0))","v":2.4771696762567927E-3}]
[null,null,"Agriculture",60,"Open, 8 poles","-",0,null,"Agriculture",60,"Open, 8 poles",null,{"$f":"G3059*INDEX('Shipment Data'!$BG$10:$CH$34,MATCH(CONCATENATE('UEC Data'!$C3059,'UEC Data'!$E3059),'Shipment Data'!$BI$10:$BI$34,0),MATCH('UEC Data'!$D3059,'Shipment Data'!$BG$10:$CH$10,0))","v":0}]
[null,null,"Agriculture",60,"Enclosed, 2 poles","CSL 0",1.8844964293230209,null,"Agriculture",60,"Enclosed, 2 poles",null,{"$f":"G3060*INDEX('Shipment Data'!$BG$10:$CH$34,MATCH(CONCATENATE('UEC Data'!$C3060,'UEC Data'!$E3060),'Shipment Data'!$BI$10:$BI$34,0),MATCH('UEC Data'!$D3060,'Shipment Data'!$BG$10:$CH$10,0))","v":1.2075352964270161E-2}]
[null,null,"Agriculture",60,"Enclosed, 2 poles","CSL 1",1.8135745206925844,null,"Agriculture",60,"Enclosed, 2 poles",null,{"$f":"G3061*INDEX('Shipment Data'!$BG$10:$CH$34,MATCH(CONCATENATE('UEC Data'!$C3061,'UEC Data'!$E3061),'Shipment Data'!$BI$10:$BI$34,0),MATCH('UEC Data'!$D3061,'Shipment Data'!$BG$10:$CH$10,0))","v":1.1620904196797628E-2}]
[null,null,"Agriculture",60,"Enclosed, 2 poles","CSL 2",1.8019490429958374,null,"Agriculture",60,"Enclosed, 2 poles",null,{"$f":"G3062*INDEX('Shipment Data'!$BG$10:$CH$34,MATCH(CONCATENATE('UEC Data'!$C3062,'UEC Data'!$E3062),'Shipment Data'!$BI$10:$BI$34,0),MATCH('UEC Data'!$D3062,'Shipment Data'!$BG$10:$CH$10,0))","v":1.1546411221177132E-2}]
[null,null,"Agriculture",60,"Enclosed, 2 poles","CSL 3",1.7923743934581335,null,"Agriculture",60,"Enclosed, 2 poles",null,{"$f":"G3063*INDEX('Shipment Data'!$BG$10:$CH$34,MATCH(CONCATENATE('UEC Data'!$C3063,'UEC Data'!$E3063),'Shipment Data'!$BI$10:$BI$34,0),MATCH('UEC Data'!$D3063,'Shipment Data'!$BG$10:$CH$10,0))","v":1.1485059408099676E-2}]
[null,null,"Agriculture",60,"Enclosed, 2 poles","CSL 4",1.7847876235387339,null,"Agriculture",60,"Enclosed, 2 poles",null,{"$f":"G3064*INDEX('Shipment Data'!$BG$10:$CH$34,MATCH(CONCATENATE('UEC Data'!$C3064,'UEC Data'!$E3064),'Shipment Data'!$BI$10:$BI$34,0),MATCH('UEC Data'!$D3064,'Shipment Data'!$BG$10:$CH$10,0))","v":1.1436445400023061E-2}]
[null,null,"Agriculture",60,"Enclosed, 2 poles","-",0,null,"Agriculture",60,"Enclosed, 2 poles",null,{"$f":"G3065*INDEX('Shipment Data'!$BG$10:$CH$34,MATCH(CONCATENATE('UEC Data'!$C3065,'UEC Data'!$E3065),'Shipment Data'!$BI$10:$BI$34,0),MATCH('UEC Data'!$D3065,'Shipment Data'!$BG$10:$CH$10,0))","v":0}]
[null,null,"Agriculture",60,"Enclosed, 4 poles","CSL 0",1.8698717341952369,null,"Agriculture",60,"Enclosed, 4 poles",null,{"$f":"G3066*INDEX('Shipment Data'!$BG$10:$CH$34,MATCH(CONCATENATE('UEC Data'!$C3066,'UEC Data'!$E3066),'Shipment Data'!$BI$10:$BI$34,0),MATCH('UEC Data'!$D3066,'Shipment Data'!$BG$10:$CH$10,0))","v":7.1537449566760947E-2}]
[null,null,"Agriculture",60,"Enclosed, 4 poles","CSL 1",1.8019490429958374,null,"Agriculture",60,"Enclosed, 4 poles",null,{"$f":"G3067*INDEX('Shipment Data'!$BG$10:$CH$34,MATCH(CONCATENATE('UEC Data'!$C3067,'UEC Data'!$E3067),'Shipment Data'!$BI$10:$BI$34,0),MATCH('UEC Data'!$D3067,'Shipment Data'!$BG$10:$CH$10,0))","v":6.893886699702817E-2}]
[null,null,"Agriculture",60,"Enclosed, 4 poles","CSL 2",1.7753940044674774,null,"Agriculture",60,"Enclosed, 4 poles",null,{"$f":"G3068*INDEX('Shipment Data'!$BG$10:$CH$34,MATCH(CONCATENATE('UEC Data'!$C3068,'UEC Data'!$E3068),'Shipment Data'!$BI$10:$BI$34,0),MATCH('UEC Data'!$D3068,'Shipment Data'!$BG$10:$CH$10,0))","v":6.792292579917722E-2}]
[null,null,"Agriculture",60,"Enclosed, 4 poles","CSL 3",1.7679500044487457,null,"Agriculture",60,"Enclosed, 4 poles",null,{"$f":"G3069*INDEX('Shipment Data'!$BG$10:$CH$34,MATCH(CONCATENATE('UEC Data'!$C3069,'UEC Data'!$E3069),'Shipment Data'!$BI$10:$BI$34,0),MATCH('UEC Data'!$D3069,'Shipment Data'!$BG$10:$CH$10,0))","v":6.7638133657461588E-2}]
[null,null,"Agriculture",60,"Enclosed, 4 poles","CSL 4",1.7605681672694193,null,"Agriculture",60,"Enclosed, 4 poles",null,{"$f":"G3070*INDEX('Shipment Data'!$BG$10:$CH$34,MATCH(CONCATENATE('UEC Data'!$C3070,'UEC Data'!$E3070),'Shipment Data'!$BI$10:$BI$34,0),MATCH('UEC Data'!$D3070,'Shipment Data'!$BG$10:$CH$10,0))","v":6.7355719738223768E-2}]
[null,null,"Agriculture",60,"Enclosed, 4 poles","-",0,null,"Agriculture",60,"Enclosed, 4 poles",null,{"$f":"G3071*INDEX('Shipment Data'!$BG$10:$CH$34,MATCH(CONCATENATE('UEC Data'!$C3071,'UEC Data'!$E3071),'Shipment Data'!$BI$10:$BI$34,0),MATCH('UEC Data'!$D3071,'Shipment Data'!$BG$10:$CH$10,0))","v":0}]
[null,null,"Agriculture",60,"Enclosed, 6 poles","CSL 0",1.8844964293230209,null,"Agriculture",60,"Enclosed, 6 poles",null,{"$f":"G3072*INDEX('Shipment Data'!$BG$10:$CH$34,MATCH(CONCATENATE('UEC Data'!$C3072,'UEC Data'!$E3072),'Shipment Data'!$BI$10:$BI$34,0),MATCH('UEC Data'!$D3072,'Shipment Data'!$BG$10:$CH$10,0))","v":1.8231415259780441E-2}]
[null,null,"Agriculture",60,"Enclosed, 6 poles","CSL 1",1.8019490429958374,null,"Agriculture",60,"Enclosed, 6 poles",null,{"$f":"G3073*INDEX('Shipment Data'!$BG$10:$CH$34,MATCH(CONCATENATE('UEC Data'!$C3073,'UEC Data'!$E3073),'Shipment Data'!$BI$10:$BI$34,0),MATCH('UEC Data'!$D3073,'Shipment Data'!$BG$10:$CH$10,0))","v":1.743281694177724E-2}]
[null,null,"Agriculture",60,"Enclosed, 6 poles","CSL 2",1.7847876235387339,null,"Agriculture",60,"Enclosed, 6 poles",null,{"$f":"G3074*INDEX('Shipment Data'!$BG$10:$CH$34,MATCH(CONCATENATE('UEC Data'!$C3074,'UEC Data'!$E3074),'Shipment Data'!$BI$10:$BI$34,0),MATCH('UEC Data'!$D3074,'Shipment Data'!$BG$10:$CH$10,0))","v":1.7266790113760311E-2}]
[null,null,"Agriculture",60,"Enclosed, 6 poles","CSL 3",1.7753940044674774,null,"Agriculture",60,"Enclosed, 6 poles",null,{"$f":"G3075*INDEX('Shipment Data'!$BG$10:$CH$34,MATCH(CONCATENATE('UEC Data'!$C3075,'UEC Data'!$E3075),'Shipment Data'!$BI$10:$BI$34,0),MATCH('UEC Data'!$D3075,'Shipment Data'!$BG$10:$CH$10,0))","v":1.7175912271056311E-2}]
[null,null,"Agriculture",60,"Enclosed, 6 poles","CSL 4",1.7679500044487457,null,"Agriculture",60,"Enclosed, 6 poles",null,{"$f":"G3076*INDEX('Shipment Data'!$BG$10:$CH$34,MATCH(CONCATENATE('UEC Data'!$C3076,'UEC Data'!$E3076),'Shipment Data'!$BI$10:$BI$34,0),MATCH('UEC Data'!$D3076,'Shipment Data'!$BG$10:$CH$10,0))","v":1.710389586740408E-2}]
[null,null,"Agriculture",60,"Enclosed, 6 poles","-",0,null,"Agriculture",60,"Enclosed, 6 poles",null,{"$f":"G3077*INDEX('Shipment Data'!$BG$10:$CH$34,MATCH(CONCATENATE('UEC Data'!$C3077,'UEC Data'!$E3077),'Shipment Data'!$BI$10:$BI$34,0),MATCH('UEC Data'!$D3077,'Shipment Data'!$BG$10:$CH$10,0))","v":0}]
[null,null,"Agriculture",60,"Enclosed, 8 poles","CSL 0",1.8253509786191595,null,"Agriculture",60,"Enclosed, 8 poles",null,{"$f":"G3078*INDEX('Shipment Data'!$BG$10:$CH$34,MATCH(CONCATENATE('UEC Data'!$C3078,'UEC Data'!$E3078),'Shipment Data'!$BI$10:$BI$34,0),MATCH('UEC Data'!$D3078,'Shipment Data'!$BG$10:$CH$10,0))","v":2.5227453088286166E-3}]
[null,null,"Agriculture",60,"Enclosed, 8 poles","CSL 1",1.8392849555551838,null,"Agriculture",60,"Enclosed, 8 poles",null,{"$f":"G3079*INDEX('Shipment Data'!$BG$10:$CH$34,MATCH(CONCATENATE('UEC Data'!$C3079,'UEC Data'!$E3079),'Shipment Data'!$BI$10:$BI$34,0),MATCH('UEC Data'!$D3079,'Shipment Data'!$BG$10:$CH$10,0))","v":2.5420029066059347E-3}]
[null,null,"Agriculture",60,"Enclosed, 8 poles","CSL 2",1.8253509786191595,null,"Agriculture",60,"Enclosed, 8 poles",null,{"$f":"G3080*INDEX('Shipment Data'!$BG$10:$CH$34,MATCH(CONCATENATE('UEC Data'!$C3080,'UEC Data'!$E3080),'Shipment Data'!$BI$10:$BI$34,0),MATCH('UEC Data'!$D3080,'Shipment Data'!$BG$10:$CH$10,0))","v":2.5227453088286166E-3}]
[null,null,"Agriculture",60,"Enclosed, 8 poles","CSL 3",1.8135745206925844,null,"Agriculture",60,"Enclosed, 8 poles",null,{"$f":"G3081*INDEX('Shipment Data'!$BG$10:$CH$34,MATCH(CONCATENATE('UEC Data'!$C3081,'UEC Data'!$E3081),'Shipment Data'!$BI$10:$BI$34,0),MATCH('UEC Data'!$D3081,'Shipment Data'!$BG$10:$CH$10,0))","v":2.5064695326426256E-3}]
[null,null,"Agriculture",60,"Enclosed, 8 poles","CSL 4",1.8019490429958374,null,"Agriculture",60,"Enclosed, 8 poles",null,{"$f":"G3082*INDEX('Shipment Data'!$BG$10:$CH$34,MATCH(CONCATENATE('UEC Data'!$C3082,'UEC Data'!$E3082),'Shipment Data'!$BI$10:$BI$34,0),MATCH('UEC Data'!$D3082,'Shipment Data'!$BG$10:$CH$10,0))","v":2.4904024202538912E-3}]
[null,null,"Agriculture",60,"Enclosed, 8 poles","-",0,null,"Agriculture",60,"Enclosed, 8 poles",null,{"$f":"G3083*INDEX('Shipment Data'!$BG$10:$CH$34,MATCH(CONCATENATE('UEC Data'!$C3083,'UEC Data'!$E3083),'Shipment Data'!$BI$10:$BI$34,0),MATCH('UEC Data'!$D3083,'Shipment Data'!$BG$10:$CH$10,0))","v":0}]
[null,null,"Agriculture",75,"Open, 2 poles","CSL 0",2.2669681508657309,null,"Agriculture",75,"Open, 2 poles",null,{"$f":"G3084*INDEX('Shipment Data'!$BG$10:$CH$34,MATCH(CONCATENATE('UEC Data'!$C3084,'UEC Data'!$E3084),'Shipment Data'!$BI$10:$BI$34,0),MATCH('UEC Data'!$D3084,'Shipment Data'!$BG$10:$CH$10,0))","v":2.7058477909210187E-3}]
[null,null,"Agriculture",75,"Open, 2 poles","CSL 1",2.2669681508657309,null,"Agriculture",75,"Open, 2 poles",null,{"$f":"G3085*INDEX('Shipment Data'!$BG$10:$CH$34,MATCH(CONCATENATE('UEC Data'!$C3085,'UEC Data'!$E3085),'Shipment Data'!$BI$10:$BI$34,0),MATCH('UEC Data'!$D3085,'Shipment Data'!$BG$10:$CH$10,0))","v":2.7058477909210187E-3}]
[null,null,"Agriculture",75,"Open, 2 poles","CSL 2",2.2524363037447968,null,"Agriculture",75,"Open, 2 poles",null,{"$f":"G3086*INDEX('Shipment Data'!$BG$10:$CH$34,MATCH(CONCATENATE('UEC Data'!$C3086,'UEC Data'!$E3086),'Shipment Data'!$BI$10:$BI$34,0),MATCH('UEC Data'!$D3086,'Shipment Data'!$BG$10:$CH$10,0))","v":2.688502612774089E-3}]
[null,null,"Agriculture",75,"Open, 2 poles","CSL 3",2.2404679918226673,null,"Agriculture",75,"Open, 2 poles",null,{"$f":"G3087*INDEX('Shipment Data'!$BG$10:$CH$34,MATCH(CONCATENATE('UEC Data'!$C3087,'UEC Data'!$E3087),'Shipment Data'!$BI$10:$BI$34,0),MATCH('UEC Data'!$D3087,'Shipment Data'!$BG$10:$CH$10,0))","v":2.6742172641408585E-3}]
[null,null,"Agriculture",75,"Open, 2 poles","CSL 4",2.2309845294234179,null,"Agriculture",75,"Open, 2 poles",null,{"$f":"G3088*INDEX('Shipment Data'!$BG$10:$CH$34,MATCH(CONCATENATE('UEC Data'!$C3088,'UEC Data'!$E3088),'Shipment Data'!$BI$10:$BI$34,0),MATCH('UEC Data'!$D3088,'Shipment Data'!$BG$10:$CH$10,0))","v":2.6628978259857646E-3}]
[null,null,"Agriculture",75,"Open, 2 poles","-",0,null,"Agriculture",75,"Open, 2 poles",null,{"$f":"G3089*INDEX('Shipment Data'!$BG$10:$CH$34,MATCH(CONCATENATE('UEC Data'!$C3089,'UEC Data'!$E3089),'Shipment Data'!$BI$10:$BI$34,0),MATCH('UEC Data'!$D3089,'Shipment Data'!$BG$10:$CH$10,0))","v":0}]
[null,null,"Agriculture",75,"Open, 4 poles","CSL 0",2.2669681508657309,null,"Agriculture",75,"Open, 4 poles",null,{"$f":"G3090*INDEX('Shipment Data'!$BG$10:$CH$34,MATCH(CONCATENATE('UEC Data'!$C3090,'UEC Data'!$E3090),'Shipment Data'!$BI$10:$BI$34,0),MATCH('UEC Data'!$D3090,'Shipment Data'!$BG$10:$CH$10,0))","v":1.8086456286682595E-2}]
[null,null,"Agriculture",75,"Open, 4 poles","CSL 1",2.2404679918226673,null,"Agriculture",75,"Open, 4 poles",null,{"$f":"G3091*INDEX('Shipment Data'!$BG$10:$CH$34,MATCH(CONCATENATE('UEC Data'!$C3091,'UEC Data'!$E3091),'Shipment Data'!$BI$10:$BI$34,0),MATCH('UEC Data'!$D3091,'Shipment Data'!$BG$10:$CH$10,0))","v":1.7875031186625732E-2}]
[null,null,"Agriculture",75,"Open, 4 poles","CSL 2",2.2192425055843468,null,"Agriculture",75,"Open, 4 poles",null,{"$f":"G3092*INDEX('Shipment Data'!$BG$10:$CH$34,MATCH(CONCATENATE('UEC Data'!$C3092,'UEC Data'!$E3092),'Shipment Data'!$BI$10:$BI$34,0),MATCH('UEC Data'!$D3092,'Shipment Data'!$BG$10:$CH$10,0))","v":1.7705688785910327E-2}]
[null,null,"Agriculture",75,"Open, 4 poles","CSL 3",2.2099375055609323,null,"Agriculture",75,"Open, 4 poles",null,{"$f":"G3093*INDEX('Shipment Data'!$BG$10:$CH$34,MATCH(CONCATENATE('UEC Data'!$C3093,'UEC Data'!$E3093),'Shipment Data'!$BI$10:$BI$34,0),MATCH('UEC Data'!$D3093,'Shipment Data'!$BG$10:$CH$10,0))","v":1.7631451097080513E-2}]
[null,null,"Agriculture",75,"Open, 4 poles","CSL 4",2.2007102090867741,null,"Agriculture",75,"Open, 4 poles",null,{"$f":"G3094*INDEX('Shipment Data'!$BG$10:$CH$34,MATCH(CONCATENATE('UEC Data'!$C3094,'UEC Data'!$E3094),'Shipment Data'!$BI$10:$BI$34,0),MATCH('UEC Data'!$D3094,'Shipment Data'!$BG$10:$CH$10,0))","v":1.7557833347197089E-2}]
[null,null,"Agriculture",75,"Open, 4 poles","-",0,null,"Agriculture",75,"Open, 4 poles",null,{"$f":"G3095*INDEX('Shipment Data'!$BG$10:$CH$34,MATCH(CONCATENATE('UEC Data'!$C3095,'UEC Data'!$E3095),'Shipment Data'!$BI$10:$BI$34,0),MATCH('UEC Data'!$D3095,'Shipment Data'!$BG$10:$CH$10,0))","v":0}]
[null,null,"Agriculture",75,"Open, 6 poles","CSL 0",2.2816887232739496,null,"Agriculture",75,"Open, 6 poles",null,{"$f":"G3096*INDEX('Shipment Data'!$BG$10:$CH$34,MATCH(CONCATENATE('UEC Data'!$C3096,'UEC Data'!$E3096),'Shipment Data'!$BI$10:$BI$34,0),MATCH('UEC Data'!$D3096,'Shipment Data'!$BG$10:$CH$10,0))","v":8.0269168917274213E-3}]
[null,null,"Agriculture",75,"Open, 6 poles","CSL 1",2.2524363037447968,null,"Agriculture",75,"Open, 6 poles",null,{"$f":"G3097*INDEX('Shipment Data'!$BG$10:$CH$34,MATCH(CONCATENATE('UEC Data'!$C3097,'UEC Data'!$E3097),'Shipment Data'!$BI$10:$BI$34,0),MATCH('UEC Data'!$D3097,'Shipment Data'!$BG$10:$CH$10,0))","v":7.9240077008078409E-3}]
[null,null,"Agriculture",75,"Open, 6 poles","CSL 2",2.2309845294234179,null,"Agriculture",75,"Open, 6 poles",null,{"$f":"G3098*INDEX('Shipment Data'!$BG$10:$CH$34,MATCH(CONCATENATE('UEC Data'!$C3098,'UEC Data'!$E3098),'Shipment Data'!$BI$10:$BI$34,0),MATCH('UEC Data'!$D3098,'Shipment Data'!$BG$10:$CH$10,0))","v":7.8485409608001471E-3}]
[null,null,"Agriculture",75,"Open, 6 poles","CSL 3",2.2192425055843468,null,"Agriculture",75,"Open, 6 poles",null,{"$f":"G3099*INDEX('Shipment Data'!$BG$10:$CH$34,MATCH(CONCATENATE('UEC Data'!$C3099,'UEC Data'!$E3099),'Shipment Data'!$BI$10:$BI$34,0),MATCH('UEC Data'!$D3099,'Shipment Data'!$BG$10:$CH$10,0))","v":7.8072328504801445E-3}]
[null,null,"Agriculture",75,"Open, 6 poles","CSL 4",2.2099375055609323,null,"Agriculture",75,"Open, 6 poles",null,{"$f":"G3100*INDEX('Shipment Data'!$BG$10:$CH$34,MATCH(CONCATENATE('UEC Data'!$C3100,'UEC Data'!$E3100),'Shipment Data'!$BI$10:$BI$34,0),MATCH('UEC Data'!$D3100,'Shipment Data'!$BG$10:$CH$10,0))","v":7.7744981215473134E-3}]
[null,null,"Agriculture",75,"Open, 6 poles","-",0,null,"Agriculture",75,"Open, 6 poles",null,{"$f":"G3101*INDEX('Shipment Data'!$BG$10:$CH$34,MATCH(CONCATENATE('UEC Data'!$C3101,'UEC Data'!$E3101),'Shipment Data'!$BI$10:$BI$34,0),MATCH('UEC Data'!$D3101,'Shipment Data'!$BG$10:$CH$10,0))","v":0}]
[null,null,"Agriculture",75,"Open, 8 poles","CSL 0",2.2991061944439797,null,"Agriculture",75,"Open, 8 poles",null,{"$f":"G3102*INDEX('Shipment Data'!$BG$10:$CH$34,MATCH(CONCATENATE('UEC Data'!$C3102,'UEC Data'!$E3102),'Shipment Data'!$BI$10:$BI$34,0),MATCH('UEC Data'!$D3102,'Shipment Data'!$BG$10:$CH$10,0))","v":3.1775036332574191E-3}]
[null,null,"Agriculture",75,"Open, 8 poles","CSL 1",2.2524363037447968,null,"Agriculture",75,"Open, 8 poles",null,{"$f":"G3103*INDEX('Shipment Data'!$BG$10:$CH$34,MATCH(CONCATENATE('UEC Data'!$C3103,'UEC Data'!$E3103),'Shipment Data'!$BI$10:$BI$34,0),MATCH('UEC Data'!$D3103,'Shipment Data'!$BG$10:$CH$10,0))","v":3.113003025317365E-3}]
[null,null,"Agriculture",75,"Open, 8 poles","CSL 2",2.2404679918226673,null,"Agriculture",75,"Open, 8 poles",null,{"$f":"G3104*INDEX('Shipment Data'!$BG$10:$CH$34,MATCH(CONCATENATE('UEC Data'!$C3104,'UEC Data'!$E3104),'Shipment Data'!$BI$10:$BI$34,0),MATCH('UEC Data'!$D3104,'Shipment Data'!$BG$10:$CH$10,0))","v":3.0964620953209928E-3}]
[null,null,"Agriculture",75,"Open, 8 poles","CSL 3",2.2309845294234179,null,"Agriculture",75,"Open, 8 poles",null,{"$f":"G3105*INDEX('Shipment Data'!$BG$10:$CH$34,MATCH(CONCATENATE('UEC Data'!$C3105,'UEC Data'!$E3105),'Shipment Data'!$BI$10:$BI$34,0),MATCH('UEC Data'!$D3105,'Shipment Data'!$BG$10:$CH$10,0))","v":3.0833553774571999E-3}]
[null,null,"Agriculture",75,"Open, 8 poles","CSL 4",2.2192425055843468,null,"Agriculture",75,"Open, 8 poles",null,{"$f":"G3106*INDEX('Shipment Data'!$BG$10:$CH$34,MATCH(CONCATENATE('UEC Data'!$C3106,'UEC Data'!$E3106),'Shipment Data'!$BI$10:$BI$34,0),MATCH('UEC Data'!$D3106,'Shipment Data'!$BG$10:$CH$10,0))","v":3.0671271912600562E-3}]
[null,null,"Agriculture",75,"Open, 8 poles","-",0,null,"Agriculture",75,"Open, 8 poles",null,{"$f":"G3107*INDEX('Shipment Data'!$BG$10:$CH$34,MATCH(CONCATENATE('UEC Data'!$C3107,'UEC Data'!$E3107),'Shipment Data'!$BI$10:$BI$34,0),MATCH('UEC Data'!$D3107,'Shipment Data'!$BG$10:$CH$10,0))","v":0}]
[null,null,"Agriculture",75,"Enclosed, 2 poles","CSL 0",2.3556205366537761,null,"Agriculture",75,"Enclosed, 2 poles",null,{"$f":"G3108*INDEX('Shipment Data'!$BG$10:$CH$34,MATCH(CONCATENATE('UEC Data'!$C3108,'UEC Data'!$E3108),'Shipment Data'!$BI$10:$BI$34,0),MATCH('UEC Data'!$D3108,'Shipment Data'!$BG$10:$CH$10,0))","v":1.5094191205337707E-2}]
[null,null,"Agriculture",75,"Enclosed, 2 poles","CSL 1",2.2669681508657309,null,"Agriculture",75,"Enclosed, 2 poles",null,{"$f":"G3109*INDEX('Shipment Data'!$BG$10:$CH$34,MATCH(CONCATENATE('UEC Data'!$C3109,'UEC Data'!$E3109),'Shipment Data'!$BI$10:$BI$34,0),MATCH('UEC Data'!$D3109,'Shipment Data'!$BG$10:$CH$10,0))","v":1.452613024599704E-2}]
[null,null,"Agriculture",75,"Enclosed, 2 poles","CSL 2",2.2524363037447968,null,"Agriculture",75,"Enclosed, 2 poles",null,{"$f":"G3110*INDEX('Shipment Data'!$BG$10:$CH$34,MATCH(CONCATENATE('UEC Data'!$C3110,'UEC Data'!$E3110),'Shipment Data'!$BI$10:$BI$34,0),MATCH('UEC Data'!$D3110,'Shipment Data'!$BG$10:$CH$10,0))","v":1.443301402647142E-2}]
[null,null,"Agriculture",75,"Enclosed, 2 poles","CSL 3",2.2404679918226673,null,"Agriculture",75,"Enclosed, 2 poles",null,{"$f":"G3111*INDEX('Shipment Data'!$BG$10:$CH$34,MATCH(CONCATENATE('UEC Data'!$C3111,'UEC Data'!$E3111),'Shipment Data'!$BI$10:$BI$34,0),MATCH('UEC Data'!$D3111,'Shipment Data'!$BG$10:$CH$10,0))","v":1.4356324260124601E-2}]
[null,null,"Agriculture",75,"Enclosed, 2 poles","CSL 4",2.2309845294234179,null,"Agriculture",75,"Enclosed, 2 poles",null,{"$f":"G3112*INDEX('Shipment Data'!$BG$10:$CH$34,MATCH(CONCATENATE('UEC Data'!$C3112,'UEC Data'!$E3112),'Shipment Data'!$BI$10:$BI$34,0),MATCH('UEC Data'!$D3112,'Shipment Data'!$BG$10:$CH$10,0))","v":1.4295556750028835E-2}]
[null,null,"Agriculture",75,"Enclosed, 2 poles","-",0,null,"Agriculture",75,"Enclosed, 2 poles",null,{"$f":"G3113*INDEX('Shipment Data'!$BG$10:$CH$34,MATCH(CONCATENATE('UEC Data'!$C3113,'UEC Data'!$E3113),'Shipment Data'!$BI$10:$BI$34,0),MATCH('UEC Data'!$D3113,'Shipment Data'!$BG$10:$CH$10,0))","v":0}]
[null,null,"Agriculture",75,"Enclosed, 4 poles","CSL 0",2.3167916267089335,null,"Agriculture",75,"Enclosed, 4 poles",null,{"$f":"G3114*INDEX('Shipment Data'!$BG$10:$CH$34,MATCH(CONCATENATE('UEC Data'!$C3114,'UEC Data'!$E3114),'Shipment Data'!$BI$10:$BI$34,0),MATCH('UEC Data'!$D3114,'Shipment Data'!$BG$10:$CH$10,0))","v":8.8635686139036246E-2}]
[null,null,"Agriculture",75,"Enclosed, 4 poles","CSL 1",2.2404679918226673,null,"Agriculture",75,"Enclosed, 4 poles",null,{"$f":"G3115*INDEX('Shipment Data'!$BG$10:$CH$34,MATCH(CONCATENATE('UEC Data'!$C3115,'UEC Data'!$E3115),'Shipment Data'!$BI$10:$BI$34,0),MATCH('UEC Data'!$D3115,'Shipment Data'!$BG$10:$CH$10,0))","v":8.5715700729567482E-2}]
[null,null,"Agriculture",75,"Enclosed, 4 poles","CSL 2",2.2099375055609323,null,"Agriculture",75,"Enclosed, 4 poles",null,{"$f":"G3116*INDEX('Shipment Data'!$BG$10:$CH$34,MATCH(CONCATENATE('UEC Data'!$C3116,'UEC Data'!$E3116),'Shipment Data'!$BI$10:$BI$34,0),MATCH('UEC Data'!$D3116,'Shipment Data'!$BG$10:$CH$10,0))","v":8.4547667071827023E-2}]
[null,null,"Agriculture",75,"Enclosed, 4 poles","CSL 3",2.2007102090867741,null,"Agriculture",75,"Enclosed, 4 poles",null,{"$f":"G3117*INDEX('Shipment Data'!$BG$10:$CH$34,MATCH(CONCATENATE('UEC Data'!$C3117,'UEC Data'!$E3117),'Shipment Data'!$BI$10:$BI$34,0),MATCH('UEC Data'!$D3117,'Shipment Data'!$BG$10:$CH$10,0))","v":8.4194649672779731E-2}]
[null,null,"Agriculture",75,"Enclosed, 4 poles","CSL 4",2.1915596468868292,null,"Agriculture",75,"Enclosed, 4 poles",null,{"$f":"G3118*INDEX('Shipment Data'!$BG$10:$CH$34,MATCH(CONCATENATE('UEC Data'!$C3118,'UEC Data'!$E3118),'Shipment Data'!$BI$10:$BI$34,0),MATCH('UEC Data'!$D3118,'Shipment Data'!$BG$10:$CH$10,0))","v":8.384456796935863E-2}]
[null,null,"Agriculture",75,"Enclosed, 4 poles","-",0,null,"Agriculture",75,"Enclosed, 4 poles",null,{"$f":"G3119*INDEX('Shipment Data'!$BG$10:$CH$34,MATCH(CONCATENATE('UEC Data'!$C3119,'UEC Data'!$E3119),'Shipment Data'!$BI$10:$BI$34,0),MATCH('UEC Data'!$D3119,'Shipment Data'!$BG$10:$CH$10,0))","v":0}]
[null,null,"Agriculture",75,"Enclosed, 6 poles","CSL 0",2.3556205366537761,null,"Agriculture",75,"Enclosed, 6 poles",null,{"$f":"G3120*INDEX('Shipment Data'!$BG$10:$CH$34,MATCH(CONCATENATE('UEC Data'!$C3120,'UEC Data'!$E3120),'Shipment Data'!$BI$10:$BI$34,0),MATCH('UEC Data'!$D3120,'Shipment Data'!$BG$10:$CH$10,0))","v":2.2789269074725563E-2}]
[null,null,"Agriculture",75,"Enclosed, 6 poles","CSL 1",2.2524363037447968,null,"Agriculture",75,"Enclosed, 6 poles",null,{"$f":"G3121*INDEX('Shipment Data'!$BG$10:$CH$34,MATCH(CONCATENATE('UEC Data'!$C3121,'UEC Data'!$E3121),'Shipment Data'!$BI$10:$BI$34,0),MATCH('UEC Data'!$D3121,'Shipment Data'!$BG$10:$CH$10,0))","v":2.1791021177221561E-2}]
[null,null,"Agriculture",75,"Enclosed, 6 poles","CSL 2",2.2309845294234179,null,"Agriculture",75,"Enclosed, 6 poles",null,{"$f":"G3122*INDEX('Shipment Data'!$BG$10:$CH$34,MATCH(CONCATENATE('UEC Data'!$C3122,'UEC Data'!$E3122),'Shipment Data'!$BI$10:$BI$34,0),MATCH('UEC Data'!$D3122,'Shipment Data'!$BG$10:$CH$10,0))","v":2.1583487642200406E-2}]
[null,null,"Agriculture",75,"Enclosed, 6 poles","CSL 3",2.2192425055843468,null,"Agriculture",75,"Enclosed, 6 poles",null,{"$f":"G3123*INDEX('Shipment Data'!$BG$10:$CH$34,MATCH(CONCATENATE('UEC Data'!$C3123,'UEC Data'!$E3123),'Shipment Data'!$BI$10:$BI$34,0),MATCH('UEC Data'!$D3123,'Shipment Data'!$BG$10:$CH$10,0))","v":2.1469890338820397E-2}]
[null,null,"Agriculture",75,"Enclosed, 6 poles","CSL 4",2.2099375055609323,null,"Agriculture",75,"Enclosed, 6 poles",null,{"$f":"G3124*INDEX('Shipment Data'!$BG$10:$CH$34,MATCH(CONCATENATE('UEC Data'!$C3124,'UEC Data'!$E3124),'Shipment Data'!$BI$10:$BI$34,0),MATCH('UEC Data'!$D3124,'Shipment Data'!$BG$10:$CH$10,0))","v":2.1379869834255112E-2}]
[null,null,"Agriculture",75,"Enclosed, 6 poles","-",0,null,"Agriculture",75,"Enclosed, 6 poles",null,{"$f":"G3125*INDEX('Shipment Data'!$BG$10:$CH$34,MATCH(CONCATENATE('UEC Data'!$C3125,'UEC Data'!$E3125),'Shipment Data'!$BI$10:$BI$34,0),MATCH('UEC Data'!$D3125,'Shipment Data'!$BG$10:$CH$10,0))","v":0}]
[null,null,"Agriculture",75,"Enclosed, 8 poles","CSL 0",2.2524363037447968,null,"Agriculture",75,"Enclosed, 8 poles",null,{"$f":"G3126*INDEX('Shipment Data'!$BG$10:$CH$34,MATCH(CONCATENATE('UEC Data'!$C3126,'UEC Data'!$E3126),'Shipment Data'!$BI$10:$BI$34,0),MATCH('UEC Data'!$D3126,'Shipment Data'!$BG$10:$CH$10,0))","v":3.113003025317365E-3}]
[null,null,"Agriculture",75,"Enclosed, 8 poles","CSL 1",2.2669681508657309,null,"Agriculture",75,"Enclosed, 8 poles",null,{"$f":"G3127*INDEX('Shipment Data'!$BG$10:$CH$34,MATCH(CONCATENATE('UEC Data'!$C3127,'UEC Data'!$E3127),'Shipment Data'!$BI$10:$BI$34,0),MATCH('UEC Data'!$D3127,'Shipment Data'!$BG$10:$CH$10,0))","v":3.1330869158032837E-3}]
[null,null,"Agriculture",75,"Enclosed, 8 poles","CSL 2",2.2524363037447968,null,"Agriculture",75,"Enclosed, 8 poles",null,{"$f":"G3128*INDEX('Shipment Data'!$BG$10:$CH$34,MATCH(CONCATENATE('UEC Data'!$C3128,'UEC Data'!$E3128),'Shipment Data'!$BI$10:$BI$34,0),MATCH('UEC Data'!$D3128,'Shipment Data'!$BG$10:$CH$10,0))","v":3.113003025317365E-3}]
[null,null,"Agriculture",75,"Enclosed, 8 poles","CSL 3",2.2404679918226673,null,"Agriculture",75,"Enclosed, 8 poles",null,{"$f":"G3129*INDEX('Shipment Data'!$BG$10:$CH$34,MATCH(CONCATENATE('UEC Data'!$C3129,'UEC Data'!$E3129),'Shipment Data'!$BI$10:$BI$34,0),MATCH('UEC Data'!$D3129,'Shipment Data'!$BG$10:$CH$10,0))","v":3.0964620953209928E-3}]
[null,null,"Agriculture",75,"Enclosed, 8 poles","CSL 4",2.2309845294234179,null,"Agriculture",75,"Enclosed, 8 poles",null,{"$f":"G3130*INDEX('Shipment Data'!$BG$10:$CH$34,MATCH(CONCATENATE('UEC Data'!$C3130,'UEC Data'!$E3130),'Shipment Data'!$BI$10:$BI$34,0),MATCH('UEC Data'!$D3130,'Shipment Data'!$BG$10:$CH$10,0))","v":3.0833553774571999E-3}]
[null,null,"Agriculture",75,"Enclosed, 8 poles","-",0,null,"Agriculture",75,"Enclosed, 8 poles",null,{"$f":"G3131*INDEX('Shipment Data'!$BG$10:$CH$34,MATCH(CONCATENATE('UEC Data'!$C3131,'UEC Data'!$E3131),'Shipment Data'!$BI$10:$BI$34,0),MATCH('UEC Data'!$D3131,'Shipment Data'!$BG$10:$CH$10,0))","v":0}]
[null,null,"Agriculture",100,"Open, 2 poles","CSL 0",3.0032484049930623,null,"Agriculture",100,"Open, 2 poles",null,{"$f":"G3132*INDEX('Shipment Data'!$BG$10:$CH$34,MATCH(CONCATENATE('UEC Data'!$C3132,'UEC Data'!$E3132),'Shipment Data'!$BI$10:$BI$34,0),MATCH('UEC Data'!$D3132,'Shipment Data'!$BG$10:$CH$10,0))","v":3.5846701503654522E-3}]
[null,null,"Agriculture",100,"Open, 2 poles","CSL 1",3.0226242011543074,null,"Agriculture",100,"Open, 2 poles",null,{"$f":"G3133*INDEX('Shipment Data'!$BG$10:$CH$34,MATCH(CONCATENATE('UEC Data'!$C3133,'UEC Data'!$E3133),'Shipment Data'!$BI$10:$BI$34,0),MATCH('UEC Data'!$D3133,'Shipment Data'!$BG$10:$CH$10,0))","v":3.6077970545613579E-3}]
[null,null,"Agriculture",100,"Open, 2 poles","CSL 2",3.0032484049930623,null,"Agriculture",100,"Open, 2 poles",null,{"$f":"G3134*INDEX('Shipment Data'!$BG$10:$CH$34,MATCH(CONCATENATE('UEC Data'!$C3134,'UEC Data'!$E3134),'Shipment Data'!$BI$10:$BI$34,0),MATCH('UEC Data'!$D3134,'Shipment Data'!$BG$10:$CH$10,0))","v":3.5846701503654522E-3}]
[null,null,"Agriculture",100,"Open, 2 poles","CSL 3",2.9872906557635557,null,"Agriculture",100,"Open, 2 poles",null,{"$f":"G3135*INDEX('Shipment Data'!$BG$10:$CH$34,MATCH(CONCATENATE('UEC Data'!$C3135,'UEC Data'!$E3135),'Shipment Data'!$BI$10:$BI$34,0),MATCH('UEC Data'!$D3135,'Shipment Data'!$BG$10:$CH$10,0))","v":3.565623018854477E-3}]
[null,null,"Agriculture",100,"Open, 2 poles","CSL 4",2.9746460392312226,null,"Agriculture",100,"Open, 2 poles",null,{"$f":"G3136*INDEX('Shipment Data'!$BG$10:$CH$34,MATCH(CONCATENATE('UEC Data'!$C3136,'UEC Data'!$E3136),'Shipment Data'!$BI$10:$BI$34,0),MATCH('UEC Data'!$D3136,'Shipment Data'!$BG$10:$CH$10,0))","v":3.5505304346476847E-3}]
[null,null,"Agriculture",100,"Open, 2 poles","-",0,null,"Agriculture",100,"Open, 2 poles",null,{"$f":"G3137*INDEX('Shipment Data'!$BG$10:$CH$34,MATCH(CONCATENATE('UEC Data'!$C3137,'UEC Data'!$E3137),'Shipment Data'!$BI$10:$BI$34,0),MATCH('UEC Data'!$D3137,'Shipment Data'!$BG$10:$CH$10,0))","v":0}]
[null,null,"Agriculture",100,"Open, 4 poles","CSL 0",3.0422516310319327,null,"Agriculture",100,"Open, 4 poles",null,{"$f":"G3138*INDEX('Shipment Data'!$BG$10:$CH$34,MATCH(CONCATENATE('UEC Data'!$C3138,'UEC Data'!$E3138),'Shipment Data'!$BI$10:$BI$34,0),MATCH('UEC Data'!$D3138,'Shipment Data'!$BG$10:$CH$10,0))","v":2.4271867744032914E-2}]
[null,null,"Agriculture",100,"Open, 4 poles","CSL 1",2.9872906557635557,null,"Agriculture",100,"Open, 4 poles",null,{"$f":"G3139*INDEX('Shipment Data'!$BG$10:$CH$34,MATCH(CONCATENATE('UEC Data'!$C3139,'UEC Data'!$E3139),'Shipment Data'!$BI$10:$BI$34,0),MATCH('UEC Data'!$D3139,'Shipment Data'!$BG$10:$CH$10,0))","v":2.3833374915500971E-2}]
[null,null,"Agriculture",100,"Open, 4 poles","CSL 2",2.9465833407479098,null,"Agriculture",100,"Open, 4 poles",null,{"$f":"G3140*INDEX('Shipment Data'!$BG$10:$CH$34,MATCH(CONCATENATE('UEC Data'!$C3140,'UEC Data'!$E3140),'Shipment Data'!$BI$10:$BI$34,0),MATCH('UEC Data'!$D3140,'Shipment Data'!$BG$10:$CH$10,0))","v":2.3508601462774018E-2}]
[null,null,"Agriculture",100,"Open, 4 poles","CSL 3",2.934280278782365,null,"Agriculture",100,"Open, 4 poles",null,{"$f":"G3141*INDEX('Shipment Data'!$BG$10:$CH$34,MATCH(CONCATENATE('UEC Data'!$C3141,'UEC Data'!$E3141),'Shipment Data'!$BI$10:$BI$34,0),MATCH('UEC Data'!$D3141,'Shipment Data'!$BG$10:$CH$10,0))","v":2.3410444462929447E-2}]
[null,null,"Agriculture",100,"Open, 4 poles","CSL 4",2.9220795291824384,null,"Agriculture",100,"Open, 4 poles",null,{"$f":"G3142*INDEX('Shipment Data'!$BG$10:$CH$34,MATCH(CONCATENATE('UEC Data'!$C3142,'UEC Data'!$E3142),'Shipment Data'!$BI$10:$BI$34,0),MATCH('UEC Data'!$D3142,'Shipment Data'!$BG$10:$CH$10,0))","v":2.3313103737511862E-2}]
[null,null,"Agriculture",100,"Open, 4 poles","-",0,null,"Agriculture",100,"Open, 4 poles",null,{"$f":"G3143*INDEX('Shipment Data'!$BG$10:$CH$34,MATCH(CONCATENATE('UEC Data'!$C3143,'UEC Data'!$E3143),'Shipment Data'!$BI$10:$BI$34,0),MATCH('UEC Data'!$D3143,'Shipment Data'!$BG$10:$CH$10,0))","v":0}]
[null,null,"Agriculture",100,"Open, 6 poles","CSL 0",3.0226242011543074,null,"Agriculture",100,"Open, 6 poles",null,{"$f":"G3144*INDEX('Shipment Data'!$BG$10:$CH$34,MATCH(CONCATENATE('UEC Data'!$C3144,'UEC Data'!$E3144),'Shipment Data'!$BI$10:$BI$34,0),MATCH('UEC Data'!$D3144,'Shipment Data'!$BG$10:$CH$10,0))","v":1.0633507108180845E-2}]
[null,null,"Agriculture",100,"Open, 6 poles","CSL 1",2.9872906557635557,null,"Agriculture",100,"Open, 6 poles",null,{"$f":"G3145*INDEX('Shipment Data'!$BG$10:$CH$34,MATCH(CONCATENATE('UEC Data'!$C3145,'UEC Data'!$E3145),'Shipment Data'!$BI$10:$BI$34,0),MATCH('UEC Data'!$D3145,'Shipment Data'!$BG$10:$CH$10,0))","v":1.0509204687150038E-2}]
[null,null,"Agriculture",100,"Open, 6 poles","CSL 2",2.9589900074457955,null,"Agriculture",100,"Open, 6 poles",null,{"$f":"G3146*INDEX('Shipment Data'!$BG$10:$CH$34,MATCH(CONCATENATE('UEC Data'!$C3146,'UEC Data'!$E3146),'Shipment Data'!$BI$10:$BI$34,0),MATCH('UEC Data'!$D3146,'Shipment Data'!$BG$10:$CH$10,0))","v":1.0409643800640194E-2}]
[null,null,"Agriculture",100,"Open, 6 poles","CSL 3",2.9465833407479098,null,"Agriculture",100,"Open, 6 poles",null,{"$f":"G3147*INDEX('Shipment Data'!$BG$10:$CH$34,MATCH(CONCATENATE('UEC Data'!$C3147,'UEC Data'!$E3147),'Shipment Data'!$BI$10:$BI$34,0),MATCH('UEC Data'!$D3147,'Shipment Data'!$BG$10:$CH$10,0))","v":1.036599749539642E-2}]
[null,null,"Agriculture",100,"Open, 6 poles","CSL 4",2.934280278782365,null,"Agriculture",100,"Open, 6 poles",null,{"$f":"G3148*INDEX('Shipment Data'!$BG$10:$CH$34,MATCH(CONCATENATE('UEC Data'!$C3148,'UEC Data'!$E3148),'Shipment Data'!$BI$10:$BI$34,0),MATCH('UEC Data'!$D3148,'Shipment Data'!$BG$10:$CH$10,0))","v":1.0322715668693304E-2}]
[null,null,"Agriculture",100,"Open, 6 poles","-",0,null,"Agriculture",100,"Open, 6 poles",null,{"$f":"G3149*INDEX('Shipment Data'!$BG$10:$CH$34,MATCH(CONCATENATE('UEC Data'!$C3149,'UEC Data'!$E3149),'Shipment Data'!$BI$10:$BI$34,0),MATCH('UEC Data'!$D3149,'Shipment Data'!$BG$10:$CH$10,0))","v":0}]
[null,null,"Agriculture",100,"Open, 8 poles","CSL 0",3.0654749259253062,null,"Agriculture",100,"Open, 8 poles",null,{"$f":"G3150*INDEX('Shipment Data'!$BG$10:$CH$34,MATCH(CONCATENATE('UEC Data'!$C3150,'UEC Data'!$E3150),'Shipment Data'!$BI$10:$BI$34,0),MATCH('UEC Data'!$D3150,'Shipment Data'!$BG$10:$CH$10,0))","v":4.2366715110098933E-3}]
[null,null,"Agriculture",100,"Open, 8 poles","CSL 1",3.0032484049930623,null,"Agriculture",100,"Open, 8 poles",null,{"$f":"G3151*INDEX('Shipment Data'!$BG$10:$CH$34,MATCH(CONCATENATE('UEC Data'!$C3151,'UEC Data'!$E3151),'Shipment Data'!$BI$10:$BI$34,0),MATCH('UEC Data'!$D3151,'Shipment Data'!$BG$10:$CH$10,0))","v":4.1506707004231548E-3}]
[null,null,"Agriculture",100,"Open, 8 poles","CSL 2",2.9872906557635557,null,"Agriculture",100,"Open, 8 poles",null,{"$f":"G3152*INDEX('Shipment Data'!$BG$10:$CH$34,MATCH(CONCATENATE('UEC Data'!$C3152,'UEC Data'!$E3152),'Shipment Data'!$BI$10:$BI$34,0),MATCH('UEC Data'!$D3152,'Shipment Data'!$BG$10:$CH$10,0))","v":4.1286161270946567E-3}]
[null,null,"Agriculture",100,"Open, 8 poles","CSL 3",2.9746460392312226,null,"Agriculture",100,"Open, 8 poles",null,{"$f":"G3153*INDEX('Shipment Data'!$BG$10:$CH$34,MATCH(CONCATENATE('UEC Data'!$C3153,'UEC Data'!$E3153),'Shipment Data'!$BI$10:$BI$34,0),MATCH('UEC Data'!$D3153,'Shipment Data'!$BG$10:$CH$10,0))","v":4.1111405032762663E-3}]
[null,null,"Agriculture",100,"Open, 8 poles","CSL 4",2.9589900074457955,null,"Agriculture",100,"Open, 8 poles",null,{"$f":"G3154*INDEX('Shipment Data'!$BG$10:$CH$34,MATCH(CONCATENATE('UEC Data'!$C3154,'UEC Data'!$E3154),'Shipment Data'!$BI$10:$BI$34,0),MATCH('UEC Data'!$D3154,'Shipment Data'!$BG$10:$CH$10,0))","v":4.0895029216800761E-3}]
[null,null,"Agriculture",100,"Open, 8 poles","-",0,null,"Agriculture",100,"Open, 8 poles",null,{"$f":"G3155*INDEX('Shipment Data'!$BG$10:$CH$34,MATCH(CONCATENATE('UEC Data'!$C3155,'UEC Data'!$E3155),'Shipment Data'!$BI$10:$BI$34,0),MATCH('UEC Data'!$D3155,'Shipment Data'!$BG$10:$CH$10,0))","v":0}]
[null,null,"Agriculture",100,"Enclosed, 2 poles","CSL 0",3.0890555022785775,null,"Agriculture",100,"Enclosed, 2 poles",null,{"$f":"G3156*INDEX('Shipment Data'!$BG$10:$CH$34,MATCH(CONCATENATE('UEC Data'!$C3156,'UEC Data'!$E3156),'Shipment Data'!$BI$10:$BI$34,0),MATCH('UEC Data'!$D3156,'Shipment Data'!$BG$10:$CH$10,0))","v":1.9793847807732235E-2}]
[null,null,"Agriculture",100,"Enclosed, 2 poles","CSL 1",3.0032484049930623,null,"Agriculture",100,"Enclosed, 2 poles",null,{"$f":"G3157*INDEX('Shipment Data'!$BG$10:$CH$34,MATCH(CONCATENATE('UEC Data'!$C3157,'UEC Data'!$E3157),'Shipment Data'!$BI$10:$BI$34,0),MATCH('UEC Data'!$D3157,'Shipment Data'!$BG$10:$CH$10,0))","v":1.92440187019619E-2}]
[null,null,"Agriculture",100,"Enclosed, 2 poles","CSL 2",2.9872906557635557,null,"Agriculture",100,"Enclosed, 2 poles",null,{"$f":"G3158*INDEX('Shipment Data'!$BG$10:$CH$34,MATCH(CONCATENATE('UEC Data'!$C3158,'UEC Data'!$E3158),'Shipment Data'!$BI$10:$BI$34,0),MATCH('UEC Data'!$D3158,'Shipment Data'!$BG$10:$CH$10,0))","v":1.9141765680166137E-2}]
[null,null,"Agriculture",100,"Enclosed, 2 poles","CSL 3",2.9746460392312226,null,"Agriculture",100,"Enclosed, 2 poles",null,{"$f":"G3159*INDEX('Shipment Data'!$BG$10:$CH$34,MATCH(CONCATENATE('UEC Data'!$C3159,'UEC Data'!$E3159),'Shipment Data'!$BI$10:$BI$34,0),MATCH('UEC Data'!$D3159,'Shipment Data'!$BG$10:$CH$10,0))","v":1.906074233337178E-2}]
[null,null,"Agriculture",100,"Enclosed, 2 poles","CSL 4",2.9589900074457955,null,"Agriculture",100,"Enclosed, 2 poles",null,{"$f":"G3160*INDEX('Shipment Data'!$BG$10:$CH$34,MATCH(CONCATENATE('UEC Data'!$C3160,'UEC Data'!$E3160),'Shipment Data'!$BI$10:$BI$34,0),MATCH('UEC Data'!$D3160,'Shipment Data'!$BG$10:$CH$10,0))","v":1.8960422636880352E-2}]
[null,null,"Agriculture",100,"Enclosed, 2 poles","-",0,null,"Agriculture",100,"Enclosed, 2 poles",null,{"$f":"G3161*INDEX('Shipment Data'!$BG$10:$CH$34,MATCH(CONCATENATE('UEC Data'!$C3161,'UEC Data'!$E3161),'Shipment Data'!$BI$10:$BI$34,0),MATCH('UEC Data'!$D3161,'Shipment Data'!$BG$10:$CH$10,0))","v":0}]
[null,null,"Agriculture",100,"Enclosed, 4 poles","CSL 0",3.0422516310319327,null,"Agriculture",100,"Enclosed, 4 poles",null,{"$f":"G3162*INDEX('Shipment Data'!$BG$10:$CH$34,MATCH(CONCATENATE('UEC Data'!$C3162,'UEC Data'!$E3162),'Shipment Data'!$BI$10:$BI$34,0),MATCH('UEC Data'!$D3162,'Shipment Data'!$BG$10:$CH$10,0))","v":0.1163902949300476}]
[null,null,"Agriculture",100,"Enclosed, 4 poles","CSL 1",2.9746460392312226,null,"Agriculture",100,"Enclosed, 4 poles",null,{"$f":"G3163*INDEX('Shipment Data'!$BG$10:$CH$34,MATCH(CONCATENATE('UEC Data'!$C3163,'UEC Data'!$E3163),'Shipment Data'!$BI$10:$BI$34,0),MATCH('UEC Data'!$D3163,'Shipment Data'!$BG$10:$CH$10,0))","v":0.11380384393160208}]
[null,null,"Agriculture",100,"Enclosed, 4 poles","CSL 2",2.9465833407479098,null,"Agriculture",100,"Enclosed, 4 poles",null,{"$f":"G3164*INDEX('Shipment Data'!$BG$10:$CH$34,MATCH(CONCATENATE('UEC Data'!$C3164,'UEC Data'!$E3164),'Shipment Data'!$BI$10:$BI$34,0),MATCH('UEC Data'!$D3164,'Shipment Data'!$BG$10:$CH$10,0))","v":0.11273022276243604}]
[null,null,"Agriculture",100,"Enclosed, 4 poles","CSL 3",2.934280278782365,null,"Agriculture",100,"Enclosed, 4 poles",null,{"$f":"G3165*INDEX('Shipment Data'!$BG$10:$CH$34,MATCH(CONCATENATE('UEC Data'!$C3165,'UEC Data'!$E3165),'Shipment Data'!$BI$10:$BI$34,0),MATCH('UEC Data'!$D3165,'Shipment Data'!$BG$10:$CH$10,0))","v":0.11225953289703963}]
[null,null,"Agriculture",100,"Enclosed, 4 poles","CSL 4",2.9220795291824384,null,"Agriculture",100,"Enclosed, 4 poles",null,{"$f":"G3166*INDEX('Shipment Data'!$BG$10:$CH$34,MATCH(CONCATENATE('UEC Data'!$C3166,'UEC Data'!$E3166),'Shipment Data'!$BI$10:$BI$34,0),MATCH('UEC Data'!$D3166,'Shipment Data'!$BG$10:$CH$10,0))","v":0.11179275729247815}]
[null,null,"Agriculture",100,"Enclosed, 4 poles","-",0,null,"Agriculture",100,"Enclosed, 4 poles",null,{"$f":"G3167*INDEX('Shipment Data'!$BG$10:$CH$34,MATCH(CONCATENATE('UEC Data'!$C3167,'UEC Data'!$E3167),'Shipment Data'!$BI$10:$BI$34,0),MATCH('UEC Data'!$D3167,'Shipment Data'!$BG$10:$CH$10,0))","v":0}]
[null,null,"Agriculture",100,"Enclosed, 6 poles","CSL 0",3.0226242011543074,null,"Agriculture",100,"Enclosed, 6 poles",null,{"$f":"G3168*INDEX('Shipment Data'!$BG$10:$CH$34,MATCH(CONCATENATE('UEC Data'!$C3168,'UEC Data'!$E3168),'Shipment Data'!$BI$10:$BI$34,0),MATCH('UEC Data'!$D3168,'Shipment Data'!$BG$10:$CH$10,0))","v":2.9242144547497323E-2}]
[null,null,"Agriculture",100,"Enclosed, 6 poles","CSL 1",2.9872906557635557,null,"Agriculture",100,"Enclosed, 6 poles",null,{"$f":"G3169*INDEX('Shipment Data'!$BG$10:$CH$34,MATCH(CONCATENATE('UEC Data'!$C3169,'UEC Data'!$E3169),'Shipment Data'!$BI$10:$BI$34,0),MATCH('UEC Data'!$D3169,'Shipment Data'!$BG$10:$CH$10,0))","v":2.8900312889662601E-2}]
[null,null,"Agriculture",100,"Enclosed, 6 poles","CSL 2",2.9589900074457955,null,"Agriculture",100,"Enclosed, 6 poles",null,{"$f":"G3170*INDEX('Shipment Data'!$BG$10:$CH$34,MATCH(CONCATENATE('UEC Data'!$C3170,'UEC Data'!$E3170),'Shipment Data'!$BI$10:$BI$34,0),MATCH('UEC Data'!$D3170,'Shipment Data'!$BG$10:$CH$10,0))","v":2.8626520451760534E-2}]
[null,null,"Agriculture",100,"Enclosed, 6 poles","CSL 3",2.9465833407479098,null,"Agriculture",100,"Enclosed, 6 poles",null,{"$f":"G3171*INDEX('Shipment Data'!$BG$10:$CH$34,MATCH(CONCATENATE('UEC Data'!$C3171,'UEC Data'!$E3171),'Shipment Data'!$BI$10:$BI$34,0),MATCH('UEC Data'!$D3171,'Shipment Data'!$BG$10:$CH$10,0))","v":2.8506493112340159E-2}]
[null,null,"Agriculture",100,"Enclosed, 6 poles","CSL 4",2.934280278782365,null,"Agriculture",100,"Enclosed, 6 poles",null,{"$f":"G3172*INDEX('Shipment Data'!$BG$10:$CH$34,MATCH(CONCATENATE('UEC Data'!$C3172,'UEC Data'!$E3172),'Shipment Data'!$BI$10:$BI$34,0),MATCH('UEC Data'!$D3172,'Shipment Data'!$BG$10:$CH$10,0))","v":2.8387468088906583E-2}]
[null,null,"Agriculture",100,"Enclosed, 6 poles","-",0,null,"Agriculture",100,"Enclosed, 6 poles",null,{"$f":"G3173*INDEX('Shipment Data'!$BG$10:$CH$34,MATCH(CONCATENATE('UEC Data'!$C3173,'UEC Data'!$E3173),'Shipment Data'!$BI$10:$BI$34,0),MATCH('UEC Data'!$D3173,'Shipment Data'!$BG$10:$CH$10,0))","v":0}]
[null,null,"Agriculture",100,"Enclosed, 8 poles","CSL 0",3.0032484049930623,null,"Agriculture",100,"Enclosed, 8 poles",null,{"$f":"G3174*INDEX('Shipment Data'!$BG$10:$CH$34,MATCH(CONCATENATE('UEC Data'!$C3174,'UEC Data'!$E3174),'Shipment Data'!$BI$10:$BI$34,0),MATCH('UEC Data'!$D3174,'Shipment Data'!$BG$10:$CH$10,0))","v":4.1506707004231548E-3}]
[null,null,"Agriculture",100,"Enclosed, 8 poles","CSL 1",3.0226242011543074,null,"Agriculture",100,"Enclosed, 8 poles",null,{"$f":"G3175*INDEX('Shipment Data'!$BG$10:$CH$34,MATCH(CONCATENATE('UEC Data'!$C3175,'UEC Data'!$E3175),'Shipment Data'!$BI$10:$BI$34,0),MATCH('UEC Data'!$D3175,'Shipment Data'!$BG$10:$CH$10,0))","v":4.1774492210710458E-3}]
[null,null,"Agriculture",100,"Enclosed, 8 poles","CSL 2",3.0032484049930623,null,"Agriculture",100,"Enclosed, 8 poles",null,{"$f":"G3176*INDEX('Shipment Data'!$BG$10:$CH$34,MATCH(CONCATENATE('UEC Data'!$C3176,'UEC Data'!$E3176),'Shipment Data'!$BI$10:$BI$34,0),MATCH('UEC Data'!$D3176,'Shipment Data'!$BG$10:$CH$10,0))","v":4.1506707004231548E-3}]
[null,null,"Agriculture",100,"Enclosed, 8 poles","CSL 3",2.9872906557635557,null,"Agriculture",100,"Enclosed, 8 poles",null,{"$f":"G3177*INDEX('Shipment Data'!$BG$10:$CH$34,MATCH(CONCATENATE('UEC Data'!$C3177,'UEC Data'!$E3177),'Shipment Data'!$BI$10:$BI$34,0),MATCH('UEC Data'!$D3177,'Shipment Data'!$BG$10:$CH$10,0))","v":4.1286161270946567E-3}]
[null,null,"Agriculture",100,"Enclosed, 8 poles","CSL 4",2.9746460392312226,null,"Agriculture",100,"Enclosed, 8 poles",null,{"$f":"G3178*INDEX('Shipment Data'!$BG$10:$CH$34,MATCH(CONCATENATE('UEC Data'!$C3178,'UEC Data'!$E3178),'Shipment Data'!$BI$10:$BI$34,0),MATCH('UEC Data'!$D3178,'Shipment Data'!$BG$10:$CH$10,0))","v":4.1111405032762663E-3}]
[null,null,"Agriculture",100,"Enclosed, 8 poles","-",0,null,"Agriculture",100,"Enclosed, 8 poles",null,{"$f":"G3179*INDEX('Shipment Data'!$BG$10:$CH$34,MATCH(CONCATENATE('UEC Data'!$C3179,'UEC Data'!$E3179),'Shipment Data'!$BI$10:$BI$34,0),MATCH('UEC Data'!$D3179,'Shipment Data'!$BG$10:$CH$10,0))","v":0}]
[null,null,"Agriculture",125,"Open, 2 poles","CSL 0",5.2691684601093733,null,"Agriculture",125,"Open, 2 poles",null,{"$f":"G3180*INDEX('Shipment Data'!$BG$10:$CH$34,MATCH(CONCATENATE('UEC Data'!$C3180,'UEC Data'!$E3180),'Shipment Data'!$BI$10:$BI$34,0),MATCH('UEC Data'!$D3180,'Shipment Data'!$BG$10:$CH$10,0))","v":1.8014724905696881E-3}]
[null,null,"Agriculture",125,"Open, 2 poles","CSL 1",5.3198335414565792,null,"Agriculture",125,"Open, 2 poles",null,{"$f":"G3181*INDEX('Shipment Data'!$BG$10:$CH$34,MATCH(CONCATENATE('UEC Data'!$C3181,'UEC Data'!$E3181),'Shipment Data'!$BI$10:$BI$34,0),MATCH('UEC Data'!$D3181,'Shipment Data'!$BG$10:$CH$10,0))","v":1.8187943414405506E-3}]
[null,null,"Agriculture",125,"Open, 2 poles","CSL 2",5.2915666257208915,null,"Agriculture",125,"Open, 2 poles",null,{"$f":"G3182*INDEX('Shipment Data'!$BG$10:$CH$34,MATCH(CONCATENATE('UEC Data'!$C3182,'UEC Data'!$E3182),'Shipment Data'!$BI$10:$BI$34,0),MATCH('UEC Data'!$D3182,'Shipment Data'!$BG$10:$CH$10,0))","v":1.8091301844722165E-3}]
[null,null,"Agriculture",125,"Open, 2 poles","CSL 3",5.2691684601093733,null,"Agriculture",125,"Open, 2 poles",null,{"$f":"G3183*INDEX('Shipment Data'!$BG$10:$CH$34,MATCH(CONCATENATE('UEC Data'!$C3183,'UEC Data'!$E3183),'Shipment Data'!$BI$10:$BI$34,0),MATCH('UEC Data'!$D3183,'Shipment Data'!$BG$10:$CH$10,0))","v":1.8014724905696881E-3}]
[null,null,"Agriculture",125,"Open, 2 poles","CSL 4",5.2414359945298505,null,"Agriculture",125,"Open, 2 poles",null,{"$f":"G3184*INDEX('Shipment Data'!$BG$10:$CH$34,MATCH(CONCATENATE('UEC Data'!$C3184,'UEC Data'!$E3184),'Shipment Data'!$BI$10:$BI$34,0),MATCH('UEC Data'!$D3184,'Shipment Data'!$BG$10:$CH$10,0))","v":1.7919910564087951E-3}]
[null,null,"Agriculture",125,"Open, 2 poles","-",0,null,"Agriculture",125,"Open, 2 poles",null,{"$f":"G3185*INDEX('Shipment Data'!$BG$10:$CH$34,MATCH(CONCATENATE('UEC Data'!$C3185,'UEC Data'!$E3185),'Shipment Data'!$BI$10:$BI$34,0),MATCH('UEC Data'!$D3185,'Shipment Data'!$BG$10:$CH$10,0))","v":0}]
[null,null,"Agriculture",125,"Open, 4 poles","CSL 0",5.3889222887482227,null,"Agriculture",125,"Open, 4 poles",null,{"$f":"G3186*INDEX('Shipment Data'!$BG$10:$CH$34,MATCH(CONCATENATE('UEC Data'!$C3186,'UEC Data'!$E3186),'Shipment Data'!$BI$10:$BI$34,0),MATCH('UEC Data'!$D3186,'Shipment Data'!$BG$10:$CH$10,0))","v":1.3686511779003478E-2}]
[null,null,"Agriculture",125,"Open, 4 poles","CSL 1",5.2691684601093733,null,"Agriculture",125,"Open, 4 poles",null,{"$f":"G3187*INDEX('Shipment Data'!$BG$10:$CH$34,MATCH(CONCATENATE('UEC Data'!$C3187,'UEC Data'!$E3187),'Shipment Data'!$BI$10:$BI$34,0),MATCH('UEC Data'!$D3187,'Shipment Data'!$BG$10:$CH$10,0))","v":1.3382367072803401E-2}]
[null,null,"Agriculture",125,"Open, 4 poles","CSL 2",5.2194593236932469,null,"Agriculture",125,"Open, 4 poles",null,{"$f":"G3188*INDEX('Shipment Data'!$BG$10:$CH$34,MATCH(CONCATENATE('UEC Data'!$C3188,'UEC Data'!$E3188),'Shipment Data'!$BI$10:$BI$34,0),MATCH('UEC Data'!$D3188,'Shipment Data'!$BG$10:$CH$10,0))","v":1.3256118326833558E-2}]
[null,null,"Agriculture",125,"Open, 4 poles","CSL 3",5.1976661741162404,null,"Agriculture",125,"Open, 4 poles",null,{"$f":"G3189*INDEX('Shipment Data'!$BG$10:$CH$34,MATCH(CONCATENATE('UEC Data'!$C3189,'UEC Data'!$E3189),'Shipment Data'!$BI$10:$BI$34,0),MATCH('UEC Data'!$D3189,'Shipment Data'!$BG$10:$CH$10,0))","v":1.3200769189769536E-2}]
[null,null,"Agriculture",125,"Open, 4 poles","CSL 4",5.1760542565523471,null,"Agriculture",125,"Open, 4 poles",null,{"$f":"G3190*INDEX('Shipment Data'!$BG$10:$CH$34,MATCH(CONCATENATE('UEC Data'!$C3190,'UEC Data'!$E3190),'Shipment Data'!$BI$10:$BI$34,0),MATCH('UEC Data'!$D3190,'Shipment Data'!$BG$10:$CH$10,0))","v":1.3145880336589619E-2}]
[null,null,"Agriculture",125,"Open, 4 poles","-",0,null,"Agriculture",125,"Open, 4 poles",null,{"$f":"G3191*INDEX('Shipment Data'!$BG$10:$CH$34,MATCH(CONCATENATE('UEC Data'!$C3191,'UEC Data'!$E3191),'Shipment Data'!$BI$10:$BI$34,0),MATCH('UEC Data'!$D3191,'Shipment Data'!$BG$10:$CH$10,0))","v":0}]
[null,null,"Agriculture",125,"Open, 6 poles","CSL 0",5.3198335414565792,null,"Agriculture",125,"Open, 6 poles",null,{"$f":"G3192*INDEX('Shipment Data'!$BG$10:$CH$34,MATCH(CONCATENATE('UEC Data'!$C3192,'UEC Data'!$E3192),'Shipment Data'!$BI$10:$BI$34,0),MATCH('UEC Data'!$D3192,'Shipment Data'!$BG$10:$CH$10,0))","v":2.5982776306293586E-3}]
[null,null,"Agriculture",125,"Open, 6 poles","CSL 1",5.2915666257208915,null,"Agriculture",125,"Open, 6 poles",null,{"$f":"G3193*INDEX('Shipment Data'!$BG$10:$CH$34,MATCH(CONCATENATE('UEC Data'!$C3193,'UEC Data'!$E3193),'Shipment Data'!$BI$10:$BI$34,0),MATCH('UEC Data'!$D3193,'Shipment Data'!$BG$10:$CH$10,0))","v":2.5844716921031665E-3}]
[null,null,"Agriculture",125,"Open, 6 poles","CSL 2",5.2414359945298505,null,"Agriculture",125,"Open, 6 poles",null,{"$f":"G3194*INDEX('Shipment Data'!$BG$10:$CH$34,MATCH(CONCATENATE('UEC Data'!$C3194,'UEC Data'!$E3194),'Shipment Data'!$BI$10:$BI$34,0),MATCH('UEC Data'!$D3194,'Shipment Data'!$BG$10:$CH$10,0))","v":2.5599872234411364E-3}]
[null,null,"Agriculture",125,"Open, 6 poles","CSL 3",5.2194593236932469,null,"Agriculture",125,"Open, 6 poles",null,{"$f":"G3195*INDEX('Shipment Data'!$BG$10:$CH$34,MATCH(CONCATENATE('UEC Data'!$C3195,'UEC Data'!$E3195),'Shipment Data'!$BI$10:$BI$34,0),MATCH('UEC Data'!$D3195,'Shipment Data'!$BG$10:$CH$10,0))","v":2.5492535243910684E-3}]
[null,null,"Agriculture",125,"Open, 6 poles","CSL 4",5.1976661741162404,null,"Agriculture",125,"Open, 6 poles",null,{"$f":"G3196*INDEX('Shipment Data'!$BG$10:$CH$34,MATCH(CONCATENATE('UEC Data'!$C3196,'UEC Data'!$E3196),'Shipment Data'!$BI$10:$BI$34,0),MATCH('UEC Data'!$D3196,'Shipment Data'!$BG$10:$CH$10,0))","v":2.5386094595710642E-3}]
[null,null,"Agriculture",125,"Open, 6 poles","-",0,null,"Agriculture",125,"Open, 6 poles",null,{"$f":"G3197*INDEX('Shipment Data'!$BG$10:$CH$34,MATCH(CONCATENATE('UEC Data'!$C3197,'UEC Data'!$E3197),'Shipment Data'!$BI$10:$BI$34,0),MATCH('UEC Data'!$D3197,'Shipment Data'!$BG$10:$CH$10,0))","v":0}]
[null,null,"Agriculture",125,"Open, 8 poles","CSL 0",5.3889222887482227,null,"Agriculture",125,"Open, 8 poles",null,{"$f":"G3198*INDEX('Shipment Data'!$BG$10:$CH$34,MATCH(CONCATENATE('UEC Data'!$C3198,'UEC Data'!$E3198),'Shipment Data'!$BI$10:$BI$34,0),MATCH('UEC Data'!$D3198,'Shipment Data'!$BG$10:$CH$10,0))","v":2.8952236455584276E-3}]
[null,null,"Agriculture",125,"Open, 8 poles","CSL 1",5.3198335414565792,null,"Agriculture",125,"Open, 8 poles",null,{"$f":"G3199*INDEX('Shipment Data'!$BG$10:$CH$34,MATCH(CONCATENATE('UEC Data'!$C3199,'UEC Data'!$E3199),'Shipment Data'!$BI$10:$BI$34,0),MATCH('UEC Data'!$D3199,'Shipment Data'!$BG$10:$CH$10,0))","v":2.8581053936922942E-3}]
[null,null,"Agriculture",125,"Open, 8 poles","CSL 2",5.2915666257208915,null,"Agriculture",125,"Open, 8 poles",null,{"$f":"G3200*INDEX('Shipment Data'!$BG$10:$CH$34,MATCH(CONCATENATE('UEC Data'!$C3200,'UEC Data'!$E3200),'Shipment Data'!$BI$10:$BI$34,0),MATCH('UEC Data'!$D3200,'Shipment Data'!$BG$10:$CH$10,0))","v":2.842918861313483E-3}]
[null,null,"Agriculture",125,"Open, 8 poles","CSL 3",5.2691684601093733,null,"Agriculture",125,"Open, 8 poles",null,{"$f":"G3201*INDEX('Shipment Data'!$BG$10:$CH$34,MATCH(CONCATENATE('UEC Data'!$C3201,'UEC Data'!$E3201),'Shipment Data'!$BI$10:$BI$34,0),MATCH('UEC Data'!$D3201,'Shipment Data'!$BG$10:$CH$10,0))","v":2.8308853423237956E-3}]
[null,null,"Agriculture",125,"Open, 8 poles","CSL 4",5.2414359945298505,null,"Agriculture",125,"Open, 8 poles",null,{"$f":"G3202*INDEX('Shipment Data'!$BG$10:$CH$34,MATCH(CONCATENATE('UEC Data'!$C3202,'UEC Data'!$E3202),'Shipment Data'!$BI$10:$BI$34,0),MATCH('UEC Data'!$D3202,'Shipment Data'!$BG$10:$CH$10,0))","v":2.8159859457852496E-3}]
[null,null,"Agriculture",125,"Open, 8 poles","-",0,null,"Agriculture",125,"Open, 8 poles",null,{"$f":"G3203*INDEX('Shipment Data'!$BG$10:$CH$34,MATCH(CONCATENATE('UEC Data'!$C3203,'UEC Data'!$E3203),'Shipment Data'!$BI$10:$BI$34,0),MATCH('UEC Data'!$D3203,'Shipment Data'!$BG$10:$CH$10,0))","v":0}]
[null,null,"Agriculture",125,"Enclosed, 2 poles","CSL 0",5.3198335414565792,null,"Agriculture",125,"Enclosed, 2 poles",null,{"$f":"G3204*INDEX('Shipment Data'!$BG$10:$CH$34,MATCH(CONCATENATE('UEC Data'!$C3204,'UEC Data'!$E3204),'Shipment Data'!$BI$10:$BI$34,0),MATCH('UEC Data'!$D3204,'Shipment Data'!$BG$10:$CH$10,0))","v":1.0393110522517434E-2}]
[null,null,"Agriculture",125,"Enclosed, 2 poles","CSL 1",5.2691684601093733,null,"Agriculture",125,"Enclosed, 2 poles",null,{"$f":"G3205*INDEX('Shipment Data'!$BG$10:$CH$34,MATCH(CONCATENATE('UEC Data'!$C3205,'UEC Data'!$E3205),'Shipment Data'!$BI$10:$BI$34,0),MATCH('UEC Data'!$D3205,'Shipment Data'!$BG$10:$CH$10,0))","v":1.0294128517541077E-2}]
[null,null,"Agriculture",125,"Enclosed, 2 poles","CSL 2",5.2414359945298505,null,"Agriculture",125,"Enclosed, 2 poles",null,{"$f":"G3206*INDEX('Shipment Data'!$BG$10:$CH$34,MATCH(CONCATENATE('UEC Data'!$C3206,'UEC Data'!$E3206),'Shipment Data'!$BI$10:$BI$34,0),MATCH('UEC Data'!$D3206,'Shipment Data'!$BG$10:$CH$10,0))","v":1.0239948893764545E-2}]
[null,null,"Agriculture",125,"Enclosed, 2 poles","CSL 3",5.2194593236932469,null,"Agriculture",125,"Enclosed, 2 poles",null,{"$f":"G3207*INDEX('Shipment Data'!$BG$10:$CH$34,MATCH(CONCATENATE('UEC Data'!$C3207,'UEC Data'!$E3207),'Shipment Data'!$BI$10:$BI$34,0),MATCH('UEC Data'!$D3207,'Shipment Data'!$BG$10:$CH$10,0))","v":1.0197014097564273E-2}]
[null,null,"Agriculture",125,"Enclosed, 2 poles","CSL 4",5.1976661741162404,null,"Agriculture",125,"Enclosed, 2 poles",null,{"$f":"G3208*INDEX('Shipment Data'!$BG$10:$CH$34,MATCH(CONCATENATE('UEC Data'!$C3208,'UEC Data'!$E3208),'Shipment Data'!$BI$10:$BI$34,0),MATCH('UEC Data'!$D3208,'Shipment Data'!$BG$10:$CH$10,0))","v":1.0154437838284257E-2}]
[null,null,"Agriculture",125,"Enclosed, 2 poles","-",0,null,"Agriculture",125,"Enclosed, 2 poles",null,{"$f":"G3209*INDEX('Shipment Data'!$BG$10:$CH$34,MATCH(CONCATENATE('UEC Data'!$C3209,'UEC Data'!$E3209),'Shipment Data'!$BI$10:$BI$34,0),MATCH('UEC Data'!$D3209,'Shipment Data'!$BG$10:$CH$10,0))","v":0}]
[null,null,"Agriculture",125,"Enclosed, 4 poles","CSL 0",5.3541550481756541,null,"Agriculture",125,"Enclosed, 4 poles",null,{"$f":"G3210*INDEX('Shipment Data'!$BG$10:$CH$34,MATCH(CONCATENATE('UEC Data'!$C3210,'UEC Data'!$E3210),'Shipment Data'!$BI$10:$BI$34,0),MATCH('UEC Data'!$D3210,'Shipment Data'!$BG$10:$CH$10,0))","v":9.8064026704398344E-2}]
[null,null,"Agriculture",125,"Enclosed, 4 poles","CSL 1",5.2691684601093733,null,"Agriculture",125,"Enclosed, 4 poles",null,{"$f":"G3211*INDEX('Shipment Data'!$BG$10:$CH$34,MATCH(CONCATENATE('UEC Data'!$C3211,'UEC Data'!$E3211),'Shipment Data'!$BI$10:$BI$34,0),MATCH('UEC Data'!$D3211,'Shipment Data'!$BG$10:$CH$10,0))","v":9.6507454851947574E-2}]
[null,null,"Agriculture",125,"Enclosed, 4 poles","CSL 2",5.2194593236932469,null,"Agriculture",125,"Enclosed, 4 poles",null,{"$f":"G3212*INDEX('Shipment Data'!$BG$10:$CH$34,MATCH(CONCATENATE('UEC Data'!$C3212,'UEC Data'!$E3212),'Shipment Data'!$BI$10:$BI$34,0),MATCH('UEC Data'!$D3212,'Shipment Data'!$BG$10:$CH$10,0))","v":9.5597007164665043E-2}]
[null,null,"Agriculture",125,"Enclosed, 4 poles","CSL 3",5.1976661741162404,null,"Agriculture",125,"Enclosed, 4 poles",null,{"$f":"G3213*INDEX('Shipment Data'!$BG$10:$CH$34,MATCH(CONCATENATE('UEC Data'!$C3213,'UEC Data'!$E3213),'Shipment Data'!$BI$10:$BI$34,0),MATCH('UEC Data'!$D3213,'Shipment Data'!$BG$10:$CH$10,0))","v":9.5197854733914886E-2}]
[null,null,"Agriculture",125,"Enclosed, 4 poles","CSL 4",5.1760542565523471,null,"Agriculture",125,"Enclosed, 4 poles",null,{"$f":"G3214*INDEX('Shipment Data'!$BG$10:$CH$34,MATCH(CONCATENATE('UEC Data'!$C3214,'UEC Data'!$E3214),'Shipment Data'!$BI$10:$BI$34,0),MATCH('UEC Data'!$D3214,'Shipment Data'!$BG$10:$CH$10,0))","v":9.4802021658098187E-2}]
[null,null,"Agriculture",125,"Enclosed, 4 poles","-",0,null,"Agriculture",125,"Enclosed, 4 poles",null,{"$f":"G3215*INDEX('Shipment Data'!$BG$10:$CH$34,MATCH(CONCATENATE('UEC Data'!$C3215,'UEC Data'!$E3215),'Shipment Data'!$BI$10:$BI$34,0),MATCH('UEC Data'!$D3215,'Shipment Data'!$BG$10:$CH$10,0))","v":0}]
[null,null,"Agriculture",125,"Enclosed, 6 poles","CSL 0",5.3198335414565792,null,"Agriculture",125,"Enclosed, 6 poles",null,{"$f":"G3216*INDEX('Shipment Data'!$BG$10:$CH$34,MATCH(CONCATENATE('UEC Data'!$C3216,'UEC Data'!$E3216),'Shipment Data'!$BI$10:$BI$34,0),MATCH('UEC Data'!$D3216,'Shipment Data'!$BG$10:$CH$10,0))","v":4.0013475511692119E-2}]
[null,null,"Agriculture",125,"Enclosed, 6 poles","CSL 1",5.2915666257208915,null,"Agriculture",125,"Enclosed, 6 poles",null,{"$f":"G3217*INDEX('Shipment Data'!$BG$10:$CH$34,MATCH(CONCATENATE('UEC Data'!$C3217,'UEC Data'!$E3217),'Shipment Data'!$BI$10:$BI$34,0),MATCH('UEC Data'!$D3217,'Shipment Data'!$BG$10:$CH$10,0))","v":3.9800864058388764E-2}]
[null,null,"Agriculture",125,"Enclosed, 6 poles","CSL 2",5.2414359945298505,null,"Agriculture",125,"Enclosed, 6 poles",null,{"$f":"G3218*INDEX('Shipment Data'!$BG$10:$CH$34,MATCH(CONCATENATE('UEC Data'!$C3218,'UEC Data'!$E3218),'Shipment Data'!$BI$10:$BI$34,0),MATCH('UEC Data'!$D3218,'Shipment Data'!$BG$10:$CH$10,0))","v":3.9423803240993496E-2}]
[null,null,"Agriculture",125,"Enclosed, 6 poles","CSL 3",5.2194593236932469,null,"Agriculture",125,"Enclosed, 6 poles",null,{"$f":"G3219*INDEX('Shipment Data'!$BG$10:$CH$34,MATCH(CONCATENATE('UEC Data'!$C3219,'UEC Data'!$E3219),'Shipment Data'!$BI$10:$BI$34,0),MATCH('UEC Data'!$D3219,'Shipment Data'!$BG$10:$CH$10,0))","v":3.9258504275622448E-2}]
[null,null,"Agriculture",125,"Enclosed, 6 poles","CSL 4",5.1976661741162404,null,"Agriculture",125,"Enclosed, 6 poles",null,{"$f":"G3220*INDEX('Shipment Data'!$BG$10:$CH$34,MATCH(CONCATENATE('UEC Data'!$C3220,'UEC Data'!$E3220),'Shipment Data'!$BI$10:$BI$34,0),MATCH('UEC Data'!$D3220,'Shipment Data'!$BG$10:$CH$10,0))","v":3.9094585677394392E-2}]
[null,null,"Agriculture",125,"Enclosed, 6 poles","-",0,null,"Agriculture",125,"Enclosed, 6 poles",null,{"$f":"G3221*INDEX('Shipment Data'!$BG$10:$CH$34,MATCH(CONCATENATE('UEC Data'!$C3221,'UEC Data'!$E3221),'Shipment Data'!$BI$10:$BI$34,0),MATCH('UEC Data'!$D3221,'Shipment Data'!$BG$10:$CH$10,0))","v":0}]
[null,null,"Agriculture",125,"Enclosed, 8 poles","CSL 0",5.3198335414565792,null,"Agriculture",125,"Enclosed, 8 poles",null,{"$f":"G3222*INDEX('Shipment Data'!$BG$10:$CH$34,MATCH(CONCATENATE('UEC Data'!$C3222,'UEC Data'!$E3222),'Shipment Data'!$BI$10:$BI$34,0),MATCH('UEC Data'!$D3222,'Shipment Data'!$BG$10:$CH$10,0))","v":9.6136272333286251E-3}]
[null,null,"Agriculture",125,"Enclosed, 8 poles","CSL 1",5.3198335414565792,null,"Agriculture",125,"Enclosed, 8 poles",null,{"$f":"G3223*INDEX('Shipment Data'!$BG$10:$CH$34,MATCH(CONCATENATE('UEC Data'!$C3223,'UEC Data'!$E3223),'Shipment Data'!$BI$10:$BI$34,0),MATCH('UEC Data'!$D3223,'Shipment Data'!$BG$10:$CH$10,0))","v":9.6136272333286251E-3}]
[null,null,"Agriculture",125,"Enclosed, 8 poles","CSL 2",5.2915666257208915,null,"Agriculture",125,"Enclosed, 8 poles",null,{"$f":"G3224*INDEX('Shipment Data'!$BG$10:$CH$34,MATCH(CONCATENATE('UEC Data'!$C3224,'UEC Data'!$E3224),'Shipment Data'!$BI$10:$BI$34,0),MATCH('UEC Data'!$D3224,'Shipment Data'!$BG$10:$CH$10,0))","v":9.5625452607817161E-3}]
[null,null,"Agriculture",125,"Enclosed, 8 poles","CSL 3",5.2691684601093733,null,"Agriculture",125,"Enclosed, 8 poles",null,{"$f":"G3225*INDEX('Shipment Data'!$BG$10:$CH$34,MATCH(CONCATENATE('UEC Data'!$C3225,'UEC Data'!$E3225),'Shipment Data'!$BI$10:$BI$34,0),MATCH('UEC Data'!$D3225,'Shipment Data'!$BG$10:$CH$10,0))","v":9.522068878725495E-3}]
[null,null,"Agriculture",125,"Enclosed, 8 poles","CSL 4",5.2414359945298505,null,"Agriculture",125,"Enclosed, 8 poles",null,{"$f":"G3226*INDEX('Shipment Data'!$BG$10:$CH$34,MATCH(CONCATENATE('UEC Data'!$C3226,'UEC Data'!$E3226),'Shipment Data'!$BI$10:$BI$34,0),MATCH('UEC Data'!$D3226,'Shipment Data'!$BG$10:$CH$10,0))","v":9.4719527267322027E-3}]
[null,null,"Agriculture",125,"Enclosed, 8 poles","-",0,null,"Agriculture",125,"Enclosed, 8 poles",null,{"$f":"G3227*INDEX('Shipment Data'!$BG$10:$CH$34,MATCH(CONCATENATE('UEC Data'!$C3227,'UEC Data'!$E3227),'Shipment Data'!$BI$10:$BI$34,0),MATCH('UEC Data'!$D3227,'Shipment Data'!$BG$10:$CH$10,0))","v":0}]
[null,null,"Agriculture",150,"Open, 2 poles","CSL 0",6.3838002497478961,null,"Agriculture",150,"Open, 2 poles",null,{"$f":"G3228*INDEX('Shipment Data'!$BG$10:$CH$34,MATCH(CONCATENATE('UEC Data'!$C3228,'UEC Data'!$E3228),'Shipment Data'!$BI$10:$BI$34,0),MATCH('UEC Data'!$D3228,'Shipment Data'!$BG$10:$CH$10,0))","v":2.1825532097286627E-3}]
[null,null,"Agriculture",150,"Open, 2 poles","CSL 1",6.3838002497478961,null,"Agriculture",150,"Open, 2 poles",null,{"$f":"G3229*INDEX('Shipment Data'!$BG$10:$CH$34,MATCH(CONCATENATE('UEC Data'!$C3229,'UEC Data'!$E3229),'Shipment Data'!$BI$10:$BI$34,0),MATCH('UEC Data'!$D3229,'Shipment Data'!$BG$10:$CH$10,0))","v":2.1825532097286627E-3}]
[null,null,"Agriculture",150,"Open, 2 poles","CSL 2",6.349879950865069,null,"Agriculture",150,"Open, 2 poles",null,{"$f":"G3230*INDEX('Shipment Data'!$BG$10:$CH$34,MATCH(CONCATENATE('UEC Data'!$C3230,'UEC Data'!$E3230),'Shipment Data'!$BI$10:$BI$34,0),MATCH('UEC Data'!$D3230,'Shipment Data'!$BG$10:$CH$10,0))","v":2.1709562213666606E-3}]
[null,null,"Agriculture",150,"Open, 2 poles","CSL 3",6.3230021521312478,null,"Agriculture",150,"Open, 2 poles",null,{"$f":"G3231*INDEX('Shipment Data'!$BG$10:$CH$34,MATCH(CONCATENATE('UEC Data'!$C3231,'UEC Data'!$E3231),'Shipment Data'!$BI$10:$BI$34,0),MATCH('UEC Data'!$D3231,'Shipment Data'!$BG$10:$CH$10,0))","v":2.161766988683627E-3}]
[null,null,"Agriculture",150,"Open, 2 poles","CSL 4",6.2897231934358198,null,"Agriculture",150,"Open, 2 poles",null,{"$f":"G3232*INDEX('Shipment Data'!$BG$10:$CH$34,MATCH(CONCATENATE('UEC Data'!$C3232,'UEC Data'!$E3232),'Shipment Data'!$BI$10:$BI$34,0),MATCH('UEC Data'!$D3232,'Shipment Data'!$BG$10:$CH$10,0))","v":2.150389267690555E-3}]
[null,null,"Agriculture",150,"Open, 2 poles","-",0,null,"Agriculture",150,"Open, 2 poles",null,{"$f":"G3233*INDEX('Shipment Data'!$BG$10:$CH$34,MATCH(CONCATENATE('UEC Data'!$C3233,'UEC Data'!$E3233),'Shipment Data'!$BI$10:$BI$34,0),MATCH('UEC Data'!$D3233,'Shipment Data'!$BG$10:$CH$10,0))","v":0}]
[null,null,"Agriculture",150,"Open, 4 poles","CSL 0",6.3838002497478961,null,"Agriculture",150,"Open, 4 poles",null,{"$f":"G3234*INDEX('Shipment Data'!$BG$10:$CH$34,MATCH(CONCATENATE('UEC Data'!$C3234,'UEC Data'!$E3234),'Shipment Data'!$BI$10:$BI$34,0),MATCH('UEC Data'!$D3234,'Shipment Data'!$BG$10:$CH$10,0))","v":1.6213252415127204E-2}]
[null,null,"Agriculture",150,"Open, 4 poles","CSL 1",6.2897231934358198,null,"Agriculture",150,"Open, 4 poles",null,{"$f":"G3235*INDEX('Shipment Data'!$BG$10:$CH$34,MATCH(CONCATENATE('UEC Data'!$C3235,'UEC Data'!$E3235),'Shipment Data'!$BI$10:$BI$34,0),MATCH('UEC Data'!$D3235,'Shipment Data'!$BG$10:$CH$10,0))","v":1.5974320274272692E-2}]
[null,null,"Agriculture",150,"Open, 4 poles","CSL 2",6.237199408939488,null,"Agriculture",150,"Open, 4 poles",null,{"$f":"G3236*INDEX('Shipment Data'!$BG$10:$CH$34,MATCH(CONCATENATE('UEC Data'!$C3236,'UEC Data'!$E3236),'Shipment Data'!$BI$10:$BI$34,0),MATCH('UEC Data'!$D3236,'Shipment Data'!$BG$10:$CH$10,0))","v":1.5840923027723445E-2}]
[null,null,"Agriculture",150,"Open, 4 poles","CSL 3",6.2112651078628165,null,"Agriculture",150,"Open, 4 poles",null,{"$f":"G3237*INDEX('Shipment Data'!$BG$10:$CH$34,MATCH(CONCATENATE('UEC Data'!$C3237,'UEC Data'!$E3237),'Shipment Data'!$BI$10:$BI$34,0),MATCH('UEC Data'!$D3237,'Shipment Data'!$BG$10:$CH$10,0))","v":1.5775056403907545E-2}]
[null,null,"Agriculture",150,"Open, 4 poles","CSL 4",6.1919554754031392,null,"Agriculture",150,"Open, 4 poles",null,{"$f":"G3238*INDEX('Shipment Data'!$BG$10:$CH$34,MATCH(CONCATENATE('UEC Data'!$C3238,'UEC Data'!$E3238),'Shipment Data'!$BI$10:$BI$34,0),MATCH('UEC Data'!$D3238,'Shipment Data'!$BG$10:$CH$10,0))","v":1.5726014777781409E-2}]
[null,null,"Agriculture",150,"Open, 4 poles","-",0,null,"Agriculture",150,"Open, 4 poles",null,{"$f":"G3239*INDEX('Shipment Data'!$BG$10:$CH$34,MATCH(CONCATENATE('UEC Data'!$C3239,'UEC Data'!$E3239),'Shipment Data'!$BI$10:$BI$34,0),MATCH('UEC Data'!$D3239,'Shipment Data'!$BG$10:$CH$10,0))","v":0}]
[null,null,"Agriculture",150,"Open, 6 poles","CSL 0",6.2897231934358198,null,"Agriculture",150,"Open, 6 poles",null,{"$f":"G3240*INDEX('Shipment Data'!$BG$10:$CH$34,MATCH(CONCATENATE('UEC Data'!$C3240,'UEC Data'!$E3240),'Shipment Data'!$BI$10:$BI$34,0),MATCH('UEC Data'!$D3240,'Shipment Data'!$BG$10:$CH$10,0))","v":3.0719846681293637E-3}]
[null,null,"Agriculture",150,"Open, 6 poles","CSL 1",6.3230021521312478,null,"Agriculture",150,"Open, 6 poles",null,{"$f":"G3241*INDEX('Shipment Data'!$BG$10:$CH$34,MATCH(CONCATENATE('UEC Data'!$C3241,'UEC Data'!$E3241),'Shipment Data'!$BI$10:$BI$34,0),MATCH('UEC Data'!$D3241,'Shipment Data'!$BG$10:$CH$10,0))","v":3.0882385552623236E-3}]
[null,null,"Agriculture",150,"Open, 6 poles","CSL 2",6.2633511884318969,null,"Agriculture",150,"Open, 6 poles",null,{"$f":"G3242*INDEX('Shipment Data'!$BG$10:$CH$34,MATCH(CONCATENATE('UEC Data'!$C3242,'UEC Data'!$E3242),'Shipment Data'!$BI$10:$BI$34,0),MATCH('UEC Data'!$D3242,'Shipment Data'!$BG$10:$CH$10,0))","v":3.0591042292692828E-3}]
[null,null,"Agriculture",150,"Open, 6 poles","CSL 3",6.237199408939488,null,"Agriculture",150,"Open, 6 poles",null,{"$f":"G3243*INDEX('Shipment Data'!$BG$10:$CH$34,MATCH(CONCATENATE('UEC Data'!$C3243,'UEC Data'!$E3243),'Shipment Data'!$BI$10:$BI$34,0),MATCH('UEC Data'!$D3243,'Shipment Data'!$BG$10:$CH$10,0))","v":3.0463313514852777E-3}]
[null,null,"Agriculture",150,"Open, 6 poles","CSL 4",6.2112651078628165,null,"Agriculture",150,"Open, 6 poles",null,{"$f":"G3244*INDEX('Shipment Data'!$BG$10:$CH$34,MATCH(CONCATENATE('UEC Data'!$C3244,'UEC Data'!$E3244),'Shipment Data'!$BI$10:$BI$34,0),MATCH('UEC Data'!$D3244,'Shipment Data'!$BG$10:$CH$10,0))","v":3.0336646930591432E-3}]
[null,null,"Agriculture",150,"Open, 6 poles","-",0,null,"Agriculture",150,"Open, 6 poles",null,{"$f":"G3245*INDEX('Shipment Data'!$BG$10:$CH$34,MATCH(CONCATENATE('UEC Data'!$C3245,'UEC Data'!$E3245),'Shipment Data'!$BI$10:$BI$34,0),MATCH('UEC Data'!$D3245,'Shipment Data'!$BG$10:$CH$10,0))","v":0}]
[null,null,"Agriculture",150,"Open, 8 poles","CSL 0",6.3838002497478961,null,"Agriculture",150,"Open, 8 poles",null,{"$f":"G3246*INDEX('Shipment Data'!$BG$10:$CH$34,MATCH(CONCATENATE('UEC Data'!$C3246,'UEC Data'!$E3246),'Shipment Data'!$BI$10:$BI$34,0),MATCH('UEC Data'!$D3246,'Shipment Data'!$BG$10:$CH$10,0))","v":3.4297264724307548E-3}]
[null,null,"Agriculture",150,"Open, 8 poles","CSL 1",6.3838002497478961,null,"Agriculture",150,"Open, 8 poles",null,{"$f":"G3247*INDEX('Shipment Data'!$BG$10:$CH$34,MATCH(CONCATENATE('UEC Data'!$C3247,'UEC Data'!$E3247),'Shipment Data'!$BI$10:$BI$34,0),MATCH('UEC Data'!$D3247,'Shipment Data'!$BG$10:$CH$10,0))","v":3.4297264724307548E-3}]
[null,null,"Agriculture",150,"Open, 8 poles","CSL 2",6.349879950865069,null,"Agriculture",150,"Open, 8 poles",null,{"$f":"G3248*INDEX('Shipment Data'!$BG$10:$CH$34,MATCH(CONCATENATE('UEC Data'!$C3248,'UEC Data'!$E3248),'Shipment Data'!$BI$10:$BI$34,0),MATCH('UEC Data'!$D3248,'Shipment Data'!$BG$10:$CH$10,0))","v":3.4115026335761805E-3}]
[null,null,"Agriculture",150,"Open, 8 poles","CSL 3",6.3230021521312478,null,"Agriculture",150,"Open, 8 poles",null,{"$f":"G3249*INDEX('Shipment Data'!$BG$10:$CH$34,MATCH(CONCATENATE('UEC Data'!$C3249,'UEC Data'!$E3249),'Shipment Data'!$BI$10:$BI$34,0),MATCH('UEC Data'!$D3249,'Shipment Data'!$BG$10:$CH$10,0))","v":3.3970624107885561E-3}]
[null,null,"Agriculture",150,"Open, 8 poles","CSL 4",6.2897231934358198,null,"Agriculture",150,"Open, 8 poles",null,{"$f":"G3250*INDEX('Shipment Data'!$BG$10:$CH$34,MATCH(CONCATENATE('UEC Data'!$C3250,'UEC Data'!$E3250),'Shipment Data'!$BI$10:$BI$34,0),MATCH('UEC Data'!$D3250,'Shipment Data'!$BG$10:$CH$10,0))","v":3.3791831349423004E-3}]
[null,null,"Agriculture",150,"Open, 8 poles","-",0,null,"Agriculture",150,"Open, 8 poles",null,{"$f":"G3251*INDEX('Shipment Data'!$BG$10:$CH$34,MATCH(CONCATENATE('UEC Data'!$C3251,'UEC Data'!$E3251),'Shipment Data'!$BI$10:$BI$34,0),MATCH('UEC Data'!$D3251,'Shipment Data'!$BG$10:$CH$10,0))","v":0}]
[null,null,"Agriculture",150,"Enclosed, 2 poles","CSL 0",6.4667067464978674,null,"Agriculture",150,"Enclosed, 2 poles",null,{"$f":"G3252*INDEX('Shipment Data'!$BG$10:$CH$34,MATCH(CONCATENATE('UEC Data'!$C3252,'UEC Data'!$E3252),'Shipment Data'!$BI$10:$BI$34,0),MATCH('UEC Data'!$D3252,'Shipment Data'!$BG$10:$CH$10,0))","v":1.2633703180618598E-2}]
[null,null,"Agriculture",150,"Enclosed, 2 poles","CSL 1",6.3230021521312478,null,"Agriculture",150,"Enclosed, 2 poles",null,{"$f":"G3253*INDEX('Shipment Data'!$BG$10:$CH$34,MATCH(CONCATENATE('UEC Data'!$C3253,'UEC Data'!$E3253),'Shipment Data'!$BI$10:$BI$34,0),MATCH('UEC Data'!$D3253,'Shipment Data'!$BG$10:$CH$10,0))","v":1.2352954221049295E-2}]
[null,null,"Agriculture",150,"Enclosed, 2 poles","CSL 2",6.2897231934358198,null,"Agriculture",150,"Enclosed, 2 poles",null,{"$f":"G3254*INDEX('Shipment Data'!$BG$10:$CH$34,MATCH(CONCATENATE('UEC Data'!$C3254,'UEC Data'!$E3254),'Shipment Data'!$BI$10:$BI$34,0),MATCH('UEC Data'!$D3254,'Shipment Data'!$BG$10:$CH$10,0))","v":1.2287938672517455E-2}]
[null,null,"Agriculture",150,"Enclosed, 2 poles","CSL 3",6.2633511884318969,null,"Agriculture",150,"Enclosed, 2 poles",null,{"$f":"G3255*INDEX('Shipment Data'!$BG$10:$CH$34,MATCH(CONCATENATE('UEC Data'!$C3255,'UEC Data'!$E3255),'Shipment Data'!$BI$10:$BI$34,0),MATCH('UEC Data'!$D3255,'Shipment Data'!$BG$10:$CH$10,0))","v":1.2236416917077131E-2}]
[null,null,"Agriculture",150,"Enclosed, 2 poles","CSL 4",6.237199408939488,null,"Agriculture",150,"Enclosed, 2 poles",null,{"$f":"G3256*INDEX('Shipment Data'!$BG$10:$CH$34,MATCH(CONCATENATE('UEC Data'!$C3256,'UEC Data'!$E3256),'Shipment Data'!$BI$10:$BI$34,0),MATCH('UEC Data'!$D3256,'Shipment Data'!$BG$10:$CH$10,0))","v":1.2185325405941111E-2}]
[null,null,"Agriculture",150,"Enclosed, 2 poles","-",0,null,"Agriculture",150,"Enclosed, 2 poles",null,{"$f":"G3257*INDEX('Shipment Data'!$BG$10:$CH$34,MATCH(CONCATENATE('UEC Data'!$C3257,'UEC Data'!$E3257),'Shipment Data'!$BI$10:$BI$34,0),MATCH('UEC Data'!$D3257,'Shipment Data'!$BG$10:$CH$10,0))","v":0}]
[null,null,"Agriculture",150,"Enclosed, 4 poles","CSL 0",6.4667067464978674,null,"Agriculture",150,"Enclosed, 4 poles",null,{"$f":"G3258*INDEX('Shipment Data'!$BG$10:$CH$34,MATCH(CONCATENATE('UEC Data'!$C3258,'UEC Data'!$E3258),'Shipment Data'!$BI$10:$BI$34,0),MATCH('UEC Data'!$D3258,'Shipment Data'!$BG$10:$CH$10,0))","v":0.11844096731829934}]
[null,null,"Agriculture",150,"Enclosed, 4 poles","CSL 1",6.2897231934358198,null,"Agriculture",150,"Enclosed, 4 poles",null,{"$f":"G3259*INDEX('Shipment Data'!$BG$10:$CH$34,MATCH(CONCATENATE('UEC Data'!$C3259,'UEC Data'!$E3259),'Shipment Data'!$BI$10:$BI$34,0),MATCH('UEC Data'!$D3259,'Shipment Data'!$BG$10:$CH$10,0))","v":0.11519942505485113}]
[null,null,"Agriculture",150,"Enclosed, 4 poles","CSL 2",6.237199408939488,null,"Agriculture",150,"Enclosed, 4 poles",null,{"$f":"G3260*INDEX('Shipment Data'!$BG$10:$CH$34,MATCH(CONCATENATE('UEC Data'!$C3260,'UEC Data'!$E3260),'Shipment Data'!$BI$10:$BI$34,0),MATCH('UEC Data'!$D3260,'Shipment Data'!$BG$10:$CH$10,0))","v":0.1142374256806979}]
[null,null,"Agriculture",150,"Enclosed, 4 poles","CSL 3",6.2112651078628165,null,"Agriculture",150,"Enclosed, 4 poles",null,{"$f":"G3261*INDEX('Shipment Data'!$BG$10:$CH$34,MATCH(CONCATENATE('UEC Data'!$C3261,'UEC Data'!$E3261),'Shipment Data'!$BI$10:$BI$34,0),MATCH('UEC Data'!$D3261,'Shipment Data'!$BG$10:$CH$10,0))","v":0.11376242598971786}]
[null,null,"Agriculture",150,"Enclosed, 4 poles","CSL 4",6.1919554754031392,null,"Agriculture",150,"Enclosed, 4 poles",null,{"$f":"G3262*INDEX('Shipment Data'!$BG$10:$CH$34,MATCH(CONCATENATE('UEC Data'!$C3262,'UEC Data'!$E3262),'Shipment Data'!$BI$10:$BI$34,0),MATCH('UEC Data'!$D3262,'Shipment Data'!$BG$10:$CH$10,0))","v":0.11340876041669283}]
[null,null,"Agriculture",150,"Enclosed, 4 poles","-",0,null,"Agriculture",150,"Enclosed, 4 poles",null,{"$f":"G3263*INDEX('Shipment Data'!$BG$10:$CH$34,MATCH(CONCATENATE('UEC Data'!$C3263,'UEC Data'!$E3263),'Shipment Data'!$BI$10:$BI$34,0),MATCH('UEC Data'!$D3263,'Shipment Data'!$BG$10:$CH$10,0))","v":0}]
[null,null,"Agriculture",150,"Enclosed, 6 poles","CSL 0",6.4249860578107851,null,"Agriculture",150,"Enclosed, 6 poles",null,{"$f":"G3264*INDEX('Shipment Data'!$BG$10:$CH$34,MATCH(CONCATENATE('UEC Data'!$C3264,'UEC Data'!$E3264),'Shipment Data'!$BI$10:$BI$34,0),MATCH('UEC Data'!$D3264,'Shipment Data'!$BG$10:$CH$10,0))","v":4.8325952359927531E-2}]
[null,null,"Agriculture",150,"Enclosed, 6 poles","CSL 1",6.2897231934358198,null,"Agriculture",150,"Enclosed, 6 poles",null,{"$f":"G3265*INDEX('Shipment Data'!$BG$10:$CH$34,MATCH(CONCATENATE('UEC Data'!$C3265,'UEC Data'!$E3265),'Shipment Data'!$BI$10:$BI$34,0),MATCH('UEC Data'!$D3265,'Shipment Data'!$BG$10:$CH$10,0))","v":4.7308563889192197E-2}]
[null,null,"Agriculture",150,"Enclosed, 6 poles","CSL 2",6.237199408939488,null,"Agriculture",150,"Enclosed, 6 poles",null,{"$f":"G3266*INDEX('Shipment Data'!$BG$10:$CH$34,MATCH(CONCATENATE('UEC Data'!$C3266,'UEC Data'!$E3266),'Shipment Data'!$BI$10:$BI$34,0),MATCH('UEC Data'!$D3266,'Shipment Data'!$BG$10:$CH$10,0))","v":4.6913502812873271E-2}]
[null,null,"Agriculture",150,"Enclosed, 6 poles","CSL 3",6.2112651078628165,null,"Agriculture",150,"Enclosed, 6 poles",null,{"$f":"G3267*INDEX('Shipment Data'!$BG$10:$CH$34,MATCH(CONCATENATE('UEC Data'!$C3267,'UEC Data'!$E3267),'Shipment Data'!$BI$10:$BI$34,0),MATCH('UEC Data'!$D3267,'Shipment Data'!$BG$10:$CH$10,0))","v":4.6718436273110807E-2}]
[null,null,"Agriculture",150,"Enclosed, 6 poles","CSL 4",6.1919554754031392,null,"Agriculture",150,"Enclosed, 6 poles",null,{"$f":"G3268*INDEX('Shipment Data'!$BG$10:$CH$34,MATCH(CONCATENATE('UEC Data'!$C3268,'UEC Data'!$E3268),'Shipment Data'!$BI$10:$BI$34,0),MATCH('UEC Data'!$D3268,'Shipment Data'!$BG$10:$CH$10,0))","v":4.6573197611121858E-2}]
[null,null,"Agriculture",150,"Enclosed, 6 poles","-",0,null,"Agriculture",150,"Enclosed, 6 poles",null,{"$f":"G3269*INDEX('Shipment Data'!$BG$10:$CH$34,MATCH(CONCATENATE('UEC Data'!$C3269,'UEC Data'!$E3269),'Shipment Data'!$BI$10:$BI$34,0),MATCH('UEC Data'!$D3269,'Shipment Data'!$BG$10:$CH$10,0))","v":0}]
[null,null,"Agriculture",150,"Enclosed, 8 poles","CSL 0",6.3838002497478961,null,"Agriculture",150,"Enclosed, 8 poles",null,{"$f":"G3270*INDEX('Shipment Data'!$BG$10:$CH$34,MATCH(CONCATENATE('UEC Data'!$C3270,'UEC Data'!$E3270),'Shipment Data'!$BI$10:$BI$34,0),MATCH('UEC Data'!$D3270,'Shipment Data'!$BG$10:$CH$10,0))","v":1.1536352679994356E-2}]
[null,null,"Agriculture",150,"Enclosed, 8 poles","CSL 1",6.3838002497478961,null,"Agriculture",150,"Enclosed, 8 poles",null,{"$f":"G3271*INDEX('Shipment Data'!$BG$10:$CH$34,MATCH(CONCATENATE('UEC Data'!$C3271,'UEC Data'!$E3271),'Shipment Data'!$BI$10:$BI$34,0),MATCH('UEC Data'!$D3271,'Shipment Data'!$BG$10:$CH$10,0))","v":1.1536352679994356E-2}]
[null,null,"Agriculture",150,"Enclosed, 8 poles","CSL 2",6.349879950865069,null,"Agriculture",150,"Enclosed, 8 poles",null,{"$f":"G3272*INDEX('Shipment Data'!$BG$10:$CH$34,MATCH(CONCATENATE('UEC Data'!$C3272,'UEC Data'!$E3272),'Shipment Data'!$BI$10:$BI$34,0),MATCH('UEC Data'!$D3272,'Shipment Data'!$BG$10:$CH$10,0))","v":1.1475054312938061E-2}]
[null,null,"Agriculture",150,"Enclosed, 8 poles","CSL 3",6.3230021521312478,null,"Agriculture",150,"Enclosed, 8 poles",null,{"$f":"G3273*INDEX('Shipment Data'!$BG$10:$CH$34,MATCH(CONCATENATE('UEC Data'!$C3273,'UEC Data'!$E3273),'Shipment Data'!$BI$10:$BI$34,0),MATCH('UEC Data'!$D3273,'Shipment Data'!$BG$10:$CH$10,0))","v":1.1426482654470596E-2}]
[null,null,"Agriculture",150,"Enclosed, 8 poles","CSL 4",6.2897231934358198,null,"Agriculture",150,"Enclosed, 8 poles",null,{"$f":"G3274*INDEX('Shipment Data'!$BG$10:$CH$34,MATCH(CONCATENATE('UEC Data'!$C3274,'UEC Data'!$E3274),'Shipment Data'!$BI$10:$BI$34,0),MATCH('UEC Data'!$D3274,'Shipment Data'!$BG$10:$CH$10,0))","v":1.1366343272078645E-2}]
[null,null,"Agriculture",150,"Enclosed, 8 poles","-",0,null,"Agriculture",150,"Enclosed, 8 poles",null,{"$f":"G3275*INDEX('Shipment Data'!$BG$10:$CH$34,MATCH(CONCATENATE('UEC Data'!$C3275,'UEC Data'!$E3275),'Shipment Data'!$BI$10:$BI$34,0),MATCH('UEC Data'!$D3275,'Shipment Data'!$BG$10:$CH$10,0))","v":0}]
[null,null,"Agriculture",200,"Open, 2 poles","CSL 0",8.3862975912477609,null,"Agriculture",200,"Open, 2 poles",null,{"$f":"G3276*INDEX('Shipment Data'!$BG$10:$CH$34,MATCH(CONCATENATE('UEC Data'!$C3276,'UEC Data'!$E3276),'Shipment Data'!$BI$10:$BI$34,0),MATCH('UEC Data'!$D3276,'Shipment Data'!$BG$10:$CH$10,0))","v":2.8671856902540735E-3}]
[null,null,"Agriculture",200,"Open, 2 poles","CSL 1",8.4306695361749977,null,"Agriculture",200,"Open, 2 poles",null,{"$f":"G3277*INDEX('Shipment Data'!$BG$10:$CH$34,MATCH(CONCATENATE('UEC Data'!$C3277,'UEC Data'!$E3277),'Shipment Data'!$BI$10:$BI$34,0),MATCH('UEC Data'!$D3277,'Shipment Data'!$BG$10:$CH$10,0))","v":2.8823559849115027E-3}]
[null,null,"Agriculture",200,"Open, 2 poles","CSL 2",8.3862975912477609,null,"Agriculture",200,"Open, 2 poles",null,{"$f":"G3278*INDEX('Shipment Data'!$BG$10:$CH$34,MATCH(CONCATENATE('UEC Data'!$C3278,'UEC Data'!$E3278),'Shipment Data'!$BI$10:$BI$34,0),MATCH('UEC Data'!$D3278,'Shipment Data'!$BG$10:$CH$10,0))","v":2.8671856902540735E-3}]
[null,null,"Agriculture",200,"Open, 2 poles","CSL 3",8.3511349179091958,null,"Agriculture",200,"Open, 2 poles",null,{"$f":"G3279*INDEX('Shipment Data'!$BG$10:$CH$34,MATCH(CONCATENATE('UEC Data'!$C3279,'UEC Data'!$E3279),'Shipment Data'!$BI$10:$BI$34,0),MATCH('UEC Data'!$D3279,'Shipment Data'!$BG$10:$CH$10,0))","v":2.8551639473179979E-3}]
[null,null,"Agriculture",200,"Open, 2 poles","CSL 4",8.316265878585984,null,"Agriculture",200,"Open, 2 poles",null,{"$f":"G3280*INDEX('Shipment Data'!$BG$10:$CH$34,MATCH(CONCATENATE('UEC Data'!$C3280,'UEC Data'!$E3280),'Shipment Data'!$BI$10:$BI$34,0),MATCH('UEC Data'!$D3280,'Shipment Data'!$BG$10:$CH$10,0))","v":2.8432425947195927E-3}]
[null,null,"Agriculture",200,"Open, 2 poles","-",0,null,"Agriculture",200,"Open, 2 poles",null,{"$f":"G3281*INDEX('Shipment Data'!$BG$10:$CH$34,MATCH(CONCATENATE('UEC Data'!$C3281,'UEC Data'!$E3281),'Shipment Data'!$BI$10:$BI$34,0),MATCH('UEC Data'!$D3281,'Shipment Data'!$BG$10:$CH$10,0))","v":0}]
[null,null,"Agriculture",200,"Open, 4 poles","CSL 0",8.4306695361749977,null,"Agriculture",200,"Open, 4 poles",null,{"$f":"G3282*INDEX('Shipment Data'!$BG$10:$CH$34,MATCH(CONCATENATE('UEC Data'!$C3282,'UEC Data'!$E3282),'Shipment Data'!$BI$10:$BI$34,0),MATCH('UEC Data'!$D3282,'Shipment Data'!$BG$10:$CH$10,0))","v":2.1411787316485447E-2}]
[null,null,"Agriculture",200,"Open, 4 poles","CSL 1",8.3862975912477609,null,"Agriculture",200,"Open, 4 poles",null,{"$f":"G3283*INDEX('Shipment Data'!$BG$10:$CH$34,MATCH(CONCATENATE('UEC Data'!$C3283,'UEC Data'!$E3283),'Shipment Data'!$BI$10:$BI$34,0),MATCH('UEC Data'!$D3283,'Shipment Data'!$BG$10:$CH$10,0))","v":2.1299093699030259E-2}]
[null,null,"Agriculture",200,"Open, 4 poles","CSL 2",8.316265878585984,null,"Agriculture",200,"Open, 4 poles",null,{"$f":"G3284*INDEX('Shipment Data'!$BG$10:$CH$34,MATCH(CONCATENATE('UEC Data'!$C3284,'UEC Data'!$E3284),'Shipment Data'!$BI$10:$BI$34,0),MATCH('UEC Data'!$D3284,'Shipment Data'!$BG$10:$CH$10,0))","v":2.1121230703631259E-2}]
[null,null,"Agriculture",200,"Open, 4 poles","CSL 3",8.2816868104837553,null,"Agriculture",200,"Open, 4 poles",null,{"$f":"G3285*INDEX('Shipment Data'!$BG$10:$CH$34,MATCH(CONCATENATE('UEC Data'!$C3285,'UEC Data'!$E3285),'Shipment Data'!$BI$10:$BI$34,0),MATCH('UEC Data'!$D3285,'Shipment Data'!$BG$10:$CH$10,0))","v":2.1033408538543394E-2}]
[null,null,"Agriculture",200,"Open, 4 poles","CSL 4",8.2559406338708534,null,"Agriculture",200,"Open, 4 poles",null,{"$f":"G3286*INDEX('Shipment Data'!$BG$10:$CH$34,MATCH(CONCATENATE('UEC Data'!$C3286,'UEC Data'!$E3286),'Shipment Data'!$BI$10:$BI$34,0),MATCH('UEC Data'!$D3286,'Shipment Data'!$BG$10:$CH$10,0))","v":2.0968019703708547E-2}]
[null,null,"Agriculture",200,"Open, 4 poles","-",0,null,"Agriculture",200,"Open, 4 poles",null,{"$f":"G3287*INDEX('Shipment Data'!$BG$10:$CH$34,MATCH(CONCATENATE('UEC Data'!$C3287,'UEC Data'!$E3287),'Shipment Data'!$BI$10:$BI$34,0),MATCH('UEC Data'!$D3287,'Shipment Data'!$BG$10:$CH$10,0))","v":0}]
[null,null,"Agriculture",200,"Open, 6 poles","CSL 0",8.4306695361749977,null,"Agriculture",200,"Open, 6 poles",null,{"$f":"G3288*INDEX('Shipment Data'!$BG$10:$CH$34,MATCH(CONCATENATE('UEC Data'!$C3288,'UEC Data'!$E3288),'Shipment Data'!$BI$10:$BI$34,0),MATCH('UEC Data'!$D3288,'Shipment Data'!$BG$10:$CH$10,0))","v":4.1176514070164327E-3}]
[null,null,"Agriculture",200,"Open, 6 poles","CSL 1",8.4306695361749977,null,"Agriculture",200,"Open, 6 poles",null,{"$f":"G3289*INDEX('Shipment Data'!$BG$10:$CH$34,MATCH(CONCATENATE('UEC Data'!$C3289,'UEC Data'!$E3289),'Shipment Data'!$BI$10:$BI$34,0),MATCH('UEC Data'!$D3289,'Shipment Data'!$BG$10:$CH$10,0))","v":4.1176514070164327E-3}]
[null,null,"Agriculture",200,"Open, 6 poles","CSL 2",8.3511349179091958,null,"Agriculture",200,"Open, 6 poles",null,{"$f":"G3290*INDEX('Shipment Data'!$BG$10:$CH$34,MATCH(CONCATENATE('UEC Data'!$C3290,'UEC Data'!$E3290),'Shipment Data'!$BI$10:$BI$34,0),MATCH('UEC Data'!$D3290,'Shipment Data'!$BG$10:$CH$10,0))","v":4.0788056390257113E-3}]
[null,null,"Agriculture",200,"Open, 6 poles","CSL 3",8.316265878585984,null,"Agriculture",200,"Open, 6 poles",null,{"$f":"G3291*INDEX('Shipment Data'!$BG$10:$CH$34,MATCH(CONCATENATE('UEC Data'!$C3291,'UEC Data'!$E3291),'Shipment Data'!$BI$10:$BI$34,0),MATCH('UEC Data'!$D3291,'Shipment Data'!$BG$10:$CH$10,0))","v":4.0617751353137039E-3}]
[null,null,"Agriculture",200,"Open, 6 poles","CSL 4",8.2816868104837553,null,"Agriculture",200,"Open, 6 poles",null,{"$f":"G3292*INDEX('Shipment Data'!$BG$10:$CH$34,MATCH(CONCATENATE('UEC Data'!$C3292,'UEC Data'!$E3292),'Shipment Data'!$BI$10:$BI$34,0),MATCH('UEC Data'!$D3292,'Shipment Data'!$BG$10:$CH$10,0))","v":4.0448862574121924E-3}]
[null,null,"Agriculture",200,"Open, 6 poles","-",0,null,"Agriculture",200,"Open, 6 poles",null,{"$f":"G3293*INDEX('Shipment Data'!$BG$10:$CH$34,MATCH(CONCATENATE('UEC Data'!$C3293,'UEC Data'!$E3293),'Shipment Data'!$BI$10:$BI$34,0),MATCH('UEC Data'!$D3293,'Shipment Data'!$BG$10:$CH$10,0))","v":0}]
[null,null,"Agriculture",200,"Open, 8 poles","CSL 0",8.5117336663305281,null,"Agriculture",200,"Open, 8 poles",null,{"$f":"G3294*INDEX('Shipment Data'!$BG$10:$CH$34,MATCH(CONCATENATE('UEC Data'!$C3294,'UEC Data'!$E3294),'Shipment Data'!$BI$10:$BI$34,0),MATCH('UEC Data'!$D3294,'Shipment Data'!$BG$10:$CH$10,0))","v":4.5729686299076731E-3}]
[null,null,"Agriculture",200,"Open, 8 poles","CSL 1",8.5117336663305281,null,"Agriculture",200,"Open, 8 poles",null,{"$f":"G3295*INDEX('Shipment Data'!$BG$10:$CH$34,MATCH(CONCATENATE('UEC Data'!$C3295,'UEC Data'!$E3295),'Shipment Data'!$BI$10:$BI$34,0),MATCH('UEC Data'!$D3295,'Shipment Data'!$BG$10:$CH$10,0))","v":4.5729686299076731E-3}]
[null,null,"Agriculture",200,"Open, 8 poles","CSL 2",8.4665066011534265,null,"Agriculture",200,"Open, 8 poles",null,{"$f":"G3296*INDEX('Shipment Data'!$BG$10:$CH$34,MATCH(CONCATENATE('UEC Data'!$C3296,'UEC Data'!$E3296),'Shipment Data'!$BI$10:$BI$34,0),MATCH('UEC Data'!$D3296,'Shipment Data'!$BG$10:$CH$10,0))","v":4.5486701781015746E-3}]
[null,null,"Agriculture",200,"Open, 8 poles","CSL 3",8.4306695361749977,null,"Agriculture",200,"Open, 8 poles",null,{"$f":"G3297*INDEX('Shipment Data'!$BG$10:$CH$34,MATCH(CONCATENATE('UEC Data'!$C3297,'UEC Data'!$E3297),'Shipment Data'!$BI$10:$BI$34,0),MATCH('UEC Data'!$D3297,'Shipment Data'!$BG$10:$CH$10,0))","v":4.5294165477180754E-3}]
[null,null,"Agriculture",200,"Open, 8 poles","CSL 4",8.3862975912477609,null,"Agriculture",200,"Open, 8 poles",null,{"$f":"G3298*INDEX('Shipment Data'!$BG$10:$CH$34,MATCH(CONCATENATE('UEC Data'!$C3298,'UEC Data'!$E3298),'Shipment Data'!$BI$10:$BI$34,0),MATCH('UEC Data'!$D3298,'Shipment Data'!$BG$10:$CH$10,0))","v":4.5055775132564011E-3}]
[null,null,"Agriculture",200,"Open, 8 poles","-",0,null,"Agriculture",200,"Open, 8 poles",null,{"$f":"G3299*INDEX('Shipment Data'!$BG$10:$CH$34,MATCH(CONCATENATE('UEC Data'!$C3299,'UEC Data'!$E3299),'Shipment Data'!$BI$10:$BI$34,0),MATCH('UEC Data'!$D3299,'Shipment Data'!$BG$10:$CH$10,0))","v":0}]
[null,null,"Agriculture",200,"Enclosed, 2 poles","CSL 0",8.5117336663305281,null,"Agriculture",200,"Enclosed, 2 poles",null,{"$f":"G3300*INDEX('Shipment Data'!$BG$10:$CH$34,MATCH(CONCATENATE('UEC Data'!$C3300,'UEC Data'!$E3300),'Shipment Data'!$BI$10:$BI$34,0),MATCH('UEC Data'!$D3300,'Shipment Data'!$BG$10:$CH$10,0))","v":1.6628976836027903E-2}]
[null,null,"Agriculture",200,"Enclosed, 2 poles","CSL 1",8.3862975912477609,null,"Agriculture",200,"Enclosed, 2 poles",null,{"$f":"G3301*INDEX('Shipment Data'!$BG$10:$CH$34,MATCH(CONCATENATE('UEC Data'!$C3301,'UEC Data'!$E3301),'Shipment Data'!$BI$10:$BI$34,0),MATCH('UEC Data'!$D3301,'Shipment Data'!$BG$10:$CH$10,0))","v":1.6383918230023279E-2}]
[null,null,"Agriculture",200,"Enclosed, 2 poles","CSL 2",8.3511349179091958,null,"Agriculture",200,"Enclosed, 2 poles",null,{"$f":"G3302*INDEX('Shipment Data'!$BG$10:$CH$34,MATCH(CONCATENATE('UEC Data'!$C3302,'UEC Data'!$E3302),'Shipment Data'!$BI$10:$BI$34,0),MATCH('UEC Data'!$D3302,'Shipment Data'!$BG$10:$CH$10,0))","v":1.6315222556102845E-2}]
[null,null,"Agriculture",200,"Enclosed, 2 poles","CSL 3",8.316265878585984,null,"Agriculture",200,"Enclosed, 2 poles",null,{"$f":"G3303*INDEX('Shipment Data'!$BG$10:$CH$34,MATCH(CONCATENATE('UEC Data'!$C3303,'UEC Data'!$E3303),'Shipment Data'!$BI$10:$BI$34,0),MATCH('UEC Data'!$D3303,'Shipment Data'!$BG$10:$CH$10,0))","v":1.6247100541254816E-2}]
[null,null,"Agriculture",200,"Enclosed, 2 poles","CSL 4",8.2816868104837553,null,"Agriculture",200,"Enclosed, 2 poles",null,{"$f":"G3304*INDEX('Shipment Data'!$BG$10:$CH$34,MATCH(CONCATENATE('UEC Data'!$C3304,'UEC Data'!$E3304),'Shipment Data'!$BI$10:$BI$34,0),MATCH('UEC Data'!$D3304,'Shipment Data'!$BG$10:$CH$10,0))","v":1.617954502964877E-2}]
[null,null,"Agriculture",200,"Enclosed, 2 poles","-",0,null,"Agriculture",200,"Enclosed, 2 poles",null,{"$f":"G3305*INDEX('Shipment Data'!$BG$10:$CH$34,MATCH(CONCATENATE('UEC Data'!$C3305,'UEC Data'!$E3305),'Shipment Data'!$BI$10:$BI$34,0),MATCH('UEC Data'!$D3305,'Shipment Data'!$BG$10:$CH$10,0))","v":0}]
[null,null,"Agriculture",200,"Enclosed, 4 poles","CSL 0",8.5666480770810463,null,"Agriculture",200,"Enclosed, 4 poles",null,{"$f":"G3306*INDEX('Shipment Data'!$BG$10:$CH$34,MATCH(CONCATENATE('UEC Data'!$C3306,'UEC Data'!$E3306),'Shipment Data'!$BI$10:$BI$34,0),MATCH('UEC Data'!$D3306,'Shipment Data'!$BG$10:$CH$10,0))","v":0.15690244272703743}]
[null,null,"Agriculture",200,"Enclosed, 4 poles","CSL 1",8.3862975912477609,null,"Agriculture",200,"Enclosed, 4 poles",null,{"$f":"G3307*INDEX('Shipment Data'!$BG$10:$CH$34,MATCH(CONCATENATE('UEC Data'!$C3307,'UEC Data'!$E3307),'Shipment Data'!$BI$10:$BI$34,0),MATCH('UEC Data'!$D3307,'Shipment Data'!$BG$10:$CH$10,0))","v":0.15359923340646822}]
[null,null,"Agriculture",200,"Enclosed, 4 poles","CSL 2",8.2816868104837553,null,"Agriculture",200,"Enclosed, 4 poles",null,{"$f":"G3308*INDEX('Shipment Data'!$BG$10:$CH$34,MATCH(CONCATENATE('UEC Data'!$C3308,'UEC Data'!$E3308),'Shipment Data'!$BI$10:$BI$34,0),MATCH('UEC Data'!$D3308,'Shipment Data'!$BG$10:$CH$10,0))","v":0.15168323465295719}]
[null,null,"Agriculture",200,"Enclosed, 4 poles","CSL 3",8.2559406338708534,null,"Agriculture",200,"Enclosed, 4 poles",null,{"$f":"G3309*INDEX('Shipment Data'!$BG$10:$CH$34,MATCH(CONCATENATE('UEC Data'!$C3309,'UEC Data'!$E3309),'Shipment Data'!$BI$10:$BI$34,0),MATCH('UEC Data'!$D3309,'Shipment Data'!$BG$10:$CH$10,0))","v":0.15121168055559051}]
[null,null,"Agriculture",200,"Enclosed, 4 poles","CSL 4",8.2303540409972857,null,"Agriculture",200,"Enclosed, 4 poles",null,{"$f":"G3310*INDEX('Shipment Data'!$BG$10:$CH$34,MATCH(CONCATENATE('UEC Data'!$C3310,'UEC Data'!$E3310),'Shipment Data'!$BI$10:$BI$34,0),MATCH('UEC Data'!$D3310,'Shipment Data'!$BG$10:$CH$10,0))","v":0.15074304931419918}]
[null,null,"Agriculture",200,"Enclosed, 4 poles","-",0,null,"Agriculture",200,"Enclosed, 4 poles",null,{"$f":"G3311*INDEX('Shipment Data'!$BG$10:$CH$34,MATCH(CONCATENATE('UEC Data'!$C3311,'UEC Data'!$E3311),'Shipment Data'!$BI$10:$BI$34,0),MATCH('UEC Data'!$D3311,'Shipment Data'!$BG$10:$CH$10,0))","v":0}]
[null,null,"Agriculture",200,"Enclosed, 6 poles","CSL 0",8.4665066011534265,null,"Agriculture",200,"Enclosed, 6 poles",null,{"$f":"G3312*INDEX('Shipment Data'!$BG$10:$CH$34,MATCH(CONCATENATE('UEC Data'!$C3312,'UEC Data'!$E3312),'Shipment Data'!$BI$10:$BI$34,0),MATCH('UEC Data'!$D3312,'Shipment Data'!$BG$10:$CH$10,0))","v":6.3681382493422048E-2}]
[null,null,"Agriculture",200,"Enclosed, 6 poles","CSL 1",8.3862975912477609,null,"Agriculture",200,"Enclosed, 6 poles",null,{"$f":"G3313*INDEX('Shipment Data'!$BG$10:$CH$34,MATCH(CONCATENATE('UEC Data'!$C3313,'UEC Data'!$E3313),'Shipment Data'!$BI$10:$BI$34,0),MATCH('UEC Data'!$D3313,'Shipment Data'!$BG$10:$CH$10,0))","v":6.3078085185589619E-2}]
[null,null,"Agriculture",200,"Enclosed, 6 poles","CSL 2",8.316265878585984,null,"Agriculture",200,"Enclosed, 6 poles",null,{"$f":"G3314*INDEX('Shipment Data'!$BG$10:$CH$34,MATCH(CONCATENATE('UEC Data'!$C3314,'UEC Data'!$E3314),'Shipment Data'!$BI$10:$BI$34,0),MATCH('UEC Data'!$D3314,'Shipment Data'!$BG$10:$CH$10,0))","v":6.2551337083831038E-2}]
[null,null,"Agriculture",200,"Enclosed, 6 poles","CSL 3",8.2816868104837553,null,"Agriculture",200,"Enclosed, 6 poles",null,{"$f":"G3315*INDEX('Shipment Data'!$BG$10:$CH$34,MATCH(CONCATENATE('UEC Data'!$C3315,'UEC Data'!$E3315),'Shipment Data'!$BI$10:$BI$34,0),MATCH('UEC Data'!$D3315,'Shipment Data'!$BG$10:$CH$10,0))","v":6.2291248364147747E-2}]
[null,null,"Agriculture",200,"Enclosed, 6 poles","CSL 4",8.2559406338708534,null,"Agriculture",200,"Enclosed, 6 poles",null,{"$f":"G3316*INDEX('Shipment Data'!$BG$10:$CH$34,MATCH(CONCATENATE('UEC Data'!$C3316,'UEC Data'!$E3316),'Shipment Data'!$BI$10:$BI$34,0),MATCH('UEC Data'!$D3316,'Shipment Data'!$BG$10:$CH$10,0))","v":6.209759681482916E-2}]
[null,null,"Agriculture",200,"Enclosed, 6 poles","-",0,null,"Agriculture",200,"Enclosed, 6 poles",null,{"$f":"G3317*INDEX('Shipment Data'!$BG$10:$CH$34,MATCH(CONCATENATE('UEC Data'!$C3317,'UEC Data'!$E3317),'Shipment Data'!$BI$10:$BI$34,0),MATCH('UEC Data'!$D3317,'Shipment Data'!$BG$10:$CH$10,0))","v":0}]
[null,null,"Agriculture",200,"Enclosed, 8 poles","CSL 0",8.5117336663305281,null,"Agriculture",200,"Enclosed, 8 poles",null,{"$f":"G3318*INDEX('Shipment Data'!$BG$10:$CH$34,MATCH(CONCATENATE('UEC Data'!$C3318,'UEC Data'!$E3318),'Shipment Data'!$BI$10:$BI$34,0),MATCH('UEC Data'!$D3318,'Shipment Data'!$BG$10:$CH$10,0))","v":1.5381803573325805E-2}]
[null,null,"Agriculture",200,"Enclosed, 8 poles","CSL 1",8.4665066011534265,null,"Agriculture",200,"Enclosed, 8 poles",null,{"$f":"G3319*INDEX('Shipment Data'!$BG$10:$CH$34,MATCH(CONCATENATE('UEC Data'!$C3319,'UEC Data'!$E3319),'Shipment Data'!$BI$10:$BI$34,0),MATCH('UEC Data'!$D3319,'Shipment Data'!$BG$10:$CH$10,0))","v":1.5300072417250747E-2}]
[null,null,"Agriculture",200,"Enclosed, 8 poles","CSL 2",8.4306695361749977,null,"Agriculture",200,"Enclosed, 8 poles",null,{"$f":"G3320*INDEX('Shipment Data'!$BG$10:$CH$34,MATCH(CONCATENATE('UEC Data'!$C3320,'UEC Data'!$E3320),'Shipment Data'!$BI$10:$BI$34,0),MATCH('UEC Data'!$D3320,'Shipment Data'!$BG$10:$CH$10,0))","v":1.5235310205960794E-2}]
[null,null,"Agriculture",200,"Enclosed, 8 poles","CSL 3",8.3862975912477609,null,"Agriculture",200,"Enclosed, 8 poles",null,{"$f":"G3321*INDEX('Shipment Data'!$BG$10:$CH$34,MATCH(CONCATENATE('UEC Data'!$C3321,'UEC Data'!$E3321),'Shipment Data'!$BI$10:$BI$34,0),MATCH('UEC Data'!$D3321,'Shipment Data'!$BG$10:$CH$10,0))","v":1.5155124362771527E-2}]
[null,null,"Agriculture",200,"Enclosed, 8 poles","CSL 4",8.3511349179091958,null,"Agriculture",200,"Enclosed, 8 poles",null,{"$f":"G3322*INDEX('Shipment Data'!$BG$10:$CH$34,MATCH(CONCATENATE('UEC Data'!$C3322,'UEC Data'!$E3322),'Shipment Data'!$BI$10:$BI$34,0),MATCH('UEC Data'!$D3322,'Shipment Data'!$BG$10:$CH$10,0))","v":1.5091580864395127E-2}]
[null,null,"Agriculture",200,"Enclosed, 8 poles","-",0,null,"Agriculture",200,"Enclosed, 8 poles",null,{"$f":"G3323*INDEX('Shipment Data'!$BG$10:$CH$34,MATCH(CONCATENATE('UEC Data'!$C3323,'UEC Data'!$E3323),'Shipment Data'!$BI$10:$BI$34,0),MATCH('UEC Data'!$D3323,'Shipment Data'!$BG$10:$CH$10,0))","v":0}]
[null,null,"Agriculture",250,"Open, 2 poles","CSL 0",11.975454704114126,null,"Agriculture",250,"Open, 2 poles",null,{"$f":"G3324*INDEX('Shipment Data'!$BG$10:$CH$34,MATCH(CONCATENATE('UEC Data'!$C3324,'UEC Data'!$E3324),'Shipment Data'!$BI$10:$BI$34,0),MATCH('UEC Data'!$D3324,'Shipment Data'!$BG$10:$CH$10,0))","v":1.9816658937410907E-2}]
[null,null,"Agriculture",250,"Open, 2 poles","CSL 1",11.975454704114126,null,"Agriculture",250,"Open, 2 poles",null,{"$f":"G3325*INDEX('Shipment Data'!$BG$10:$CH$34,MATCH(CONCATENATE('UEC Data'!$C3325,'UEC Data'!$E3325),'Shipment Data'!$BI$10:$BI$34,0),MATCH('UEC Data'!$D3325,'Shipment Data'!$BG$10:$CH$10,0))","v":1.9816658937410907E-2}]
[null,null,"Agriculture",250,"Open, 2 poles","CSL 2",11.912425995145107,null,"Agriculture",250,"Open, 2 poles",null,{"$f":"G3326*INDEX('Shipment Data'!$BG$10:$CH$34,MATCH(CONCATENATE('UEC Data'!$C3326,'UEC Data'!$E3326),'Shipment Data'!$BI$10:$BI$34,0),MATCH('UEC Data'!$D3326,'Shipment Data'!$BG$10:$CH$10,0))","v":1.9712360732477171E-2}]
[null,null,"Agriculture",250,"Open, 2 poles","CSL 3",11.862478716339465,null,"Agriculture",250,"Open, 2 poles",null,{"$f":"G3327*INDEX('Shipment Data'!$BG$10:$CH$34,MATCH(CONCATENATE('UEC Data'!$C3327,'UEC Data'!$E3327),'Shipment Data'!$BI$10:$BI$34,0),MATCH('UEC Data'!$D3327,'Shipment Data'!$BG$10:$CH$10,0))","v":1.9629709324793826E-2}]
[null,null,"Agriculture",250,"Open, 2 poles","CSL 4",11.812948533807779,null,"Agriculture",250,"Open, 2 poles",null,{"$f":"G3328*INDEX('Shipment Data'!$BG$10:$CH$34,MATCH(CONCATENATE('UEC Data'!$C3328,'UEC Data'!$E3328),'Shipment Data'!$BI$10:$BI$34,0),MATCH('UEC Data'!$D3328,'Shipment Data'!$BG$10:$CH$10,0))","v":1.9547748116757111E-2}]
[null,null,"Agriculture",250,"Open, 2 poles","-",0,null,"Agriculture",250,"Open, 2 poles",null,{"$f":"G3329*INDEX('Shipment Data'!$BG$10:$CH$34,MATCH(CONCATENATE('UEC Data'!$C3329,'UEC Data'!$E3329),'Shipment Data'!$BI$10:$BI$34,0),MATCH('UEC Data'!$D3329,'Shipment Data'!$BG$10:$CH$10,0))","v":0}]
[null,null,"Agriculture",250,"Open, 4 poles","CSL 0",11.975454704114126,null,"Agriculture",250,"Open, 4 poles",null,{"$f":"G3330*INDEX('Shipment Data'!$BG$10:$CH$34,MATCH(CONCATENATE('UEC Data'!$C3330,'UEC Data'!$E3330),'Shipment Data'!$BI$10:$BI$34,0),MATCH('UEC Data'!$D3330,'Shipment Data'!$BG$10:$CH$10,0))","v":4.0871859058409996E-2}]
[null,null,"Agriculture",250,"Open, 4 poles","CSL 1",11.862478716339465,null,"Agriculture",250,"Open, 4 poles",null,{"$f":"G3331*INDEX('Shipment Data'!$BG$10:$CH$34,MATCH(CONCATENATE('UEC Data'!$C3331,'UEC Data'!$E3331),'Shipment Data'!$BI$10:$BI$34,0),MATCH('UEC Data'!$D3331,'Shipment Data'!$BG$10:$CH$10,0))","v":4.0486275482387264E-2}]
[null,null,"Agriculture",250,"Open, 4 poles","CSL 2",11.812948533807779,null,"Agriculture",250,"Open, 4 poles",null,{"$f":"G3332*INDEX('Shipment Data'!$BG$10:$CH$34,MATCH(CONCATENATE('UEC Data'!$C3332,'UEC Data'!$E3332),'Shipment Data'!$BI$10:$BI$34,0),MATCH('UEC Data'!$D3332,'Shipment Data'!$BG$10:$CH$10,0))","v":4.031723049081154E-2}]
[null,null,"Agriculture",250,"Open, 4 poles","CSL 3",11.763830244685916,null,"Agriculture",250,"Open, 4 poles",null,{"$f":"G3333*INDEX('Shipment Data'!$BG$10:$CH$34,MATCH(CONCATENATE('UEC Data'!$C3333,'UEC Data'!$E3333),'Shipment Data'!$BI$10:$BI$34,0),MATCH('UEC Data'!$D3333,'Shipment Data'!$BG$10:$CH$10,0))","v":4.0149591278791537E-2}]
[null,null,"Agriculture",250,"Open, 4 poles","CSL 4",11.727258751697255,null,"Agriculture",250,"Open, 4 poles",null,{"$f":"G3334*INDEX('Shipment Data'!$BG$10:$CH$34,MATCH(CONCATENATE('UEC Data'!$C3334,'UEC Data'!$E3334),'Shipment Data'!$BI$10:$BI$34,0),MATCH('UEC Data'!$D3334,'Shipment Data'!$BG$10:$CH$10,0))","v":4.0024773896577673E-2}]
[null,null,"Agriculture",250,"Open, 4 poles","-",0,null,"Agriculture",250,"Open, 4 poles",null,{"$f":"G3335*INDEX('Shipment Data'!$BG$10:$CH$34,MATCH(CONCATENATE('UEC Data'!$C3335,'UEC Data'!$E3335),'Shipment Data'!$BI$10:$BI$34,0),MATCH('UEC Data'!$D3335,'Shipment Data'!$BG$10:$CH$10,0))","v":0}]
[null,null,"Agriculture",250,"Open, 6 poles","CSL 0",12.026359931336719,null,"Agriculture",250,"Open, 6 poles",null,{"$f":"G3336*INDEX('Shipment Data'!$BG$10:$CH$34,MATCH(CONCATENATE('UEC Data'!$C3336,'UEC Data'!$E3336),'Shipment Data'!$BI$10:$BI$34,0),MATCH('UEC Data'!$D3336,'Shipment Data'!$BG$10:$CH$10,0))","v":4.9752238830641109E-2}]
[null,null,"Agriculture",250,"Open, 6 poles","CSL 1",11.862478716339465,null,"Agriculture",250,"Open, 6 poles",null,{"$f":"G3337*INDEX('Shipment Data'!$BG$10:$CH$34,MATCH(CONCATENATE('UEC Data'!$C3337,'UEC Data'!$E3337),'Shipment Data'!$BI$10:$BI$34,0),MATCH('UEC Data'!$D3337,'Shipment Data'!$BG$10:$CH$10,0))","v":4.9074273311984558E-2}]
[null,null,"Agriculture",250,"Open, 6 poles","CSL 2",11.812948533807779,null,"Agriculture",250,"Open, 6 poles",null,{"$f":"G3338*INDEX('Shipment Data'!$BG$10:$CH$34,MATCH(CONCATENATE('UEC Data'!$C3338,'UEC Data'!$E3338),'Shipment Data'!$BI$10:$BI$34,0),MATCH('UEC Data'!$D3338,'Shipment Data'!$BG$10:$CH$10,0))","v":4.8869370291892776E-2}]
[null,null,"Agriculture",250,"Open, 6 poles","CSL 3",11.763830244685916,null,"Agriculture",250,"Open, 6 poles",null,{"$f":"G3339*INDEX('Shipment Data'!$BG$10:$CH$34,MATCH(CONCATENATE('UEC Data'!$C3339,'UEC Data'!$E3339),'Shipment Data'!$BI$10:$BI$34,0),MATCH('UEC Data'!$D3339,'Shipment Data'!$BG$10:$CH$10,0))","v":4.8666171247020037E-2}]
[null,null,"Agriculture",250,"Open, 6 poles","CSL 4",11.727258751697255,null,"Agriculture",250,"Open, 6 poles",null,{"$f":"G3340*INDEX('Shipment Data'!$BG$10:$CH$34,MATCH(CONCATENATE('UEC Data'!$C3340,'UEC Data'!$E3340),'Shipment Data'!$BI$10:$BI$34,0),MATCH('UEC Data'!$D3340,'Shipment Data'!$BG$10:$CH$10,0))","v":4.8514877450397176E-2}]
[null,null,"Agriculture",250,"Open, 6 poles","-",0,null,"Agriculture",250,"Open, 6 poles",null,{"$f":"G3341*INDEX('Shipment Data'!$BG$10:$CH$34,MATCH(CONCATENATE('UEC Data'!$C3341,'UEC Data'!$E3341),'Shipment Data'!$BI$10:$BI$34,0),MATCH('UEC Data'!$D3341,'Shipment Data'!$BG$10:$CH$10,0))","v":0}]
[null,null,"Agriculture",250,"Open, 8 poles","CSL 0",12.026359931336719,null,"Agriculture",250,"Open, 8 poles",null,{"$f":"G3342*INDEX('Shipment Data'!$BG$10:$CH$34,MATCH(CONCATENATE('UEC Data'!$C3342,'UEC Data'!$E3342),'Shipment Data'!$BI$10:$BI$34,0),MATCH('UEC Data'!$D3342,'Shipment Data'!$BG$10:$CH$10,0))","v":1.9900895532256446E-2}]
[null,null,"Agriculture",250,"Open, 8 poles","CSL 1",11.975454704114126,null,"Agriculture",250,"Open, 8 poles",null,{"$f":"G3343*INDEX('Shipment Data'!$BG$10:$CH$34,MATCH(CONCATENATE('UEC Data'!$C3343,'UEC Data'!$E3343),'Shipment Data'!$BI$10:$BI$34,0),MATCH('UEC Data'!$D3343,'Shipment Data'!$BG$10:$CH$10,0))","v":1.9816658937410907E-2}]
[null,null,"Agriculture",250,"Open, 8 poles","CSL 2",11.912425995145107,null,"Agriculture",250,"Open, 8 poles",null,{"$f":"G3344*INDEX('Shipment Data'!$BG$10:$CH$34,MATCH(CONCATENATE('UEC Data'!$C3344,'UEC Data'!$E3344),'Shipment Data'!$BI$10:$BI$34,0),MATCH('UEC Data'!$D3344,'Shipment Data'!$BG$10:$CH$10,0))","v":1.9712360732477171E-2}]
[null,null,"Agriculture",250,"Open, 8 poles","CSL 3",11.862478716339465,null,"Agriculture",250,"Open, 8 poles",null,{"$f":"G3345*INDEX('Shipment Data'!$BG$10:$CH$34,MATCH(CONCATENATE('UEC Data'!$C3345,'UEC Data'!$E3345),'Shipment Data'!$BI$10:$BI$34,0),MATCH('UEC Data'!$D3345,'Shipment Data'!$BG$10:$CH$10,0))","v":1.9629709324793826E-2}]
[null,null,"Agriculture",250,"Open, 8 poles","CSL 4",11.812948533807779,null,"Agriculture",250,"Open, 8 poles",null,{"$f":"G3346*INDEX('Shipment Data'!$BG$10:$CH$34,MATCH(CONCATENATE('UEC Data'!$C3346,'UEC Data'!$E3346),'Shipment Data'!$BI$10:$BI$34,0),MATCH('UEC Data'!$D3346,'Shipment Data'!$BG$10:$CH$10,0))","v":1.9547748116757111E-2}]
[null,null,"Agriculture",250,"Open, 8 poles","-",0,null,"Agriculture",250,"Open, 8 poles",null,{"$f":"G3347*INDEX('Shipment Data'!$BG$10:$CH$34,MATCH(CONCATENATE('UEC Data'!$C3347,'UEC Data'!$E3347),'Shipment Data'!$BI$10:$BI$34,0),MATCH('UEC Data'!$D3347,'Shipment Data'!$BG$10:$CH$10,0))","v":0}]
[null,null,"Agriculture",250,"Enclosed, 2 poles","CSL 0",12.090603307038304,null,"Agriculture",250,"Enclosed, 2 poles",null,{"$f":"G3348*INDEX('Shipment Data'!$BG$10:$CH$34,MATCH(CONCATENATE('UEC Data'!$C3348,'UEC Data'!$E3348),'Shipment Data'!$BI$10:$BI$34,0),MATCH('UEC Data'!$D3348,'Shipment Data'!$BG$10:$CH$10,0))","v":3.5012606536050525E-2}]
[null,null,"Agriculture",250,"Enclosed, 2 poles","CSL 1",11.862478716339465,null,"Agriculture",250,"Enclosed, 2 poles",null,{"$f":"G3349*INDEX('Shipment Data'!$BG$10:$CH$34,MATCH(CONCATENATE('UEC Data'!$C3349,'UEC Data'!$E3349),'Shipment Data'!$BI$10:$BI$34,0),MATCH('UEC Data'!$D3349,'Shipment Data'!$BG$10:$CH$10,0))","v":3.4351991318389188E-2}]
[null,null,"Agriculture",250,"Enclosed, 2 poles","CSL 2",11.812948533807779,null,"Agriculture",250,"Enclosed, 2 poles",null,{"$f":"G3350*INDEX('Shipment Data'!$BG$10:$CH$34,MATCH(CONCATENATE('UEC Data'!$C3350,'UEC Data'!$E3350),'Shipment Data'!$BI$10:$BI$34,0),MATCH('UEC Data'!$D3350,'Shipment Data'!$BG$10:$CH$10,0))","v":3.4208559204324938E-2}]
[null,null,"Agriculture",250,"Enclosed, 2 poles","CSL 3",11.763830244685916,null,"Agriculture",250,"Enclosed, 2 poles",null,{"$f":"G3351*INDEX('Shipment Data'!$BG$10:$CH$34,MATCH(CONCATENATE('UEC Data'!$C3351,'UEC Data'!$E3351),'Shipment Data'!$BI$10:$BI$34,0),MATCH('UEC Data'!$D3351,'Shipment Data'!$BG$10:$CH$10,0))","v":3.4066319872914023E-2}]
[null,null,"Agriculture",250,"Enclosed, 2 poles","CSL 4",11.727258751697255,null,"Agriculture",250,"Enclosed, 2 poles",null,{"$f":"G3352*INDEX('Shipment Data'!$BG$10:$CH$34,MATCH(CONCATENATE('UEC Data'!$C3352,'UEC Data'!$E3352),'Shipment Data'!$BI$10:$BI$34,0),MATCH('UEC Data'!$D3352,'Shipment Data'!$BG$10:$CH$10,0))","v":3.3960414215278019E-2}]
[null,null,"Agriculture",250,"Enclosed, 2 poles","-",0,null,"Agriculture",250,"Enclosed, 2 poles",null,{"$f":"G3353*INDEX('Shipment Data'!$BG$10:$CH$34,MATCH(CONCATENATE('UEC Data'!$C3353,'UEC Data'!$E3353),'Shipment Data'!$BI$10:$BI$34,0),MATCH('UEC Data'!$D3353,'Shipment Data'!$BG$10:$CH$10,0))","v":0}]
[null,null,"Agriculture",250,"Enclosed, 4 poles","CSL 0",12.090603307038304,null,"Agriculture",250,"Enclosed, 4 poles",null,{"$f":"G3354*INDEX('Shipment Data'!$BG$10:$CH$34,MATCH(CONCATENATE('UEC Data'!$C3354,'UEC Data'!$E3354),'Shipment Data'!$BI$10:$BI$34,0),MATCH('UEC Data'!$D3354,'Shipment Data'!$BG$10:$CH$10,0))","v":0.11379097124216422}]
[null,null,"Agriculture",250,"Enclosed, 4 poles","CSL 1",11.912425995145107,null,"Agriculture",250,"Enclosed, 4 poles",null,{"$f":"G3355*INDEX('Shipment Data'!$BG$10:$CH$34,MATCH(CONCATENATE('UEC Data'!$C3355,'UEC Data'!$E3355),'Shipment Data'!$BI$10:$BI$34,0),MATCH('UEC Data'!$D3355,'Shipment Data'!$BG$10:$CH$10,0))","v":0.11211405166596389}]
[null,null,"Agriculture",250,"Enclosed, 4 poles","CSL 2",11.763830244685916,null,"Agriculture",250,"Enclosed, 4 poles",null,{"$f":"G3356*INDEX('Shipment Data'!$BG$10:$CH$34,MATCH(CONCATENATE('UEC Data'!$C3356,'UEC Data'!$E3356),'Shipment Data'!$BI$10:$BI$34,0),MATCH('UEC Data'!$D3356,'Shipment Data'!$BG$10:$CH$10,0))","v":0.11071553958697058}]
[null,null,"Agriculture",250,"Enclosed, 4 poles","CSL 3",11.727258751697255,null,"Agriculture",250,"Enclosed, 4 poles",null,{"$f":"G3357*INDEX('Shipment Data'!$BG$10:$CH$34,MATCH(CONCATENATE('UEC Data'!$C3357,'UEC Data'!$E3357),'Shipment Data'!$BI$10:$BI$34,0),MATCH('UEC Data'!$D3357,'Shipment Data'!$BG$10:$CH$10,0))","v":0.11037134619965357}]
[null,null,"Agriculture",250,"Enclosed, 4 poles","CSL 4",11.690913941516376,null,"Agriculture",250,"Enclosed, 4 poles",null,{"$f":"G3358*INDEX('Shipment Data'!$BG$10:$CH$34,MATCH(CONCATENATE('UEC Data'!$C3358,'UEC Data'!$E3358),'Shipment Data'!$BI$10:$BI$34,0),MATCH('UEC Data'!$D3358,'Shipment Data'!$BG$10:$CH$10,0))","v":0.11002928624242325}]
[null,null,"Agriculture",250,"Enclosed, 4 poles","-",0,null,"Agriculture",250,"Enclosed, 4 poles",null,{"$f":"G3359*INDEX('Shipment Data'!$BG$10:$CH$34,MATCH(CONCATENATE('UEC Data'!$C3359,'UEC Data'!$E3359),'Shipment Data'!$BI$10:$BI$34,0),MATCH('UEC Data'!$D3359,'Shipment Data'!$BG$10:$CH$10,0))","v":0}]
[null,null,"Agriculture",250,"Enclosed, 6 poles","CSL 0",11.975454704114126,null,"Agriculture",250,"Enclosed, 6 poles",null,{"$f":"G3360*INDEX('Shipment Data'!$BG$10:$CH$34,MATCH(CONCATENATE('UEC Data'!$C3360,'UEC Data'!$E3360),'Shipment Data'!$BI$10:$BI$34,0),MATCH('UEC Data'!$D3360,'Shipment Data'!$BG$10:$CH$10,0))","v":6.564268273017361E-2}]
[null,null,"Agriculture",250,"Enclosed, 6 poles","CSL 1",11.912425995145107,null,"Agriculture",250,"Enclosed, 6 poles",null,{"$f":"G3361*INDEX('Shipment Data'!$BG$10:$CH$34,MATCH(CONCATENATE('UEC Data'!$C3361,'UEC Data'!$E3361),'Shipment Data'!$BI$10:$BI$34,0),MATCH('UEC Data'!$D3361,'Shipment Data'!$BG$10:$CH$10,0))","v":6.5297194926330612E-2}]
[null,null,"Agriculture",250,"Enclosed, 6 poles","CSL 2",11.812948533807779,null,"Agriculture",250,"Enclosed, 6 poles",null,{"$f":"G3362*INDEX('Shipment Data'!$BG$10:$CH$34,MATCH(CONCATENATE('UEC Data'!$C3362,'UEC Data'!$E3362),'Shipment Data'!$BI$10:$BI$34,0),MATCH('UEC Data'!$D3362,'Shipment Data'!$BG$10:$CH$10,0))","v":6.4751915636757917E-2}]
[null,null,"Agriculture",250,"Enclosed, 6 poles","CSL 3",11.763830244685916,null,"Agriculture",250,"Enclosed, 6 poles",null,{"$f":"G3363*INDEX('Shipment Data'!$BG$10:$CH$34,MATCH(CONCATENATE('UEC Data'!$C3363,'UEC Data'!$E3363),'Shipment Data'!$BI$10:$BI$34,0),MATCH('UEC Data'!$D3363,'Shipment Data'!$BG$10:$CH$10,0))","v":6.4482676902301542E-2}]
[null,null,"Agriculture",250,"Enclosed, 6 poles","CSL 4",11.727258751697255,null,"Agriculture",250,"Enclosed, 6 poles",null,{"$f":"G3364*INDEX('Shipment Data'!$BG$10:$CH$34,MATCH(CONCATENATE('UEC Data'!$C3364,'UEC Data'!$E3364),'Shipment Data'!$BI$10:$BI$34,0),MATCH('UEC Data'!$D3364,'Shipment Data'!$BG$10:$CH$10,0))","v":6.4282212621776247E-2}]
[null,null,"Agriculture",250,"Enclosed, 6 poles","-",0,null,"Agriculture",250,"Enclosed, 6 poles",null,{"$f":"G3365*INDEX('Shipment Data'!$BG$10:$CH$34,MATCH(CONCATENATE('UEC Data'!$C3365,'UEC Data'!$E3365),'Shipment Data'!$BI$10:$BI$34,0),MATCH('UEC Data'!$D3365,'Shipment Data'!$BG$10:$CH$10,0))","v":0}]
[null,null,"Agriculture",250,"Enclosed, 8 poles","CSL 0",11.975454704114126,null,"Agriculture",250,"Enclosed, 8 poles",null,{"$f":"G3366*INDEX('Shipment Data'!$BG$10:$CH$34,MATCH(CONCATENATE('UEC Data'!$C3366,'UEC Data'!$E3366),'Shipment Data'!$BI$10:$BI$34,0),MATCH('UEC Data'!$D3366,'Shipment Data'!$BG$10:$CH$10,0))","v":1.9816658937410907E-2}]
[null,null,"Agriculture",250,"Enclosed, 8 poles","CSL 1",11.975454704114126,null,"Agriculture",250,"Enclosed, 8 poles",null,{"$f":"G3367*INDEX('Shipment Data'!$BG$10:$CH$34,MATCH(CONCATENATE('UEC Data'!$C3367,'UEC Data'!$E3367),'Shipment Data'!$BI$10:$BI$34,0),MATCH('UEC Data'!$D3367,'Shipment Data'!$BG$10:$CH$10,0))","v":1.9816658937410907E-2}]
[null,null,"Agriculture",250,"Enclosed, 8 poles","CSL 2",11.912425995145107,null,"Agriculture",250,"Enclosed, 8 poles",null,{"$f":"G3368*INDEX('Shipment Data'!$BG$10:$CH$34,MATCH(CONCATENATE('UEC Data'!$C3368,'UEC Data'!$E3368),'Shipment Data'!$BI$10:$BI$34,0),MATCH('UEC Data'!$D3368,'Shipment Data'!$BG$10:$CH$10,0))","v":1.9712360732477171E-2}]
[null,null,"Agriculture",250,"Enclosed, 8 poles","CSL 3",11.862478716339465,null,"Agriculture",250,"Enclosed, 8 poles",null,{"$f":"G3369*INDEX('Shipment Data'!$BG$10:$CH$34,MATCH(CONCATENATE('UEC Data'!$C3369,'UEC Data'!$E3369),'Shipment Data'!$BI$10:$BI$34,0),MATCH('UEC Data'!$D3369,'Shipment Data'!$BG$10:$CH$10,0))","v":1.9629709324793826E-2}]
[null,null,"Agriculture",250,"Enclosed, 8 poles","CSL 4",11.812948533807779,null,"Agriculture",250,"Enclosed, 8 poles",null,{"$f":"G3370*INDEX('Shipment Data'!$BG$10:$CH$34,MATCH(CONCATENATE('UEC Data'!$C3370,'UEC Data'!$E3370),'Shipment Data'!$BI$10:$BI$34,0),MATCH('UEC Data'!$D3370,'Shipment Data'!$BG$10:$CH$10,0))","v":1.9547748116757111E-2}]
[null,null,"Agriculture",250,"Enclosed, 8 poles","-",0,null,"Agriculture",250,"Enclosed, 8 poles",null,{"$f":"G3371*INDEX('Shipment Data'!$BG$10:$CH$34,MATCH(CONCATENATE('UEC Data'!$C3371,'UEC Data'!$E3371),'Shipment Data'!$BI$10:$BI$34,0),MATCH('UEC Data'!$D3371,'Shipment Data'!$BG$10:$CH$10,0))","v":0}]
[null,null,"Agriculture",300,"Open, 2 poles","CSL 0",14.234974459607358,null,"Agriculture",300,"Open, 2 poles",null,{"$f":"G3372*INDEX('Shipment Data'!$BG$10:$CH$34,MATCH(CONCATENATE('UEC Data'!$C3372,'UEC Data'!$E3372),'Shipment Data'!$BI$10:$BI$34,0),MATCH('UEC Data'!$D3372,'Shipment Data'!$BG$10:$CH$10,0))","v":2.644370037776822E-2}]
[null,null,"Agriculture",300,"Open, 2 poles","CSL 1",14.294911194174126,null,"Agriculture",300,"Open, 2 poles",null,{"$f":"G3373*INDEX('Shipment Data'!$BG$10:$CH$34,MATCH(CONCATENATE('UEC Data'!$C3373,'UEC Data'!$E3373),'Shipment Data'!$BI$10:$BI$34,0),MATCH('UEC Data'!$D3373,'Shipment Data'!$BG$10:$CH$10,0))","v":2.6555042274095667E-2}]
[null,null,"Agriculture",300,"Open, 2 poles","CSL 2",14.234974459607358,null,"Agriculture",300,"Open, 2 poles",null,{"$f":"G3374*INDEX('Shipment Data'!$BG$10:$CH$34,MATCH(CONCATENATE('UEC Data'!$C3374,'UEC Data'!$E3374),'Shipment Data'!$BI$10:$BI$34,0),MATCH('UEC Data'!$D3374,'Shipment Data'!$BG$10:$CH$10,0))","v":2.644370037776822E-2}]
[null,null,"Agriculture",300,"Open, 2 poles","CSL 3",14.175538240569333,null,"Agriculture",300,"Open, 2 poles",null,{"$f":"G3375*INDEX('Shipment Data'!$BG$10:$CH$34,MATCH(CONCATENATE('UEC Data'!$C3375,'UEC Data'!$E3375),'Shipment Data'!$BI$10:$BI$34,0),MATCH('UEC Data'!$D3375,'Shipment Data'!$BG$10:$CH$10,0))","v":2.6333288267631403E-2}]
[null,null,"Agriculture",300,"Open, 2 poles","CSL 4",14.116596293623097,null,"Agriculture",300,"Open, 2 poles",null,{"$f":"G3376*INDEX('Shipment Data'!$BG$10:$CH$34,MATCH(CONCATENATE('UEC Data'!$C3376,'UEC Data'!$E3376),'Shipment Data'!$BI$10:$BI$34,0),MATCH('UEC Data'!$D3376,'Shipment Data'!$BG$10:$CH$10,0))","v":2.6223794345520666E-2}]
[null,null,"Agriculture",300,"Open, 2 poles","-",0,null,"Agriculture",300,"Open, 2 poles",null,{"$f":"G3377*INDEX('Shipment Data'!$BG$10:$CH$34,MATCH(CONCATENATE('UEC Data'!$C3377,'UEC Data'!$E3377),'Shipment Data'!$BI$10:$BI$34,0),MATCH('UEC Data'!$D3377,'Shipment Data'!$BG$10:$CH$10,0))","v":0}]
[null,null,"Agriculture",300,"Open, 4 poles","CSL 0",14.431631917604061,null,"Agriculture",300,"Open, 4 poles",null,{"$f":"G3378*INDEX('Shipment Data'!$BG$10:$CH$34,MATCH(CONCATENATE('UEC Data'!$C3378,'UEC Data'!$E3378),'Shipment Data'!$BI$10:$BI$34,0),MATCH('UEC Data'!$D3378,'Shipment Data'!$BG$10:$CH$10,0))","v":5.5293608879709036E-2}]
[null,null,"Agriculture",300,"Open, 4 poles","CSL 1",14.234974459607358,null,"Agriculture",300,"Open, 4 poles",null,{"$f":"G3379*INDEX('Shipment Data'!$BG$10:$CH$34,MATCH(CONCATENATE('UEC Data'!$C3379,'UEC Data'!$E3379),'Shipment Data'!$BI$10:$BI$34,0),MATCH('UEC Data'!$D3379,'Shipment Data'!$BG$10:$CH$10,0))","v":5.4540132029146954E-2}]
[null,null,"Agriculture",300,"Open, 4 poles","CSL 2",14.175538240569333,null,"Agriculture",300,"Open, 4 poles",null,{"$f":"G3380*INDEX('Shipment Data'!$BG$10:$CH$34,MATCH(CONCATENATE('UEC Data'!$C3380,'UEC Data'!$E3380),'Shipment Data'!$BI$10:$BI$34,0),MATCH('UEC Data'!$D3380,'Shipment Data'!$BG$10:$CH$10,0))","v":5.4312407051989774E-2}]
[null,null,"Agriculture",300,"Open, 4 poles","CSL 3",14.116596293623097,null,"Agriculture",300,"Open, 4 poles",null,{"$f":"G3381*INDEX('Shipment Data'!$BG$10:$CH$34,MATCH(CONCATENATE('UEC Data'!$C3381,'UEC Data'!$E3381),'Shipment Data'!$BI$10:$BI$34,0),MATCH('UEC Data'!$D3381,'Shipment Data'!$BG$10:$CH$10,0))","v":5.4086575837636375E-2}]
[null,null,"Agriculture",300,"Open, 4 poles","CSL 4",14.072710502036706,null,"Agriculture",300,"Open, 4 poles",null,{"$f":"G3382*INDEX('Shipment Data'!$BG$10:$CH$34,MATCH(CONCATENATE('UEC Data'!$C3382,'UEC Data'!$E3382),'Shipment Data'!$BI$10:$BI$34,0),MATCH('UEC Data'!$D3382,'Shipment Data'!$BG$10:$CH$10,0))","v":5.3918431042286219E-2}]
[null,null,"Agriculture",300,"Open, 4 poles","-",0,null,"Agriculture",300,"Open, 4 poles",null,{"$f":"G3383*INDEX('Shipment Data'!$BG$10:$CH$34,MATCH(CONCATENATE('UEC Data'!$C3383,'UEC Data'!$E3383),'Shipment Data'!$BI$10:$BI$34,0),MATCH('UEC Data'!$D3383,'Shipment Data'!$BG$10:$CH$10,0))","v":0}]
[null,null,"Agriculture",300,"Open, 6 poles","CSL 0",14.370545644936952,null,"Agriculture",300,"Open, 6 poles",null,{"$f":"G3384*INDEX('Shipment Data'!$BG$10:$CH$34,MATCH(CONCATENATE('UEC Data'!$C3384,'UEC Data'!$E3384),'Shipment Data'!$BI$10:$BI$34,0),MATCH('UEC Data'!$D3384,'Shipment Data'!$BG$10:$CH$10,0))","v":6.6738862858176956E-2}]
[null,null,"Agriculture",300,"Open, 6 poles","CSL 1",14.234974459607358,null,"Agriculture",300,"Open, 6 poles",null,{"$f":"G3385*INDEX('Shipment Data'!$BG$10:$CH$34,MATCH(CONCATENATE('UEC Data'!$C3385,'UEC Data'!$E3385),'Shipment Data'!$BI$10:$BI$34,0),MATCH('UEC Data'!$D3385,'Shipment Data'!$BG$10:$CH$10,0))","v":6.6109250944420564E-2}]
[null,null,"Agriculture",300,"Open, 6 poles","CSL 2",14.175538240569333,null,"Agriculture",300,"Open, 6 poles",null,{"$f":"G3386*INDEX('Shipment Data'!$BG$10:$CH$34,MATCH(CONCATENATE('UEC Data'!$C3386,'UEC Data'!$E3386),'Shipment Data'!$BI$10:$BI$34,0),MATCH('UEC Data'!$D3386,'Shipment Data'!$BG$10:$CH$10,0))","v":6.5833220669078527E-2}]
[null,null,"Agriculture",300,"Open, 6 poles","CSL 3",14.116596293623097,null,"Agriculture",300,"Open, 6 poles",null,{"$f":"G3387*INDEX('Shipment Data'!$BG$10:$CH$34,MATCH(CONCATENATE('UEC Data'!$C3387,'UEC Data'!$E3387),'Shipment Data'!$BI$10:$BI$34,0),MATCH('UEC Data'!$D3387,'Shipment Data'!$BG$10:$CH$10,0))","v":6.5559485863801684E-2}]
[null,null,"Agriculture",300,"Open, 6 poles","CSL 4",14.072710502036706,null,"Agriculture",300,"Open, 6 poles",null,{"$f":"G3388*INDEX('Shipment Data'!$BG$10:$CH$34,MATCH(CONCATENATE('UEC Data'!$C3388,'UEC Data'!$E3388),'Shipment Data'!$BI$10:$BI$34,0),MATCH('UEC Data'!$D3388,'Shipment Data'!$BG$10:$CH$10,0))","v":6.5355673990649982E-2}]
[null,null,"Agriculture",300,"Open, 6 poles","-",0,null,"Agriculture",300,"Open, 6 poles",null,{"$f":"G3389*INDEX('Shipment Data'!$BG$10:$CH$34,MATCH(CONCATENATE('UEC Data'!$C3389,'UEC Data'!$E3389),'Shipment Data'!$BI$10:$BI$34,0),MATCH('UEC Data'!$D3389,'Shipment Data'!$BG$10:$CH$10,0))","v":0}]
[null,null,"Agriculture",300,"Open, 8 poles","CSL 0",0,null,"Agriculture",300,"Open, 8 poles",null,{"$f":"G3390*INDEX('Shipment Data'!$BG$10:$CH$34,MATCH(CONCATENATE('UEC Data'!$C3390,'UEC Data'!$E3390),'Shipment Data'!$BI$10:$BI$34,0),MATCH('UEC Data'!$D3390,'Shipment Data'!$BG$10:$CH$10,0))","v":0}]
[null,null,"Agriculture",300,"Open, 8 poles","CSL 1",0,null,"Agriculture",300,"Open, 8 poles",null,{"$f":"G3391*INDEX('Shipment Data'!$BG$10:$CH$34,MATCH(CONCATENATE('UEC Data'!$C3391,'UEC Data'!$E3391),'Shipment Data'!$BI$10:$BI$34,0),MATCH('UEC Data'!$D3391,'Shipment Data'!$BG$10:$CH$10,0))","v":0}]
[null,null,"Agriculture",300,"Open, 8 poles","CSL 2",0,null,"Agriculture",300,"Open, 8 poles",null,{"$f":"G3392*INDEX('Shipment Data'!$BG$10:$CH$34,MATCH(CONCATENATE('UEC Data'!$C3392,'UEC Data'!$E3392),'Shipment Data'!$BI$10:$BI$34,0),MATCH('UEC Data'!$D3392,'Shipment Data'!$BG$10:$CH$10,0))","v":0}]
[null,null,"Agriculture",300,"Open, 8 poles","CSL 3",0,null,"Agriculture",300,"Open, 8 poles",null,{"$f":"G3393*INDEX('Shipment Data'!$BG$10:$CH$34,MATCH(CONCATENATE('UEC Data'!$C3393,'UEC Data'!$E3393),'Shipment Data'!$BI$10:$BI$34,0),MATCH('UEC Data'!$D3393,'Shipment Data'!$BG$10:$CH$10,0))","v":0}]
[null,null,"Agriculture",300,"Open, 8 poles","CSL 4",0,null,"Agriculture",300,"Open, 8 poles",null,{"$f":"G3394*INDEX('Shipment Data'!$BG$10:$CH$34,MATCH(CONCATENATE('UEC Data'!$C3394,'UEC Data'!$E3394),'Shipment Data'!$BI$10:$BI$34,0),MATCH('UEC Data'!$D3394,'Shipment Data'!$BG$10:$CH$10,0))","v":0}]
[null,null,"Agriculture",300,"Open, 8 poles","-",0,null,"Agriculture",300,"Open, 8 poles",null,{"$f":"G3395*INDEX('Shipment Data'!$BG$10:$CH$34,MATCH(CONCATENATE('UEC Data'!$C3395,'UEC Data'!$E3395),'Shipment Data'!$BI$10:$BI$34,0),MATCH('UEC Data'!$D3395,'Shipment Data'!$BG$10:$CH$10,0))","v":0}]
[null,null,"Agriculture",300,"Enclosed, 2 poles","CSL 0",14.294911194174126,null,"Agriculture",300,"Enclosed, 2 poles",null,{"$f":"G3396*INDEX('Shipment Data'!$BG$10:$CH$34,MATCH(CONCATENATE('UEC Data'!$C3396,'UEC Data'!$E3396),'Shipment Data'!$BI$10:$BI$34,0),MATCH('UEC Data'!$D3396,'Shipment Data'!$BG$10:$CH$10,0))","v":4.6471323979667419E-2}]
[null,null,"Agriculture",300,"Enclosed, 2 poles","CSL 1",14.234974459607358,null,"Agriculture",300,"Enclosed, 2 poles",null,{"$f":"G3397*INDEX('Shipment Data'!$BG$10:$CH$34,MATCH(CONCATENATE('UEC Data'!$C3397,'UEC Data'!$E3397),'Shipment Data'!$BI$10:$BI$34,0),MATCH('UEC Data'!$D3397,'Shipment Data'!$BG$10:$CH$10,0))","v":4.6276475661094392E-2}]
[null,null,"Agriculture",300,"Enclosed, 2 poles","CSL 2",14.175538240569333,null,"Agriculture",300,"Enclosed, 2 poles",null,{"$f":"G3398*INDEX('Shipment Data'!$BG$10:$CH$34,MATCH(CONCATENATE('UEC Data'!$C3398,'UEC Data'!$E3398),'Shipment Data'!$BI$10:$BI$34,0),MATCH('UEC Data'!$D3398,'Shipment Data'!$BG$10:$CH$10,0))","v":4.6083254468354963E-2}]
[null,null,"Agriculture",300,"Enclosed, 2 poles","CSL 3",14.116596293623097,null,"Agriculture",300,"Enclosed, 2 poles",null,{"$f":"G3399*INDEX('Shipment Data'!$BG$10:$CH$34,MATCH(CONCATENATE('UEC Data'!$C3399,'UEC Data'!$E3399),'Shipment Data'!$BI$10:$BI$34,0),MATCH('UEC Data'!$D3399,'Shipment Data'!$BG$10:$CH$10,0))","v":4.5891640104661173E-2}]
[null,null,"Agriculture",300,"Enclosed, 2 poles","CSL 4",14.072710502036706,null,"Agriculture",300,"Enclosed, 2 poles",null,{"$f":"G3400*INDEX('Shipment Data'!$BG$10:$CH$34,MATCH(CONCATENATE('UEC Data'!$C3400,'UEC Data'!$E3400),'Shipment Data'!$BI$10:$BI$34,0),MATCH('UEC Data'!$D3400,'Shipment Data'!$BG$10:$CH$10,0))","v":4.5748971793454982E-2}]
[null,null,"Agriculture",300,"Enclosed, 2 poles","-",0,null,"Agriculture",300,"Enclosed, 2 poles",null,{"$f":"G3401*INDEX('Shipment Data'!$BG$10:$CH$34,MATCH(CONCATENATE('UEC Data'!$C3401,'UEC Data'!$E3401),'Shipment Data'!$BI$10:$BI$34,0),MATCH('UEC Data'!$D3401,'Shipment Data'!$BG$10:$CH$10,0))","v":0}]
[null,null,"Agriculture",300,"Enclosed, 4 poles","CSL 0",14.370545644936952,null,"Agriculture",300,"Enclosed, 4 poles",null,{"$f":"G3402*INDEX('Shipment Data'!$BG$10:$CH$34,MATCH(CONCATENATE('UEC Data'!$C3402,'UEC Data'!$E3402),'Shipment Data'!$BI$10:$BI$34,0),MATCH('UEC Data'!$D3402,'Shipment Data'!$BG$10:$CH$10,0))","v":0.15183091300235255}]
[null,null,"Agriculture",300,"Enclosed, 4 poles","CSL 1",14.234974459607358,null,"Agriculture",300,"Enclosed, 4 poles",null,{"$f":"G3403*INDEX('Shipment Data'!$BG$10:$CH$34,MATCH(CONCATENATE('UEC Data'!$C3403,'UEC Data'!$E3403),'Shipment Data'!$BI$10:$BI$34,0),MATCH('UEC Data'!$D3403,'Shipment Data'!$BG$10:$CH$10,0))","v":0.15039854589855678}]
[null,null,"Agriculture",300,"Enclosed, 4 poles","CSL 2",14.116596293623097,null,"Agriculture",300,"Enclosed, 4 poles",null,{"$f":"G3404*INDEX('Shipment Data'!$BG$10:$CH$34,MATCH(CONCATENATE('UEC Data'!$C3404,'UEC Data'!$E3404),'Shipment Data'!$BI$10:$BI$34,0),MATCH('UEC Data'!$D3404,'Shipment Data'!$BG$10:$CH$10,0))","v":0.14914783034014883}]
[null,null,"Agriculture",300,"Enclosed, 4 poles","CSL 3",14.072710502036706,null,"Agriculture",300,"Enclosed, 4 poles",null,{"$f":"G3405*INDEX('Shipment Data'!$BG$10:$CH$34,MATCH(CONCATENATE('UEC Data'!$C3405,'UEC Data'!$E3405),'Shipment Data'!$BI$10:$BI$34,0),MATCH('UEC Data'!$D3405,'Shipment Data'!$BG$10:$CH$10,0))","v":0.14868415832872869}]
[null,null,"Agriculture",300,"Enclosed, 4 poles","CSL 4",14.029096729819649,null,"Agriculture",300,"Enclosed, 4 poles",null,{"$f":"G3406*INDEX('Shipment Data'!$BG$10:$CH$34,MATCH(CONCATENATE('UEC Data'!$C3406,'UEC Data'!$E3406),'Shipment Data'!$BI$10:$BI$34,0),MATCH('UEC Data'!$D3406,'Shipment Data'!$BG$10:$CH$10,0))","v":0.14822336031737932}]
[null,null,"Agriculture",300,"Enclosed, 4 poles","-",0,null,"Agriculture",300,"Enclosed, 4 poles",null,{"$f":"G3407*INDEX('Shipment Data'!$BG$10:$CH$34,MATCH(CONCATENATE('UEC Data'!$C3407,'UEC Data'!$E3407),'Shipment Data'!$BI$10:$BI$34,0),MATCH('UEC Data'!$D3407,'Shipment Data'!$BG$10:$CH$10,0))","v":0}]
[null,null,"Agriculture",300,"Enclosed, 6 poles","CSL 0",14.234974459607358,null,"Agriculture",300,"Enclosed, 6 poles",null,{"$f":"G3408*INDEX('Shipment Data'!$BG$10:$CH$34,MATCH(CONCATENATE('UEC Data'!$C3408,'UEC Data'!$E3408),'Shipment Data'!$BI$10:$BI$34,0),MATCH('UEC Data'!$D3408,'Shipment Data'!$BG$10:$CH$10,0))","v":8.7594757501357243E-2}]
[null,null,"Agriculture",300,"Enclosed, 6 poles","CSL 1",14.294911194174126,null,"Agriculture",300,"Enclosed, 6 poles",null,{"$f":"G3409*INDEX('Shipment Data'!$BG$10:$CH$34,MATCH(CONCATENATE('UEC Data'!$C3409,'UEC Data'!$E3409),'Shipment Data'!$BI$10:$BI$34,0),MATCH('UEC Data'!$D3409,'Shipment Data'!$BG$10:$CH$10,0))","v":8.7963577532941914E-2}]
[null,null,"Agriculture",300,"Enclosed, 6 poles","CSL 2",14.175538240569333,null,"Agriculture",300,"Enclosed, 6 poles",null,{"$f":"G3410*INDEX('Shipment Data'!$BG$10:$CH$34,MATCH(CONCATENATE('UEC Data'!$C3410,'UEC Data'!$E3410),'Shipment Data'!$BI$10:$BI$34,0),MATCH('UEC Data'!$D3410,'Shipment Data'!$BG$10:$CH$10,0))","v":8.7229017386529037E-2}]
[null,null,"Agriculture",300,"Enclosed, 6 poles","CSL 3",14.116596293623097,null,"Agriculture",300,"Enclosed, 6 poles",null,{"$f":"G3411*INDEX('Shipment Data'!$BG$10:$CH$34,MATCH(CONCATENATE('UEC Data'!$C3411,'UEC Data'!$E3411),'Shipment Data'!$BI$10:$BI$34,0),MATCH('UEC Data'!$D3411,'Shipment Data'!$BG$10:$CH$10,0))","v":8.6866318769537224E-2}]
[null,null,"Agriculture",300,"Enclosed, 6 poles","CSL 4",14.072710502036706,null,"Agriculture",300,"Enclosed, 6 poles",null,{"$f":"G3412*INDEX('Shipment Data'!$BG$10:$CH$34,MATCH(CONCATENATE('UEC Data'!$C3412,'UEC Data'!$E3412),'Shipment Data'!$BI$10:$BI$34,0),MATCH('UEC Data'!$D3412,'Shipment Data'!$BG$10:$CH$10,0))","v":8.6596268037611224E-2}]
[null,null,"Agriculture",300,"Enclosed, 6 poles","-",0,null,"Agriculture",300,"Enclosed, 6 poles",null,{"$f":"G3413*INDEX('Shipment Data'!$BG$10:$CH$34,MATCH(CONCATENATE('UEC Data'!$C3413,'UEC Data'!$E3413),'Shipment Data'!$BI$10:$BI$34,0),MATCH('UEC Data'!$D3413,'Shipment Data'!$BG$10:$CH$10,0))","v":0}]
[null,null,"Agriculture",300,"Enclosed, 8 poles","CSL 0",0,null,"Agriculture",300,"Enclosed, 8 poles",null,{"$f":"G3414*INDEX('Shipment Data'!$BG$10:$CH$34,MATCH(CONCATENATE('UEC Data'!$C3414,'UEC Data'!$E3414),'Shipment Data'!$BI$10:$BI$34,0),MATCH('UEC Data'!$D3414,'Shipment Data'!$BG$10:$CH$10,0))","v":0}]
[null,null,"Agriculture",300,"Enclosed, 8 poles","CSL 1",0,null,"Agriculture",300,"Enclosed, 8 poles",null,{"$f":"G3415*INDEX('Shipment Data'!$BG$10:$CH$34,MATCH(CONCATENATE('UEC Data'!$C3415,'UEC Data'!$E3415),'Shipment Data'!$BI$10:$BI$34,0),MATCH('UEC Data'!$D3415,'Shipment Data'!$BG$10:$CH$10,0))","v":0}]
[null,null,"Agriculture",300,"Enclosed, 8 poles","CSL 2",0,null,"Agriculture",300,"Enclosed, 8 poles",null,{"$f":"G3416*INDEX('Shipment Data'!$BG$10:$CH$34,MATCH(CONCATENATE('UEC Data'!$C3416,'UEC Data'!$E3416),'Shipment Data'!$BI$10:$BI$34,0),MATCH('UEC Data'!$D3416,'Shipment Data'!$BG$10:$CH$10,0))","v":0}]
[null,null,"Agriculture",300,"Enclosed, 8 poles","CSL 3",0,null,"Agriculture",300,"Enclosed, 8 poles",null,{"$f":"G3417*INDEX('Shipment Data'!$BG$10:$CH$34,MATCH(CONCATENATE('UEC Data'!$C3417,'UEC Data'!$E3417),'Shipment Data'!$BI$10:$BI$34,0),MATCH('UEC Data'!$D3417,'Shipment Data'!$BG$10:$CH$10,0))","v":0}]
[null,null,"Agriculture",300,"Enclosed, 8 poles","CSL 4",0,null,"Agriculture",300,"Enclosed, 8 poles",null,{"$f":"G3418*INDEX('Shipment Data'!$BG$10:$CH$34,MATCH(CONCATENATE('UEC Data'!$C3418,'UEC Data'!$E3418),'Shipment Data'!$BI$10:$BI$34,0),MATCH('UEC Data'!$D3418,'Shipment Data'!$BG$10:$CH$10,0))","v":0}]
[null,null,"Agriculture",300,"Enclosed, 8 poles","-",0,null,"Agriculture",300,"Enclosed, 8 poles",null,{"$f":"G3419*INDEX('Shipment Data'!$BG$10:$CH$34,MATCH(CONCATENATE('UEC Data'!$C3419,'UEC Data'!$E3419),'Shipment Data'!$BI$10:$BI$34,0),MATCH('UEC Data'!$D3419,'Shipment Data'!$BG$10:$CH$10,0))","v":0}]
[null,null,"Agriculture",350,"Open, 2 poles","CSL 0",16.607470202875252,null,"Agriculture",350,"Open, 2 poles",null,{"$f":"G3420*INDEX('Shipment Data'!$BG$10:$CH$34,MATCH(CONCATENATE('UEC Data'!$C3420,'UEC Data'!$E3420),'Shipment Data'!$BI$10:$BI$34,0),MATCH('UEC Data'!$D3420,'Shipment Data'!$BG$10:$CH$10,0))","v":3.0850983774062923E-2}]
[null,null,"Agriculture",350,"Open, 2 poles","CSL 1",16.677396393203146,null,"Agriculture",350,"Open, 2 poles",null,{"$f":"G3421*INDEX('Shipment Data'!$BG$10:$CH$34,MATCH(CONCATENATE('UEC Data'!$C3421,'UEC Data'!$E3421),'Shipment Data'!$BI$10:$BI$34,0),MATCH('UEC Data'!$D3421,'Shipment Data'!$BG$10:$CH$10,0))","v":3.0980882653111608E-2}]
[null,null,"Agriculture",350,"Open, 2 poles","CSL 2",16.607470202875252,null,"Agriculture",350,"Open, 2 poles",null,{"$f":"G3422*INDEX('Shipment Data'!$BG$10:$CH$34,MATCH(CONCATENATE('UEC Data'!$C3422,'UEC Data'!$E3422),'Shipment Data'!$BI$10:$BI$34,0),MATCH('UEC Data'!$D3422,'Shipment Data'!$BG$10:$CH$10,0))","v":3.0850983774062923E-2}]
[null,null,"Agriculture",350,"Open, 2 poles","CSL 3",16.538127947330889,null,"Agriculture",350,"Open, 2 poles",null,{"$f":"G3423*INDEX('Shipment Data'!$BG$10:$CH$34,MATCH(CONCATENATE('UEC Data'!$C3423,'UEC Data'!$E3423),'Shipment Data'!$BI$10:$BI$34,0),MATCH('UEC Data'!$D3423,'Shipment Data'!$BG$10:$CH$10,0))","v":3.072216964556997E-2}]
[null,null,"Agriculture",350,"Open, 2 poles","CSL 4",16.469362342560281,null,"Agriculture",350,"Open, 2 poles",null,{"$f":"G3424*INDEX('Shipment Data'!$BG$10:$CH$34,MATCH(CONCATENATE('UEC Data'!$C3424,'UEC Data'!$E3424),'Shipment Data'!$BI$10:$BI$34,0),MATCH('UEC Data'!$D3424,'Shipment Data'!$BG$10:$CH$10,0))","v":3.0594426736440781E-2}]
[null,null,"Agriculture",350,"Open, 2 poles","-",0,null,"Agriculture",350,"Open, 2 poles",null,{"$f":"G3425*INDEX('Shipment Data'!$BG$10:$CH$34,MATCH(CONCATENATE('UEC Data'!$C3425,'UEC Data'!$E3425),'Shipment Data'!$BI$10:$BI$34,0),MATCH('UEC Data'!$D3425,'Shipment Data'!$BG$10:$CH$10,0))","v":0}]
[null,null,"Agriculture",350,"Open, 4 poles","CSL 0",16.677396393203146,null,"Agriculture",350,"Open, 4 poles",null,{"$f":"G3426*INDEX('Shipment Data'!$BG$10:$CH$34,MATCH(CONCATENATE('UEC Data'!$C3426,'UEC Data'!$E3426),'Shipment Data'!$BI$10:$BI$34,0),MATCH('UEC Data'!$D3426,'Shipment Data'!$BG$10:$CH$10,0))","v":6.3898070472042698E-2}]
[null,null,"Agriculture",350,"Open, 4 poles","CSL 1",16.607470202875252,null,"Agriculture",350,"Open, 4 poles",null,{"$f":"G3427*INDEX('Shipment Data'!$BG$10:$CH$34,MATCH(CONCATENATE('UEC Data'!$C3427,'UEC Data'!$E3427),'Shipment Data'!$BI$10:$BI$34,0),MATCH('UEC Data'!$D3427,'Shipment Data'!$BG$10:$CH$10,0))","v":6.3630154034004793E-2}]
[null,null,"Agriculture",350,"Open, 4 poles","CSL 2",16.538127947330889,null,"Agriculture",350,"Open, 4 poles",null,{"$f":"G3428*INDEX('Shipment Data'!$BG$10:$CH$34,MATCH(CONCATENATE('UEC Data'!$C3428,'UEC Data'!$E3428),'Shipment Data'!$BI$10:$BI$34,0),MATCH('UEC Data'!$D3428,'Shipment Data'!$BG$10:$CH$10,0))","v":6.3364474893988082E-2}]
[null,null,"Agriculture",350,"Open, 4 poles","CSL 3",16.469362342560281,null,"Agriculture",350,"Open, 4 poles",null,{"$f":"G3429*INDEX('Shipment Data'!$BG$10:$CH$34,MATCH(CONCATENATE('UEC Data'!$C3429,'UEC Data'!$E3429),'Shipment Data'!$BI$10:$BI$34,0),MATCH('UEC Data'!$D3429,'Shipment Data'!$BG$10:$CH$10,0))","v":6.3101005143909122E-2}]
[null,null,"Agriculture",350,"Open, 4 poles","CSL 4",16.418162252376156,null,"Agriculture",350,"Open, 4 poles",null,{"$f":"G3430*INDEX('Shipment Data'!$BG$10:$CH$34,MATCH(CONCATENATE('UEC Data'!$C3430,'UEC Data'!$E3430),'Shipment Data'!$BI$10:$BI$34,0),MATCH('UEC Data'!$D3430,'Shipment Data'!$BG$10:$CH$10,0))","v":6.2904836216000598E-2}]
[null,null,"Agriculture",350,"Open, 4 poles","-",0,null,"Agriculture",350,"Open, 4 poles",null,{"$f":"G3431*INDEX('Shipment Data'!$BG$10:$CH$34,MATCH(CONCATENATE('UEC Data'!$C3431,'UEC Data'!$E3431),'Shipment Data'!$BI$10:$BI$34,0),MATCH('UEC Data'!$D3431,'Shipment Data'!$BG$10:$CH$10,0))","v":0}]
[null,null,"Agriculture",350,"Open, 6 poles","CSL 0",16.765636585759776,null,"Agriculture",350,"Open, 6 poles",null,{"$f":"G3432*INDEX('Shipment Data'!$BG$10:$CH$34,MATCH(CONCATENATE('UEC Data'!$C3432,'UEC Data'!$E3432),'Shipment Data'!$BI$10:$BI$34,0),MATCH('UEC Data'!$D3432,'Shipment Data'!$BG$10:$CH$10,0))","v":7.7862006667873088E-2}]
[null,null,"Agriculture",350,"Open, 6 poles","CSL 1",16.607470202875252,null,"Agriculture",350,"Open, 6 poles",null,{"$f":"G3433*INDEX('Shipment Data'!$BG$10:$CH$34,MATCH(CONCATENATE('UEC Data'!$C3433,'UEC Data'!$E3433),'Shipment Data'!$BI$10:$BI$34,0),MATCH('UEC Data'!$D3433,'Shipment Data'!$BG$10:$CH$10,0))","v":7.7127459435157322E-2}]
[null,null,"Agriculture",350,"Open, 6 poles","CSL 2",16.538127947330889,null,"Agriculture",350,"Open, 6 poles",null,{"$f":"G3434*INDEX('Shipment Data'!$BG$10:$CH$34,MATCH(CONCATENATE('UEC Data'!$C3434,'UEC Data'!$E3434),'Shipment Data'!$BI$10:$BI$34,0),MATCH('UEC Data'!$D3434,'Shipment Data'!$BG$10:$CH$10,0))","v":7.6805424113924936E-2}]
[null,null,"Agriculture",350,"Open, 6 poles","CSL 3",16.469362342560281,null,"Agriculture",350,"Open, 6 poles",null,{"$f":"G3435*INDEX('Shipment Data'!$BG$10:$CH$34,MATCH(CONCATENATE('UEC Data'!$C3435,'UEC Data'!$E3435),'Shipment Data'!$BI$10:$BI$34,0),MATCH('UEC Data'!$D3435,'Shipment Data'!$BG$10:$CH$10,0))","v":7.6486066841101957E-2}]
[null,null,"Agriculture",350,"Open, 6 poles","CSL 4",16.418162252376156,null,"Agriculture",350,"Open, 6 poles",null,{"$f":"G3436*INDEX('Shipment Data'!$BG$10:$CH$34,MATCH(CONCATENATE('UEC Data'!$C3436,'UEC Data'!$E3436),'Shipment Data'!$BI$10:$BI$34,0),MATCH('UEC Data'!$D3436,'Shipment Data'!$BG$10:$CH$10,0))","v":7.624828632242496E-2}]
[null,null,"Agriculture",350,"Open, 6 poles","-",0,null,"Agriculture",350,"Open, 6 poles",null,{"$f":"G3437*INDEX('Shipment Data'!$BG$10:$CH$34,MATCH(CONCATENATE('UEC Data'!$C3437,'UEC Data'!$E3437),'Shipment Data'!$BI$10:$BI$34,0),MATCH('UEC Data'!$D3437,'Shipment Data'!$BG$10:$CH$10,0))","v":0}]
[null,null,"Agriculture",350,"Open, 8 poles","CSL 0",0,null,"Agriculture",350,"Open, 8 poles",null,{"$f":"G3438*INDEX('Shipment Data'!$BG$10:$CH$34,MATCH(CONCATENATE('UEC Data'!$C3438,'UEC Data'!$E3438),'Shipment Data'!$BI$10:$BI$34,0),MATCH('UEC Data'!$D3438,'Shipment Data'!$BG$10:$CH$10,0))","v":0}]
[null,null,"Agriculture",350,"Open, 8 poles","CSL 1",0,null,"Agriculture",350,"Open, 8 poles",null,{"$f":"G3439*INDEX('Shipment Data'!$BG$10:$CH$34,MATCH(CONCATENATE('UEC Data'!$C3439,'UEC Data'!$E3439),'Shipment Data'!$BI$10:$BI$34,0),MATCH('UEC Data'!$D3439,'Shipment Data'!$BG$10:$CH$10,0))","v":0}]
[null,null,"Agriculture",350,"Open, 8 poles","CSL 2",0,null,"Agriculture",350,"Open, 8 poles",null,{"$f":"G3440*INDEX('Shipment Data'!$BG$10:$CH$34,MATCH(CONCATENATE('UEC Data'!$C3440,'UEC Data'!$E3440),'Shipment Data'!$BI$10:$BI$34,0),MATCH('UEC Data'!$D3440,'Shipment Data'!$BG$10:$CH$10,0))","v":0}]
[null,null,"Agriculture",350,"Open, 8 poles","CSL 3",0,null,"Agriculture",350,"Open, 8 poles",null,{"$f":"G3441*INDEX('Shipment Data'!$BG$10:$CH$34,MATCH(CONCATENATE('UEC Data'!$C3441,'UEC Data'!$E3441),'Shipment Data'!$BI$10:$BI$34,0),MATCH('UEC Data'!$D3441,'Shipment Data'!$BG$10:$CH$10,0))","v":0}]
[null,null,"Agriculture",350,"Open, 8 poles","CSL 4",0,null,"Agriculture",350,"Open, 8 poles",null,{"$f":"G3442*INDEX('Shipment Data'!$BG$10:$CH$34,MATCH(CONCATENATE('UEC Data'!$C3442,'UEC Data'!$E3442),'Shipment Data'!$BI$10:$BI$34,0),MATCH('UEC Data'!$D3442,'Shipment Data'!$BG$10:$CH$10,0))","v":0}]
[null,null,"Agriculture",350,"Open, 8 poles","-",0,null,"Agriculture",350,"Open, 8 poles",null,{"$f":"G3443*INDEX('Shipment Data'!$BG$10:$CH$34,MATCH(CONCATENATE('UEC Data'!$C3443,'UEC Data'!$E3443),'Shipment Data'!$BI$10:$BI$34,0),MATCH('UEC Data'!$D3443,'Shipment Data'!$BG$10:$CH$10,0))","v":0}]
[null,null,"Agriculture",350,"Enclosed, 2 poles","CSL 0",16.677396393203146,null,"Agriculture",350,"Enclosed, 2 poles",null,{"$f":"G3444*INDEX('Shipment Data'!$BG$10:$CH$34,MATCH(CONCATENATE('UEC Data'!$C3444,'UEC Data'!$E3444),'Shipment Data'!$BI$10:$BI$34,0),MATCH('UEC Data'!$D3444,'Shipment Data'!$BG$10:$CH$10,0))","v":5.4216544642945327E-2}]
[null,null,"Agriculture",350,"Enclosed, 2 poles","CSL 1",16.607470202875252,null,"Agriculture",350,"Enclosed, 2 poles",null,{"$f":"G3445*INDEX('Shipment Data'!$BG$10:$CH$34,MATCH(CONCATENATE('UEC Data'!$C3445,'UEC Data'!$E3445),'Shipment Data'!$BI$10:$BI$34,0),MATCH('UEC Data'!$D3445,'Shipment Data'!$BG$10:$CH$10,0))","v":5.398922160461013E-2}]
[null,null,"Agriculture",350,"Enclosed, 2 poles","CSL 2",16.538127947330889,null,"Agriculture",350,"Enclosed, 2 poles",null,{"$f":"G3446*INDEX('Shipment Data'!$BG$10:$CH$34,MATCH(CONCATENATE('UEC Data'!$C3446,'UEC Data'!$E3446),'Shipment Data'!$BI$10:$BI$34,0),MATCH('UEC Data'!$D3446,'Shipment Data'!$BG$10:$CH$10,0))","v":5.3763796879747465E-2}]
[null,null,"Agriculture",350,"Enclosed, 2 poles","CSL 3",16.469362342560281,null,"Agriculture",350,"Enclosed, 2 poles",null,{"$f":"G3447*INDEX('Shipment Data'!$BG$10:$CH$34,MATCH(CONCATENATE('UEC Data'!$C3447,'UEC Data'!$E3447),'Shipment Data'!$BI$10:$BI$34,0),MATCH('UEC Data'!$D3447,'Shipment Data'!$BG$10:$CH$10,0))","v":5.3540246788771374E-2}]
[null,null,"Agriculture",350,"Enclosed, 2 poles","CSL 4",16.418162252376156,null,"Agriculture",350,"Enclosed, 2 poles",null,{"$f":"G3448*INDEX('Shipment Data'!$BG$10:$CH$34,MATCH(CONCATENATE('UEC Data'!$C3448,'UEC Data'!$E3448),'Shipment Data'!$BI$10:$BI$34,0),MATCH('UEC Data'!$D3448,'Shipment Data'!$BG$10:$CH$10,0))","v":5.3373800425697476E-2}]
[null,null,"Agriculture",350,"Enclosed, 2 poles","-",0,null,"Agriculture",350,"Enclosed, 2 poles",null,{"$f":"G3449*INDEX('Shipment Data'!$BG$10:$CH$34,MATCH(CONCATENATE('UEC Data'!$C3449,'UEC Data'!$E3449),'Shipment Data'!$BI$10:$BI$34,0),MATCH('UEC Data'!$D3449,'Shipment Data'!$BG$10:$CH$10,0))","v":0}]
[null,null,"Agriculture",350,"Enclosed, 4 poles","CSL 0",16.765636585759776,null,"Agriculture",350,"Enclosed, 4 poles",null,{"$f":"G3450*INDEX('Shipment Data'!$BG$10:$CH$34,MATCH(CONCATENATE('UEC Data'!$C3450,'UEC Data'!$E3450),'Shipment Data'!$BI$10:$BI$34,0),MATCH('UEC Data'!$D3450,'Shipment Data'!$BG$10:$CH$10,0))","v":0.17713606516941127}]
[null,null,"Agriculture",350,"Enclosed, 4 poles","CSL 1",16.607470202875252,null,"Agriculture",350,"Enclosed, 4 poles",null,{"$f":"G3451*INDEX('Shipment Data'!$BG$10:$CH$34,MATCH(CONCATENATE('UEC Data'!$C3451,'UEC Data'!$E3451),'Shipment Data'!$BI$10:$BI$34,0),MATCH('UEC Data'!$D3451,'Shipment Data'!$BG$10:$CH$10,0))","v":0.17546497021498289}]
[null,null,"Agriculture",350,"Enclosed, 4 poles","CSL 2",16.469362342560281,null,"Agriculture",350,"Enclosed, 4 poles",null,{"$f":"G3452*INDEX('Shipment Data'!$BG$10:$CH$34,MATCH(CONCATENATE('UEC Data'!$C3452,'UEC Data'!$E3452),'Shipment Data'!$BI$10:$BI$34,0),MATCH('UEC Data'!$D3452,'Shipment Data'!$BG$10:$CH$10,0))","v":0.17400580206350694}]
[null,null,"Agriculture",350,"Enclosed, 4 poles","CSL 3",16.418162252376156,null,"Agriculture",350,"Enclosed, 4 poles",null,{"$f":"G3453*INDEX('Shipment Data'!$BG$10:$CH$34,MATCH(CONCATENATE('UEC Data'!$C3453,'UEC Data'!$E3453),'Shipment Data'!$BI$10:$BI$34,0),MATCH('UEC Data'!$D3453,'Shipment Data'!$BG$10:$CH$10,0))","v":0.17346485138351678}]
[null,null,"Agriculture",350,"Enclosed, 4 poles","CSL 4",16.367279518122924,null,"Agriculture",350,"Enclosed, 4 poles",null,{"$f":"G3454*INDEX('Shipment Data'!$BG$10:$CH$34,MATCH(CONCATENATE('UEC Data'!$C3454,'UEC Data'!$E3454),'Shipment Data'!$BI$10:$BI$34,0),MATCH('UEC Data'!$D3454,'Shipment Data'!$BG$10:$CH$10,0))","v":0.17292725370360917}]
[null,null,"Agriculture",350,"Enclosed, 4 poles","-",0,null,"Agriculture",350,"Enclosed, 4 poles",null,{"$f":"G3455*INDEX('Shipment Data'!$BG$10:$CH$34,MATCH(CONCATENATE('UEC Data'!$C3455,'UEC Data'!$E3455),'Shipment Data'!$BI$10:$BI$34,0),MATCH('UEC Data'!$D3455,'Shipment Data'!$BG$10:$CH$10,0))","v":0}]
[null,null,"Agriculture",350,"Enclosed, 6 poles","CSL 0",16.677396393203146,null,"Agriculture",350,"Enclosed, 6 poles",null,{"$f":"G3456*INDEX('Shipment Data'!$BG$10:$CH$34,MATCH(CONCATENATE('UEC Data'!$C3456,'UEC Data'!$E3456),'Shipment Data'!$BI$10:$BI$34,0),MATCH('UEC Data'!$D3456,'Shipment Data'!$BG$10:$CH$10,0))","v":0.10262417378843221}]
[null,null,"Agriculture",350,"Enclosed, 6 poles","CSL 1",16.677396393203146,null,"Agriculture",350,"Enclosed, 6 poles",null,{"$f":"G3457*INDEX('Shipment Data'!$BG$10:$CH$34,MATCH(CONCATENATE('UEC Data'!$C3457,'UEC Data'!$E3457),'Shipment Data'!$BI$10:$BI$34,0),MATCH('UEC Data'!$D3457,'Shipment Data'!$BG$10:$CH$10,0))","v":0.10262417378843221}]
[null,null,"Agriculture",350,"Enclosed, 6 poles","CSL 2",16.538127947330889,null,"Agriculture",350,"Enclosed, 6 poles",null,{"$f":"G3458*INDEX('Shipment Data'!$BG$10:$CH$34,MATCH(CONCATENATE('UEC Data'!$C3458,'UEC Data'!$E3458),'Shipment Data'!$BI$10:$BI$34,0),MATCH('UEC Data'!$D3458,'Shipment Data'!$BG$10:$CH$10,0))","v":0.10176718695095054}]
[null,null,"Agriculture",350,"Enclosed, 6 poles","CSL 3",16.469362342560281,null,"Agriculture",350,"Enclosed, 6 poles",null,{"$f":"G3459*INDEX('Shipment Data'!$BG$10:$CH$34,MATCH(CONCATENATE('UEC Data'!$C3459,'UEC Data'!$E3459),'Shipment Data'!$BI$10:$BI$34,0),MATCH('UEC Data'!$D3459,'Shipment Data'!$BG$10:$CH$10,0))","v":0.10134403856446009}]
[null,null,"Agriculture",350,"Enclosed, 6 poles","CSL 4",16.418162252376156,null,"Agriculture",350,"Enclosed, 6 poles",null,{"$f":"G3460*INDEX('Shipment Data'!$BG$10:$CH$34,MATCH(CONCATENATE('UEC Data'!$C3460,'UEC Data'!$E3460),'Shipment Data'!$BI$10:$BI$34,0),MATCH('UEC Data'!$D3460,'Shipment Data'!$BG$10:$CH$10,0))","v":0.10102897937721307}]
[null,null,"Agriculture",350,"Enclosed, 6 poles","-",0,null,"Agriculture",350,"Enclosed, 6 poles",null,{"$f":"G3461*INDEX('Shipment Data'!$BG$10:$CH$34,MATCH(CONCATENATE('UEC Data'!$C3461,'UEC Data'!$E3461),'Shipment Data'!$BI$10:$BI$34,0),MATCH('UEC Data'!$D3461,'Shipment Data'!$BG$10:$CH$10,0))","v":0}]
[null,null,"Agriculture",350,"Enclosed, 8 poles","CSL 0",0,null,"Agriculture",350,"Enclosed, 8 poles",null,{"$f":"G3462*INDEX('Shipment Data'!$BG$10:$CH$34,MATCH(CONCATENATE('UEC Data'!$C3462,'UEC Data'!$E3462),'Shipment Data'!$BI$10:$BI$34,0),MATCH('UEC Data'!$D3462,'Shipment Data'!$BG$10:$CH$10,0))","v":0}]
[null,null,"Agriculture",350,"Enclosed, 8 poles","CSL 1",0,null,"Agriculture",350,"Enclosed, 8 poles",null,{"$f":"G3463*INDEX('Shipment Data'!$BG$10:$CH$34,MATCH(CONCATENATE('UEC Data'!$C3463,'UEC Data'!$E3463),'Shipment Data'!$BI$10:$BI$34,0),MATCH('UEC Data'!$D3463,'Shipment Data'!$BG$10:$CH$10,0))","v":0}]
[null,null,"Agriculture",350,"Enclosed, 8 poles","CSL 2",0,null,"Agriculture",350,"Enclosed, 8 poles",null,{"$f":"G3464*INDEX('Shipment Data'!$BG$10:$CH$34,MATCH(CONCATENATE('UEC Data'!$C3464,'UEC Data'!$E3464),'Shipment Data'!$BI$10:$BI$34,0),MATCH('UEC Data'!$D3464,'Shipment Data'!$BG$10:$CH$10,0))","v":0}]
[null,null,"Agriculture",350,"Enclosed, 8 poles","CSL 3",0,null,"Agriculture",350,"Enclosed, 8 poles",null,{"$f":"G3465*INDEX('Shipment Data'!$BG$10:$CH$34,MATCH(CONCATENATE('UEC Data'!$C3465,'UEC Data'!$E3465),'Shipment Data'!$BI$10:$BI$34,0),MATCH('UEC Data'!$D3465,'Shipment Data'!$BG$10:$CH$10,0))","v":0}]
[null,null,"Agriculture",350,"Enclosed, 8 poles","CSL 4",0,null,"Agriculture",350,"Enclosed, 8 poles",null,{"$f":"G3466*INDEX('Shipment Data'!$BG$10:$CH$34,MATCH(CONCATENATE('UEC Data'!$C3466,'UEC Data'!$E3466),'Shipment Data'!$BI$10:$BI$34,0),MATCH('UEC Data'!$D3466,'Shipment Data'!$BG$10:$CH$10,0))","v":0}]
[null,null,"Agriculture",350,"Enclosed, 8 poles","-",0,null,"Agriculture",350,"Enclosed, 8 poles",null,{"$f":"G3467*INDEX('Shipment Data'!$BG$10:$CH$34,MATCH(CONCATENATE('UEC Data'!$C3467,'UEC Data'!$E3467),'Shipment Data'!$BI$10:$BI$34,0),MATCH('UEC Data'!$D3467,'Shipment Data'!$BG$10:$CH$10,0))","v":0}]
[null,null,"Agriculture",400,"Open, 2 poles","CSL 0",18.979965946143142,null,"Agriculture",400,"Open, 2 poles",null,{"$f":"G3468*INDEX('Shipment Data'!$BG$10:$CH$34,MATCH(CONCATENATE('UEC Data'!$C3468,'UEC Data'!$E3468),'Shipment Data'!$BI$10:$BI$34,0),MATCH('UEC Data'!$D3468,'Shipment Data'!$BG$10:$CH$10,0))","v":5.4776236496805589E-2}]
[null,null,"Agriculture",400,"Open, 2 poles","CSL 1",18.979965946143142,null,"Agriculture",400,"Open, 2 poles",null,{"$f":"G3469*INDEX('Shipment Data'!$BG$10:$CH$34,MATCH(CONCATENATE('UEC Data'!$C3469,'UEC Data'!$E3469),'Shipment Data'!$BI$10:$BI$34,0),MATCH('UEC Data'!$D3469,'Shipment Data'!$BG$10:$CH$10,0))","v":5.4776236496805589E-2}]
[null,null,"Agriculture",400,"Open, 2 poles","CSL 2",18.900717654092443,null,"Agriculture",400,"Open, 2 poles",null,{"$f":"G3470*INDEX('Shipment Data'!$BG$10:$CH$34,MATCH(CONCATENATE('UEC Data'!$C3470,'UEC Data'!$E3470),'Shipment Data'!$BI$10:$BI$34,0),MATCH('UEC Data'!$D3470,'Shipment Data'!$BG$10:$CH$10,0))","v":5.4547525697236469E-2}]
[null,null,"Agriculture",400,"Open, 2 poles","CSL 3",18.822128391497465,null,"Agriculture",400,"Open, 2 poles",null,{"$f":"G3471*INDEX('Shipment Data'!$BG$10:$CH$34,MATCH(CONCATENATE('UEC Data'!$C3471,'UEC Data'!$E3471),'Shipment Data'!$BI$10:$BI$34,0),MATCH('UEC Data'!$D3471,'Shipment Data'!$BG$10:$CH$10,0))","v":5.4320716858578526E-2}]
[null,null,"Agriculture",400,"Open, 2 poles","CSL 4",18.76361400271561,null,"Agriculture",400,"Open, 2 poles",null,{"$f":"G3472*INDEX('Shipment Data'!$BG$10:$CH$34,MATCH(CONCATENATE('UEC Data'!$C3472,'UEC Data'!$E3472),'Shipment Data'!$BI$10:$BI$34,0),MATCH('UEC Data'!$D3472,'Shipment Data'!$BG$10:$CH$10,0))","v":5.4151844163681399E-2}]
[null,null,"Agriculture",400,"Open, 2 poles","-",0,null,"Agriculture",400,"Open, 2 poles",null,{"$f":"G3473*INDEX('Shipment Data'!$BG$10:$CH$34,MATCH(CONCATENATE('UEC Data'!$C3473,'UEC Data'!$E3473),'Shipment Data'!$BI$10:$BI$34,0),MATCH('UEC Data'!$D3473,'Shipment Data'!$BG$10:$CH$10,0))","v":0}]
[null,null,"Agriculture",400,"Open, 4 poles","CSL 0",18.979965946143142,null,"Agriculture",400,"Open, 4 poles",null,{"$f":"G3474*INDEX('Shipment Data'!$BG$10:$CH$34,MATCH(CONCATENATE('UEC Data'!$C3474,'UEC Data'!$E3474),'Shipment Data'!$BI$10:$BI$34,0),MATCH('UEC Data'!$D3474,'Shipment Data'!$BG$10:$CH$10,0))","v":0.11297598777466158}]
[null,null,"Agriculture",400,"Open, 4 poles","CSL 1",18.979965946143142,null,"Agriculture",400,"Open, 4 poles",null,{"$f":"G3475*INDEX('Shipment Data'!$BG$10:$CH$34,MATCH(CONCATENATE('UEC Data'!$C3475,'UEC Data'!$E3475),'Shipment Data'!$BI$10:$BI$34,0),MATCH('UEC Data'!$D3475,'Shipment Data'!$BG$10:$CH$10,0))","v":0.11297598777466158}]
[null,null,"Agriculture",400,"Open, 4 poles","CSL 2",18.900717654092443,null,"Agriculture",400,"Open, 4 poles",null,{"$f":"G3476*INDEX('Shipment Data'!$BG$10:$CH$34,MATCH(CONCATENATE('UEC Data'!$C3476,'UEC Data'!$E3476),'Shipment Data'!$BI$10:$BI$34,0),MATCH('UEC Data'!$D3476,'Shipment Data'!$BG$10:$CH$10,0))","v":0.11250427175055028}]
[null,null,"Agriculture",400,"Open, 4 poles","CSL 3",18.822128391497465,null,"Agriculture",400,"Open, 4 poles",null,{"$f":"G3477*INDEX('Shipment Data'!$BG$10:$CH$34,MATCH(CONCATENATE('UEC Data'!$C3477,'UEC Data'!$E3477),'Shipment Data'!$BI$10:$BI$34,0),MATCH('UEC Data'!$D3477,'Shipment Data'!$BG$10:$CH$10,0))","v":0.11203647852081827}]
[null,null,"Agriculture",400,"Open, 4 poles","CSL 4",18.76361400271561,null,"Agriculture",400,"Open, 4 poles",null,{"$f":"G3478*INDEX('Shipment Data'!$BG$10:$CH$34,MATCH(CONCATENATE('UEC Data'!$C3478,'UEC Data'!$E3478),'Shipment Data'!$BI$10:$BI$34,0),MATCH('UEC Data'!$D3478,'Shipment Data'!$BG$10:$CH$10,0))","v":0.11168817858759295}]
[null,null,"Agriculture",400,"Open, 4 poles","-",0,null,"Agriculture",400,"Open, 4 poles",null,{"$f":"G3479*INDEX('Shipment Data'!$BG$10:$CH$34,MATCH(CONCATENATE('UEC Data'!$C3479,'UEC Data'!$E3479),'Shipment Data'!$BI$10:$BI$34,0),MATCH('UEC Data'!$D3479,'Shipment Data'!$BG$10:$CH$10,0))","v":0}]
[null,null,"Agriculture",400,"Open, 6 poles","CSL 0",0,null,"Agriculture",400,"Open, 6 poles",null,{"$f":"G3480*INDEX('Shipment Data'!$BG$10:$CH$34,MATCH(CONCATENATE('UEC Data'!$C3480,'UEC Data'!$E3480),'Shipment Data'!$BI$10:$BI$34,0),MATCH('UEC Data'!$D3480,'Shipment Data'!$BG$10:$CH$10,0))","v":0}]
[null,null,"Agriculture",400,"Open, 6 poles","CSL 1",0,null,"Agriculture",400,"Open, 6 poles",null,{"$f":"G3481*INDEX('Shipment Data'!$BG$10:$CH$34,MATCH(CONCATENATE('UEC Data'!$C3481,'UEC Data'!$E3481),'Shipment Data'!$BI$10:$BI$34,0),MATCH('UEC Data'!$D3481,'Shipment Data'!$BG$10:$CH$10,0))","v":0}]
[null,null,"Agriculture",400,"Open, 6 poles","CSL 2",0,null,"Agriculture",400,"Open, 6 poles",null,{"$f":"G3482*INDEX('Shipment Data'!$BG$10:$CH$34,MATCH(CONCATENATE('UEC Data'!$C3482,'UEC Data'!$E3482),'Shipment Data'!$BI$10:$BI$34,0),MATCH('UEC Data'!$D3482,'Shipment Data'!$BG$10:$CH$10,0))","v":0}]
[null,null,"Agriculture",400,"Open, 6 poles","CSL 3",0,null,"Agriculture",400,"Open, 6 poles",null,{"$f":"G3483*INDEX('Shipment Data'!$BG$10:$CH$34,MATCH(CONCATENATE('UEC Data'!$C3483,'UEC Data'!$E3483),'Shipment Data'!$BI$10:$BI$34,0),MATCH('UEC Data'!$D3483,'Shipment Data'!$BG$10:$CH$10,0))","v":0}]
[null,null,"Agriculture",400,"Open, 6 poles","CSL 4",0,null,"Agriculture",400,"Open, 6 poles",null,{"$f":"G3484*INDEX('Shipment Data'!$BG$10:$CH$34,MATCH(CONCATENATE('UEC Data'!$C3484,'UEC Data'!$E3484),'Shipment Data'!$BI$10:$BI$34,0),MATCH('UEC Data'!$D3484,'Shipment Data'!$BG$10:$CH$10,0))","v":0}]
[null,null,"Agriculture",400,"Open, 6 poles","-",0,null,"Agriculture",400,"Open, 6 poles",null,{"$f":"G3485*INDEX('Shipment Data'!$BG$10:$CH$34,MATCH(CONCATENATE('UEC Data'!$C3485,'UEC Data'!$E3485),'Shipment Data'!$BI$10:$BI$34,0),MATCH('UEC Data'!$D3485,'Shipment Data'!$BG$10:$CH$10,0))","v":0}]
[null,null,"Agriculture",400,"Open, 8 poles","CSL 0",0,null,"Agriculture",400,"Open, 8 poles",null,{"$f":"G3486*INDEX('Shipment Data'!$BG$10:$CH$34,MATCH(CONCATENATE('UEC Data'!$C3486,'UEC Data'!$E3486),'Shipment Data'!$BI$10:$BI$34,0),MATCH('UEC Data'!$D3486,'Shipment Data'!$BG$10:$CH$10,0))","v":0}]
[null,null,"Agriculture",400,"Open, 8 poles","CSL 1",0,null,"Agriculture",400,"Open, 8 poles",null,{"$f":"G3487*INDEX('Shipment Data'!$BG$10:$CH$34,MATCH(CONCATENATE('UEC Data'!$C3487,'UEC Data'!$E3487),'Shipment Data'!$BI$10:$BI$34,0),MATCH('UEC Data'!$D3487,'Shipment Data'!$BG$10:$CH$10,0))","v":0}]
[null,null,"Agriculture",400,"Open, 8 poles","CSL 2",0,null,"Agriculture",400,"Open, 8 poles",null,{"$f":"G3488*INDEX('Shipment Data'!$BG$10:$CH$34,MATCH(CONCATENATE('UEC Data'!$C3488,'UEC Data'!$E3488),'Shipment Data'!$BI$10:$BI$34,0),MATCH('UEC Data'!$D3488,'Shipment Data'!$BG$10:$CH$10,0))","v":0}]
[null,null,"Agriculture",400,"Open, 8 poles","CSL 3",0,null,"Agriculture",400,"Open, 8 poles",null,{"$f":"G3489*INDEX('Shipment Data'!$BG$10:$CH$34,MATCH(CONCATENATE('UEC Data'!$C3489,'UEC Data'!$E3489),'Shipment Data'!$BI$10:$BI$34,0),MATCH('UEC Data'!$D3489,'Shipment Data'!$BG$10:$CH$10,0))","v":0}]
[null,null,"Agriculture",400,"Open, 8 poles","CSL 4",0,null,"Agriculture",400,"Open, 8 poles",null,{"$f":"G3490*INDEX('Shipment Data'!$BG$10:$CH$34,MATCH(CONCATENATE('UEC Data'!$C3490,'UEC Data'!$E3490),'Shipment Data'!$BI$10:$BI$34,0),MATCH('UEC Data'!$D3490,'Shipment Data'!$BG$10:$CH$10,0))","v":0}]
[null,null,"Agriculture",400,"Open, 8 poles","-",0,null,"Agriculture",400,"Open, 8 poles",null,{"$f":"G3491*INDEX('Shipment Data'!$BG$10:$CH$34,MATCH(CONCATENATE('UEC Data'!$C3491,'UEC Data'!$E3491),'Shipment Data'!$BI$10:$BI$34,0),MATCH('UEC Data'!$D3491,'Shipment Data'!$BG$10:$CH$10,0))","v":0}]
[null,null,"Agriculture",400,"Enclosed, 2 poles","CSL 0",18.979965946143142,null,"Agriculture",400,"Enclosed, 2 poles",null,{"$f":"G3492*INDEX('Shipment Data'!$BG$10:$CH$34,MATCH(CONCATENATE('UEC Data'!$C3492,'UEC Data'!$E3492),'Shipment Data'!$BI$10:$BI$34,0),MATCH('UEC Data'!$D3492,'Shipment Data'!$BG$10:$CH$10,0))","v":9.5858413869409825E-2}]
[null,null,"Agriculture",400,"Enclosed, 2 poles","CSL 1",18.979965946143142,null,"Agriculture",400,"Enclosed, 2 poles",null,{"$f":"G3493*INDEX('Shipment Data'!$BG$10:$CH$34,MATCH(CONCATENATE('UEC Data'!$C3493,'UEC Data'!$E3493),'Shipment Data'!$BI$10:$BI$34,0),MATCH('UEC Data'!$D3493,'Shipment Data'!$BG$10:$CH$10,0))","v":9.5858413869409825E-2}]
[null,null,"Agriculture",400,"Enclosed, 2 poles","CSL 2",18.900717654092443,null,"Agriculture",400,"Enclosed, 2 poles",null,{"$f":"G3494*INDEX('Shipment Data'!$BG$10:$CH$34,MATCH(CONCATENATE('UEC Data'!$C3494,'UEC Data'!$E3494),'Shipment Data'!$BI$10:$BI$34,0),MATCH('UEC Data'!$D3494,'Shipment Data'!$BG$10:$CH$10,0))","v":9.5458169970163861E-2}]
[null,null,"Agriculture",400,"Enclosed, 2 poles","CSL 3",18.822128391497465,null,"Agriculture",400,"Enclosed, 2 poles",null,{"$f":"G3495*INDEX('Shipment Data'!$BG$10:$CH$34,MATCH(CONCATENATE('UEC Data'!$C3495,'UEC Data'!$E3495),'Shipment Data'!$BI$10:$BI$34,0),MATCH('UEC Data'!$D3495,'Shipment Data'!$BG$10:$CH$10,0))","v":9.506125450251246E-2}]
[null,null,"Agriculture",400,"Enclosed, 2 poles","CSL 4",18.76361400271561,null,"Agriculture",400,"Enclosed, 2 poles",null,{"$f":"G3496*INDEX('Shipment Data'!$BG$10:$CH$34,MATCH(CONCATENATE('UEC Data'!$C3496,'UEC Data'!$E3496),'Shipment Data'!$BI$10:$BI$34,0),MATCH('UEC Data'!$D3496,'Shipment Data'!$BG$10:$CH$10,0))","v":9.4765727286442475E-2}]
[null,null,"Agriculture",400,"Enclosed, 2 poles","-",0,null,"Agriculture",400,"Enclosed, 2 poles",null,{"$f":"G3497*INDEX('Shipment Data'!$BG$10:$CH$34,MATCH(CONCATENATE('UEC Data'!$C3497,'UEC Data'!$E3497),'Shipment Data'!$BI$10:$BI$34,0),MATCH('UEC Data'!$D3497,'Shipment Data'!$BG$10:$CH$10,0))","v":0}]
[null,null,"Agriculture",400,"Enclosed, 4 poles","CSL 0",18.979965946143142,null,"Agriculture",400,"Enclosed, 4 poles",null,{"$f":"G3498*INDEX('Shipment Data'!$BG$10:$CH$34,MATCH(CONCATENATE('UEC Data'!$C3498,'UEC Data'!$E3498),'Shipment Data'!$BI$10:$BI$34,0),MATCH('UEC Data'!$D3498,'Shipment Data'!$BG$10:$CH$10,0))","v":0.31153984507558186}]
[null,null,"Agriculture",400,"Enclosed, 4 poles","CSL 1",18.979965946143142,null,"Agriculture",400,"Enclosed, 4 poles",null,{"$f":"G3499*INDEX('Shipment Data'!$BG$10:$CH$34,MATCH(CONCATENATE('UEC Data'!$C3499,'UEC Data'!$E3499),'Shipment Data'!$BI$10:$BI$34,0),MATCH('UEC Data'!$D3499,'Shipment Data'!$BG$10:$CH$10,0))","v":0.31153984507558186}]
[null,null,"Agriculture",400,"Enclosed, 4 poles","CSL 2",18.822128391497465,null,"Agriculture",400,"Enclosed, 4 poles",null,{"$f":"G3500*INDEX('Shipment Data'!$BG$10:$CH$34,MATCH(CONCATENATE('UEC Data'!$C3500,'UEC Data'!$E3500),'Shipment Data'!$BI$10:$BI$34,0),MATCH('UEC Data'!$D3500,'Shipment Data'!$BG$10:$CH$10,0))","v":0.30894907713316544}]
[null,null,"Agriculture",400,"Enclosed, 4 poles","CSL 3",18.76361400271561,null,"Agriculture",400,"Enclosed, 4 poles",null,{"$f":"G3501*INDEX('Shipment Data'!$BG$10:$CH$34,MATCH(CONCATENATE('UEC Data'!$C3501,'UEC Data'!$E3501),'Shipment Data'!$BI$10:$BI$34,0),MATCH('UEC Data'!$D3501,'Shipment Data'!$BG$10:$CH$10,0))","v":0.30798861368093799}]
[null,null,"Agriculture",400,"Enclosed, 4 poles","CSL 4",18.705462306426199,null,"Agriculture",400,"Enclosed, 4 poles",null,{"$f":"G3502*INDEX('Shipment Data'!$BG$10:$CH$34,MATCH(CONCATENATE('UEC Data'!$C3502,'UEC Data'!$E3502),'Shipment Data'!$BI$10:$BI$34,0),MATCH('UEC Data'!$D3502,'Shipment Data'!$BG$10:$CH$10,0))","v":0.30703410351457139}]
[null,null,"Agriculture",400,"Enclosed, 4 poles","-",0,null,"Agriculture",400,"Enclosed, 4 poles",null,{"$f":"G3503*INDEX('Shipment Data'!$BG$10:$CH$34,MATCH(CONCATENATE('UEC Data'!$C3503,'UEC Data'!$E3503),'Shipment Data'!$BI$10:$BI$34,0),MATCH('UEC Data'!$D3503,'Shipment Data'!$BG$10:$CH$10,0))","v":0}]
[null,null,"Agriculture",400,"Enclosed, 6 poles","CSL 0",0,null,"Agriculture",400,"Enclosed, 6 poles",null,{"$f":"G3504*INDEX('Shipment Data'!$BG$10:$CH$34,MATCH(CONCATENATE('UEC Data'!$C3504,'UEC Data'!$E3504),'Shipment Data'!$BI$10:$BI$34,0),MATCH('UEC Data'!$D3504,'Shipment Data'!$BG$10:$CH$10,0))","v":0}]
[null,null,"Agriculture",400,"Enclosed, 6 poles","CSL 1",0,null,"Agriculture",400,"Enclosed, 6 poles",null,{"$f":"G3505*INDEX('Shipment Data'!$BG$10:$CH$34,MATCH(CONCATENATE('UEC Data'!$C3505,'UEC Data'!$E3505),'Shipment Data'!$BI$10:$BI$34,0),MATCH('UEC Data'!$D3505,'Shipment Data'!$BG$10:$CH$10,0))","v":0}]
[null,null,"Agriculture",400,"Enclosed, 6 poles","CSL 2",0,null,"Agriculture",400,"Enclosed, 6 poles",null,{"$f":"G3506*INDEX('Shipment Data'!$BG$10:$CH$34,MATCH(CONCATENATE('UEC Data'!$C3506,'UEC Data'!$E3506),'Shipment Data'!$BI$10:$BI$34,0),MATCH('UEC Data'!$D3506,'Shipment Data'!$BG$10:$CH$10,0))","v":0}]
[null,null,"Agriculture",400,"Enclosed, 6 poles","CSL 3",0,null,"Agriculture",400,"Enclosed, 6 poles",null,{"$f":"G3507*INDEX('Shipment Data'!$BG$10:$CH$34,MATCH(CONCATENATE('UEC Data'!$C3507,'UEC Data'!$E3507),'Shipment Data'!$BI$10:$BI$34,0),MATCH('UEC Data'!$D3507,'Shipment Data'!$BG$10:$CH$10,0))","v":0}]
[null,null,"Agriculture",400,"Enclosed, 6 poles","CSL 4",0,null,"Agriculture",400,"Enclosed, 6 poles",null,{"$f":"G3508*INDEX('Shipment Data'!$BG$10:$CH$34,MATCH(CONCATENATE('UEC Data'!$C3508,'UEC Data'!$E3508),'Shipment Data'!$BI$10:$BI$34,0),MATCH('UEC Data'!$D3508,'Shipment Data'!$BG$10:$CH$10,0))","v":0}]
[null,null,"Agriculture",400,"Enclosed, 6 poles","-",0,null,"Agriculture",400,"Enclosed, 6 poles",null,{"$f":"G3509*INDEX('Shipment Data'!$BG$10:$CH$34,MATCH(CONCATENATE('UEC Data'!$C3509,'UEC Data'!$E3509),'Shipment Data'!$BI$10:$BI$34,0),MATCH('UEC Data'!$D3509,'Shipment Data'!$BG$10:$CH$10,0))","v":0}]
[null,null,"Agriculture",400,"Enclosed, 8 poles","CSL 0",0,null,"Agriculture",400,"Enclosed, 8 poles",null,{"$f":"G3510*INDEX('Shipment Data'!$BG$10:$CH$34,MATCH(CONCATENATE('UEC Data'!$C3510,'UEC Data'!$E3510),'Shipment Data'!$BI$10:$BI$34,0),MATCH('UEC Data'!$D3510,'Shipment Data'!$BG$10:$CH$10,0))","v":0}]
[null,null,"Agriculture",400,"Enclosed, 8 poles","CSL 1",0,null,"Agriculture",400,"Enclosed, 8 poles",null,{"$f":"G3511*INDEX('Shipment Data'!$BG$10:$CH$34,MATCH(CONCATENATE('UEC Data'!$C3511,'UEC Data'!$E3511),'Shipment Data'!$BI$10:$BI$34,0),MATCH('UEC Data'!$D3511,'Shipment Data'!$BG$10:$CH$10,0))","v":0}]
[null,null,"Agriculture",400,"Enclosed, 8 poles","CSL 2",0,null,"Agriculture",400,"Enclosed, 8 poles",null,{"$f":"G3512*INDEX('Shipment Data'!$BG$10:$CH$34,MATCH(CONCATENATE('UEC Data'!$C3512,'UEC Data'!$E3512),'Shipment Data'!$BI$10:$BI$34,0),MATCH('UEC Data'!$D3512,'Shipment Data'!$BG$10:$CH$10,0))","v":0}]
[null,null,"Agriculture",400,"Enclosed, 8 poles","CSL 3",0,null,"Agriculture",400,"Enclosed, 8 poles",null,{"$f":"G3513*INDEX('Shipment Data'!$BG$10:$CH$34,MATCH(CONCATENATE('UEC Data'!$C3513,'UEC Data'!$E3513),'Shipment Data'!$BI$10:$BI$34,0),MATCH('UEC Data'!$D3513,'Shipment Data'!$BG$10:$CH$10,0))","v":0}]
[null,null,"Agriculture",400,"Enclosed, 8 poles","CSL 4",0,null,"Agriculture",400,"Enclosed, 8 poles",null,{"$f":"G3514*INDEX('Shipment Data'!$BG$10:$CH$34,MATCH(CONCATENATE('UEC Data'!$C3514,'UEC Data'!$E3514),'Shipment Data'!$BI$10:$BI$34,0),MATCH('UEC Data'!$D3514,'Shipment Data'!$BG$10:$CH$10,0))","v":0}]
[null,null,"Agriculture",400,"Enclosed, 8 poles","-",0,null,"Agriculture",400,"Enclosed, 8 poles",null,{"$f":"G3515*INDEX('Shipment Data'!$BG$10:$CH$34,MATCH(CONCATENATE('UEC Data'!$C3515,'UEC Data'!$E3515),'Shipment Data'!$BI$10:$BI$34,0),MATCH('UEC Data'!$D3515,'Shipment Data'!$BG$10:$CH$10,0))","v":0}]
[null,null,"Agriculture",450,"Open, 2 poles","CSL 0",21.35246168941104,null,"Agriculture",450,"Open, 2 poles",null,{"$f":"G3516*INDEX('Shipment Data'!$BG$10:$CH$34,MATCH(CONCATENATE('UEC Data'!$C3516,'UEC Data'!$E3516),'Shipment Data'!$BI$10:$BI$34,0),MATCH('UEC Data'!$D3516,'Shipment Data'!$BG$10:$CH$10,0))","v":6.1623266058906327E-2}]
[null,null,"Agriculture",450,"Open, 2 poles","CSL 1",21.263307360853997,null,"Agriculture",450,"Open, 2 poles",null,{"$f":"G3517*INDEX('Shipment Data'!$BG$10:$CH$34,MATCH(CONCATENATE('UEC Data'!$C3517,'UEC Data'!$E3517),'Shipment Data'!$BI$10:$BI$34,0),MATCH('UEC Data'!$D3517,'Shipment Data'!$BG$10:$CH$10,0))","v":6.136596640939105E-2}]
[null,null,"Agriculture",450,"Open, 2 poles","CSL 2",21.174894440434649,null,"Agriculture",450,"Open, 2 poles",null,{"$f":"G3518*INDEX('Shipment Data'!$BG$10:$CH$34,MATCH(CONCATENATE('UEC Data'!$C3518,'UEC Data'!$E3518),'Shipment Data'!$BI$10:$BI$34,0),MATCH('UEC Data'!$D3518,'Shipment Data'!$BG$10:$CH$10,0))","v":6.111080646590087E-2}]
[null,null,"Agriculture",450,"Open, 2 poles","CSL 3",21.109065753055059,null,"Agriculture",450,"Open, 2 poles",null,{"$f":"G3519*INDEX('Shipment Data'!$BG$10:$CH$34,MATCH(CONCATENATE('UEC Data'!$C3519,'UEC Data'!$E3519),'Shipment Data'!$BI$10:$BI$34,0),MATCH('UEC Data'!$D3519,'Shipment Data'!$BG$10:$CH$10,0))","v":6.0920824684141596E-2}]
[null,null,"Agriculture",450,"Open, 2 poles","CSL 4",21.043645094729474,null,"Agriculture",450,"Open, 2 poles",null,{"$f":"G3520*INDEX('Shipment Data'!$BG$10:$CH$34,MATCH(CONCATENATE('UEC Data'!$C3520,'UEC Data'!$E3520),'Shipment Data'!$BI$10:$BI$34,0),MATCH('UEC Data'!$D3520,'Shipment Data'!$BG$10:$CH$10,0))","v":6.0732020475409744E-2}]
[null,null,"Agriculture",450,"Open, 2 poles","-",0,null,"Agriculture",450,"Open, 2 poles",null,{"$f":"G3521*INDEX('Shipment Data'!$BG$10:$CH$34,MATCH(CONCATENATE('UEC Data'!$C3521,'UEC Data'!$E3521),'Shipment Data'!$BI$10:$BI$34,0),MATCH('UEC Data'!$D3521,'Shipment Data'!$BG$10:$CH$10,0))","v":0}]
[null,null,"Agriculture",450,"Open, 4 poles","CSL 0",21.35246168941104,null,"Agriculture",450,"Open, 4 poles",null,{"$f":"G3522*INDEX('Shipment Data'!$BG$10:$CH$34,MATCH(CONCATENATE('UEC Data'!$C3522,'UEC Data'!$E3522),'Shipment Data'!$BI$10:$BI$34,0),MATCH('UEC Data'!$D3522,'Shipment Data'!$BG$10:$CH$10,0))","v":0.12709798624649427}]
[null,null,"Agriculture",450,"Open, 4 poles","CSL 1",21.263307360853997,null,"Agriculture",450,"Open, 4 poles",null,{"$f":"G3523*INDEX('Shipment Data'!$BG$10:$CH$34,MATCH(CONCATENATE('UEC Data'!$C3523,'UEC Data'!$E3523),'Shipment Data'!$BI$10:$BI$34,0),MATCH('UEC Data'!$D3523,'Shipment Data'!$BG$10:$CH$10,0))","v":0.126567305719369}]
[null,null,"Agriculture",450,"Open, 4 poles","CSL 2",21.174894440434649,null,"Agriculture",450,"Open, 4 poles",null,{"$f":"G3524*INDEX('Shipment Data'!$BG$10:$CH$34,MATCH(CONCATENATE('UEC Data'!$C3524,'UEC Data'!$E3524),'Shipment Data'!$BI$10:$BI$34,0),MATCH('UEC Data'!$D3524,'Shipment Data'!$BG$10:$CH$10,0))","v":0.12604103833592051}]
[null,null,"Agriculture",450,"Open, 4 poles","CSL 3",21.109065753055059,null,"Agriculture",450,"Open, 4 poles",null,{"$f":"G3525*INDEX('Shipment Data'!$BG$10:$CH$34,MATCH(CONCATENATE('UEC Data'!$C3525,'UEC Data'!$E3525),'Shipment Data'!$BI$10:$BI$34,0),MATCH('UEC Data'!$D3525,'Shipment Data'!$BG$10:$CH$10,0))","v":0.12564920091104201}]
[null,null,"Agriculture",450,"Open, 4 poles","CSL 4",21.043645094729474,null,"Agriculture",450,"Open, 4 poles",null,{"$f":"G3526*INDEX('Shipment Data'!$BG$10:$CH$34,MATCH(CONCATENATE('UEC Data'!$C3526,'UEC Data'!$E3526),'Shipment Data'!$BI$10:$BI$34,0),MATCH('UEC Data'!$D3526,'Shipment Data'!$BG$10:$CH$10,0))","v":0.12525979223053255}]
[null,null,"Agriculture",450,"Open, 4 poles","-",0,null,"Agriculture",450,"Open, 4 poles",null,{"$f":"G3527*INDEX('Shipment Data'!$BG$10:$CH$34,MATCH(CONCATENATE('UEC Data'!$C3527,'UEC Data'!$E3527),'Shipment Data'!$BI$10:$BI$34,0),MATCH('UEC Data'!$D3527,'Shipment Data'!$BG$10:$CH$10,0))","v":0}]
[null,null,"Agriculture",450,"Open, 6 poles","CSL 0",0,null,"Agriculture",450,"Open, 6 poles",null,{"$f":"G3528*INDEX('Shipment Data'!$BG$10:$CH$34,MATCH(CONCATENATE('UEC Data'!$C3528,'UEC Data'!$E3528),'Shipment Data'!$BI$10:$BI$34,0),MATCH('UEC Data'!$D3528,'Shipment Data'!$BG$10:$CH$10,0))","v":0}]
[null,null,"Agriculture",450,"Open, 6 poles","CSL 1",0,null,"Agriculture",450,"Open, 6 poles",null,{"$f":"G3529*INDEX('Shipment Data'!$BG$10:$CH$34,MATCH(CONCATENATE('UEC Data'!$C3529,'UEC Data'!$E3529),'Shipment Data'!$BI$10:$BI$34,0),MATCH('UEC Data'!$D3529,'Shipment Data'!$BG$10:$CH$10,0))","v":0}]
[null,null,"Agriculture",450,"Open, 6 poles","CSL 2",0,null,"Agriculture",450,"Open, 6 poles",null,{"$f":"G3530*INDEX('Shipment Data'!$BG$10:$CH$34,MATCH(CONCATENATE('UEC Data'!$C3530,'UEC Data'!$E3530),'Shipment Data'!$BI$10:$BI$34,0),MATCH('UEC Data'!$D3530,'Shipment Data'!$BG$10:$CH$10,0))","v":0}]
[null,null,"Agriculture",450,"Open, 6 poles","CSL 3",0,null,"Agriculture",450,"Open, 6 poles",null,{"$f":"G3531*INDEX('Shipment Data'!$BG$10:$CH$34,MATCH(CONCATENATE('UEC Data'!$C3531,'UEC Data'!$E3531),'Shipment Data'!$BI$10:$BI$34,0),MATCH('UEC Data'!$D3531,'Shipment Data'!$BG$10:$CH$10,0))","v":0}]
[null,null,"Agriculture",450,"Open, 6 poles","CSL 4",0,null,"Agriculture",450,"Open, 6 poles",null,{"$f":"G3532*INDEX('Shipment Data'!$BG$10:$CH$34,MATCH(CONCATENATE('UEC Data'!$C3532,'UEC Data'!$E3532),'Shipment Data'!$BI$10:$BI$34,0),MATCH('UEC Data'!$D3532,'Shipment Data'!$BG$10:$CH$10,0))","v":0}]
[null,null,"Agriculture",450,"Open, 6 poles","-",0,null,"Agriculture",450,"Open, 6 poles",null,{"$f":"G3533*INDEX('Shipment Data'!$BG$10:$CH$34,MATCH(CONCATENATE('UEC Data'!$C3533,'UEC Data'!$E3533),'Shipment Data'!$BI$10:$BI$34,0),MATCH('UEC Data'!$D3533,'Shipment Data'!$BG$10:$CH$10,0))","v":0}]
[null,null,"Agriculture",450,"Open, 8 poles","CSL 0",0,null,"Agriculture",450,"Open, 8 poles",null,{"$f":"G3534*INDEX('Shipment Data'!$BG$10:$CH$34,MATCH(CONCATENATE('UEC Data'!$C3534,'UEC Data'!$E3534),'Shipment Data'!$BI$10:$BI$34,0),MATCH('UEC Data'!$D3534,'Shipment Data'!$BG$10:$CH$10,0))","v":0}]
[null,null,"Agriculture",450,"Open, 8 poles","CSL 1",0,null,"Agriculture",450,"Open, 8 poles",null,{"$f":"G3535*INDEX('Shipment Data'!$BG$10:$CH$34,MATCH(CONCATENATE('UEC Data'!$C3535,'UEC Data'!$E3535),'Shipment Data'!$BI$10:$BI$34,0),MATCH('UEC Data'!$D3535,'Shipment Data'!$BG$10:$CH$10,0))","v":0}]
[null,null,"Agriculture",450,"Open, 8 poles","CSL 2",0,null,"Agriculture",450,"Open, 8 poles",null,{"$f":"G3536*INDEX('Shipment Data'!$BG$10:$CH$34,MATCH(CONCATENATE('UEC Data'!$C3536,'UEC Data'!$E3536),'Shipment Data'!$BI$10:$BI$34,0),MATCH('UEC Data'!$D3536,'Shipment Data'!$BG$10:$CH$10,0))","v":0}]
[null,null,"Agriculture",450,"Open, 8 poles","CSL 3",0,null,"Agriculture",450,"Open, 8 poles",null,{"$f":"G3537*INDEX('Shipment Data'!$BG$10:$CH$34,MATCH(CONCATENATE('UEC Data'!$C3537,'UEC Data'!$E3537),'Shipment Data'!$BI$10:$BI$34,0),MATCH('UEC Data'!$D3537,'Shipment Data'!$BG$10:$CH$10,0))","v":0}]
[null,null,"Agriculture",450,"Open, 8 poles","CSL 4",0,null,"Agriculture",450,"Open, 8 poles",null,{"$f":"G3538*INDEX('Shipment Data'!$BG$10:$CH$34,MATCH(CONCATENATE('UEC Data'!$C3538,'UEC Data'!$E3538),'Shipment Data'!$BI$10:$BI$34,0),MATCH('UEC Data'!$D3538,'Shipment Data'!$BG$10:$CH$10,0))","v":0}]
[null,null,"Agriculture",450,"Open, 8 poles","-",0,null,"Agriculture",450,"Open, 8 poles",null,{"$f":"G3539*INDEX('Shipment Data'!$BG$10:$CH$34,MATCH(CONCATENATE('UEC Data'!$C3539,'UEC Data'!$E3539),'Shipment Data'!$BI$10:$BI$34,0),MATCH('UEC Data'!$D3539,'Shipment Data'!$BG$10:$CH$10,0))","v":0}]
[null,null,"Agriculture",450,"Enclosed, 2 poles","CSL 0",21.263307360853997,null,"Agriculture",450,"Enclosed, 2 poles",null,{"$f":"G3540*INDEX('Shipment Data'!$BG$10:$CH$34,MATCH(CONCATENATE('UEC Data'!$C3540,'UEC Data'!$E3540),'Shipment Data'!$BI$10:$BI$34,0),MATCH('UEC Data'!$D3540,'Shipment Data'!$BG$10:$CH$10,0))","v":0.10739044121643433}]
[null,null,"Agriculture",450,"Enclosed, 2 poles","CSL 1",21.35246168941104,null,"Agriculture",450,"Enclosed, 2 poles",null,{"$f":"G3541*INDEX('Shipment Data'!$BG$10:$CH$34,MATCH(CONCATENATE('UEC Data'!$C3541,'UEC Data'!$E3541),'Shipment Data'!$BI$10:$BI$34,0),MATCH('UEC Data'!$D3541,'Shipment Data'!$BG$10:$CH$10,0))","v":0.10784071560308607}]
[null,null,"Agriculture",450,"Enclosed, 2 poles","CSL 2",21.263307360853997,null,"Agriculture",450,"Enclosed, 2 poles",null,{"$f":"G3542*INDEX('Shipment Data'!$BG$10:$CH$34,MATCH(CONCATENATE('UEC Data'!$C3542,'UEC Data'!$E3542),'Shipment Data'!$BI$10:$BI$34,0),MATCH('UEC Data'!$D3542,'Shipment Data'!$BG$10:$CH$10,0))","v":0.10739044121643433}]
[null,null,"Agriculture",450,"Enclosed, 2 poles","CSL 3",21.174894440434649,null,"Agriculture",450,"Enclosed, 2 poles",null,{"$f":"G3543*INDEX('Shipment Data'!$BG$10:$CH$34,MATCH(CONCATENATE('UEC Data'!$C3543,'UEC Data'!$E3543),'Shipment Data'!$BI$10:$BI$34,0),MATCH('UEC Data'!$D3543,'Shipment Data'!$BG$10:$CH$10,0))","v":0.10694391131532652}]
[null,null,"Agriculture",450,"Enclosed, 2 poles","CSL 4",21.109065753055059,null,"Agriculture",450,"Enclosed, 2 poles",null,{"$f":"G3544*INDEX('Shipment Data'!$BG$10:$CH$34,MATCH(CONCATENATE('UEC Data'!$C3544,'UEC Data'!$E3544),'Shipment Data'!$BI$10:$BI$34,0),MATCH('UEC Data'!$D3544,'Shipment Data'!$BG$10:$CH$10,0))","v":0.10661144319724779}]
[null,null,"Agriculture",450,"Enclosed, 2 poles","-",0,null,"Agriculture",450,"Enclosed, 2 poles",null,{"$f":"G3545*INDEX('Shipment Data'!$BG$10:$CH$34,MATCH(CONCATENATE('UEC Data'!$C3545,'UEC Data'!$E3545),'Shipment Data'!$BI$10:$BI$34,0),MATCH('UEC Data'!$D3545,'Shipment Data'!$BG$10:$CH$10,0))","v":0}]
[null,null,"Agriculture",450,"Enclosed, 4 poles","CSL 0",21.35246168941104,null,"Agriculture",450,"Enclosed, 4 poles",null,{"$f":"G3546*INDEX('Shipment Data'!$BG$10:$CH$34,MATCH(CONCATENATE('UEC Data'!$C3546,'UEC Data'!$E3546),'Shipment Data'!$BI$10:$BI$34,0),MATCH('UEC Data'!$D3546,'Shipment Data'!$BG$10:$CH$10,0))","v":0.35048232571002969}]
[null,null,"Agriculture",450,"Enclosed, 4 poles","CSL 1",21.35246168941104,null,"Agriculture",450,"Enclosed, 4 poles",null,{"$f":"G3547*INDEX('Shipment Data'!$BG$10:$CH$34,MATCH(CONCATENATE('UEC Data'!$C3547,'UEC Data'!$E3547),'Shipment Data'!$BI$10:$BI$34,0),MATCH('UEC Data'!$D3547,'Shipment Data'!$BG$10:$CH$10,0))","v":0.35048232571002969}]
[null,null,"Agriculture",450,"Enclosed, 4 poles","CSL 2",21.174894440434649,null,"Agriculture",450,"Enclosed, 4 poles",null,{"$f":"G3548*INDEX('Shipment Data'!$BG$10:$CH$34,MATCH(CONCATENATE('UEC Data'!$C3548,'UEC Data'!$E3548),'Shipment Data'!$BI$10:$BI$34,0),MATCH('UEC Data'!$D3548,'Shipment Data'!$BG$10:$CH$10,0))","v":0.34756771177481111}]
[null,null,"Agriculture",450,"Enclosed, 4 poles","CSL 3",21.109065753055059,null,"Agriculture",450,"Enclosed, 4 poles",null,{"$f":"G3549*INDEX('Shipment Data'!$BG$10:$CH$34,MATCH(CONCATENATE('UEC Data'!$C3549,'UEC Data'!$E3549),'Shipment Data'!$BI$10:$BI$34,0),MATCH('UEC Data'!$D3549,'Shipment Data'!$BG$10:$CH$10,0))","v":0.34648719039105524}]
[null,null,"Agriculture",450,"Enclosed, 4 poles","CSL 4",21.043645094729474,null,"Agriculture",450,"Enclosed, 4 poles",null,{"$f":"G3550*INDEX('Shipment Data'!$BG$10:$CH$34,MATCH(CONCATENATE('UEC Data'!$C3550,'UEC Data'!$E3550),'Shipment Data'!$BI$10:$BI$34,0),MATCH('UEC Data'!$D3550,'Shipment Data'!$BG$10:$CH$10,0))","v":0.34541336645389281}]
[null,null,"Agriculture",450,"Enclosed, 4 poles","-",0,null,"Agriculture",450,"Enclosed, 4 poles",null,{"$f":"G3551*INDEX('Shipment Data'!$BG$10:$CH$34,MATCH(CONCATENATE('UEC Data'!$C3551,'UEC Data'!$E3551),'Shipment Data'!$BI$10:$BI$34,0),MATCH('UEC Data'!$D3551,'Shipment Data'!$BG$10:$CH$10,0))","v":0}]
[null,null,"Agriculture",450,"Enclosed, 6 poles","CSL 0",0,null,"Agriculture",450,"Enclosed, 6 poles",null,{"$f":"G3552*INDEX('Shipment Data'!$BG$10:$CH$34,MATCH(CONCATENATE('UEC Data'!$C3552,'UEC Data'!$E3552),'Shipment Data'!$BI$10:$BI$34,0),MATCH('UEC Data'!$D3552,'Shipment Data'!$BG$10:$CH$10,0))","v":0}]
[null,null,"Agriculture",450,"Enclosed, 6 poles","CSL 1",0,null,"Agriculture",450,"Enclosed, 6 poles",null,{"$f":"G3553*INDEX('Shipment Data'!$BG$10:$CH$34,MATCH(CONCATENATE('UEC Data'!$C3553,'UEC Data'!$E3553),'Shipment Data'!$BI$10:$BI$34,0),MATCH('UEC Data'!$D3553,'Shipment Data'!$BG$10:$CH$10,0))","v":0}]
[null,null,"Agriculture",450,"Enclosed, 6 poles","CSL 2",0,null,"Agriculture",450,"Enclosed, 6 poles",null,{"$f":"G3554*INDEX('Shipment Data'!$BG$10:$CH$34,MATCH(CONCATENATE('UEC Data'!$C3554,'UEC Data'!$E3554),'Shipment Data'!$BI$10:$BI$34,0),MATCH('UEC Data'!$D3554,'Shipment Data'!$BG$10:$CH$10,0))","v":0}]
[null,null,"Agriculture",450,"Enclosed, 6 poles","CSL 3",0,null,"Agriculture",450,"Enclosed, 6 poles",null,{"$f":"G3555*INDEX('Shipment Data'!$BG$10:$CH$34,MATCH(CONCATENATE('UEC Data'!$C3555,'UEC Data'!$E3555),'Shipment Data'!$BI$10:$BI$34,0),MATCH('UEC Data'!$D3555,'Shipment Data'!$BG$10:$CH$10,0))","v":0}]
[null,null,"Agriculture",450,"Enclosed, 6 poles","CSL 4",0,null,"Agriculture",450,"Enclosed, 6 poles",null,{"$f":"G3556*INDEX('Shipment Data'!$BG$10:$CH$34,MATCH(CONCATENATE('UEC Data'!$C3556,'UEC Data'!$E3556),'Shipment Data'!$BI$10:$BI$34,0),MATCH('UEC Data'!$D3556,'Shipment Data'!$BG$10:$CH$10,0))","v":0}]
[null,null,"Agriculture",450,"Enclosed, 6 poles","-",0,null,"Agriculture",450,"Enclosed, 6 poles",null,{"$f":"G3557*INDEX('Shipment Data'!$BG$10:$CH$34,MATCH(CONCATENATE('UEC Data'!$C3557,'UEC Data'!$E3557),'Shipment Data'!$BI$10:$BI$34,0),MATCH('UEC Data'!$D3557,'Shipment Data'!$BG$10:$CH$10,0))","v":0}]
[null,null,"Agriculture",450,"Enclosed, 8 poles","CSL 0",0,null,"Agriculture",450,"Enclosed, 8 poles",null,{"$f":"G3558*INDEX('Shipment Data'!$BG$10:$CH$34,MATCH(CONCATENATE('UEC Data'!$C3558,'UEC Data'!$E3558),'Shipment Data'!$BI$10:$BI$34,0),MATCH('UEC Data'!$D3558,'Shipment Data'!$BG$10:$CH$10,0))","v":0}]
[null,null,"Agriculture",450,"Enclosed, 8 poles","CSL 1",0,null,"Agriculture",450,"Enclosed, 8 poles",null,{"$f":"G3559*INDEX('Shipment Data'!$BG$10:$CH$34,MATCH(CONCATENATE('UEC Data'!$C3559,'UEC Data'!$E3559),'Shipment Data'!$BI$10:$BI$34,0),MATCH('UEC Data'!$D3559,'Shipment Data'!$BG$10:$CH$10,0))","v":0}]
[null,null,"Agriculture",450,"Enclosed, 8 poles","CSL 2",0,null,"Agriculture",450,"Enclosed, 8 poles",null,{"$f":"G3560*INDEX('Shipment Data'!$BG$10:$CH$34,MATCH(CONCATENATE('UEC Data'!$C3560,'UEC Data'!$E3560),'Shipment Data'!$BI$10:$BI$34,0),MATCH('UEC Data'!$D3560,'Shipment Data'!$BG$10:$CH$10,0))","v":0}]
[null,null,"Agriculture",450,"Enclosed, 8 poles","CSL 3",0,null,"Agriculture",450,"Enclosed, 8 poles",null,{"$f":"G3561*INDEX('Shipment Data'!$BG$10:$CH$34,MATCH(CONCATENATE('UEC Data'!$C3561,'UEC Data'!$E3561),'Shipment Data'!$BI$10:$BI$34,0),MATCH('UEC Data'!$D3561,'Shipment Data'!$BG$10:$CH$10,0))","v":0}]
[null,null,"Agriculture",450,"Enclosed, 8 poles","CSL 4",0,null,"Agriculture",450,"Enclosed, 8 poles",null,{"$f":"G3562*INDEX('Shipment Data'!$BG$10:$CH$34,MATCH(CONCATENATE('UEC Data'!$C3562,'UEC Data'!$E3562),'Shipment Data'!$BI$10:$BI$34,0),MATCH('UEC Data'!$D3562,'Shipment Data'!$BG$10:$CH$10,0))","v":0}]
[null,null,"Agriculture",450,"Enclosed, 8 poles","-",0,null,"Agriculture",450,"Enclosed, 8 poles",null,{"$f":"G3563*INDEX('Shipment Data'!$BG$10:$CH$34,MATCH(CONCATENATE('UEC Data'!$C3563,'UEC Data'!$E3563),'Shipment Data'!$BI$10:$BI$34,0),MATCH('UEC Data'!$D3563,'Shipment Data'!$BG$10:$CH$10,0))","v":0}]
[null,null,"Agriculture",500,"Open, 2 poles","CSL 0",23.724957432678931,null,"Agriculture",500,"Open, 2 poles",null,{"$f":"G3564*INDEX('Shipment Data'!$BG$10:$CH$34,MATCH(CONCATENATE('UEC Data'!$C3564,'UEC Data'!$E3564),'Shipment Data'!$BI$10:$BI$34,0),MATCH('UEC Data'!$D3564,'Shipment Data'!$BG$10:$CH$10,0))","v":6.847029562100701E-2}]
[null,null,"Agriculture",500,"Open, 2 poles","CSL 1",23.625897067615558,null,"Agriculture",500,"Open, 2 poles",null,{"$f":"G3565*INDEX('Shipment Data'!$BG$10:$CH$34,MATCH(CONCATENATE('UEC Data'!$C3565,'UEC Data'!$E3565),'Shipment Data'!$BI$10:$BI$34,0),MATCH('UEC Data'!$D3565,'Shipment Data'!$BG$10:$CH$10,0))","v":6.8184407121545609E-2}]
[null,null,"Agriculture",500,"Open, 2 poles","CSL 2",23.527660489371833,null,"Agriculture",500,"Open, 2 poles",null,{"$f":"G3566*INDEX('Shipment Data'!$BG$10:$CH$34,MATCH(CONCATENATE('UEC Data'!$C3566,'UEC Data'!$E3566),'Shipment Data'!$BI$10:$BI$34,0),MATCH('UEC Data'!$D3566,'Shipment Data'!$BG$10:$CH$10,0))","v":6.7900896073223166E-2}]
[null,null,"Agriculture",500,"Open, 2 poles","CSL 3",23.454517503394509,null,"Agriculture",500,"Open, 2 poles",null,{"$f":"G3567*INDEX('Shipment Data'!$BG$10:$CH$34,MATCH(CONCATENATE('UEC Data'!$C3567,'UEC Data'!$E3567),'Shipment Data'!$BI$10:$BI$34,0),MATCH('UEC Data'!$D3567,'Shipment Data'!$BG$10:$CH$10,0))","v":6.7689805204601744E-2}]
[null,null,"Agriculture",500,"Open, 2 poles","CSL 4",23.381827883032752,null,"Agriculture",500,"Open, 2 poles",null,{"$f":"G3568*INDEX('Shipment Data'!$BG$10:$CH$34,MATCH(CONCATENATE('UEC Data'!$C3568,'UEC Data'!$E3568),'Shipment Data'!$BI$10:$BI$34,0),MATCH('UEC Data'!$D3568,'Shipment Data'!$BG$10:$CH$10,0))","v":6.7480022750455268E-2}]
[null,null,"Agriculture",500,"Open, 2 poles","-",0,null,"Agriculture",500,"Open, 2 poles",null,{"$f":"G3569*INDEX('Shipment Data'!$BG$10:$CH$34,MATCH(CONCATENATE('UEC Data'!$C3569,'UEC Data'!$E3569),'Shipment Data'!$BI$10:$BI$34,0),MATCH('UEC Data'!$D3569,'Shipment Data'!$BG$10:$CH$10,0))","v":0}]
[null,null,"Agriculture",500,"Open, 4 poles","CSL 0",23.724957432678931,null,"Agriculture",500,"Open, 4 poles",null,{"$f":"G3570*INDEX('Shipment Data'!$BG$10:$CH$34,MATCH(CONCATENATE('UEC Data'!$C3570,'UEC Data'!$E3570),'Shipment Data'!$BI$10:$BI$34,0),MATCH('UEC Data'!$D3570,'Shipment Data'!$BG$10:$CH$10,0))","v":0.14121998471832695}]
[null,null,"Agriculture",500,"Open, 4 poles","CSL 1",23.625897067615558,null,"Agriculture",500,"Open, 4 poles",null,{"$f":"G3571*INDEX('Shipment Data'!$BG$10:$CH$34,MATCH(CONCATENATE('UEC Data'!$C3571,'UEC Data'!$E3571),'Shipment Data'!$BI$10:$BI$34,0),MATCH('UEC Data'!$D3571,'Shipment Data'!$BG$10:$CH$10,0))","v":0.14063033968818781}]
[null,null,"Agriculture",500,"Open, 4 poles","CSL 2",23.527660489371833,null,"Agriculture",500,"Open, 4 poles",null,{"$f":"G3572*INDEX('Shipment Data'!$BG$10:$CH$34,MATCH(CONCATENATE('UEC Data'!$C3572,'UEC Data'!$E3572),'Shipment Data'!$BI$10:$BI$34,0),MATCH('UEC Data'!$D3572,'Shipment Data'!$BG$10:$CH$10,0))","v":0.1400455981510228}]
[null,null,"Agriculture",500,"Open, 4 poles","CSL 3",23.454517503394509,null,"Agriculture",500,"Open, 4 poles",null,{"$f":"G3573*INDEX('Shipment Data'!$BG$10:$CH$34,MATCH(CONCATENATE('UEC Data'!$C3573,'UEC Data'!$E3573),'Shipment Data'!$BI$10:$BI$34,0),MATCH('UEC Data'!$D3573,'Shipment Data'!$BG$10:$CH$10,0))","v":0.1396102232344911}]
[null,null,"Agriculture",500,"Open, 4 poles","CSL 4",23.381827883032752,null,"Agriculture",500,"Open, 4 poles",null,{"$f":"G3574*INDEX('Shipment Data'!$BG$10:$CH$34,MATCH(CONCATENATE('UEC Data'!$C3574,'UEC Data'!$E3574),'Shipment Data'!$BI$10:$BI$34,0),MATCH('UEC Data'!$D3574,'Shipment Data'!$BG$10:$CH$10,0))","v":0.13917754692281398}]
[null,null,"Agriculture",500,"Open, 4 poles","-",0,null,"Agriculture",500,"Open, 4 poles",null,{"$f":"G3575*INDEX('Shipment Data'!$BG$10:$CH$34,MATCH(CONCATENATE('UEC Data'!$C3575,'UEC Data'!$E3575),'Shipment Data'!$BI$10:$BI$34,0),MATCH('UEC Data'!$D3575,'Shipment Data'!$BG$10:$CH$10,0))","v":0}]
[null,null,"Agriculture",500,"Open, 6 poles","CSL 0",0,null,"Agriculture",500,"Open, 6 poles",null,{"$f":"G3576*INDEX('Shipment Data'!$BG$10:$CH$34,MATCH(CONCATENATE('UEC Data'!$C3576,'UEC Data'!$E3576),'Shipment Data'!$BI$10:$BI$34,0),MATCH('UEC Data'!$D3576,'Shipment Data'!$BG$10:$CH$10,0))","v":0}]
[null,null,"Agriculture",500,"Open, 6 poles","CSL 1",0,null,"Agriculture",500,"Open, 6 poles",null,{"$f":"G3577*INDEX('Shipment Data'!$BG$10:$CH$34,MATCH(CONCATENATE('UEC Data'!$C3577,'UEC Data'!$E3577),'Shipment Data'!$BI$10:$BI$34,0),MATCH('UEC Data'!$D3577,'Shipment Data'!$BG$10:$CH$10,0))","v":0}]
[null,null,"Agriculture",500,"Open, 6 poles","CSL 2",0,null,"Agriculture",500,"Open, 6 poles",null,{"$f":"G3578*INDEX('Shipment Data'!$BG$10:$CH$34,MATCH(CONCATENATE('UEC Data'!$C3578,'UEC Data'!$E3578),'Shipment Data'!$BI$10:$BI$34,0),MATCH('UEC Data'!$D3578,'Shipment Data'!$BG$10:$CH$10,0))","v":0}]
[null,null,"Agriculture",500,"Open, 6 poles","CSL 3",0,null,"Agriculture",500,"Open, 6 poles",null,{"$f":"G3579*INDEX('Shipment Data'!$BG$10:$CH$34,MATCH(CONCATENATE('UEC Data'!$C3579,'UEC Data'!$E3579),'Shipment Data'!$BI$10:$BI$34,0),MATCH('UEC Data'!$D3579,'Shipment Data'!$BG$10:$CH$10,0))","v":0}]
[null,null,"Agriculture",500,"Open, 6 poles","CSL 4",0,null,"Agriculture",500,"Open, 6 poles",null,{"$f":"G3580*INDEX('Shipment Data'!$BG$10:$CH$34,MATCH(CONCATENATE('UEC Data'!$C3580,'UEC Data'!$E3580),'Shipment Data'!$BI$10:$BI$34,0),MATCH('UEC Data'!$D3580,'Shipment Data'!$BG$10:$CH$10,0))","v":0}]
[null,null,"Agriculture",500,"Open, 6 poles","-",0,null,"Agriculture",500,"Open, 6 poles",null,{"$f":"G3581*INDEX('Shipment Data'!$BG$10:$CH$34,MATCH(CONCATENATE('UEC Data'!$C3581,'UEC Data'!$E3581),'Shipment Data'!$BI$10:$BI$34,0),MATCH('UEC Data'!$D3581,'Shipment Data'!$BG$10:$CH$10,0))","v":0}]
[null,null,"Agriculture",500,"Open, 8 poles","CSL 0",0,null,"Agriculture",500,"Open, 8 poles",null,{"$f":"G3582*INDEX('Shipment Data'!$BG$10:$CH$34,MATCH(CONCATENATE('UEC Data'!$C3582,'UEC Data'!$E3582),'Shipment Data'!$BI$10:$BI$34,0),MATCH('UEC Data'!$D3582,'Shipment Data'!$BG$10:$CH$10,0))","v":0}]
[null,null,"Agriculture",500,"Open, 8 poles","CSL 1",0,null,"Agriculture",500,"Open, 8 poles",null,{"$f":"G3583*INDEX('Shipment Data'!$BG$10:$CH$34,MATCH(CONCATENATE('UEC Data'!$C3583,'UEC Data'!$E3583),'Shipment Data'!$BI$10:$BI$34,0),MATCH('UEC Data'!$D3583,'Shipment Data'!$BG$10:$CH$10,0))","v":0}]
[null,null,"Agriculture",500,"Open, 8 poles","CSL 2",0,null,"Agriculture",500,"Open, 8 poles",null,{"$f":"G3584*INDEX('Shipment Data'!$BG$10:$CH$34,MATCH(CONCATENATE('UEC Data'!$C3584,'UEC Data'!$E3584),'Shipment Data'!$BI$10:$BI$34,0),MATCH('UEC Data'!$D3584,'Shipment Data'!$BG$10:$CH$10,0))","v":0}]
[null,null,"Agriculture",500,"Open, 8 poles","CSL 3",0,null,"Agriculture",500,"Open, 8 poles",null,{"$f":"G3585*INDEX('Shipment Data'!$BG$10:$CH$34,MATCH(CONCATENATE('UEC Data'!$C3585,'UEC Data'!$E3585),'Shipment Data'!$BI$10:$BI$34,0),MATCH('UEC Data'!$D3585,'Shipment Data'!$BG$10:$CH$10,0))","v":0}]
[null,null,"Agriculture",500,"Open, 8 poles","CSL 4",0,null,"Agriculture",500,"Open, 8 poles",null,{"$f":"G3586*INDEX('Shipment Data'!$BG$10:$CH$34,MATCH(CONCATENATE('UEC Data'!$C3586,'UEC Data'!$E3586),'Shipment Data'!$BI$10:$BI$34,0),MATCH('UEC Data'!$D3586,'Shipment Data'!$BG$10:$CH$10,0))","v":0}]
[null,null,"Agriculture",500,"Open, 8 poles","-",0,null,"Agriculture",500,"Open, 8 poles",null,{"$f":"G3587*INDEX('Shipment Data'!$BG$10:$CH$34,MATCH(CONCATENATE('UEC Data'!$C3587,'UEC Data'!$E3587),'Shipment Data'!$BI$10:$BI$34,0),MATCH('UEC Data'!$D3587,'Shipment Data'!$BG$10:$CH$10,0))","v":0}]
[null,null,"Agriculture",500,"Enclosed, 2 poles","CSL 0",23.625897067615558,null,"Agriculture",500,"Enclosed, 2 poles",null,{"$f":"G3588*INDEX('Shipment Data'!$BG$10:$CH$34,MATCH(CONCATENATE('UEC Data'!$C3588,'UEC Data'!$E3588),'Shipment Data'!$BI$10:$BI$34,0),MATCH('UEC Data'!$D3588,'Shipment Data'!$BG$10:$CH$10,0))","v":0.11932271246270484}]
[null,null,"Agriculture",500,"Enclosed, 2 poles","CSL 1",23.724957432678931,null,"Agriculture",500,"Enclosed, 2 poles",null,{"$f":"G3589*INDEX('Shipment Data'!$BG$10:$CH$34,MATCH(CONCATENATE('UEC Data'!$C3589,'UEC Data'!$E3589),'Shipment Data'!$BI$10:$BI$34,0),MATCH('UEC Data'!$D3589,'Shipment Data'!$BG$10:$CH$10,0))","v":0.11982301733676229}]
[null,null,"Agriculture",500,"Enclosed, 2 poles","CSL 2",23.625897067615558,null,"Agriculture",500,"Enclosed, 2 poles",null,{"$f":"G3590*INDEX('Shipment Data'!$BG$10:$CH$34,MATCH(CONCATENATE('UEC Data'!$C3590,'UEC Data'!$E3590),'Shipment Data'!$BI$10:$BI$34,0),MATCH('UEC Data'!$D3590,'Shipment Data'!$BG$10:$CH$10,0))","v":0.11932271246270484}]
[null,null,"Agriculture",500,"Enclosed, 2 poles","CSL 3",23.527660489371833,null,"Agriculture",500,"Enclosed, 2 poles",null,{"$f":"G3591*INDEX('Shipment Data'!$BG$10:$CH$34,MATCH(CONCATENATE('UEC Data'!$C3591,'UEC Data'!$E3591),'Shipment Data'!$BI$10:$BI$34,0),MATCH('UEC Data'!$D3591,'Shipment Data'!$BG$10:$CH$10,0))","v":0.11882656812814058}]
[null,null,"Agriculture",500,"Enclosed, 2 poles","CSL 4",23.454517503394509,null,"Agriculture",500,"Enclosed, 2 poles",null,{"$f":"G3592*INDEX('Shipment Data'!$BG$10:$CH$34,MATCH(CONCATENATE('UEC Data'!$C3592,'UEC Data'!$E3592),'Shipment Data'!$BI$10:$BI$34,0),MATCH('UEC Data'!$D3592,'Shipment Data'!$BG$10:$CH$10,0))","v":0.11845715910805309}]
[null,null,"Agriculture",500,"Enclosed, 2 poles","-",0,null,"Agriculture",500,"Enclosed, 2 poles",null,{"$f":"G3593*INDEX('Shipment Data'!$BG$10:$CH$34,MATCH(CONCATENATE('UEC Data'!$C3593,'UEC Data'!$E3593),'Shipment Data'!$BI$10:$BI$34,0),MATCH('UEC Data'!$D3593,'Shipment Data'!$BG$10:$CH$10,0))","v":0}]
[null,null,"Agriculture",500,"Enclosed, 4 poles","CSL 0",23.625897067615558,null,"Agriculture",500,"Enclosed, 4 poles",null,{"$f":"G3594*INDEX('Shipment Data'!$BG$10:$CH$34,MATCH(CONCATENATE('UEC Data'!$C3594,'UEC Data'!$E3594),'Shipment Data'!$BI$10:$BI$34,0),MATCH('UEC Data'!$D3594,'Shipment Data'!$BG$10:$CH$10,0))","v":0.38779881550379069}]
[null,null,"Agriculture",500,"Enclosed, 4 poles","CSL 1",23.625897067615558,null,"Agriculture",500,"Enclosed, 4 poles",null,{"$f":"G3595*INDEX('Shipment Data'!$BG$10:$CH$34,MATCH(CONCATENATE('UEC Data'!$C3595,'UEC Data'!$E3595),'Shipment Data'!$BI$10:$BI$34,0),MATCH('UEC Data'!$D3595,'Shipment Data'!$BG$10:$CH$10,0))","v":0.38779881550379069}]
[null,null,"Agriculture",500,"Enclosed, 4 poles","CSL 2",23.527660489371833,null,"Agriculture",500,"Enclosed, 4 poles",null,{"$f":"G3596*INDEX('Shipment Data'!$BG$10:$CH$34,MATCH(CONCATENATE('UEC Data'!$C3596,'UEC Data'!$E3596),'Shipment Data'!$BI$10:$BI$34,0),MATCH('UEC Data'!$D3596,'Shipment Data'!$BG$10:$CH$10,0))","v":0.38618634641645683}]
[null,null,"Agriculture",500,"Enclosed, 4 poles","CSL 3",23.454517503394509,null,"Agriculture",500,"Enclosed, 4 poles",null,{"$f":"G3597*INDEX('Shipment Data'!$BG$10:$CH$34,MATCH(CONCATENATE('UEC Data'!$C3597,'UEC Data'!$E3597),'Shipment Data'!$BI$10:$BI$34,0),MATCH('UEC Data'!$D3597,'Shipment Data'!$BG$10:$CH$10,0))","v":0.38498576710117244}]
[null,null,"Agriculture",500,"Enclosed, 4 poles","CSL 4",23.381827883032752,null,"Agriculture",500,"Enclosed, 4 poles",null,{"$f":"G3598*INDEX('Shipment Data'!$BG$10:$CH$34,MATCH(CONCATENATE('UEC Data'!$C3598,'UEC Data'!$E3598),'Shipment Data'!$BI$10:$BI$34,0),MATCH('UEC Data'!$D3598,'Shipment Data'!$BG$10:$CH$10,0))","v":0.38379262939321435}]
[null,null,"Agriculture",500,"Enclosed, 4 poles","-",0,null,"Agriculture",500,"Enclosed, 4 poles",null,{"$f":"G3599*INDEX('Shipment Data'!$BG$10:$CH$34,MATCH(CONCATENATE('UEC Data'!$C3599,'UEC Data'!$E3599),'Shipment Data'!$BI$10:$BI$34,0),MATCH('UEC Data'!$D3599,'Shipment Data'!$BG$10:$CH$10,0))","v":0}]
[null,null,"Agriculture",500,"Enclosed, 6 poles","CSL 0",0,null,"Agriculture",500,"Enclosed, 6 poles",null,{"$f":"G3600*INDEX('Shipment Data'!$BG$10:$CH$34,MATCH(CONCATENATE('UEC Data'!$C3600,'UEC Data'!$E3600),'Shipment Data'!$BI$10:$BI$34,0),MATCH('UEC Data'!$D3600,'Shipment Data'!$BG$10:$CH$10,0))","v":0}]
[null,null,"Agriculture",500,"Enclosed, 6 poles","CSL 1",0,null,"Agriculture",500,"Enclosed, 6 poles",null,{"$f":"G3601*INDEX('Shipment Data'!$BG$10:$CH$34,MATCH(CONCATENATE('UEC Data'!$C3601,'UEC Data'!$E3601),'Shipment Data'!$BI$10:$BI$34,0),MATCH('UEC Data'!$D3601,'Shipment Data'!$BG$10:$CH$10,0))","v":0}]
[null,null,"Agriculture",500,"Enclosed, 6 poles","CSL 2",0,null,"Agriculture",500,"Enclosed, 6 poles",null,{"$f":"G3602*INDEX('Shipment Data'!$BG$10:$CH$34,MATCH(CONCATENATE('UEC Data'!$C3602,'UEC Data'!$E3602),'Shipment Data'!$BI$10:$BI$34,0),MATCH('UEC Data'!$D3602,'Shipment Data'!$BG$10:$CH$10,0))","v":0}]
[null,null,"Agriculture",500,"Enclosed, 6 poles","CSL 3",0,null,"Agriculture",500,"Enclosed, 6 poles",null,{"$f":"G3603*INDEX('Shipment Data'!$BG$10:$CH$34,MATCH(CONCATENATE('UEC Data'!$C3603,'UEC Data'!$E3603),'Shipment Data'!$BI$10:$BI$34,0),MATCH('UEC Data'!$D3603,'Shipment Data'!$BG$10:$CH$10,0))","v":0}]
[null,null,"Agriculture",500,"Enclosed, 6 poles","CSL 4",0,null,"Agriculture",500,"Enclosed, 6 poles",null,{"$f":"G3604*INDEX('Shipment Data'!$BG$10:$CH$34,MATCH(CONCATENATE('UEC Data'!$C3604,'UEC Data'!$E3604),'Shipment Data'!$BI$10:$BI$34,0),MATCH('UEC Data'!$D3604,'Shipment Data'!$BG$10:$CH$10,0))","v":0}]
[null,null,"Agriculture",500,"Enclosed, 6 poles","-",0,null,"Agriculture",500,"Enclosed, 6 poles",null,{"$f":"G3605*INDEX('Shipment Data'!$BG$10:$CH$34,MATCH(CONCATENATE('UEC Data'!$C3605,'UEC Data'!$E3605),'Shipment Data'!$BI$10:$BI$34,0),MATCH('UEC Data'!$D3605,'Shipment Data'!$BG$10:$CH$10,0))","v":0}]
[null,null,"Agriculture",500,"Enclosed, 8 poles","CSL 0",0,null,"Agriculture",500,"Enclosed, 8 poles",null,{"$f":"G3606*INDEX('Shipment Data'!$BG$10:$CH$34,MATCH(CONCATENATE('UEC Data'!$C3606,'UEC Data'!$E3606),'Shipment Data'!$BI$10:$BI$34,0),MATCH('UEC Data'!$D3606,'Shipment Data'!$BG$10:$CH$10,0))","v":0}]
[null,null,"Agriculture",500,"Enclosed, 8 poles","CSL 1",0,null,"Agriculture",500,"Enclosed, 8 poles",null,{"$f":"G3607*INDEX('Shipment Data'!$BG$10:$CH$34,MATCH(CONCATENATE('UEC Data'!$C3607,'UEC Data'!$E3607),'Shipment Data'!$BI$10:$BI$34,0),MATCH('UEC Data'!$D3607,'Shipment Data'!$BG$10:$CH$10,0))","v":0}]
[null,null,"Agriculture",500,"Enclosed, 8 poles","CSL 2",0,null,"Agriculture",500,"Enclosed, 8 poles",null,{"$f":"G3608*INDEX('Shipment Data'!$BG$10:$CH$34,MATCH(CONCATENATE('UEC Data'!$C3608,'UEC Data'!$E3608),'Shipment Data'!$BI$10:$BI$34,0),MATCH('UEC Data'!$D3608,'Shipment Data'!$BG$10:$CH$10,0))","v":0}]
[null,null,"Agriculture",500,"Enclosed, 8 poles","CSL 3",0,null,"Agriculture",500,"Enclosed, 8 poles",null,{"$f":"G3609*INDEX('Shipment Data'!$BG$10:$CH$34,MATCH(CONCATENATE('UEC Data'!$C3609,'UEC Data'!$E3609),'Shipment Data'!$BI$10:$BI$34,0),MATCH('UEC Data'!$D3609,'Shipment Data'!$BG$10:$CH$10,0))","v":0}]
[null,null,"Agriculture",500,"Enclosed, 8 poles","CSL 4",0,null,"Agriculture",500,"Enclosed, 8 poles",null,{"$f":"G3610*INDEX('Shipment Data'!$BG$10:$CH$34,MATCH(CONCATENATE('UEC Data'!$C3610,'UEC Data'!$E3610),'Shipment Data'!$BI$10:$BI$34,0),MATCH('UEC Data'!$D3610,'Shipment Data'!$BG$10:$CH$10,0))","v":0}]
[null,null,"Agriculture",500,"Enclosed, 8 poles","-",0,null,"Agriculture",500,"Enclosed, 8 poles",null,{"$f":"G3611*INDEX('Shipment Data'!$BG$10:$CH$34,MATCH(CONCATENATE('UEC Data'!$C3611,'UEC Data'!$E3611),'Shipment Data'!$BI$10:$BI$34,0),MATCH('UEC Data'!$D3611,'Shipment Data'!$BG$10:$CH$10,0))","v":0}]
[]
[null,null,null,null,null,"Source","DOE Electric Motors 2014 Final Rule, National Impact Analysis Spreadsheet for NEMA Design A & B Motors (EERE-2010-BT-STD-0027-0112), 'AB Unit Energy Consumption' tab, cells F5:J3605"]

{"sheet":"Constants & Menus","index":7,"n_rows":36,"n_cols":4,"rows_kept":36,"cut":false,"hidden":false,"merged":[[1,2,1,4],[3,2,3,4],[5,2,5,4]]}
[]
[null,null,"UEC Raw Data"]
[]
[null,null,"NAVIGATION"]
[]
[null,null,"COMMENTS"]
[]
[]
[null,null,"Hours/Day",24]
[null,null,"Days/Week",7]
[null,null,"Days/Year",365.25]
[null,null,"kW/MW",1000]
[null,null,"Standard Compliance Year",2016]
[]
[]
[]
[null,null,null,"Building Type"]
[null,null,null,"Large Off"]
[null,null,null,"Medium Off"]
[null,null,null,"Small Off"]
[null,null,null,"Big Box"]
[null,null,null,"Small Box"]
[null,null,null,"High End"]
[null,null,null,"Anchor"]
[null,null,null,"K-12"]
[null,null,null,"University"]
[null,null,null,"Warehouse"]
[null,null,null,"Supermarket"]
[null,null,null,"MIniMart"]
[null,null,null,"Restaurant"]
[null,null,null,"Lodging"]
[null,null,null,"Hospital"]
[null,null,null,"OtherHealth"]
[null,null,null,"Assembly"]
[null,null,null,"Other"]
[null,null,null,"TOTAL"]

{"sheet":"Usage Data","index":8,"n_rows":27,"n_cols":9,"rows_kept":27,"cut":false,"hidden":false,"merged":[]}
[]
[null,null,"Usage Data"]
[]
[null,null,"NAVIGATION"]
[]
[null,null,"COMMENTS"]
[]
[]
[null,null,"Key Stock Model Assumptions","Value"]
[null,null,"Standard Year",2016,"DOE Electric Motors Final Rule, 10 CFR Part 431, Table IV.25 Inputs for the National Impact Analysis (page 182)"]
[null,null,"Northwest Region Scaling Factor",0.04,"Northwest Council assumption and Regional Technical Forum convention"]
[null,null,"Shipment Growth Rate",3.4227605832554353E-2,"DOE Electric Motors 2014 Final Rule, National Impact Analysis for NEMA Design A & B Motors (EERE-2010-BT-STD-0027-0112), 'AB Shipments' tab, cells F65:X65 (AAGR for Shipment Growth Index between 2010-2034)"]
[]
[null,null,"EISA 2007 Regulated Motors","1-5 HP","6-20 HP","21-50 HP","51-100 HP","101-200 HP","201-500 HP"]
[null,null,"Percentage of Electric Motors Previously Regulated (EISA 2007)",{"$f":"SUM('Efficiency Dist'!$AK$16:$AK$18)","v":0.59054037808219528},{"$f":"SUM('Efficiency Dist'!$AK$42:$AK$44)","v":0.58980798060766637},{"$f":"SUM('Efficiency Dist'!$AK$68:$AK$70)","v":0.60584188249902926},{"$f":"SUM('Efficiency Dist'!$AK$94:$AK$96)","v":0.67033513167423664},{"$f":"SUM('Efficiency Dist'!$AK$120:$AK$122)","v":0.69945407412472771},{"$f":"SUM('Efficiency Dist'!$AK$146:$AK$148)","v":0.45302453604390153}]
[]
[null,null,"Source","Tab: 'Efficiency Dist' - sum of EL 3, EL 4 and EL5 pre-case EL distributions for year 2010 for each product class"]
[]
[null,null,"Weighted Average Across Applications (Years)","1-5 HP","6-20 HP","21-50 HP","51-100 HP","101-200 HP","201-500 HP"]
[null,null,"Industrial Sector",8,8,15,14,21,21]
[null,null,"Commercial Sector",17.100000000000001,19.399999999999999,21.8,28.5,28,29]
[null,null,"Agricultural Sector",20,20,20,20,20,20]
[]
[null,null,"Weighted Average Across Applications & Sectors (Years)","1-5 HP","6-20 HP","21-50 HP","51-100 HP","101-200 HP","201-500 HP"]
[null,null,"Lifetime",{"$f":"ROUND(SUMPRODUCT(D20:D22,'Shipment Data'!AF77:AF79),0)","v":15},{"$f":"ROUND(SUMPRODUCT(E20:E22,'Shipment Data'!AG77:AG79),0)","v":16},{"$f":"ROUND(SUMPRODUCT(F20:F22,'Shipment Data'!AH77:AH79),0)","v":20},{"$f":"ROUND(SUMPRODUCT(G20:G22,'Shipment Data'!AI77:AI79),0)","v":19},{"$f":"ROUND(SUMPRODUCT(H20:H22,'Shipment Data'!AJ77:AJ79),0)","v":22},{"$f":"ROUND(SUMPRODUCT(I20:I22,'Shipment Data'!AK77:AK79),0)","v":23}]
[]
[null,null,"Source","DOE Electric Motors 2014 Final Rule, Technical Support Document Chapter 8: Life-Cycle Cost and Payback Period Analysis, Table 8.2.22 Motor Lifetime by Horsepower Range and Sector (page 8-22)"]

{"sheet":"Shipment Data","index":9,"n_rows":91,"n_cols":86,"rows_kept":91,"cut":false,"hidden":false,"merged":[]}
[]
[null,null,"Shipment Data"]
[]
[null,null,"NAVIGATION"]
[]
[null,null,"COMMENTS"]
[]
[]
[null,null,"NEMA Design AB Motor Shipments (2016, thousands of shipments)",null,null,null,null,null,null,null,null,null,null,null,null,null,null,null,null,null,null,null,null,null,null,null,null,null,null,null,"NEMA Design AB Motor Shipments (2016) by Percentage of Total",null,null,null,null,null,null,null,null,null,null,null,null,null,null,null,null,null,null,null,null,null,null,null,null,null,null,null,"NEMA Design AB Motor Shipments (2016) by Percentage of Horsepower Total"]
[null,null,"Sector","Motor Design",1,1.5,2,3,5,7.5,10,15,20,25,30,40,50,60,75,100,125,150,200,250,300,350,400,450,500,null,"Sector","Horsepower",1,1.5,2,3,5,7.5,10,15,20,25,30,40,50,60,75,100,125,150,200,250,300,350,400,450,500,null,"Sector","Horsepower","Reference",1,1.5,2,3,5,7.5,10,15,20,25,30,40,50,60,75,100,125,150,200,250,300,350,400,450,500]
[null,null,"Industry","Open, 2 poles",5.2625372707079467,3.0777724781953464,5.828427167784981,7.3064265192224669,11.644915730146396,3.2114251619988829,3.28811591213617,2.9930695539691081,1.9609398750381242,0.5499936113349071,0.50262421937600477,0.4851388733509065,0.43649781986290609,0.39032041291386127,0.49817210595584921,0.48961244777791368,9.6539320245158752E-2,0.12167019091215248,0.10634648928593678,0.30740405674870441,0.24573217304597927,0.1089768767421299,0.14606564571739258,5.477461714402225E-2,0.15104515636684918,null,"Industry","Open, 2 poles",{"$f":"E11/SUM($E$11:$AC$34)","v":8.9235005713571834E-4},{"$f":"F11/SUM($E$11:$AC$34)","v":5.2188712506712383E-4},9.883060297043052E-4,1.2389252154425129E-3,1.974587671801678E-3,5.4455014366316772E-4,5.5755432619840762E-4,5.0752434616699869E-4,3.3250972288022946E-4,9.3260494938587102E-5,8.5228232657749258E-5,8.2263303627909783E-5,7.4015410144901794E-5,6.6185268597264619E-5,8.4473303341245612E-5,8.302187201235824E-5,1.6369835215441972E-5,2.0631189144541154E-5,1.8032802602407504E-5,5.2125431800800519E-5,4.1667945969371757E-5,1.8478828212503992E-5,2.4767841175583078E-5,9.2879404408436598E-6,2.5612199397477958E-5,null,"Industry","Open, 2 poles",{"$f":"CONCATENATE(BG11,BH11)","v":"IndustryOpen, 2 poles"},{"$f":"E11/SUM(E$11:E$34)","v":8.7368511393455719E-3},{"$f":"F11/SUM(F$11:F$34)","v":8.7368511393455649E-3},{"$f":"G11/SUM(G$11:G$34)","v":8.7368511393455684E-3},{"$f":"H11/SUM(H$11:H$34)","v":8.7368511393455667E-3},{"$f":"I11/SUM(I$11:I$34)","v":8.7368511393455667E-3},{"$f":"J11/SUM(J$11:J$34)","v":7.4890970198935045E-3},{"$f":"K11/SUM(K$11:K$34)","v":7.4890970198935071E-3},{"$f":"L11/SUM(L$11:L$34)","v":7.4890970198935054E-3},{"$f":"M11/SUM(M$11:M$34)","v":7.4890970198935054E-3},{"$f":"N11/SUM(N$11:N$34)","v":5.113104959418433E-3},{"$f":"O11/SUM(O$11:O$34)","v":5.1131049594184312E-3},{"$f":"P11/SUM(P$11:P$34)","v":5.1131049594184286E-3},{"$f":"Q11/SUM(Q$11:Q$34)","v":5.1131049594184321E-3},{"$f":"R11/SUM(R$11:R$34)","v":1.0820647282119513E-2},{"$f":"S11/SUM(S$11:S$34)","v":1.0820647282119518E-2},{"$f":"T11/SUM(T$11:T$34)","v":1.0820647282119518E-2},{"$f":"U11/SUM(U$11:U$34)","v":7.7582579423521964E-3},{"$f":"V11/SUM(V$11:V$34)","v":7.7582579423521999E-3},{"$f":"W11/SUM(W$11:W$34)","v":7.7582579423521991E-3},{"$f":"X11/SUM(X$11:X$34)","v":3.772882407694695E-2},{"$f":"Y11/SUM(Y$11:Y$34)","v":4.2354580285614764E-2},{"$f":"Z11/SUM(Z$11:Z$34)","v":4.2354580285614757E-2},{"$f":"AA11/SUM(AA$11:AA$34)","v":6.5800865800865777E-2},{"$f":"AB11/SUM(AB$11:AB$34)","v":6.5800865800865804E-2},{"$f":"AC11/SUM(AC$11:AC$34)","v":6.5800865800865804E-2}]
[null,null,"Industry","Open, 4 poles",32.590800992279036,19.060590961455389,36.095347196984179,45.24857125062335,72.116758820029432,20.703443065652372,21.197853646324667,19.295746273460423,12.641803875245778,4.2288397671528415,3.8646217756466146,3.7301788928758586,3.3561832371681222,2.6089838126347566,3.3298872345469914,3.2726726772523698,0.71714923610689352,0.90383570391884682,0.79000249183838733,0.6340208670442028,0.50682260690733227,0.22476480828064296,0.30126039429212231,0.11297264785954587,0.31153063500662637,null,"Industry","Open, 4 poles",{"$f":"E12/SUM($E$11:$AC$34)","v":5.5263082485773433E-3},{"$f":"F12/SUM($E$11:$AC$34)","v":3.2320378096262229E-3},{"$f":"G12/SUM($E$11:$AC$34)","v":6.1205619032564862E-3},{"$f":"H12/SUM($E$11:$AC$34)","v":7.6726421237053866E-3},{"$f":"I12/SUM($E$11:$AC$34)","v":1.2228586809578813E-2},{"$f":"J12/SUM($E$11:$AC$34)","v":3.510610500637017E-3},{"$f":"K12/SUM($E$11:$AC$34)","v":3.5944459752790948E-3},{"$f":"L12/SUM($E$11:$AC$34)","v":3.2719122742255456E-3},{"$f":"M12/SUM($E$11:$AC$34)","v":2.1436265113342449E-3},{"$f":"N12/SUM($E$11:$AC$34)","v":7.1706958330558089E-4},{"$f":"O12/SUM($E$11:$AC$34)","v":6.5531041110180547E-4},{"$f":"P12/SUM($E$11:$AC$34)","v":6.3251340122792851E-4},{"$f":"Q12/SUM($E$11:$AC$34)","v":5.6909626466968932E-4},{"$f":"R12/SUM($E$11:$AC$34)","v":4.4239626904487396E-4},{"$f":"S12/SUM($E$11:$AC$34)","v":5.646373433862206E-4},{"$f":"T12/SUM($E$11:$AC$34)","v":5.5493567081944708E-4},{"$f":"U12/SUM($E$11:$AC$34)","v":1.2160449017185463E-4},{"$f":"V12/SUM($E$11:$AC$34)","v":1.5326026221659141E-4},{"$f":"W12/SUM($E$11:$AC$34)","v":1.3395796218931285E-4},{"$f":"X12/SUM($E$11:$AC$34)","v":1.0750870308915107E-4},{"$f":"Y12/SUM($E$11:$AC$34)","v":8.5940138561829254E-5},{"$f":"Z12/SUM($E$11:$AC$34)","v":3.8112583188289487E-5},{"$f":"AA12/SUM($E$11:$AC$34)","v":5.1083672424640117E-5},{"$f":"AB12/SUM($E$11:$AC$34)","v":1.9156377159240045E-5},{"$f":"AC12/SUM($E$11:$AC$34)","v":5.2825161257298283E-5},null,"Industry","Open, 4 poles",{"$f":"CONCATENATE(BG12,BH12)","v":"IndustryOpen, 4 poles"},5.4107165827876953E-2,5.4107165827876919E-2,5.4107165827876939E-2,5.4107165827876932E-2,5.4107165827876925E-2,4.8280774404845357E-2,4.8280774404845371E-2,4.8280774404845371E-2,4.8280774404845357E-2,3.9314095910195065E-2,3.9314095910195045E-2,3.9314095910195031E-2,3.9314095910195052E-2,7.2327484464693573E-2,7.23274844646936E-2,7.23274844646936E-2,5.7632773286044887E-2,5.7632773286044908E-2,5.7632773286044901E-2,7.781569965870308E-2,8.7356321839080459E-2,8.7356321839080459E-2,0.1357142857142857,0.1357142857142857,0.13571428571428568]
[null,null,"Industry","Open, 6 poles",4.7547485866922683,2.7807944320536899,5.266035072647834,6.6014204515781936,10.521283510570866,1.8448612632759542,1.8889176516526938,1.7194229352588493,1.1264973750219009,0.39110656806037836,0.3574216671118256,0.34498764327175574,0.31039844968028879,1.1504180591145383,1.4682967333435555,1.4430682671349035,0.13791331463594106,0.1738145584459321,0.15192355612276684,0.76851014187176092,0.61433043261494824,0.27244219185532481,0,0,0,null,"Industry","Open, 6 poles",8.0624610425420178E-4,4.7152959545538378E-4,8.929431671889775E-4,1.119379799917358E-3,1.7840572824173056E-3,3.1282667827458574E-4,3.202971661139789E-4,2.9155653928742477E-4,1.9101622378225945E-4,6.6318574178550826E-5,6.0606743223288362E-5,5.8498349246513621E-5,5.2633180547485724E-5,1.950723706024641E-4,2.4897394668998708E-4,2.4469604382589796E-4,2.3385478879202813E-5,2.9473127349344507E-5,2.5761146574867864E-5,1.3031357950200127E-4,1.041698649234294E-4,4.6197070531259983E-5,0,0,0,null,"Industry","Open, 6 poles","IndustryOpen, 6 poles",7.8938216434438074E-3,7.8938216434438005E-3,7.893821643443804E-3,7.8938216434438005E-3,7.8938216434438005E-3,4.302247224194141E-3,4.3022472241941428E-3,4.302247224194141E-3,4.302247224194141E-3,3.6359857489197743E-3,3.635985748919773E-3,3.6359857489197717E-3,3.6359857489197743E-3,3.1892434094668035E-2,3.1892434094668048E-2,3.1892434094668055E-2,1.1083225631931709E-2,1.1083225631931714E-2,1.1083225631931714E-2,9.4322060192367371E-2,0.10588645071403693,0.10588645071403692,0,0,0]
[null,null,"Industry","Open, 8 poles",0.41546346874010098,0.24298203775226412,0.46013898693039323,0.57682314625440534,0.91933545237997838,0.34164097468073223,0.34979956512086918,0.31841165467756471,0.20861062500405569,0.12222080251886824,0.11169427097244551,0.10780863852242369,9.6999515525090244E-2,0.45194995179499714,0.57683085952782531,0.56691967637442631,0.15170464609953516,0.1911960142905253,0.1671159117350435,0.30740405674870441,0,0,0,0,0,null,"Industry","Open, 8 poles",7.0448688721240913E-5,4.120161513687819E-5,7.8024160239813562E-5,9.7809885429672071E-5,1.5588850040539561E-4,5.7930866347145501E-5,5.9314290021107195E-5,5.3991951719893485E-5,3.5373374774492488E-5,2.0724554430797134E-5,1.8939607257277614E-5,1.8280734139535511E-5,1.6447868921089287E-5,7.663557416525374E-5,9.7811193342494916E-5,9.6130588645888478E-5,2.5724026767123094E-5,3.2420440084278953E-5,2.833726123235465E-5,5.2125431800800519E-5,0,0,0,0,0,null,"Industry","Open, 8 poles","IndustryOpen, 8 poles",6.897514057378081E-4,6.8975140573780767E-4,6.897514057378081E-4,6.8975140573780799E-4,6.8975140573780767E-4,7.9671244892484097E-4,7.967124489248413E-4,7.9671244892484108E-4,7.9671244892484075E-4,1.1362455465374296E-3,1.1362455465374292E-3,1.1362455465374287E-3,1.1362455465374294E-3,1.2529170537191011E-2,1.2529170537191018E-2,1.2529170537191018E-2,1.2191548195124878E-2,1.2191548195124885E-2,1.2191548195124885E-2,3.772882407694695E-2,0,0,0,0,0]
[null,null,"Industry","Enclosed, 2 poles",21.027067779012896,12.297590910684036,23.288145394088236,29.193660346542398,46.528588728786694,22.161111224290163,22.690331790840375,20.654302666751367,13.531875875263081,4.9010541810066162,4.4789402659950648,4.32312640474919,3.8896805725561183,2.0954043219586231,2.6743976214471896,2.6284457722814309,0.55165325854376424,0.69525823378372842,0.60769422449106736,0.53795709931023272,0.43003130283046376,0.19070953429872736,0.25561488000543714,9.5855580002038948E-2,0.26432902364198607,null,"Industry","Enclosed, 2 poles",3.565486412502805E-3,2.0852595216497797E-3,3.9488894432483422E-3,4.9502669792461798E-3,7.8896902149619679E-3,3.7577821970515048E-3,3.8475202793691525E-3,3.502277934897091E-3,2.2945529103720794E-3,8.3105463267496495E-4,7.5947825101683227E-4,7.3305743899537397E-4,6.5955954373568039E-4,3.5531038931163101E-4,4.5348826004247631E-4,4.4569636554002835E-4,9.3541915516811251E-5,1.1789250939737803E-4,1.0304458629947145E-4,9.1219505651400913E-5,7.2918905446400578E-5,3.233794937188199E-5,4.3343722057270401E-5,1.6253895771476406E-5,4.4821348945586432E-5,null,"Industry","Enclosed, 2 poles","IndustryEnclosed, 2 poles",3.4909085034841303E-2,3.4909085034841268E-2,3.4909085034841289E-2,3.4909085034841275E-2,3.4909085034841275E-2,5.1680080853591347E-2,5.1680080853591354E-2,5.1680080853591361E-2,5.168008085359134E-2,4.556344641615092E-2,4.5563446416150906E-2,4.5563446416150899E-2,4.5563446416150913E-2,5.8089790672431051E-2,5.8089790672431078E-2,5.8089790672431085E-2,4.4332902527726835E-2,4.4332902527726856E-2,4.4332902527726856E-2,6.6025442134657164E-2,7.4120515499825845E-2,7.4120515499825831E-2,0.11515151515151516,0.11515151515151517,0.11515151515151516]
[null,null,"Industry","Enclosed, 4 poles",77.853237781131185,45.532134074354836,86.224933495345368,108.09024846200606,172.27324893764822,57.851205045937327,59.232726360467169,53.917706858734292,35.324732500686778,14.886493746798148,13.604362204443863,13.131092172031206,11.814540990955992,12.510796392870605,15.967726975111162,15.69336740509207,5.1717492988477902,6.5180459417224537,5.6971333546037561,1.7483605727582561,1.3976017341990072,0.61980598647086393,0.8307483600176705,0.31153063500662653,0.85906932683645476,null,"Industry","Enclosed, 4 poles",1.3201301503152539E-2,7.7207248809272313E-3,1.4620860693827288E-2,1.832848575301577E-2,2.9211772881522196E-2,9.8096267014499711E-3,1.004388644357415E-2,9.1426371579019644E-3,5.9898914618140633E-3,2.5242507296710901E-3,2.3068441639364132E-3,2.2265934181954251E-3,2.0033504345886755E-3,2.1214120303017971E-3,2.7075916702536088E-3,2.6610694766066394E-3,8.7695545797010564E-4,1.105242275600419E-3,9.6604299655754489E-4,2.9646339336705292E-4,2.3698644270080189E-4,1.0509833545861647E-4,1.4086709668612878E-4,5.282516125729831E-5,1.4566938407315589E-4,null,"Industry","Enclosed, 4 poles","IndustryEnclosed, 4 poles",0.1292517495307571,0.12925174953075697,0.12925174953075705,0.12925174953075699,0.12925174953075699,0.13490997468460642,0.13490997468460642,0.13490997468460642,0.13490997468460642,0.13839470756825889,0.13839470756825886,0.13839470756825883,0.13839470756825892,0.34683022077951486,0.34683022077951497,0.34683022077951492,0.41562096119743913,0.41562096119743924,0.41562096119743924,0.21458268693763574,0.24089167537443401,0.24089167537443398,0.37424242424242421,0.37424242424242427,0.37424242424242427]
[null,null,"Industry","Enclosed, 6 poles",10.617399756691471,6.2095409647800839,11.759107443776715,14.7410359598348,23.494128227488343,5.2384949451045602,5.363593331853326,4.8823120383893253,3.1986962500621874,2.7988563776820827,2.5577988052690022,2.4688178221635022,2.2212889055245664,3.163649662564981,4.0378160166947774,3.9684377346209847,2.1238650453934929,2.676744200067354,2.3396227642906089,1.0182759379800832,0.81398782321480634,0.36098590420830534,0,0,0,null,"Industry","Enclosed, 6 poles",1.8003553784317124E-3,1.0529301646091094E-3,1.9939507616841242E-3,2.4995859609805082E-3,3.9838172325823333E-3,8.8827328398956426E-4,9.094857803236434E-4,8.2787659303836675E-4,5.4239174654221816E-4,4.7459229646525434E-4,4.337170061916574E-4,4.1862881179536313E-4,3.7665619829294463E-4,5.3644901915677636E-4,6.8467835339746437E-4,6.7291412052121946E-4,3.6013637473972341E-4,4.5388616117990533E-4,3.9672165725296505E-4,1.7266549284015171E-4,1.3802507102354393E-4,6.1211118453919478E-5,0,0,0,null,"Industry","Enclosed, 6 poles","IndustryEnclosed, 6 poles",1.76269803688551E-2,1.7626980368855086E-2,1.7626980368855093E-2,1.7626980368855089E-2,1.7626980368855089E-2,1.2216257550180893E-2,1.2216257550180895E-2,1.2216257550180895E-2,1.2216257550180892E-2,2.6020023015707137E-2,2.6020023015707126E-2,2.6020023015707119E-2,2.602002301570713E-2,8.7704193760337112E-2,8.770419376033714E-2,8.770419376033714E-2,0.17068167473174836,0.17068167473174836,0.17068167473174836,0.12497672975488676,0.14029954719609891,0.14029954719609891,0,0,0]
[null,null,"Industry","Enclosed, 8 poles",4.7547485866922683,2.7807944320536899,5.266035072647834,6.6014204515781936,10.521283510570866,0.61495375442531797,0.62963921721756433,0.57314097841961653,0.37549912500730032,0.20777536428207602,0.18988026065315738,0.1832746854881202,0.16489917639265342,0.45194995179499714,0.57683085952782531,0.56691967637442631,0.51027926415298197,0.64311386624994871,0.56211715765423709,0.30740405674870441,0,0,0,0,0,null,"Industry","Enclosed, 8 poles",8.0624610425420178E-4,4.7152959545538378E-4,8.929431671889775E-4,1.119379799917358E-3,1.7840572824173056E-3,1.0427555942486189E-4,1.0676572203799291E-4,9.7185513095808285E-5,6.3672074594086492E-5,3.5231742532355123E-5,3.2197332337371947E-5,3.1077248037210353E-5,2.7961377165851789E-5,7.663557416525374E-5,9.7811193342494916E-5,9.6130588645888478E-5,8.6526271853050424E-5,1.0905057119257465E-4,9.5316242327011058E-5,5.2125431800800519E-5,0,0,0,0,0,null,"Industry","Enclosed, 8 poles","IndustryEnclosed, 8 poles",7.8938216434438074E-3,7.8938216434438005E-3,7.893821643443804E-3,7.8938216434438005E-3,7.8938216434438005E-3,1.4340824080647135E-3,1.4340824080647139E-3,1.4340824080647141E-3,1.4340824080647137E-3,1.9316174291136303E-3,1.9316174291136297E-3,1.9316174291136284E-3,1.9316174291136301E-3,1.2529170537191011E-2,1.2529170537191018E-2,1.2529170537191018E-2,4.1007934838147325E-2,4.1007934838147339E-2,4.1007934838147325E-2,3.772882407694695E-2,0,0,0,0,0]
[null,null,"Commercial","Open, 2 poles",14.869787026683708,8.6965315233191003,16.468761402965029,20.644985617809503,32.903789169299657,9.074179574339162,9.2908763999950228,8.4571955568467789,5.5408174448949907,1.5540579469352682,1.4202113376327512,1.3708048711116874,1.2333650642440019,0.18351411818734886,0.23422196663385311,0.23019753421746394,2.6180154642754916E-2,3.2995306010075241E-2,2.8839725908050649E-2,0.12404023342491581,9.9155087369430212E-2,4.3973125702964695E-2,5.8938769324561914E-2,2.2102038496710729E-2,6.0948045551535622E-2,null,"Commercial","Open, 2 poles",2.5214178295163204E-3,1.4746404638142179E-3,2.7925503275178479E-3,3.5006980754627675E-3,5.5793805601411497E-3,1.538676924283715E-3,1.5754214478486993E-3,1.4340571002445235E-3,9.3953705393244429E-4,2.6351617602004147E-4,2.4082027415473157E-4,2.3244259225814058E-4,2.0913740443671499E-4,3.1117847803415545E-5,3.9716200485938259E-5,3.9033791542880906E-5,4.4392773465605348E-6,5.5948987510620069E-6,4.890251553195255E-6,2.1033068972252843E-5,1.6813381706939477E-5,7.45636927872968E-6,9.994041176112468E-6,3.7477654410421778E-6,1.0334747125298123E-5,null,"Commercial","Open, 2 poles","CommercialOpen, 2 poles",2.4686783017962479E-2,2.4686783017962458E-2,2.4686783017962465E-2,2.4686783017962465E-2,2.4686783017962465E-2,2.1161138055561378E-2,2.1161138055561385E-2,2.1161138055561374E-2,2.1161138055561378E-2,1.4447552175037466E-2,1.4447552175037461E-2,1.4447552175037454E-2,1.4447552175037463E-2,5.0874652682659548E-3,5.0874652682659565E-3,5.0874652682659574E-3,2.1039343572480532E-3,2.1039343572480536E-3,2.1039343572480541E-3,1.522391146964526E-2,1.7090444676651568E-2,1.7090444676651568E-2,2.6551226551226541E-2,2.6551226551226548E-2,2.6551226551226548E-2]
[null,null,"Commercial","Open, 4 poles",92.088330182795573,53.857467153186704,101.99075044292377,127.85403373836412,203.77258906601364,58.499498106909911,59.896501046776422,54.521920292012226,35.720589059642165,11.948978880880064,10.919847173798487,10.539966342325419,9.4832069384094382,1.2266470005154371,1.5655889348683867,1.5386887813483112,0.19448114877475078,0.24510798750341606,0.21423796388837621,0.25583298143888883,0.20450736769944985,9.0694571762364687E-2,0.12156121173190902,4.5585454399465875E-2,0.12570534395004224,null,"Commercial","Open, 4 poles",1.561509638279405E-2,9.1324225215161214E-3,1.729421518620702E-2,2.1679761765585209E-2,3.4553005925084659E-2,9.9195554905950126E-3,1.0156440397833104E-2,9.2450915185976739E-3,6.0570154753517135E-3,2.0261465978429856E-3,1.8516403301674918E-3,1.7872252649181477E-3,1.6080342652245198E-3,2.0799824584388286E-4,2.6547144535337677E-4,2.6091008031294075E-4,3.2977488860163965E-5,4.156210500788919E-5,3.6327582966593313E-5,4.3380704755271483E-5,3.4677599770562676E-5,1.5378761637379966E-5,2.0612709925731979E-5,7.72976622214949E-6,2.1315415945927378E-5,null,"Commercial","Open, 4 poles","CommercialOpen, 4 poles",0.15288481412878513,0.15288481412878505,0.1528848141287851,0.1528848141287851,0.15288481412878507,0.13642180491138506,0.13642180491138509,0.13642180491138506,0.13642180491138503,0.11108562339028809,0.11108562339028803,0.11108562339028799,0.11108562339028806,3.4005688898409277E-2,3.4005688898409291E-2,3.4005688898409284E-2,1.5629226653842681E-2,1.5629226653842684E-2,1.5629226653842684E-2,3.1399317406143344E-2,3.5249042145593872E-2,3.5249042145593858E-2,5.4761904761904769E-2,5.4761904761904755E-2,5.4761904761904762E-2]
[null,null,"Commercial","Open, 6 poles",13.434983015337034,7.8573925166830465,14.879670390398228,18.652925602055955,29.728862144191787,5.2128265639820714,5.3373119744652264,4.8583889369119797,3.1830227874928667,1.1051078733761908,1.0099280623166229,0.97479457501275568,0.87705960124017923,0.54088371676271241,0.6903384279734619,0.67847694295673577,3.7400220918221309E-2,4.7136151442964638E-2,4.1199608440072366E-2,0.31010058356228948,0.2478877184235756,0.10993281425741175,0,0,0,null,"Commercial","Open, 6 poles",2.278123126668254E-3,1.3323505944988108E-3,2.5230937169678802E-3,3.1629114190584655E-3,5.0410192780222648E-3,8.8392078629064474E-4,9.0502934238116781E-4,8.2382003631068369E-4,5.3973405225906366E-4,1.8738928072536281E-4,1.7124997273225352E-4,1.6529251005023335E-4,1.4871993204388623E-4,9.1715761946908981E-5,1.1705827511644962E-4,1.1504696454743846E-4,6.3418247808007643E-6,7.9927125015171543E-6,6.9860736474217942E-6,5.2582672430632097E-5,4.2033454267348708E-5,1.8640923196824202E-5,0,0,0,null,"Commercial","Open, 6 poles","CommercialOpen, 6 poles",2.2304725007457324E-2,2.230472500745731E-2,2.2304725007457317E-2,2.2304725007457313E-2,2.2304725007457307E-2,1.2156398457450153E-2,1.2156398457450158E-2,1.2156398457450153E-2,1.2156398457450153E-2,1.0273814880026643E-2,1.0273814880026638E-2,1.0273814880026636E-2,1.0273814880026641E-2,1.4994634474889129E-2,1.4994634474889138E-2,1.4994634474889136E-2,3.0056205103543621E-3,3.005620510354363E-3,3.0056205103543635E-3,3.8059778674113143E-2,4.2726111691628932E-2,4.2726111691628925E-2,0,0,0]
[null,null,"Commercial","Open, 8 poles",1.1739305547381873,0.68656827815677091,1.3001653739182917,1.6298672856165395,2.5976675659973405,0.96533825258927253,0.98839110638244931,0.89970165498370003,0.58944866435053078,0.34534621043005964,0.31560251947394469,0.30462330469148613,0.27408112538755602,0.21249003158535126,0.27120438241814571,0.26654451330443191,4.1140243010043431E-2,5.1849766587261086E-2,4.531956928407959E-2,0.12404023342491581,0,0,0,0,0,null,"Commercial","Open, 8 poles",1.9905930233023576E-4,1.1641898398533296E-4,2.2046449954088269E-4,2.7637090069442899E-4,4.4047741264272217E-4,1.6368903449826756E-4,1.6759802636688291E-4,1.5255926598345998E-4,9.9950750418345102E-5,5.8559150226675879E-5,5.3515616478829233E-5,5.1653909390697919E-5,4.6474978763714448E-5,3.6031192193428518E-5,4.5987179510033769E-5,4.5197021786493678E-5,6.9760072588808385E-6,8.7919837516688671E-6,7.6846810121639716E-6,2.1033068972252843E-5,0,0,0,0,0,null,"Commercial","Open, 8 poles","CommercialOpen, 8 poles",1.9489565540496689E-3,1.9489565540496674E-3,1.9489565540496683E-3,1.9489565540496679E-3,1.9489565540496676E-3,2.2511848995278062E-3,2.2511848995278071E-3,2.2511848995278062E-3,2.2511848995278058E-3,3.2105671500083262E-3,3.2105671500083244E-3,3.2105671500083236E-3,3.2105671500083257E-3,5.890749257992157E-3,5.8907492579921604E-3,5.8907492579921613E-3,3.3061825613897975E-3,3.3061825613897983E-3,3.3061825613897988E-3,1.522391146964526E-2,0,0,0,0,0]
[null,null,"Commercial","Enclosed, 2 poles",59.413929742582702,34.747983411156575,65.802814202197993,82.489394288703735,131.47084181242099,62.618274651290811,64.1136364340082,58.360647353276015,38.235570027537769,13.848383038245389,12.655661030905184,12.215394518128596,10.990653128040996,0.98518105553208324,1.2574021366659482,1.2357972889569115,0.14960088367288524,0.18854460577185855,0.16479843376028946,0.21707040849360265,0.17352140289650289,7.6952969980188232E-2,0.1031428463179834,3.8678567369243778E-2,0.10665907971518736,null,"Commercial","Enclosed, 2 poles",1.0074612467935822E-2,5.8920941339243521E-3,1.1157953282319119E-2,1.3987438362923597E-2,2.2293051273195554E-2,1.0617962037787622E-2,1.0871525310331804E-2,9.8960110534604372E-3,6.4834720104699865E-3,2.3482219240897025E-3,2.1459762208010527E-3,2.0713217665669866E-3,1.8636466484249492E-3,1.6705370926044133E-4,2.1321328681924749E-4,2.0954982828283434E-4,2.5367299123203057E-5,3.1970850006068617E-5,2.7944294589687177E-5,3.6807870701442473E-5,2.9423417987144089E-5,1.3048646237776942E-5,1.7489572058196828E-5,6.5585895218238113E-6,1.8085807469271718E-5,null,"Commercial","Enclosed, 2 poles","CommercialEnclosed, 2 poles",9.8638856707736033E-2,9.863885670773595E-2,9.8638856707736006E-2,9.8638856707735964E-2,9.8638856707735978E-2,0.14602686048270369,0.14602686048270372,0.14602686048270372,0.14602686048270369,0.12874374271533384,0.12874374271533384,0.12874374271533379,0.12874374271533387,2.7311655650690912E-2,2.7311655650690925E-2,2.7311655650690929E-2,1.2022482041417449E-2,1.2022482041417452E-2,1.2022482041417454E-2,2.6641845071879205E-2,2.9908278184140248E-2,2.9908278184140248E-2,4.6464646464646465E-2,4.6464646464646465E-2,4.6464646464646465E-2]
[null,null,"Commercial","Enclosed, 4 poles",219.98154228510592,128.65526679015494,243.63654479035546,305.41901968803268,486.77403889494627,163.46394410511681,167.36756068076139,152.34948024390656,99.813307163356569,42.063168430381253,38.440386871926471,37.103118511423013,33.383081072204327,5.8821104197944969,7.5074304042113962,7.3784367546545004,1.402508284433299,1.7676056791111738,1.5449853165027132,0.70547882760420855,0.56394455941363442,0.2500971524356117,0.335214250533446,0.12570534395004226,0.34664200907435888,null,"Commercial","Enclosed, 4 poles",3.7301501486660296E-2,2.1815624054584901E-2,4.1312597608410967E-2,5.17888360023505E-2,8.2540572935772369E-2,2.7718009841706637E-2,2.837993246479217E-2,2.583336903986589E-2,1.6924993737506441E-2,7.132504497609121E-3,6.518202087121402E-3,6.2914461637870065E-3,5.6606524134204198E-3,9.9740891117263493E-4,1.2730087418913892E-3,1.2511357394533931E-3,2.3781842928002862E-4,2.9972671880689324E-4,2.6197776177831723E-4,1.1962557977968801E-4,9.5626108458218286E-5,4.2408100272775053E-5,5.6841109189139684E-5,2.1315415945927385E-5,5.8778874275133075E-5,null,"Commercial","Enclosed, 4 poles","CommercialEnclosed, 4 poles",0.36521280315608529,0.36521280315608501,0.36521280315608512,0.36521280315608501,0.36521280315608506,0.38120064298670853,0.38120064298670858,0.38120064298670858,0.38120064298670853,0.39104707887101403,0.39104707887101398,0.39104707887101381,0.39104707887101409,0.16306664991441927,0.16306664991441933,0.16306664991441935,0.11271076913828856,0.11271076913828861,0.11271076913828859,8.6585996483607403E-2,9.7201904098455819E-2,9.7201904098455791E-2,0.15101010101010098,0.15101010101010098,0.15101010101010101]
[null,null,"Commercial","Enclosed, 6 poles",30.000447509975896,17.54563377511748,33.226448444578565,41.65216396575601,66.384837797709821,14.801853206368845,15.155330297864218,13.795425376416734,9.038212853374807,7.9084282188483659,7.2272976959533342,6.9758736774350334,6.2764577713750329,1.4874302210974593,1.8984306769270198,1.8658115931310235,0.57596340214060815,0.72589673222165529,0.63447396997711425,0.4108832732200336,0.32845122691123763,0.14566097889107057,0,0,0,null,"Commercial","Enclosed, 6 poles",5.087071059550469E-3,2.9751518129585092E-3,5.63409276604478E-3,7.0628119066354069E-3,1.1256644989758457E-2,2.5098985289734358E-3,2.5698364042922041E-3,2.339242078413053E-3,1.5325781730812919E-3,1.3410045401908777E-3,1.2255076173651896E-3,1.1828745250469824E-3,1.0642770136890607E-3,2.522183453539997E-4,3.2191025657023637E-4,3.1637915250545579E-4,9.7664101624331758E-5,1.2308777252336415E-4,1.075855341702956E-4,6.9672040970587538E-5,5.569432690423703E-5,2.469922323579207E-5,0,0,0,null,"Commercial","Enclosed, 6 poles","CommercialEnclosed, 6 poles",4.9806667492380427E-2,4.9806667492380392E-2,4.9806667492380413E-2,4.9806667492380406E-2,4.9806667492380399E-2,3.451816845942636E-2,3.4518168459426367E-2,3.4518168459426367E-2,3.451816845942636E-2,7.3521987735190669E-2,7.3521987735190641E-2,7.3521987735190614E-2,7.3521987735190655E-2,4.1235244805945107E-2,4.123524480594512E-2,4.1235244805945127E-2,4.6286555859457172E-2,4.6286555859457186E-2,4.6286555859457186E-2,5.0429206743199922E-2,5.6612097991408331E-2,5.6612097991408331E-2,0,0,0]
[null,null,"Commercial","Enclosed, 8 poles",13.434983015337034,7.8573925166830465,14.879670390398228,18.652925602055955,29.728862144191787,1.7376088546606903,1.7791039914884084,1.6194629789706603,1.0610075958309555,0.58708855773110136,0.5365242831057061,0.51785961797552638,0.46593791315884525,0.21249003158535126,0.27120438241814571,0.26654451330443191,0.13838081739741884,0.17440376033896912,0.15243855122826769,0.12404023342491581,0,0,0,0,0,null,"Commercial","Enclosed, 8 poles",2.278123126668254E-3,1.3323505944988108E-3,2.5230937169678802E-3,3.1629114190584655E-3,5.0410192780222648E-3,2.9464026209688156E-4,3.0167644746038918E-4,2.7460667877022795E-4,1.7991135075302121E-4,9.9550555385348992E-5,9.0976548014009718E-5,8.7811645964186455E-5,7.9007463898314562E-5,3.6031192193428518E-5,4.5987179510033769E-5,4.5197021786493678E-5,2.3464751688962825E-5,2.9573036255613464E-5,2.5848472495460628E-5,2.1033068972252843E-5,0,0,0,0,0,null,"Commercial","Enclosed, 8 poles","CommercialEnclosed, 8 poles",2.2304725007457324E-2,2.230472500745731E-2,2.2304725007457317E-2,2.2304725007457313E-2,2.2304725007457307E-2,4.0521328191500507E-3,4.0521328191500516E-3,4.0521328191500516E-3,4.0521328191500507E-3,5.4579641550141543E-3,5.4579641550141526E-3,5.4579641550141491E-3,5.4579641550141535E-3,5.890749257992157E-3,5.8907492579921604E-3,5.8907492579921613E-3,1.1120795888311139E-2,1.1120795888311141E-2,1.1120795888311139E-2,1.522391146964526E-2,0,0,0,0,0]
[null,null,"Agriculture","Open, 2 poles",2.2219221993895196E-2,1.299481721875268E-2,2.4608494050407513E-2,3.0848829084083162E-2,4.9166581517344307E-2,1.3559118904184955E-2,1.3882918758613253E-2,1.2637188763104386E-2,8.2793823889235497E-3,2.3221555528917803E-3,2.1221548723248007E-3,2.0483291177530961E-3,1.8429592913990834E-3,4.3055235420877996E-2,5.4952076787173232E-2,5.4007883027943453E-2,4.2542751294476731E-3,5.3617372266372273E-3,4.6864554600582302E-3,1.3482634067925632E-2,1.0777726887981546E-2,4.7796875764092063E-3,6.4063879700610787E-3,2.4023954887729057E-3,6.6247875599495243E-3,null,"Agriculture","Open, 2 poles",3.7676358372082947E-6,2.2034857505269925E-6,4.1727763514634502E-6,5.2309281587374676E-6,8.33700543469367E-6,2.2991724155963556E-6,2.354078025521045E-6,2.1428439428941161E-6,1.4039059426576753E-6,3.937598032483378E-7,3.5984638666798972E-7,3.4732801142021009E-7,3.1250416754911436E-7,7.300725830801339E-6,9.3180316524701291E-6,9.1579280158297506E-6,7.2138256881608677E-7,9.0917104704757617E-7,7.9466587739422891E-7,2.2862031491579176E-6,1.827541489884726E-6,8.1047492160105224E-7,1.0863088234904859E-6,4.0736580880893241E-7,1.1233420788367524E-6,null,"Agriculture","Open, 2 poles","AgricultureOpen, 2 poles",3.6888296463622094E-5,3.6888296463622067E-5,3.6888296463622074E-5,3.6888296463622067E-5,3.6888296463622067E-5,3.1620091347390568E-5,3.1620091347390574E-5,3.1620091347390568E-5,3.1620091347390568E-5,2.1588296353504261E-5,2.1588296353504254E-5,2.1588296353504241E-5,2.1588296353504254E-5,1.1935976206316277E-3,1.1935976206316284E-3,1.1935976206316284E-3,3.4188933305280859E-4,3.4188933305280881E-4,3.4188933305280875E-4,1.6547729858310068E-3,1.8576570300708228E-3,1.8576570300708228E-3,2.8860028860028851E-3,2.8860028860028864E-3,2.8860028860028856E-3]
[null,null,"Agriculture","Open, 4 poles",0.13760325199728074,8.0476675056485883E-2,0.15239997192620794,0.19104625731019922,0.30448777676530775,8.7413043148256195E-2,8.9500518805527979E-2,8.1469536068524015E-2,5.3375592847741175E-2,1.7854796028901245E-2,1.6317013018319577E-2,1.5749374994279364E-2,1.4170309218312954E-2,0.28779025781323714,0.36731125010373677,0.36100006023941145,3.1603186675897003E-2,3.9830047969305109E-2,3.4813669131861139E-2,2.7807932765096618E-2,2.2229061706461939E-2,9.8581056263439895E-3,1.3213175188250981E-2,4.9549406955941167E-3,1.3663624342395894E-2,null,"Agriculture","Open, 4 poles",2.3332902640956625E-5,1.3646148595368916E-5,2.5841930738010492E-5,3.2395046316391685E-5,5.1630928393804662E-5,1.4822324296291399E-5,1.5176290249635672E-5,1.3814504568019514E-5,9.0507127792611829E-6,3.0275753760872199E-6,2.7668188841583204E-6,2.6705664878087267E-6,2.4028098215998573E-6,4.8799588447987899E-5,6.2283685255984538E-5,6.1213518842651471E-5,5.3588419397766454E-6,6.7538420637819929E-6,5.9032322320714147E-6,4.7152939951382052E-6,3.7693043228872474E-6,1.6716045258021705E-6,2.2405119484491283E-6,8.4019198066842286E-7,2.316893037600802E-6,null,"Agriculture","Open, 4 poles","AgricultureOpen, 4 poles",2.2844857283611572E-4,2.2844857283611558E-4,2.2844857283611567E-4,2.2844857283611561E-4,2.2844857283611561E-4,2.0384867400551789E-4,2.0384867400551795E-4,2.0384867400551792E-4,2.0384867400551789E-4,1.6599001196249943E-4,1.6599001196249935E-4,1.659900119624993E-4,1.6599001196249941E-4,7.9782577800114069E-3,7.9782577800114086E-3,7.9782577800114086E-3,2.5397493312494359E-3,2.5397493312494363E-3,2.5397493312494363E-3,3.4129692832764514E-3,3.8314176245210722E-3,3.8314176245210726E-3,5.9523809523809538E-3,5.9523809523809512E-3,5.9523809523809512E-3]
[null,null,"Agriculture","Open, 6 poles",2.0075261976940394E-2,1.174093134676777E-2,2.2233990238526086E-2,2.7872187681233035E-2,4.4422437686723368E-2,7.7892810726168894E-3,7.9752937549480377E-3,7.2596616298684748E-3,4.7562409468284213E-3,1.6513106153897103E-3,1.509087909208747E-3,1.4565895948466464E-3,1.3105488294393483E-3,0.1268996412404825,0.1619640157937737,0.15918112892446493,6.077535899210962E-3,7.6596246094817518E-3,6.6949363715117583E-3,3.3706585169814077E-2,2.694431721995387E-2,1.1949218941023017E-2,0,0,0,null,"Agriculture","Open, 6 poles",3.4040920283548619E-6,1.9908687044235104E-6,3.770140036848556E-6,4.7261894767540288E-6,7.5325575418723513E-6,1.3208011749170556E-6,1.3523426955120896E-6,1.230995456556194E-6,8.0649915854802613E-7,2.8000697119881801E-7,2.5589076385279268E-7,2.4698880812103834E-7,2.2222518581270355E-7,2.1517928764467102E-5,2.7463672238859323E-5,2.6991787836129793E-5,1.0305465268801239E-6,1.2988157814965372E-6,1.1352369677060415E-6,5.7155078728947932E-6,4.5688537247118158E-6,2.0261873040026308E-6,0,0,0,null,"Agriculture","Open, 6 poles","AgricultureOpen, 6 poles",3.3328899436430483E-5,3.3328899436430463E-5,3.3328899436430469E-5,3.3328899436430469E-5,3.3328899436430463E-5,1.8164733327224368E-5,1.8164733327224372E-5,1.8164733327224365E-5,1.8164733327224365E-5,1.5351677406936364E-5,1.5351677406936357E-5,1.5351677406936354E-5,1.5351677406936361E-5,3.517971934493218E-3,3.5179719344932197E-3,3.5179719344932206E-3,4.8841333293258378E-4,4.8841333293258389E-4,4.88413332932584E-4,4.1369324645775165E-3,4.6441425751770583E-3,4.6441425751770574E-3,0,0,0]
[null,null,"Agriculture","Open, 8 poles",1.7541491047811993E-3,1.0259066225331058E-3,1.9427758460848039E-3,2.4354338750591968E-3,3.8815722250534978E-3,1.4424594578920163E-3,1.4769062509163034E-3,1.3443817833089771E-3,8.8078536052378176E-4,5.1603456730928458E-4,4.7158997162773353E-4,4.5518424838957705E-4,4.0954650919979637E-4,4.9853430487332408E-2,6.3628720490411086E-2,6.253544350603979E-2,6.6852894891320574E-3,8.4255870704299275E-3,7.3644300086629332E-3,1.3482634067925632E-2,0,0,0,0,0,null,"Agriculture","Open, 8 poles",2.9744493451644425E-7,1.7395940135739407E-7,3.2942971195764086E-7,4.1296801253190536E-7,6.5818463958107919E-7,2.4459281016982505E-7,2.5043383250223879E-7,2.2796212158448042E-7,1.4935169602741224E-7,8.7502178499630638E-8,7.9965863703997718E-8,7.7184002537824488E-8,6.944537056646987E-8,8.4534720146120753E-6,1.0789299808123304E-5,1.0603916649908132E-5,1.1336011795681363E-6,1.4286973596461911E-6,1.2487606644766454E-6,2.2862031491579176E-6,0,0,0,0,0,null,"Agriculture","Open, 8 poles","AgricultureOpen, 8 poles",2.912233931338586E-6,2.912233931338583E-6,2.9122339313385851E-6,2.9122339313385843E-6,2.9122339313385843E-6,3.3638395050415494E-6,3.3638395050415503E-6,3.3638395050415499E-6,3.363839505041549E-6,4.7973991896676139E-6,4.7973991896676122E-6,4.7973991896676105E-6,4.7973991896676131E-6,1.3820604028366213E-3,1.3820604028366218E-3,1.3820604028366222E-3,5.372546662258421E-4,5.3725466622584232E-4,5.3725466622584232E-4,1.6547729858310068E-3,0,0,0,0,0]
[null,null,"Agriculture","Enclosed, 2 poles",8.8779435247537383E-2,5.1922274062647759E-2,9.8326044210180916E-2,0.12326001445438491,0.19645068316798536,9.3567536835262116E-2,9.5801985476104204E-2,8.7205565010642319E-2,5.7133610385975989E-2,2.0692986149102307E-2,1.8910757862272115E-2,1.8252888360422041E-2,1.6422815018911834E-2,0.23113863225945025,0.29500588591008775,0.28993705625527538,2.4310143596843848E-2,3.0638498437927007E-2,2.6779745486047033E-2,2.3594609618869854E-2,1.8861022053967707E-2,8.3644532587161136E-3,1.1211178947606891E-2,4.204192105352585E-3,1.1593378229911671E-2,null,"Agriculture","Enclosed, 2 poles",1.5054018630248931E-5,8.8042785909214458E-6,1.6672803755189492E-5,2.0900769967586986E-5,3.3311455925464618E-5,1.5865920286349318E-5,1.6244807934978555E-5,1.4787142953446631E-5,9.6879466823114766E-6,3.5088373578351877E-6,3.2066311345303087E-6,3.0950785017667622E-6,2.7847593597154414E-6,3.9193370249565072E-5,5.0023117292208042E-5,4.9163613558664972E-5,4.1221861075204956E-6,5.1952631259861488E-6,4.5409478708241658E-6,4.0008555110263556E-6,3.1981976072982708E-6,1.4183311128018419E-6,1.9010404411083509E-6,7.1289016541563175E-7,1.9658486379643174E-6,null,"Agriculture","Enclosed, 2 poles","AgricultureEnclosed, 2 poles",1.4739139508052512E-4,1.4739139508052499E-4,1.4739139508052507E-4,1.4739139508052502E-4,1.4739139508052502E-4,2.1820105589369514E-4,2.1820105589369522E-4,2.182010558936952E-4,2.182010558936952E-4,1.9237570750567129E-4,1.9237570750567126E-4,1.9237570750567121E-4,1.9237570750567129E-4,6.4077345949697896E-3,6.4077345949697913E-3,6.4077345949697939E-3,1.9536533317303351E-3,1.9536533317303355E-3,1.953653331730336E-3,2.8958527252042612E-3,3.2508998026239402E-3,3.2508998026239406E-3,5.0505050505050509E-3,5.0505050505050509E-3,5.0505050505050509E-3]
[null,null,"Agriculture","Enclosed, 4 poles",0.32870805169038814,0.1922435021002315,0.36405460715800242,0.45637324780970401,0.72736350639474723,0.24425646820304811,0.25008945848849401,0.22764864864032014,0.14914632104869374,6.2853010298270839E-2,5.7439658544257949E-2,5.5441441453850479E-2,4.9882764820535198E-2,1.3800335984902472,1.7613586717572889,1.7310947770535554,0.22790759622041104,0.28723592285556571,0.25106011393169092,7.6682481261327026E-2,6.1298321675395055E-2,2.7184473090827364E-2,3.6436331579722391E-2,1.3663624342395899E-2,3.7678479247212925E-2,null,"Agriculture","Enclosed, 4 poles",5.5737875784664812E-5,3.2598058932138353E-5,6.1731467690729036E-5,7.7385617015006489E-5,1.2333648829483226E-4,4.1417715855423712E-5,4.240679563704577E-5,3.8601585921638686E-5,2.5290220527308481E-5,1.0657765341255008E-5,9.7398421991469236E-6,9.4010115091070222E-6,8.4584461349960295E-6,2.3400747531357973E-4,2.9866743559759512E-4,2.9353569271791139E-4,3.8645494758004646E-5,4.8705591806120143E-5,4.2571386288976551E-5,1.3002780410835656E-5,1.0394142223719381E-5,4.6095761166059852E-6,6.1783814336021395E-6,2.3168930376008028E-6,6.3890080733840304E-6,null,"Agriculture","Enclosed, 4 poles","AgricultureEnclosed, 4 poles",5.4572028057805848E-4,5.4572028057805794E-4,5.4572028057805826E-4,5.4572028057805816E-4,5.4572028057805805E-4,5.6961015618703576E-4,5.6961015618703576E-4,5.6961015618703576E-4,5.6961015618703576E-4,5.8432322130151518E-4,5.8432322130151518E-4,5.8432322130151486E-4,5.8432322130151529E-4,3.8257944787613747E-2,3.8257944787613761E-2,3.8257944787613761E-2,1.8315499984971888E-2,1.8315499984971895E-2,1.8315499984971898E-2,9.41152135691385E-3,1.0565424358527807E-2,1.0565424358527805E-2,1.6414141414141412E-2,1.6414141414141412E-2,1.6414141414141412E-2]
[null,null,"Agriculture","Enclosed, 6 poles",4.4828254899963983E-2,2.6217613686957152E-2,4.9648716066611649E-2,6.2238865695957248E-2,9.919573464025605E-2,2.2117711687677583E-2,2.2645895847383316E-2,2.0613854010737648E-2,1.350537552803132E-2,1.1817191591382614E-2,1.0799410350275098E-2,1.0423719288121315E-2,9.3786150606753379E-3,0.34897401341132689,0.44540104343287773,0.43774810454227853,9.3594052847848816E-2,0.11795821898601898,0.10310202012128107,4.466122535000365E-2,3.5701220316438874E-2,1.5832715096855497E-2,0,0,0,null,"Agriculture","Enclosed, 6 poles",7.6013705487535756E-6,4.4456291458000713E-6,8.4187593055841536E-6,1.0553626986926469E-5,1.682027412262758E-5,3.7504230892706511E-6,3.839985431700995E-6,3.4954191976286993E-6,2.2900593390869876E-6,2.0037998876415414E-6,1.8312182788215478E-6,1.7675136581161807E-6,1.5902989859721601E-6,5.9174304102284532E-5,7.5525098656863148E-5,7.4227416549356917E-5,1.5870416513953911E-5,2.0001763035046674E-5,1.7482649302673036E-5,7.573047931585601E-6,6.0537311852431553E-6,2.6846981778034857E-6,0,0,0,null,"Agriculture","Enclosed, 6 poles","AgricultureEnclosed, 6 poles",7.4423756023097196E-5,7.4423756023097128E-5,7.4423756023097169E-5,7.4423756023097142E-5,7.4423756023097142E-5,5.1578872410637085E-5,5.1578872410637099E-5,5.1578872410637092E-5,5.1578872410637085E-5,1.0986044144338834E-4,1.0986044144338832E-4,1.0986044144338828E-4,1.0986044144338835E-4,9.6744228198563497E-3,9.6744228198563549E-3,9.6744228198563566E-3,7.5215653271617899E-3,7.5215653271617916E-3,7.5215653271617925E-3,5.4814355155652084E-3,6.1534889121096017E-3,6.1534889121096009E-3,0,0,0]
[null,null,"Agriculture","Enclosed, 8 poles",2.0075261976940394E-2,1.174093134676777E-2,2.2233990238526086E-2,2.7872187681233035E-2,4.4422437686723368E-2,2.5964270242056294E-3,2.6584312516493461E-3,2.4198872099561591E-3,1.5854136489428072E-3,8.7725876442578353E-4,8.0170295176714703E-4,7.7381322226228078E-4,6.9622906563965379E-4,4.9853430487332408E-2,6.3628720490411086E-2,6.253544350603979E-2,2.2486882827080557E-2,2.8340611055082478E-2,2.4771264574593495E-2,1.3482634067925632E-2,0,0,0,0,0,null,"Agriculture","Enclosed, 8 poles",3.4040920283548619E-6,1.9908687044235104E-6,3.770140036848556E-6,4.7261894767540288E-6,7.5325575418723513E-6,4.4026705830568512E-7,4.5078089850402986E-7,4.1033181885206483E-7,2.6883305284934208E-7,1.4875370344937204E-7,1.3594196829679614E-7,1.3121280431430158E-7,1.1805712996299876E-7,8.4534720146120753E-6,1.0789299808123304E-5,1.0603916649908132E-5,3.8130221494564584E-6,4.8056183915371871E-6,4.2003767805123513E-6,2.2862031491579176E-6,0,0,0,0,0,null,"Agriculture","Enclosed, 8 poles","AgricultureEnclosed, 8 poles",3.3328899436430483E-5,3.3328899436430463E-5,3.3328899436430469E-5,3.3328899436430469E-5,3.3328899436430463E-5,6.0549111090747886E-6,6.0549111090747903E-6,6.0549111090747903E-6,6.0549111090747886E-6,8.1555786224349413E-6,8.1555786224349413E-6,8.1555786224349362E-6,8.1555786224349413E-6,1.3820604028366213E-3,1.3820604028366218E-3,1.3820604028366222E-3,1.8071293318505598E-3,1.8071293318505603E-3,1.80712933185056E-3,1.6547729858310068E-3,0,0,0,0,0]
[]
[null,null,"Source","DOE Electric Motors 2014 Final Rule National Impact Analysis for NEMA Design A & B Motors (EERE-2010-BT-STD-0027-0112), 'AB Shipments' tab, cells D2:AD29"]
[]
[null,null,"Configuration-Consolidated NEMA Design AB Motor Shipments",null,null,null,null,null,null,null,null,null,null,null,null,null,null,null,null,null,null,null,null,null,null,null,null,null,null,null,"Configuration-Consolidated NEMA Design AB Motor Shipments by Percentage"]
[null,null,"Sector","Motor Design",1,1.5,2,3,5,7.5,10,15,20,25,30,40,50,60,75,100,125,150,200,250,300,350,400,450,500,null,"Sector","Horsepower",1,1.5,2,3,5,7.5,10,15,20,25,30,40,50,60,75,100,125,150,200,250,300,350,400,450,500]
[null,null,"All","Open, 2 poles",{"$f":"SUM(E11,E19,E27)","v":20.154543519385552},11.787298818733198,22.321797064800418,27.982260966116051,44.597871480963398,12.299163855242229,12.592875230889806,11.462902299578992,7.5100367023220382,2.1063737138230669,1.9249577118810808,1.857992073580347,1.6717058433983072,0.61688976652208805,0.78734614937687564,0.77381786502332106,0.12697375001736133,0.16002723414886494,0.13987267065404566,0.4449269242415459,0.35566498730339108,0.1577296900215038,0.21141080301201556,7.9279051129505895E-2,0.21861798947833433,null,"All","Open, 2 poles",{"$f":"E40/SUM($E$40:$AC$47)","v":3.4175355224892465E-3},{"$f":"F40/SUM($E$40:$AC$47)","v":1.9987310746318681E-3},3.7850291335736158E-3,4.7448542190640167E-3,7.5623052373775205E-3,2.0855262403624785E-3,2.1353298520726278E-3,1.943724290354416E-3,1.2734506827553312E-3,3.5717043076187677E-4,3.2640835319914878E-4,3.1505322389747053E-4,2.8346531874916584E-4,1.0460384223148147E-4,1.3350753547965399E-4,1.3121359157106888E-4,2.1530495130818587E-5,2.7135258942650732E-5,2.3717720032996985E-5,7.5444703922211283E-5,6.0308869166195958E-5,2.6745672412834718E-5,3.5848191175186026E-5,1.3443071690694769E-5,3.7070288601612832E-5]
[null,null,"All","Open, 4 poles",{"$f":"SUM(E12,E20,E28)","v":124.81673442707189},72.998534789698581,138.23849761183416,173.29365124629769,276.1938356628084,79.290354215710536,81.183855211906604,73.899136101541174,48.415768527735686,16.195673444061804,14.800785962463422,14.285894610195557,12.853560484795873,4.1234210709634302,5.2627874195191149,5.1723615188400922,0.94323357155754128,1.1887737393915678,1.0390541248586247,0.9176617812481882,0.73355903631324404,0.32531748566935165,0.43603478121228234,0.16351304295460586,0.45089960329906448,null,"All","Open, 4 poles",{"$f":"E41/SUM($E$40:$AC$47)","v":2.1164737534012348E-2},{"$f":"F41/SUM($E$40:$AC$47)","v":1.2378106479737711E-2},{"$f":"G41/SUM($E$40:$AC$47)","v":2.3440619020201513E-2},{"$f":"H41/SUM($E$40:$AC$47)","v":2.9384798935606988E-2},{"$f":"I41/SUM($E$40:$AC$47)","v":4.6833223663057269E-2},{"$f":"J41/SUM($E$40:$AC$47)","v":1.3444988315528318E-2},{"$f":"K41/SUM($E$40:$AC$47)","v":1.376606266336183E-2},{"$f":"L41/SUM($E$40:$AC$47)","v":1.2530818297391237E-2},{"$f":"M41/SUM($E$40:$AC$47)","v":8.2096926994652195E-3},{"$f":"N41/SUM($E$40:$AC$47)","v":2.7462437565246526E-3},{"$f":"O41/SUM($E$40:$AC$47)","v":2.5097175601534552E-3},{"$f":"P41/SUM($E$40:$AC$47)","v":2.4224092326338847E-3},{"$f":"Q41/SUM($E$40:$AC$47)","v":2.1795333397158084E-3},{"$f":"R41/SUM($E$40:$AC$47)","v":6.9919410333674453E-4},{"$f":"S41/SUM($E$40:$AC$47)","v":8.9239247399558182E-4},{"$f":"T41/SUM($E$40:$AC$47)","v":8.7705926997503909E-4},{"$f":"U41/SUM($E$40:$AC$47)","v":1.5994082097179523E-4},{"$f":"V41/SUM($E$40:$AC$47)","v":2.0157620928826252E-4},{"$f":"W41/SUM($E$40:$AC$47)","v":1.7618877738797756E-4},{"$f":"X41/SUM($E$40:$AC$47)","v":1.5560470183956072E-4},{"$f":"Y41/SUM($E$40:$AC$47)","v":1.2438704265527916E-4},{"$f":"Z41/SUM($E$40:$AC$47)","v":5.5162949351471613E-5},{"$f":"AA41/SUM($E$40:$AC$47)","v":7.3936894298821213E-5},{"$f":"AB41/SUM($E$40:$AC$47)","v":2.7726335362057953E-5},{"$f":"AC41/SUM($E$40:$AC$47)","v":7.6457470240826452E-5}]
[null,null,"All","Open, 6 poles",{"$f":"SUM(E13,E21,E29)","v":18.209806864006243},10.649927880083505,20.167939453284589,25.28221824131538,40.294568092449381,7.0654771083306418,7.2342049198728686,6.5850715338006971,4.3142764034615961,1.4978657520519589,1.3688588173376572,1.321238807879358,1.1887685997499073,1.8182014171177332,2.320599177110791,2.2807263390161046,0.18139107145337333,0.2286103344983785,0.19981810093435096,1.1123173106038646,0.88916246825847767,0.39432422505375958,0,0,0,null,"All","Open, 6 poles",3.0877733229508104E-3,1.805871058658618E-3,3.4198070241937056E-3,4.2870174084525762E-3,6.8326091179814431E-3,1.1980682657401472E-3,1.2266788511906587E-3,1.1166075710546644E-3,7.3155677519987105E-4,2.5398786187511241E-4,2.3211260671939464E-4,2.2403784810486795E-4,2.0157533777718462E-4,3.0830606131384013E-4,3.9349589404529591E-4,3.8673479620946621E-4,3.0757850186883694E-5,3.8764655632358195E-5,3.3882457189995692E-5,1.8861175980552816E-4,1.507721729154899E-4,6.6864181032086811E-5,0,0,0]
[null,null,"All","Open, 8 poles",{"$f":"SUM(E14,E22,E30)","v":1.5911481725830694},0.93057622253156813,1.7622471366947696,2.209125865746004,3.5208845906023725,1.3084216867278968,1.3396675777542348,1.2194576914445738,0.7989400747151103,0.46808304751623719,0.4277683804180179,0.41288712746229939,0.37149018742184603,0.71429341386768075,0.91166396243638215,0.89599963318489795,0.19953017859871064,0.25147136794821634,0.21979991102778604,0.4449269242415459,0,0,0,0,0,null,"All","Open, 8 poles",2.698054359859931E-4,1.5779455852356851E-4,2.9881808949265386E-4,3.7459375413663291E-4,5.9702409768769879E-4,2.2186449365558286E-4,2.2716275022049233E-4,2.0677917982493791E-4,1.3547347688886498E-4,7.9371206835972635E-5,7.2535189599810823E-5,7.0011827532771235E-5,6.2992293055370182E-5,1.2112023837329431E-4,1.5458767266065198E-4,1.5193152708229025E-4,3.383363520557206E-5,4.2641121195594007E-5,3.7270702908995258E-5,7.5444703922211283E-5,0,0,0,0,0]
[null,null,"All","Enclosed, 2 poles",{"$f":"SUM(E15,E23,E31)","v":80.529776956843122},47.097496595903259,89.189285640496408,111.80631464970052,178.19588122437568,84.872953412416237,86.899770210324675,79.102155585038034,51.824579513186826,18.770130205401106,17.153512054762523,16.556773811238209,14.896756515616026,3.3117240097501566,4.2268056440232256,4.1541801174936177,0.7255642858134933,0.91444133799351401,0.79927240373740382,0.77862211742270515,0.62241372778093429,0.27602695753763168,0.36996890527102738,0.1387383394766353,0.3825814815870851,null,"All","Enclosed, 2 poles",1.3655152899068872E-2,7.9861579341650515E-3,1.5123515529322649E-2,1.8958606112137361E-2,3.0216052944082986E-2,1.4391610155125474E-2,1.4735290397635931E-2,1.3413076131310975E-2,8.7877128675243766E-3,3.182785394122502E-3,2.9086611029524151E-3,2.8074742840641272E-3,2.5259909515203448E-3,5.6155746882163729E-4,7.1672466415393168E-4,7.0440980738152754E-4,1.2303140074753477E-4,1.5505862252943278E-4,1.3552982875998277E-4,1.320282318638697E-4,1.0554052104084291E-4,4.6804926722460761E-5,6.2734334556575571E-5,2.3525375458715844E-5,6.4873005052822459E-5]
[null,null,"All","Enclosed, 4 poles",{"$f":"SUM(E16,E24,E32)","v":298.1634881179275},174.37964436661002,330.22553289285884,413.96564139784846,659.77465133898932,221.55940561925718,226.85037649971707,206.49483575128116,135.28718598509204,57.012515187477675,52.102188734914598,50.289652124908073,45.247504827980855,19.77294041115535,25.23651605107985,24.802898936800126,6.8021651795015003,8.5728875436891929,7.4931787850381602,2.5305218816237915,2.0228446152880366,0.89708761199730302,1.202398942130839,0.45089960329906464,1.2433898151580265,null,"All","Enclosed, 4 poles",5.0558540865597495E-2,2.9568946994444269E-2,5.5995189769928976E-2,7.0194707372381274E-2,0.11187568230558939,3.7569054259012025E-2,3.8466225704003362E-2,3.5014607783689485E-2,2.2940175419847809E-2,9.6674129926214644E-3,8.8347860932569619E-3,8.5274405934915379E-3,7.6724612941440904E-3,3.3528284167880116E-3,4.2792678477425929E-3,4.205740908777943E-3,1.1534193820081388E-3,1.453674586213432E-3,1.2705921446248384E-3,4.2909175355757652E-4,3.4300669338273949E-4,1.5211601184799748E-4,2.0388658730887058E-4,7.6457470240826479E-5,2.1083726642167296E-4]
[null,null,"All","Enclosed, 6 poles",{"$f":"SUM(E17,E25,E33)","v":40.66267552156733},23.781392353584518,45.035204604421892,56.455438791286767,89.978161759838429,20.062465863161083,20.541569525564928,18.698351268816797,12.250414478965027,10.719101788121833,9.795895911572611,9.4551152188866574,8.5071252919602749,5.0000538970737676,6.3816477370546751,6.2719974322942873,2.7934225003819497,3.5205991512750283,3.0771987543890043,1.4738204365501204,1.1781402704424828,0.52247959819623135,0,0,0,null,"All","Enclosed, 6 poles",6.8950278085309347E-3,4.0325276067134175E-3,7.6364622870344874E-3,9.5729514946028393E-3,1.5257282496463418E-2,3.4019222360522701E-3,3.4831621700475478E-3,3.1706140906490477E-3,2.0772599789625969E-3,1.8176006365437736E-3,1.6610558418356683E-3,1.6032708505004617E-3,1.4425235109679774E-3,8.4784166861306054E-4,1.0821137086245638E-3,1.063520689576032E-3,4.7367089287800898E-4,5.9697569673831604E-4,5.2178984072593357E-4,2.4991058174232477E-4,1.997731291130241E-4,8.8595039867515012E-5,0,0,0]
[null,null,"All","Enclosed, 8 poles",{"$f":"SUM(E18,E26,E34)","v":18.209806864006243},10.649927880083505,20.167939453284589,25.28221824131538,40.294568092449381,2.3551590361102139,2.4114016399576221,2.1950238446002333,1.4380921344871986,0.79574118077760314,0.72720624671063072,0.70190811668590891,0.63153331861713835,0.71429341386768075,0.91166396243638215,0.89599963318489795,0.67114696437748134,0.84585823764400025,0.73932697345709819,0.4449269242415459,0,0,0,0,0,null,"All","Enclosed, 8 poles",3.0877733229508104E-3,1.805871058658618E-3,3.4198070241937056E-3,4.2870174084525762E-3,6.8326091179814431E-3,3.9935608858004907E-4,4.0889295039688608E-4,3.7220252368488829E-4,2.43852258399957E-4,1.3493105162115348E-4,1.2330982231967846E-4,1.1902010680571109E-4,1.0708689819412934E-4,1.2112023837329431E-4,1.5458767266065198E-4,1.5193152708229025E-4,1.1380404569146967E-4,1.4342922583972527E-4,1.2536509160298402E-4,7.5444703922211283E-5,0,0,0,0,0]
[]
[null,null,"Horsepower- and Configuration-Consolidated NEMA Design AB Motor Shipments",null,null,null,null,null,null,null,null,null,null,null,null,null,null,null,null,null,null,null,null,null,null,null,null,null,null,null,"Horsepower- and Configuration-Consolidated NEMA Design AB Motor Shipments by Percentage"]
[null,null,"Sector","Motor Design","1 - 5 HP","6 - 20 HP","21 - 50 HP","51 - 100 HP","101 - 200 HP","201 - 500 HP",null,null,null,null,null,null,null,null,null,null,null,null,null,null,null,null,null,null,null,null,"Sector","Horsepower","1 - 5 HP","6 - 20 HP","21 - 50 HP","51 - 100 HP","101 - 200 HP","201 - 500 HP"]
[null,null,"All","Open, 2 poles",{"$f":"SUM(E40:I40)","v":126.8437718499986},{"$f":"SUM(J40:M40)","v":43.86497808803307},{"$f":"SUM(N40:Q40)","v":7.5610293426828008},{"$f":"SUM(R40:T40)","v":2.1780537809222849},{"$f":"SUM(U40:W40)","v":0.42687365482027195},{"$f":"SUM(X40:AC40)","v":1.4676294451862963},null,null,null,null,null,null,null,null,null,null,null,null,null,null,null,null,null,null,null,null,"All","Open, 2 poles",{"$f":"E51/SUM($E$51:$J$58)","v":2.1508455187136274E-2},7.4380310655448572E-3,1.2820973266076624E-3,3.6932496928220455E-4,7.2383474106466341E-5,2.4886079696873563E-4]
[null,null,"All","Open, 4 poles",785.54125373771069,282.78911405689399,58.135914501516652,14.558570009322636,3.1710614358077338,3.0269857306967367,null,null,null,null,null,null,null,null,null,null,null,null,null,null,null,null,null,null,null,null,"All","Open, 4 poles",0.13320148563261588,4.7951561975746626E-2,9.8579038890278057E-3,2.4686458473073664E-3,5.3770580764803556E-4,5.1327539374801737E-4]
[null,null,"All","Open, 6 poles",114.6044605311391,25.199029965465805,5.3767319770188813,6.4195269332446285,0.60981950688610276,2.3958040039161022,null,null,null,null,null,null,null,null,null,null,null,null,null,null,null,null,null,null,null,null,"All","Open, 6 poles",1.9433077932237162E-2,4.2729114631853433E-3,9.1171365447656005E-4,1.0885367515686027E-3,1.0340496300923762E-4,4.0624811375310508E-4]
[null,null,"All","Open, 8 poles",10.013981988157784,4.6664870306418162,1.6802287428184006,2.5219570094889607,0.67080145757471299,0.4449269242415459,null,null,null,null,null,null,null,null,null,null,null,null,null,null,null,null,null,null,null,null,"All","Open, 8 poles",1.6980359358265481E-3,7.9127990058987848E-4,2.8491051702392506E-4,4.2763943811623671E-4,1.1374545931016139E-4,7.544470392221131E-5]
[null,null,"All","Enclosed, 2 poles",506.81875506731899,302.69945872096577,67.377172587017867,11.692709771267001,2.439278027544411,2.5683515290760188,null,null,null,null,null,null,null,null,null,null,null,null,null,null,null,null,null,null,null,null,"All","Enclosed, 2 poles",8.5939485418776967E-2,5.1327689551596778E-2,1.1424911732659394E-2,1.9826919403570977E-3,4.1361985203695049E-4,4.3550639469528741E-4]
[null,null,"All","Enclosed, 4 poles",1876.5089581142342,790.19180385534742,204.65186087528119,69.812355399035326,22.868231508228853,8.3471424694970615,null,null,null,null,null,null,null,null,null,null,null,null,null,null,null,null,null,null,null,null,"All","Enclosed, 4 poles",0.31819306730794156,0.13399006316655274,3.4702100973514068E-2,1.1837837173308554E-2,3.8776861128464106E-3,1.4153957827596842E-3]
[null,null,"All","Enclosed, 6 poles",255.91287303069893,71.552801136507838,38.477238210541373,17.653699066422732,9.3912204060459814,3.1744403051888344,null,null,null,null,null,null,null,null,null,null,null,null,null,null,null,null,null,null,null,null,"All","Enclosed, 6 poles",4.3394251693345119E-2,1.2132958475711469E-2,6.5244508398478833E-3,2.993476066813658E-3,1.5924364303422592E-3,5.3827875072286408E-4]
[null,null,"All","Enclosed, 8 poles",114.6044605311391,8.3996766551552682,2.856388862791281,2.5219570094889607,2.2563321754785797,0.4449269242415459,null,null,null,null,null,null,null,null,null,null,null,null,null,null,null,null,null,null,null,null,"All","Enclosed, 8 poles",1.9433077932237162E-2,1.4243038210617811E-3,4.8434787894067257E-4,4.2763943811623671E-4,3.8259836313417914E-4,7.544470392221131E-5]
[]
[null,null,"Overall-Consolidated NEMA Design AB Motor Shipments (2016)",null,null,null,null,null,null,null,null,null,null,null,null,null,null,null,null,null,null,null,null,null,null,null,null,null,null,null,"Overall-Consolidated NEMA Design AB Motor Shipments (2016) by Percentage"]
[null,null,"Sector","Motor Design","1 - 5 HP","6 - 20 HP","21 - 50 HP","51 - 100 HP","101 - 200 HP","201 - 500 HP",null,null,null,null,null,null,null,null,null,null,null,null,null,null,null,null,null,null,null,null,"Sector","Horsepower","1 - 5 HP","6 - 20 HP","21 - 50 HP","51 - 100 HP","101 - 200 HP","201 - 500 HP"]
[null,null,"All","All",{"$f":"SUM(E51:E58)","v":3790.8485148503974},1529.363349509011,386.11656509966843,127.35882897919252,41.83361817238665,21.870207332044142,null,null,null,null,null,null,null,null,null,null,null,null,null,null,null,null,null,null,null,null,"All","Percentage",{"$f":"E62/SUM($E$62:$J$62)","v":0.64280093704011687},0.25932879941998954,6.5472436812097995E-2,2.1595791624869961E-2,7.0935804624337037E-3,3.7084546404921176E-3]
[]
[]
[null,null,"Sector-Consolidated NEMA Design AB Motor Shipments",null,null,null,null,null,null,null,null,null,null,null,null,null,null,null,null,null,null,null,null,null,null,null,null,null,null,null,"Sector-Consolidated NEMA Design AB Motor Shipments"]
[null,null,"Sector","Motor Design",1,1.5,2,3,5,7.5,10,15,20,25,30,40,50,60,75,100,125,150,200,250,300,350,400,450,500,null,"Sector","Motor Design",1,1.5,2,3,5,7.5,10,15,20,25,30,40,50,60,75,100,125,150,200,250,300,350,400,450,500]
[null,null,"Industry","All",{"$f":"SUM(E11:E18)","v":157.27600422194718},91.982200291329349,174.18816983020554,218.35960658763989,348.01954291762075,111.96713543536532,114.64097747561283,104.35411295966054,68.368655501329187,28.086340418835917,25.667343469467976,24.774425132452961,22.290488667665734,22.823472565647361,29.129958406155176,28.629443656908524,9.46085338402556,11.923678709390941,10.421955950021804,5.6293367892106483,4.008506072812537,1.7776853018559944,1.5336892800326227,0.57513348001223363,1.5859741418519162,null,"Industry","All",{"$f":"E67/SUM($E$67:$AC$69)","v":2.6668742497029788E-2},{"$f":"F67/SUM($E$67:$AC$69)","v":1.5597100307927129E-2},2.9536479326338343E-2,3.7026475517654783E-2,5.9012457875687041E-2,1.8985875930837837E-2,1.9439269982917545E-2,1.7694962310333108E-2,1.1593034026093681E-2,4.7625026081971845E-3,4.3523217477223998E-3,4.2009127052652639E-3,3.7797202780663211E-3,3.8700964953453185E-3,4.9394652637959969E-3,4.8545947266173716E-3,1.604243851113315E-3,2.0218565361650349E-3,1.767214655035937E-3,9.5454696985216019E-4,6.7970836862537741E-4,3.014358852164717E-4,2.6006233234362265E-4,9.7523374628858515E-5,2.689280936735188E-4]
[null,null,"Commercial","All",{"$f":"SUM(E19:E26)","v":444.39793333255608},259.90423596445765,492.18482543773558,616.99531578839446,983.36148859477123,316.37352331525756,323.92871193174136,294.86222239332466,193.18197559648064,79.360559156827705,72.5254589751125,70.002435418103516,62.983842614060379,10.730746595060241,13.695821312116358,13.460497921873811,2.5656551549899818,3.2335399889873737,2.8262931389889632,2.2714867745937704,1.6174673627138305,0.71731161302961155,0.61885707790790034,0.23207140421546266,0.63995447829112417,null,"Commercial","All",{"$f":"E68/SUM($E$67:$AC$69)","v":7.5355004782123786E-2},{"$f":"F68/SUM($E$67:$AC$69)","v":4.4071053159781097E-2},{"$f":"G68/SUM($E$67:$AC$69)","v":8.3458061103976452E-2},{"$f":"H68/SUM($E$67:$AC$69)","v":0.10462173985176894},{"$f":"I68/SUM($E$67:$AC$69)","v":0.16674517165263958},{"$f":"J68/SUM($E$67:$AC$69)","v":5.3646352906232264E-2},{"$f":"K68/SUM($E$67:$AC$69)","v":5.4927459841306474E-2},{"$f":"L68/SUM($E$67:$AC$69)","v":4.9998756771645995E-2},{"$f":"M68/SUM($E$67:$AC$69)","v":3.2757192603772335E-2},{"$f":"N68/SUM($E$67:$AC$69)","v":1.3456892722090131E-2},{"$f":"O68/SUM($E$67:$AC$69)","v":1.2297888666834971E-2},{"$f":"P68/SUM($E$67:$AC$69)","v":1.1870068377982393E-2},{"$f":"Q68/SUM($E$67:$AC$69)","v":1.0679950119901591E-2},{"$f":"R68/SUM($E$67:$AC$69)","v":1.8195752057681423E-3},{"$f":"S68/SUM($E$67:$AC$69)","v":2.3223525652567075E-3},{"$f":"T68/SUM($E$67:$AC$69)","v":2.2824496002179328E-3},{"$f":"U68/SUM($E$67:$AC$69)","v":4.3504917996293281E-4},{"$f":"V68/SUM($E$67:$AC$69)","v":5.4830007760407718E-4},{"$f":"W68/SUM($E$67:$AC$69)","v":4.7924465221313537E-4},{"$f":"X68/SUM($E$67:$AC$69)","v":3.8516807555438043E-4},{"$f":"Y68/SUM($E$67:$AC$69)","v":2.7426828909445051E-4},{"$f":"Z68/SUM($E$67:$AC$69)","v":1.2163202385927801E-4},{"$f":"AA68/SUM($E$67:$AC$69)","v":1.0493743234918106E-4},{"$f":"AB68/SUM($E$67:$AC$69)","v":3.9351537130942903E-5},{"$f":"AC68/SUM($E$67:$AC$69)","v":1.085148448156304E-4}]
[null,null,"Agricultural","All",{"$f":"SUM(E27:E34)","v":0.66404288888772756},0.38836265144114362,0.73544858973454752,0.92194702359185376,1.4693907300841409,0.47274204633314354,0.48403140863363642,0.44059872311646214,0.2886627221556608,0.11858474356767355,0.10837137548005317,0.10460134027992479,9.4113787814113198E-2,2.5175982396102872,3.2132503847657601,3.1580398970550085,0.41691896268587197,0.52545024821044817,0.45927263508570659,0.24690073636888812,0.175811669860199,7.7968653590175185E-2,6.7267073685641346E-2,2.5225152632115506E-2,6.9560269379470019E-2,null,"Agricultural","All",1.1259943243305853E-4,6.5853297824960258E-5,1.247074476266315E-4,1.5633133541068922E-4,2.4915945189474877E-4,8.0161216986324085E-5,8.2075514705400469E-5,7.4710785980620453E-5,4.8947529178050633E-5,2.0108000619215133E-5,1.8376155479178694E-5,1.773688378319208E-5,1.5958546156174789E-5,4.2690033673791031E-4,5.4485964031022744E-4,5.3549779082036103E-4,7.0695491743976566E-5,8.9098762610662533E-5,7.7877255984634504E-5,4.1866095168954404E-5,2.9811770553744624E-5,1.3220872158617178E-5,1.1406242646650116E-5,4.2773409924937941E-6,1.1795091827785914E-5]
[]
[null,null,"Sector- and Motor Design-Consolidated NEMA Design AB Motor Shipments",null,null,null,null,null,null,null,null,null,null,null,null,null,null,null,null,null,null,null,null,null,null,null,null,null,null,null,"Sector- and Motor Design-Consolidated NEMA Design AB Motor Shipments",null,null,null,null,null,null,null,null,null,null,null,null,null,null,null,null,null,null,null,null,null,null,null,null,null,null,null,"Sector- and Motor Design-Consolidated NEMA Design AB Motor Shipments as Percentage of HP Class"]
[null,null,"Sector","Motor Design",1,1.5,2,3,5,7.5,10,15,20,25,30,40,50,60,75,100,125,150,200,250,300,350,400,450,500,null,"Sector","Motor Design",1,1.5,2,3,5,7.5,10,15,20,25,30,40,50,60,75,100,125,150,200,250,300,350,400,450,500,null,"Sector","Motor Design",1,1.5,2,3,5,7.5,10,15,20,25,30,40,50,60,75,100,125,150,200,250,300,350,400,450,500]
[null,null,"All","All",{"$f":"SUM(E67:E69)","v":602.33798044339096},352.2747989072281,667.10844385767575,836.27686939962621,1332.850422242476,428.81340079695605,439.05372081598784,399.65693407610166,261.83929381996552,107.5654843192313,98.301173820060527,94.881461890836405,85.368445069540229,36.07181740031789,46.039030103037291,45.247981475837349,12.443427501701413,15.682668946588764,13.707521724096473,8.1477243001733068,5.8017851053865659,2.5729655684757811,2.2198134316261644,0.83243003685981187,2.2954888895225105,null,"All","All",{"$f":"E73/SUM($E$73:$AC$73)","v":0.10213634671158661},{"$f":"F73/SUM($E$73:$AC$73)","v":5.9734006765533164E-2},0.11311924787794143,0.14180454670483439,0.22600678898022131,7.2712390054056414E-2,7.4448805338929405E-2,6.7768429867959709E-2,4.4399174159044069E-2,1.8239503330906529E-2,1.6668586570036545E-2,1.6088717967030847E-2,1.4475628944124085E-2,6.1165720378513703E-3,7.8066774693629302E-3,7.6725421176556657E-3,2.1099885228202239E-3,2.6592553763797743E-3,2.3243365632337064E-3,1.3815811405754948E-3,9.837884282735724E-4,4.3628878123436681E-4,3.7640600733945378E-4,1.4115225275229519E-4,3.8923803031693508E-4,null,"All","All",{"$f":"AG73/SUM($AG$73:$AK$73)","v":0.15889265373801459},{"$f":"AH73/SUM($AG$73:$AK$73)","v":9.2927690865835175E-2},{"$f":"AI73/SUM($AG$73:$AK$73)","v":0.17597866051474303},{"$f":"AJ73/SUM($AG$73:$AK$73)","v":0.22060413812991134},{"$f":"AK73/SUM($AG$73:$AK$73)","v":0.35159685675149588},{"$f":"AL73/SUM($AL$73:$AO$73)","v":0.28038686878080527},{"$f":"AM73/SUM($AL$73:$AO$73)","v":0.28708267460243647},{"$f":"AN73/SUM($AL$73:$AO$73)","v":0.2613224216497721},{"$f":"AO73/SUM($AL$73:$AO$73)","v":0.17120803496698592},{"$f":"AP73/SUM($AP$73:$AS$73)","v":0.27858293075684376},{"$f":"AQ73/SUM($AP$73:$AS$73)","v":0.25458937198067633},{"$f":"AR73/SUM($AP$73:$AS$73)","v":0.24573268921095007},{"$f":"AS73/SUM($AP$73:$AS$73)","v":0.22109500805152979},{"$f":"AT73/SUM($AT$73:$AV$73)","v":0.28322981366459632},{"$f":"AU73/SUM($AT$73:$AV$73)","v":0.36149068322981359},0.35527950310559014,{"$f":"AW73/SUM($AW$73:$AY$73)","v":0.2974504249291785},{"$f":"AX73/SUM($AW$73:$AY$73)","v":0.37488196411709163},{"$f":"AY73/SUM($AW$73:$AY$73)","v":0.32766761095372987},{"$f":"AZ73/SUM($AZ$73:$BE$73)","v":0.37254901960784309},0.265282583621684,0.11764705882352941,0.10149942329873127,3.8062283737024229E-2,0.104959630911188]
[null,null,null,null,null,null,null,null,null,null,null,null,null,null,null,null,null,null,null,null,null,null,null,null,null,null,null,null,null,null,null,null,null,null,null,null,null,null,null,null,null,null,null,null,null,null,null,null,null,null,null,null,null,null,null,null,null,null,null,null,null,null,null,null,{"$f":"SUM(BI73:BM73)","v":1},null,null,null,{"$f":"SUM(BN73:BQ73)","v":0.99999999999999967},null,null,null,{"$f":"SUM(BR73:BU73)","v":1},null,null,{"$f":"SUM(BV73:BX73)","v":1},null,null,{"$f":"SUM(BY73:CA73)","v":1},null,null,null,null,null,{"$f":"SUM(CB73:CG73)","v":1}]
[null,null,"Sector-Consolidated NEMA Design AB Motor Shipments",null,null,null,null,null,null,null,null,null,null,null,null,null,null,null,null,null,null,null,null,null,null,null,null,null,null,null,"Sector-Consolidated Percentage Breakdfown of NEMA Design AB Motor Shipments by Percentage of Motor HP Class"]
[null,null,"Sector","Motor Design","1 - 5 HP","6 - 20 HP","21 - 50 HP","51 - 100 HP","101 - 200 HP","201 - 500 HP",null,null,null,null,null,null,null,null,null,null,null,null,null,null,null,null,null,null,null,null,"Sector","1 - 5 HP","6 - 20 HP","21 - 50 HP","51 - 100 HP","101 - 200 HP","201 - 500 HP"]
[null,null,"Industry","All",{"$f":"SUM(E67:I67)","v":989.82552384874271},{"$f":"SUM(J67:M67)","v":399.33088137196785},{"$f":"SUM(N67:Q67)","v":100.81859768842259},{"$f":"SUM(R67:T67)","v":80.582874628711053},{"$f":"SUM(U67:W67)","v":31.806488043438307},{"$f":"SUM(X67:AC67)","v":15.110325065775953},null,null,null,null,null,null,null,null,null,null,null,null,null,null,null,null,null,null,null,null,"Industry",{"$f":"E77/SUM(E$77:E$79)","v":0.26110922659430125},{"$f":"F77/SUM(F$77:F$79)","v":0.26110922659430125},0.26110922659430119,0.63272311212814647,0.76030927835051554,0.69090909090909092]
[null,null,"Commercial","All",{"$f":"SUM(E68:I68)","v":2796.8437991179148},{"$f":"SUM(J68:M68)","v":1128.3464332368042},{"$f":"SUM(N68:Q68)","v":284.87229616410411},{"$f":"SUM(R68:T68)","v":37.887065829050407},{"$f":"SUM(U68:W68)","v":8.6254882829663195},{"$f":"SUM(X68:AC68)","v":6.0971487107516991},null,null,null,null,null,null,null,null,null,null,null,null,null,null,null,null,null,null,null,null,"Commercial",{"$f":"E78/SUM(E$77:E$79)","v":0.73778833107191311},{"$f":"F78/SUM(F$77:F$79)","v":0.73778833107191311},{"$f":"G78/SUM(G$77:G$79)","v":0.73778833107191311},{"$f":"H78/SUM(H$77:H$79)","v":0.29748283752860416},{"$f":"I78/SUM(I$77:I$79)","v":0.20618556701030927},{"$f":"J78/SUM(J$77:J$79)","v":0.27878787878787875}]
[null,null,"Agricultural","All",{"$f":"SUM(E69:I69)","v":4.1791918837394135},{"$f":"SUM(J69:M69)","v":1.6860349002389028},{"$f":"SUM(N69:Q69)","v":0.42567124714176474},{"$f":"SUM(R69:T69)","v":8.8888885214310562},{"$f":"SUM(U69:W69)","v":1.4016418459820268},{"$f":"SUM(X69:AC69)","v":0.66273355551648927},null,null,null,null,null,null,null,null,null,null,null,null,null,null,null,null,null,null,null,null,"Agricultural",1.1024423337856176E-3,1.1024423337856173E-3,1.1024423337856173E-3,6.9794050343249425E-2,3.3505154639175257E-2,3.0303030303030307E-2]
[]
[null,null,"Motor Shipments by Horsepower Range (includes all Equipment Class Groups)"]
[null,null,"HP Range","% of Total",1993,1994,1995,1996,1997,1998,1999,2000,2001,2002,2003,2004,2005,2006,2007,2008,2009,2010,2011,2012,2013,2014,2015,2016,2017,2018,2019,2020,2021,2022,2023,2024,2025,2026,2027,2028,2029,2030,2031,2032,2033,2034,2035,2036,2037,2038,2039,2040,2041,2042,2043,2044,2045,2046]
[null,null,"1-5hp",0.64280093704011676,1224.6838180609332,1509.4625416450394,1674.8646954849223,2208.0148783111085,1915.7911401156127,2227.1094771350017,2823.9723360189319,2654.1093383636576,2385.1595920761401,2299.847480603682,2311.7792444459842,2395.3015913420963,2684.6468645179166,3293.1668204753109,3245.4397651061045,3152.9685953282642,2568.3121670554738,2751.0173008907209,3490.7866591134361,3047.8429342533268,3184.4065391524614,3498.2487277730393,3832.960057356398,4020.1157140210157,4223.6028314301075,4345.4680783239701,4485.4271729710681,4627.5863217136548,4745.9178656614695,4912.421210107992,5117.9159564178535,5342.5018122421507,5587.5840453386245,5825.9589210406912,6029.9546615456993,6200.2145173469708,6374.4097390917186,6552.5180662100602,6705.1919121001392,6912.2697200412094,7120.7159783394072,7367.6471688456386,7638.7037587699506,7916.4317853632074,8211.5607861942171,8518.2943769918948,8820.6917633892353,9125.9752444016267,9352.9402260986117,9647.0053470419316,9944.8838442928427,10245.107314138322,10547.511876371071,10852.783509709967]
[null,null,"5-20hp",0.2593287994199896,494.08108468113488,608.97096774117517,675.70008947252745,890.79186805565985,772.89840085380695,898.49530951485838,1139.2910515457888,1070.7622664904031,962.25835681937554,927.84041159046842,932.65411022388196,966.35000065777683,1083.0821925180564,1328.5808228221492,1309.3260282884953,1272.0198638795396,1036.1486308422739,1109.8583911664196,1408.3077064380618,1229.6084268329025,1284.7030504749152,1411.3181707905176,1546.3526460867224,1621.8579058814294,1703.9518587902764,1753.1166411465811,1809.5811263258795,1866.9331917098195,1914.6723524005349,1981.8457336553213,2064.7496355896237,2155.3555712713742,2254.2304757802831,2350.3993933496245,2432.6985429363554,2501.3874347069172,2571.6639933064966,2643.5192380281133,2705.1133068541767,2788.6558722511049,2872.750519276623,2972.3713590784373,3081.7252445342101,3193.7706252291318,3312.83617888552,3436.5834375774903,3558.5813169260559,3681.7435496667927,3773.3093094879951,3891.9456560942626,4012.1204545642413,4133.241298524481,4255.2420728607076,4378.3995258278528]
[null,null,"20-50hp",6.5472436812097995E-2,124.74007001609147,153.74618359013979,170.59320642699481,224.89717464642425,195.13274971870263,226.84205344623794,287.63547106897465,270.33408935054007,242.94023496301864,234.25077683402625,235.46608566325597,243.97324746786384,273.44448657668431,335.42523686739941,330.56400155048067,321.14535812395036,261.59522549169463,280.20464193927461,355.55378935151651,310.43779252245633,324.34746731814334,356.31383774387427,390.40583281368254,409.46855689965588,430.19472058259907,442.60729532710536,456.86281745306133,471.34242590878108,483.39507562904396,500.35426014497688,521.28491070523091,544.16008466196945,569.12291544759933,593.40256889499506,614.18053834172872,631.52234201413057,649.26498206249232,667.40619113829098,682.95677321106473,704.04866638415035,725.27994295631765,750.43109914753268,778.0395459211793,806.32751133050931,836.38785154609911,867.63017632260392,898.4308373549444,929.52546131799829,952.64296094570557,982.59493976244119,1012.9353297107618,1043.5145666507046,1074.315958577173,1105.4093757964131]
[null,null,"50-100hp",2.1595791624869957E-2,41.144956419911786,50.712493769868978,56.269409204806919,74.181331216141928,64.36366824419666,74.822840824482071,94.875278813191912,89.168495125180371,80.132754285828753,77.26657523058276,77.66743943411366,80.473488858830009,90.194445794454566,110.63852017453094,109.03506336040734,105.92836578304276,86.286019810028208,92.424252926595258,117.27783354551164,102.39652296797952,106.98456723643199,117.52853212197186,128.77362482742055,135.06137944917921,141.89781221193658,145.99204469758234,150.69416516729092,155.47019951464316,159.44571233438671,165.03962379952608,171.9435056478444,179.488779876298,187.72265840995507,195.73119394191997,202.58471460508642,208.30483129454794,214.15716207702906,220.14095907771983,225.27024930183146,232.22731630771091,239.23035830687147,247.52635513663469,256.63287831861311,265.96353769554554,275.87880700699145,286.18394866051301,296.34340949548482,306.59983269364687,314.22503696519044,324.10456375193775,334.11220622019783,344.19863130466189,354.35833322180594,364.61435838089665]
[null,null,"100-200hp",7.0935804624337028E-3,13.514904387753829,16.65755816021862,18.482840948892932,24.36637891922225,21.141566258761642,24.577095900717133,31.163730223353689,29.289220134730911,26.321245827744843,25.37979056176998,25.511462626941288,26.43316708314045,29.626214663544719,36.34148998728152,35.814801726596293,34.794343221518631,28.34241202812445,30.358640526060135,38.522308566681346,33.634237047847847,35.14127424050141,38.604655653318837,42.298336871365265,44.363678772799403,46.609245257280115,47.95407984696898,49.498587706431863,51.06737409420542,52.373212775933176,54.210647669127816,56.478369188434542,58.956769183229135,61.661355378121812,64.291923044686541,66.543102400350278,68.421991986619361,70.344310002065455,72.309810791876174,73.994631313945334,76.279822588522933,78.580115292108744,81.305105514752398,84.296329733177899,87.361176079519254,90.618049543071407,94.002984569572092,97.340067744834045,100.70900019596721,103.21365485194178,106.45878795055229,109.74600327106496,113.0590963568752,116.39625872051869,119.76506042755925]
[null,null,"200-500hp",3.7084546404921176E-3,7.0654601238395962,8.7084088473617456,9.6626488765990146,12.738505110855868,11.052604522466703,12.848665892423588,16.292094038246848,15.312118456998917,13.760490453356359,13.26830682783611,13.337143698538242,13.819001793453168,15.488295907979893,18.998976313788667,18.723628830980143,18.19014308303861,14.817136418634098,15.871201001260509,20.139086984792748,17.583650896758826,18.37151523411109,20.182137238073022,22.11315773274481,23.192898323429318,24.366858567343858,25.069924966778895,25.877378603068031,26.697524817027197,27.380204536335825,28.340797567225618,29.526340247139281,30.822023578055973,32.235954847064171,33.611189951799076,34.788084549992867,35.770349689871374,36.775318788711608,37.802863420574951,38.683671147582835,39.878346845067192,41.080917422264292,42.505515717860625,44.069298548311053,45.671570308767755,47.374231972136258,49.143842970879199,50.888437488774123,52.649682497281837,53.959091508847834,55.655615423997425,57.374139514082906,59.106192247328423,60.850828164136423,62.612004820908453]
[null,null,"Total",1,1905.2302936896644,2348.2581537538035,2605.5728904147431,3434.9901362594123,2980.3801297135469,3464.6954427137202,4393.2299617084873,4128.9755279215105,3710.5726744254639,3577.8533416483651,3596.4154860927147,3726.3504972031601,4176.482499978636,5123.15186664046,5048.9032888630636,4905.0466694193537,3995.5015916462285,4279.7344284503306,5430.5873839999995,4741.5035645212711,4953.9544136565637,5442.1960613207939,5962.9036556883329,6254.0601333475079,6570.6233268395426,6760.2080643089857,6977.941248226799,7199.0970377581307,7383.1844233377033,7642.2122729441689,7961.8987177961253,8311.2850408130762,8692.5574052016473,9063.395190223715,9380.7496443792115,9645.6214670390564,9916.6155053285129,10193.697128666634,10431.210543928739,10753.359744417765,11077.637831593591,11461.786603440854,11883.46705582544,12315.52620600668,12774.655905148033,13251.838767092951,13722.275832399328,14197.202770773312,14550.290279858291,15007.76491002512,15471.171977573189,15938.227099222371,16408.675327915411,16883.583834963596]
[]
[null,null,"Source","DOE Electric Motors 2014 Final Rule Shipment Analysis (EERE-2010-BT-STD-0027-0109), 'Shipments' tab, cells C41:BF48"]

{"sheet":"Product Class Dist","index":10,"n_rows":50,"n_cols":57,"rows_kept":50,"cut":false,"hidden":false,"merged":[]}
[]
[null,null,"Product Class Distributions"]
[]
[null,null,"NAVIGATION"]
[]
[null,null,"COMMENTS"]
[]
[]
[null,null,"Shipments Growth Index",1981,{"$f":"D9+1","v":1982},{"$f":"E9+1","v":1983},1984,1985,1986,1987,1988,1989,1990,{"$f":"M9+1","v":1991},{"$f":"N9+1","v":1992},{"$f":"O9+1","v":1993},{"$f":"P9+1","v":1994},{"$f":"Q9+1","v":1995},{"$f":"R9+1","v":1996},{"$f":"S9+1","v":1997},{"$f":"T9+1","v":1998},{"$f":"U9+1","v":1999},{"$f":"V9+1","v":2000},{"$f":"W9+1","v":2001},{"$f":"X9+1","v":2002},{"$f":"Y9+1","v":2003},{"$f":"Z9+1","v":2004},{"$f":"AA9+1","v":2005},{"$f":"AB9+1","v":2006},{"$f":"AC9+1","v":2007},{"$f":"AD9+1","v":2008},{"$f":"AE9+1","v":2009},{"$f":"AF9+1","v":2010},{"$f":"AG9+1","v":2011},{"$f":"AH9+1","v":2012},{"$f":"AI9+1","v":2013},{"$f":"AJ9+1","v":2014},{"$f":"AK9+1","v":2015},{"$f":"AL9+1","v":2016},{"$f":"AM9+1","v":2017},{"$f":"AN9+1","v":2018},{"$f":"AO9+1","v":2019},{"$f":"AP9+1","v":2020},{"$f":"AQ9+1","v":2021},{"$f":"AR9+1","v":2022},{"$f":"AS9+1","v":2023},{"$f":"AT9+1","v":2024},{"$f":"AU9+1","v":2025},{"$f":"AV9+1","v":2026},{"$f":"AW9+1","v":2027},{"$f":"AX9+1","v":2028},{"$f":"AY9+1","v":2029},{"$f":"AZ9+1","v":2030},{"$f":"BA9+1","v":2031},{"$f":"BB9+1","v":2032},{"$f":"BC9+1","v":2033},{"$f":"BD9+1","v":2034}]
[null,null,"Pre-case",{"$f":"E10/(1+ShipmentGrowthRate)","v":0.30791836663616307},0.31845767511798961,0.32935771889627979,0.34063084507657088,0.35228982337626163,0.3643478605896045,0.37681861554779994,0.38971621459113887,0.40305526757071952,0.41685088439786483,0.43111869215998661,0.44587485282228495,0.46113608153533431,0.47691966556929438,0.49324348389619382,0.5101260274424686,0.52758642003469625,0.54564444006225232,0.56432054288142797,0.58363588398638655,0.60361234297320698,0.62427254832415857,0.64563990304028207,0.6677386111513135,0.69059370513297791,0.71423107426271271,0.73867749394593873,0.76396065604609942,0.79010920025282494,0.81715274652375336,0.84512192863675761,0.87404842889058465,0.90396501399321505,0.93490557217859427,0.96690515159378188,1,1.0506172289268656,1.0809310943882082,1.1157457874476546,1.1511077418925917,1.1805426020721401,1.2219601522848882,1.2730767770111751,1.3289422972600091,1.3899062720634452,1.4492017980282035,1.499945546471446,1.5422975253479381,1.5856284227987762,1.6299327015281546,1.6679101769917579,1.7194205868087793,1.7712713973641065,1.832695298582921]
[null,null,"Post-case",{"$f":"E11/(1+ShipmentGrowthRate)","v":0.30791836663616307},0.31845767511798961,0.32935771889627979,0.34063084507657088,0.35228982337626163,0.3643478605896045,0.37681861554779994,0.38971621459113887,0.40305526757071952,0.41685088439786483,0.43111869215998661,0.44587485282228495,0.46113608153533431,0.47691966556929438,0.49324348389619382,0.5101260274424686,0.52758642003469625,0.54564444006225232,0.56432054288142797,0.58363588398638655,0.60361234297320698,0.62427254832415857,0.64563990304028207,0.6677386111513135,0.69059370513297791,0.71423107426271271,0.73867749394593873,0.76396065604609942,0.79010920025282494,0.81715274652375336,0.84512192863675761,0.87404842889058465,0.90396501399321505,0.93490557217859427,0.96690515159378188,1,1.0506172289268656,1.0809310943882082,1.1157457874476546,1.1511077418925917,1.1805426020721401,1.2219601522848882,1.2730767770111751,1.3289422972600091,1.3899062720634452,1.4492017980282035,1.499945546471446,1.5422975253479381,1.5856284227987762,1.6299327015281546,1.6679101769917579,1.7194205868087793,1.7712713973641065,1.832695298582921]
[null,null,"Pre-Case Growth Rate",{"$f":"IFERROR(D10/C10-1,0)","v":0},{"$f":"IFERROR(E10/D10-1,0)","v":3.4227605832554353E-2},3.4227605832554353E-2,3.4227605832554353E-2,3.4227605832554353E-2,3.4227605832554353E-2,3.4227605832554353E-2,3.4227605832554353E-2,3.4227605832554353E-2,3.4227605832554353E-2,3.4227605832554353E-2,3.4227605832554353E-2,3.4227605832554353E-2,3.4227605832554353E-2,3.4227605832554353E-2,3.4227605832554353E-2,3.4227605832554353E-2,3.4227605832554353E-2,3.4227605832554353E-2,3.4227605832554353E-2,3.4227605832554353E-2,3.4227605832554353E-2,3.4227605832554353E-2,3.4227605832554353E-2,3.4227605832554353E-2,3.4227605832554353E-2,3.4227605832554353E-2,3.4227605832554353E-2,3.4227605832554353E-2,3.4227605832554353E-2,3.4227605832554353E-2,3.4227605832554353E-2,3.4227605832554353E-2,3.4227605832554353E-2,3.4227605832554353E-2,3.4227605832554353E-2,5.0617228926865598E-2,2.8853386967874206E-2,3.220805955179884E-2,3.169355855318079E-2,2.5570899324465657E-2,3.5083486305407474E-2,4.1831662538836634E-2,4.3882286801264714E-2,4.5874057082185171E-2,4.2661528447330843E-2,3.5014963763007279E-2,2.8235677605845888E-2,2.8095031431151885E-2,2.794114818601523E-2,2.3300026699260235E-2,3.0883203740578846E-2,3.0155978678585882E-2,3.467785981878424E-2]
[null,null,"Post-Case Growth Rate",{"$f":"IFERROR(D11/C11-1,0)","v":0},{"$f":"IFERROR(E11/D11-1,0)","v":3.4227605832554353E-2},3.4227605832554353E-2,3.4227605832554353E-2,3.4227605832554353E-2,3.4227605832554353E-2,3.4227605832554353E-2,3.4227605832554353E-2,3.4227605832554353E-2,3.4227605832554353E-2,3.4227605832554353E-2,3.4227605832554353E-2,3.4227605832554353E-2,3.4227605832554353E-2,3.4227605832554353E-2,3.4227605832554353E-2,3.4227605832554353E-2,3.4227605832554353E-2,3.4227605832554353E-2,3.4227605832554353E-2,3.4227605832554353E-2,3.4227605832554353E-2,3.4227605832554353E-2,3.4227605832554353E-2,3.4227605832554353E-2,3.4227605832554353E-2,3.4227605832554353E-2,3.4227605832554353E-2,3.4227605832554353E-2,3.4227605832554353E-2,3.4227605832554353E-2,3.4227605832554353E-2,3.4227605832554353E-2,3.4227605832554353E-2,3.4227605832554353E-2,3.4227605832554353E-2,5.0617228926865598E-2,2.8853386967874206E-2,3.220805955179884E-2,3.169355855318079E-2,2.5570899324465657E-2,3.5083486305407474E-2,4.1831662538836634E-2,4.3882286801264714E-2,4.5874057082185171E-2,4.2661528447330843E-2,3.5014963763007279E-2,2.8235677605845888E-2,2.8095031431151885E-2,2.794114818601523E-2,2.3300026699260235E-2,3.0883203740578846E-2,3.0155978678585882E-2,3.467785981878424E-2]
[null,null,"Source","DOE Electric Motors 2014 Final Rule, National Impact Analysis for NEMA Design A & B Motors (EERE-2010-BT-STD-0027-0112), 'AB Shipments' tab, cells F65:X65 "]
[]
[null,null,"PRE-Case Shipments",1981,{"$f":"D16+1","v":1982},{"$f":"E16+1","v":1983},1984,1985,1986,1987,1988,1989,1990,{"$f":"M16+1","v":1991},{"$f":"N16+1","v":1992},{"$f":"O16+1","v":1993},{"$f":"P16+1","v":1994},{"$f":"Q16+1","v":1995},{"$f":"R16+1","v":1996},{"$f":"S16+1","v":1997},{"$f":"T16+1","v":1998},{"$f":"U16+1","v":1999},{"$f":"V16+1","v":2000},{"$f":"W16+1","v":2001},{"$f":"X16+1","v":2002},{"$f":"Y16+1","v":2003},{"$f":"Z16+1","v":2004},{"$f":"AA16+1","v":2005},{"$f":"AB16+1","v":2006},{"$f":"AC16+1","v":2007},{"$f":"AD16+1","v":2008},{"$f":"AE16+1","v":2009},{"$f":"AF16+1","v":2010},{"$f":"AG16+1","v":2011},{"$f":"AH16+1","v":2012},{"$f":"AI16+1","v":2013},{"$f":"AJ16+1","v":2014},{"$f":"AK16+1","v":2015},{"$f":"AL16+1","v":2016},{"$f":"AM16+1","v":2017},{"$f":"AN16+1","v":2018},{"$f":"AO16+1","v":2019},{"$f":"AP16+1","v":2020},{"$f":"AQ16+1","v":2021},{"$f":"AR16+1","v":2022},{"$f":"AS16+1","v":2023},{"$f":"AT16+1","v":2024},{"$f":"AU16+1","v":2025},{"$f":"AV16+1","v":2026},{"$f":"AW16+1","v":2027},{"$f":"AX16+1","v":2028},{"$f":"AY16+1","v":2029},{"$f":"AZ16+1","v":2030},{"$f":"BA16+1","v":2031},{"$f":"BB16+1","v":2032},{"$f":"BC16+1","v":2033},{"$f":"BD16+1","v":2034}]
[null,null,{"$f":"'Product Classes'!H20&\" - \"&OFFSET('Product Classes'!$C$19,MATCH('Product Classes'!H20,MODEL_PCS,0),0)","v":"PC1 - NEMA Design A & B: 1-5 HP Motors"},{"$f":"D$10*$AM17","v":46690.875314314348},{"$f":"E$10*$AM17","v":48288.992190549645},49941.808781299071,51651.197326830174,53419.0941497124,55247.501848200867,57138.491564694406,59094.205331837496,61116.858498923655,63208.742241348817,65372.226155957229,67609.760945219925,69923.881193286143,72317.208237052299,74792.45313550088,77352.419740672602,80000.007873750641,82738.216609854629,85570.147675265238,88499.008960927677,91528.118156213997,94660.906507060368,97900.922702736309,101251.83689564894,104717.44485873528,108301.67228515232,112008.579235135,115842.36473505963,119807.37153392225,123908.09102261973,128149.16832160622,132535.40754268781,137071.7772309159,141763.41599274339,146615.63831681944,{"$f":"TRANSPOSE('Shipment Data'!E62:J62)*1000*NWScalingFactor","v":151633.94059401588},{"$f":"$AM17*AN$10","v":159309.23047814591},{"$f":"$AM17*AO$10","v":163905.84135268614},169184.93045186112,174547.002951453,179010.32679131182,185290.63313982132,193041.64837693371,201512.7573555992,210756.96508931852,219748.17935094959,227442.65388790992,233864.65133690694,240435.08606685273,247153.11843576402,252911.79269412273,260722.51911629035,268584.86184378841,277898.81003225484]
[null,null,{"$f":"'Product Classes'!H21&\" - \"&OFFSET('Product Classes'!$C$19,MATCH('Product Classes'!H21,MODEL_PCS,0),0)","v":"PC2 - NEMA Design A & B: 6-20 HP Motors"},{"$f":"D$10*$AM18","v":18836.762582961044},19481.499867812043,20148.30496631447,20837.933206895577,21551.165771066295,22288.810578310389,23051.703201261265,23840.707812203069,24656.718161968252,25500.658592340485,26373.485083109656,27276.186334965081,28209.784889453575,29175.338287270937,30173.940266199079,31206.722000045578,32274.853379989243,33379.544339783002,34522.046226315368,35703.653217082909,36925.703786179431,38189.582220462449,39496.720187614359,40848.598357874718,42246.748081280377,43692.753122313661,45188.251453923323,46734.937112950567,48334.562119061855,49988.938459362216,51699.940140937084,53469.505313647729,55299.63846558494,57192.412693667742,59149.972051959376,61174.533980360444,{"$f":"$AM18*AN$10","v":64271.019371338669},66125.455964079651,68255.228587660575,70418.479671464331,72219.143525725274,74752.84285859832,77879.878554877883,81297.425721670705,85026.868469861336,88654.244637875789,91758.469801307787,94349.33237222326,97000.079830729068,99710.373435334797,102033.62779857129,105184.75311426497,108356.70228649107,112114.28081880773]
[null,null,{"$f":"'Product Classes'!H22&\" - \"&OFFSET('Product Classes'!$C$19,MATCH('Product Classes'!H22,MODEL_PCS,0),0)","v":"PC3 - NEMA Design A & B: 21-50 HP Motors"},4755.6952822662251,4918.4713458473725,5086.818844371749,5260.9284747185147,5440.9974608644416,5627.2297772908387,5819.8363800371617,6019.0354456630339,6225.0526183893608,6438.1212656985017,6658.4827426830161,6886.3866654424355,7122.0911938377576,7365.8633239239425,7617.9791903916803,7878.7243793610078,8148.3942518811127,8427.2942785027517,8715.7403853022861,9014.0593117492863,9322.5889808231077,9641.6788817976358,9971.6904661278677,10312.997556886734,10665.986772215949,11031.057963270594,11408.624667153481,11799.114575352367,12202.970018210675,12620.648465980468,13052.623047025279,13499.383083759774,13961.434646933358,14439.30112888556,14933.523836422612,15444.662603986739,16226.428626710936,16694.616050984019,17232.317238948526,17778.47069436813,18233.082178636781,18872.762267556354,19662.241289908459,20525.065401347892,21466.63342318491,22382.432815636537,23166.152889603993,23820.26491396259,24489.496005418732,25173.76064230697,25760.309937393507,26555.870837610488,27356.689112380751,28305.360542525952]
[null,null,{"$f":"'Product Classes'!H23&\" - \"&OFFSET('Product Classes'!$C$19,MATCH('Product Classes'!H23,MODEL_PCS,0),0)","v":"PC4 - NEMA Design A & B: 51-100 HP Motors"},1568.6449038386957,1622.3358632985319,1677.8645357555306,1735.2938217257927,1794.6887746594898,1856.1166746306449,1919.6471045491339,1985.3520289812459,2053.305875668078,2123.585619834113,2196.2708713814754,2271.4439650686409,2349.1900537757451,2429.5972049621382,2512.7565004254579,2598.7621394752091,2687.7115456377323,2779.7054770134264,2874.8481404112345,2973.247309389682,3075.0144463381748,3180.2648287368484,3289.117679737989,3401.6963032169469,3518.1282234455139,3638.5453295459915,3763.0840248895734,3891.885381608276,4025.0953003954446,4162.864675775847,4305.3495670325665,4452.7113749843156,4605.1170248134104,4762.7391551515093,4925.7563136373074,5094.3531591677011,5352.2151992595936,5506.6447355391692,5684.0030771120137,5864.1493614529227,6014.1009343982651,6225.096562169565,6485.5027008299148,6770.1013903981093,7080.6734080334145,7382.7457580564915,7641.2523332463343,7857.0082706327958,8077.7511649510452,8303.4528072607009,8496.9234793659216,8759.3356983472877,9023.4820389052238,9336.3970841276969]
[null,null,{"$f":"'Product Classes'!H24&\" - \"&OFFSET('Product Classes'!$C$19,MATCH('Product Classes'!H24,MODEL_PCS,0),0)","v":"PC5 - NEMA Design A & B: 101-200 HP Motors"},515.25357512488824,532.88947139807738,551.12900217740901,569.99282842682624,589.50231828560243,609.67957127325906,630.54744332296093,652.12957267174409,674.45040663690463,697.53522930887857,721.41019019198325,746.10233382546255,771.63963041838929,798.05100753312786,825.36638285324466,853.61669807298665,882.83395394671538,913.05124653799908,944.30280470942421,976.62402889559394,1010.0515312032334,1044.6231768838256,1080.3781272257559,1117.3568839145526,1155.601334911471,1195.1548019023942,1236.0620893707942,1278.3695353503413,1322.1250639146583,1367.3782394636701,1414.1803228680446,1462.5843295353266,1512.6450894635325,1564.4193093502392,1617.9656368275162,1673.344726895466,1758.0448000102972,1808.7703469318535,1867.0273299813623,1926.2000699845155,1975.4547380528682,2044.7605773022983,2130.2963117447248,2223.778585468383,2325.7923312363009,2425.0141869379227,2509.9259708183322,2580.7954313448986,2653.3029601059065,2727.4392912966191,2790.9886996044415,2877.1833722519787,2963.9476526799913,3066.7310138898424]
[null,null,{"$f":"'Product Classes'!H25&\" - \"&OFFSET('Product Classes'!$C$19,MATCH('Product Classes'!H25,MODEL_PCS,0),0)","v":"PC6 - NEMA Design A & B: 201-500 HP Motors"},269.36954078709078,278.58941525244751,288.12486394683009,297.9866882205605,308.18605912832214,318.73453008325464,329.64404994416867,340.92697655070452,352.59609072176653,364.66461073309074,377.14620729034482,390.05501901472155,403.40566845856694,417.21327866918489,431.49349031958138,446.26247942555312,461.53697566918936,477.33428134954369,493.6722909819415,510.56951156812545,528.04508356019903,546.11880254211576,564.81114165327381,584.14327477961717,604.13710053851139,624.81526708456579,646.20119776449849,668.31911765010625,691.19408097939458,714.85199953695201,739.31967200571614,764.62481432338109,790.79609107783187,817.86314797716864,845.85664543110329,874.80829328176571,919.08866492992945,945.60748583693965,976.06366805340247,1006.9985990684854,1032.7484588651437,1068.9808752786696,1113.698122513797,1162.5697429359775,1215.9015336854441,1267.7737515539188,1312.1648035242711,1349.2146658823206,1387.1208943276554,1425.8786447879827,1459.1016552814476,1504.1633889797204,1549.5229080669023,1603.2570462588412]
[null,null,"Total",{"$f":"SUM(D17:D22)","v":72636.601199292287},{"$f":"SUM(E17:E22)","v":75122.778154158121},77694.05099386505,80353.332346817435,83103.634533716555,85948.072979789242,88889.869743809089,91932.357167907292,95078.981652308037,98333.307559263878,{"$f":"SUM(N17:N22)","v":101699.02125061369},105179.93526353626,108779.99262923017,112503.27133941161,116353.98896568992,120336.50743705295,124455.33798087464,128715.14623304135,133120.75752298548,137677.16233961328,142389.52198431815,147263.17441748324,152303.64030509559,157516.6292723215,162908.0463711271,168483.99876926956,174250.80266823666,180214.99045797126,186383.31811648427,192762.77286273884,199360.58107147494,206184.21645893838,213241.40854878898,220540.15142777559,228088.71280109737,235895.64335770797,247836.02714039537,254986.93593605777,263199.57035361708,271541.30134779139,278484.85662699013,288255.07628072647,300313.26535680849,313491.69819742028,327872.83425531996,341860.39050101023,353830.61968641065,363821.26699095283,374042.83692238509,384494.02325675113,393452.74426433939,405603.82552774483,417835.20584231231,432324.83653786487]
[]
[null,null,"POST-Case Shipments",1981,{"$f":"D25+1","v":1982},{"$f":"E25+1","v":1983},1984,1985,1986,1987,1988,1989,1990,{"$f":"M25+1","v":1991},{"$f":"N25+1","v":1992},{"$f":"O25+1","v":1993},{"$f":"P25+1","v":1994},{"$f":"Q25+1","v":1995},{"$f":"R25+1","v":1996},{"$f":"S25+1","v":1997},{"$f":"T25+1","v":1998},{"$f":"U25+1","v":1999},{"$f":"V25+1","v":2000},{"$f":"W25+1","v":2001},{"$f":"X25+1","v":2002},{"$f":"Y25+1","v":2003},{"$f":"Z25+1","v":2004},{"$f":"AA25+1","v":2005},{"$f":"AB25+1","v":2006},{"$f":"AC25+1","v":2007},{"$f":"AD25+1","v":2008},{"$f":"AE25+1","v":2009},{"$f":"AF25+1","v":2010},{"$f":"AG25+1","v":2011},{"$f":"AH25+1","v":2012},{"$f":"AI25+1","v":2013},{"$f":"AJ25+1","v":2014},{"$f":"AK25+1","v":2015},{"$f":"AL25+1","v":2016},{"$f":"AM25+1","v":2017},{"$f":"AN25+1","v":2018},{"$f":"AO25+1","v":2019},{"$f":"AP25+1","v":2020},{"$f":"AQ25+1","v":2021},{"$f":"AR25+1","v":2022},{"$f":"AS25+1","v":2023},{"$f":"AT25+1","v":2024},{"$f":"AU25+1","v":2025},{"$f":"AV25+1","v":2026},{"$f":"AW25+1","v":2027},{"$f":"AX25+1","v":2028},{"$f":"AY25+1","v":2029},{"$f":"AZ25+1","v":2030},{"$f":"BA25+1","v":2031},{"$f":"BB25+1","v":2032},{"$f":"BC25+1","v":2033},{"$f":"BD25+1","v":2034}]
[null,null,{"$f":"'Product Classes'!H20&\" - \"&OFFSET('Product Classes'!$C$19,MATCH('Product Classes'!H20,MODEL_PCS,0),0)","v":"PC1 - NEMA Design A & B: 1-5 HP Motors"},{"$f":"D$10*$AM26","v":46690.875314314348},{"$f":"E$10*$AM26","v":48288.992190549645},49941.808781299071,51651.197326830174,53419.0941497124,55247.501848200867,57138.491564694406,59094.205331837496,61116.858498923655,63208.742241348817,65372.226155957229,67609.760945219925,69923.881193286143,72317.208237052299,74792.45313550088,77352.419740672602,80000.007873750641,82738.216609854629,85570.147675265238,88499.008960927677,91528.118156213997,94660.906507060368,97900.922702736309,101251.83689564894,104717.44485873528,108301.67228515232,112008.579235135,115842.36473505963,119807.37153392225,123908.09102261973,128149.16832160622,132535.40754268781,137071.7772309159,141763.41599274339,146615.63831681944,{"$f":"TRANSPOSE('Shipment Data'!$E$62:$J$62)*1000*NWScalingFactor","v":151633.94059401588},{"$f":"$AM26*AN$11","v":159309.23047814591},{"$f":"$AM26*AO$11","v":163905.84135268614},169184.93045186112,174547.002951453,179010.32679131182,185290.63313982132,193041.64837693371,201512.7573555992,210756.96508931852,219748.17935094959,227442.65388790992,233864.65133690694,240435.08606685273,247153.11843576402,252911.79269412273,260722.51911629035,268584.86184378841,277898.81003225484]
[null,null,{"$f":"'Product Classes'!H21&\" - \"&OFFSET('Product Classes'!$C$19,MATCH('Product Classes'!H21,MODEL_PCS,0),0)","v":"PC2 - NEMA Design A & B: 6-20 HP Motors"},{"$f":"D$10*$AM27","v":18836.762582961044},19481.499867812043,20148.30496631447,20837.933206895577,21551.165771066295,22288.810578310389,23051.703201261265,23840.707812203069,24656.718161968252,25500.658592340485,26373.485083109656,27276.186334965081,28209.784889453575,29175.338287270937,30173.940266199079,31206.722000045578,32274.853379989243,33379.544339783002,34522.046226315368,35703.653217082909,36925.703786179431,38189.582220462449,39496.720187614359,40848.598357874718,42246.748081280377,43692.753122313661,45188.251453923323,46734.937112950567,48334.562119061855,49988.938459362216,51699.940140937084,53469.505313647729,55299.63846558494,57192.412693667742,59149.972051959376,61174.533980360444,{"$f":"$AM27*AN$11","v":64271.019371338669},66125.455964079651,68255.228587660575,70418.479671464331,72219.143525725274,74752.84285859832,77879.878554877883,81297.425721670705,85026.868469861336,88654.244637875789,91758.469801307787,94349.33237222326,97000.079830729068,99710.373435334797,102033.62779857129,105184.75311426497,108356.70228649107,112114.28081880773]
[null,null,{"$f":"'Product Classes'!H22&\" - \"&OFFSET('Product Classes'!$C$19,MATCH('Product Classes'!H22,MODEL_PCS,0),0)","v":"PC3 - NEMA Design A & B: 21-50 HP Motors"},4755.6952822662251,4918.4713458473725,5086.818844371749,5260.9284747185147,5440.9974608644416,5627.2297772908387,5819.8363800371617,6019.0354456630339,6225.0526183893608,6438.1212656985017,6658.4827426830161,6886.3866654424355,7122.0911938377576,7365.8633239239425,7617.9791903916803,7878.7243793610078,8148.3942518811127,8427.2942785027517,8715.7403853022861,9014.0593117492863,9322.5889808231077,9641.6788817976358,9971.6904661278677,10312.997556886734,10665.986772215949,11031.057963270594,11408.624667153481,11799.114575352367,12202.970018210675,12620.648465980468,13052.623047025279,13499.383083759774,13961.434646933358,14439.30112888556,14933.523836422612,15444.662603986739,16226.428626710936,16694.616050984019,17232.317238948526,17778.47069436813,18233.082178636781,18872.762267556354,19662.241289908459,20525.065401347892,21466.63342318491,22382.432815636537,23166.152889603993,23820.26491396259,24489.496005418732,25173.76064230697,25760.309937393507,26555.870837610488,27356.689112380751,28305.360542525952]
[null,null,{"$f":"'Product Classes'!H23&\" - \"&OFFSET('Product Classes'!$C$19,MATCH('Product Classes'!H23,MODEL_PCS,0),0)","v":"PC4 - NEMA Design A & B: 51-100 HP Motors"},1568.6449038386957,1622.3358632985319,1677.8645357555306,1735.2938217257927,1794.6887746594898,1856.1166746306449,1919.6471045491339,1985.3520289812459,2053.305875668078,2123.585619834113,2196.2708713814754,2271.4439650686409,2349.1900537757451,2429.5972049621382,2512.7565004254579,2598.7621394752091,2687.7115456377323,2779.7054770134264,2874.8481404112345,2973.247309389682,3075.0144463381748,3180.2648287368484,3289.117679737989,3401.6963032169469,3518.1282234455139,3638.5453295459915,3763.0840248895734,3891.885381608276,4025.0953003954446,4162.864675775847,4305.3495670325665,4452.7113749843156,4605.1170248134104,4762.7391551515093,4925.7563136373074,5094.3531591677011,5352.2151992595936,5506.6447355391692,5684.0030771120137,5864.1493614529227,6014.1009343982651,6225.096562169565,6485.5027008299148,6770.1013903981093,7080.6734080334145,7382.7457580564915,7641.2523332463343,7857.0082706327958,8077.7511649510452,8303.4528072607009,8496.9234793659216,8759.3356983472877,9023.4820389052238,9336.3970841276969]
[null,null,{"$f":"'Product Classes'!H24&\" - \"&OFFSET('Product Classes'!$C$19,MATCH('Product Classes'!H24,MODEL_PCS,0),0)","v":"PC5 - NEMA Design A & B: 101-200 HP Motors"},515.25357512488824,532.88947139807738,551.12900217740901,569.99282842682624,589.50231828560243,609.67957127325906,630.54744332296093,652.12957267174409,674.45040663690463,697.53522930887857,721.41019019198325,746.10233382546255,771.63963041838929,798.05100753312786,825.36638285324466,853.61669807298665,882.83395394671538,913.05124653799908,944.30280470942421,976.62402889559394,1010.0515312032334,1044.6231768838256,1080.3781272257559,1117.3568839145526,1155.601334911471,1195.1548019023942,1236.0620893707942,1278.3695353503413,1322.1250639146583,1367.3782394636701,1414.1803228680446,1462.5843295353266,1512.6450894635325,1564.4193093502392,1617.9656368275162,1673.344726895466,1758.0448000102972,1808.7703469318535,1867.0273299813623,1926.2000699845155,1975.4547380528682,2044.7605773022983,2130.2963117447248,2223.778585468383,2325.7923312363009,2425.0141869379227,2509.9259708183322,2580.7954313448986,2653.3029601059065,2727.4392912966191,2790.9886996044415,2877.1833722519787,2963.9476526799913,3066.7310138898424]
[null,null,{"$f":"'Product Classes'!H25&\" - \"&OFFSET('Product Classes'!$C$19,MATCH('Product Classes'!H25,MODEL_PCS,0),0)","v":"PC6 - NEMA Design A & B: 201-500 HP Motors"},269.36954078709078,278.58941525244751,288.12486394683009,297.9866882205605,308.18605912832214,318.73453008325464,329.64404994416867,340.92697655070452,352.59609072176653,364.66461073309074,377.14620729034482,390.05501901472155,403.40566845856694,417.21327866918489,431.49349031958138,446.26247942555312,461.53697566918936,477.33428134954369,493.6722909819415,510.56951156812545,528.04508356019903,546.11880254211576,564.81114165327381,584.14327477961717,604.13710053851139,624.81526708456579,646.20119776449849,668.31911765010625,691.19408097939458,714.85199953695201,739.31967200571614,764.62481432338109,790.79609107783187,817.86314797716864,845.85664543110329,874.80829328176571,919.08866492992945,945.60748583693965,976.06366805340247,1006.9985990684854,1032.7484588651437,1068.9808752786696,1113.698122513797,1162.5697429359775,1215.9015336854441,1267.7737515539188,1312.1648035242711,1349.2146658823206,1387.1208943276554,1425.8786447879827,1459.1016552814476,1504.1633889797204,1549.5229080669023,1603.2570462588412]
[null,null,"Total",{"$f":"SUM(D26:D31)","v":72636.601199292287},{"$f":"SUM(E26:E31)","v":75122.778154158121},77694.05099386505,80353.332346817435,83103.634533716555,85948.072979789242,88889.869743809089,91932.357167907292,95078.981652308037,98333.307559263878,{"$f":"SUM(N26:N31)","v":101699.02125061369},105179.93526353626,108779.99262923017,112503.27133941161,116353.98896568992,120336.50743705295,124455.33798087464,128715.14623304135,133120.75752298548,137677.16233961328,142389.52198431815,147263.17441748324,152303.64030509559,157516.6292723215,162908.0463711271,168483.99876926956,174250.80266823666,180214.99045797126,186383.31811648427,192762.77286273884,199360.58107147494,206184.21645893838,213241.40854878898,220540.15142777559,228088.71280109737,235895.64335770797,247836.02714039537,254986.93593605777,263199.57035361708,271541.30134779139,278484.85662699013,288255.07628072647,300313.26535680849,313491.69819742028,327872.83425531996,341860.39050101023,353830.61968641065,363821.26699095283,374042.83692238509,384494.02325675113,393452.74426433939,405603.82552774483,417835.20584231231,432324.83653786487]
[]
[null,null,"PRE-Case Distribution",1981,{"$f":"D34+1","v":1982},{"$f":"E34+1","v":1983},1984,1985,1986,1987,1988,1989,1990,{"$f":"M34+1","v":1991},{"$f":"N34+1","v":1992},{"$f":"O34+1","v":1993},{"$f":"P34+1","v":1994},{"$f":"Q34+1","v":1995},{"$f":"R34+1","v":1996},{"$f":"S34+1","v":1997},{"$f":"T34+1","v":1998},{"$f":"U34+1","v":1999},{"$f":"V34+1","v":2000},{"$f":"W34+1","v":2001},{"$f":"X34+1","v":2002},{"$f":"Y34+1","v":2003},{"$f":"Z34+1","v":2004},{"$f":"AA34+1","v":2005},{"$f":"AB34+1","v":2006},{"$f":"AC34+1","v":2007},{"$f":"AD34+1","v":2008},{"$f":"AE34+1","v":2009},{"$f":"AF34+1","v":2010},{"$f":"AG34+1","v":2011},{"$f":"AH34+1","v":2012},{"$f":"AI34+1","v":2013},{"$f":"AJ34+1","v":2014},{"$f":"AK34+1","v":2015},{"$f":"AL34+1","v":2016},{"$f":"AM34+1","v":2017},{"$f":"AN34+1","v":2018},{"$f":"AO34+1","v":2019},{"$f":"AP34+1","v":2020},{"$f":"AQ34+1","v":2021},{"$f":"AR34+1","v":2022},{"$f":"AS34+1","v":2023},{"$f":"AT34+1","v":2024},{"$f":"AU34+1","v":2025},{"$f":"AV34+1","v":2026},{"$f":"AW34+1","v":2027},{"$f":"AX34+1","v":2028},{"$f":"AY34+1","v":2029},{"$f":"AZ34+1","v":2030},{"$f":"BA34+1","v":2031},{"$f":"BB34+1","v":2032},{"$f":"BC34+1","v":2033},{"$f":"BD34+1","v":2034}]
[null,null,{"$f":"'Product Classes'!H20&\" - \"&OFFSET('Product Classes'!$C$19,MATCH('Product Classes'!H20,MODEL_PCS,0),0)","v":"PC1 - NEMA Design A & B: 1-5 HP Motors"},{"$f":"D17/D$23","v":0.64280093704011676},0.64280093704011665,0.64280093704011676,0.64280093704011676,0.64280093704011665,0.64280093704011676,0.64280093704011676,0.64280093704011665,0.64280093704011654,0.64280093704011676,{"$f":"N17/N$23","v":0.64280093704011676},0.64280093704011676,0.64280093704011676,0.64280093704011676,0.64280093704011676,0.64280093704011665,0.64280093704011665,0.64280093704011676,0.64280093704011676,0.64280093704011665,0.64280093704011665,0.64280093704011665,0.64280093704011654,0.64280093704011676,0.64280093704011665,0.64280093704011665,0.64280093704011676,0.64280093704011676,0.64280093704011676,0.64280093704011687,0.64280093704011665,0.64280093704011654,0.64280093704011665,0.64280093704011676,0.64280093704011665,0.64280093704011676,0.64280093704011665,0.64280093704011676,0.64280093704011643,0.64280093704011665,0.64280093704011676,0.64280093704011676,0.64280093704011665,0.64280093704011665,0.64280093704011665,0.64280093704011676,0.64280093704011665,0.64280093704011665,0.64280093704011676,0.64280093704011665,0.64280093704011665,0.64280093704011665,0.64280093704011676,0.64280093704011676]
[null,null,{"$f":"'Product Classes'!H21&\" - \"&OFFSET('Product Classes'!$C$19,MATCH('Product Classes'!H21,MODEL_PCS,0),0)","v":"PC2 - NEMA Design A & B: 6-20 HP Motors"},0.2593287994199896,0.25932879941998954,0.25932879941998954,0.25932879941998954,0.25932879941998954,0.25932879941998954,0.25932879941998954,0.25932879941998954,0.25932879941998949,0.25932879941998954,{"$f":"N18/N$23","v":0.2593287994199896},0.25932879941998954,0.2593287994199896,0.2593287994199896,0.25932879941998954,0.25932879941998949,0.25932879941998954,0.25932879941998954,0.25932879941998954,0.25932879941998954,0.25932879941998954,0.25932879941998954,0.25932879941998949,0.25932879941998954,0.25932879941998954,0.25932879941998949,0.25932879941998954,0.2593287994199896,0.25932879941998954,0.2593287994199896,0.25932879941998954,0.25932879941998949,0.25932879941998954,0.25932879941998954,0.25932879941998954,0.25932879941998954,0.25932879941998954,0.25932879941998954,0.25932879941998949,0.25932879941998954,0.25932879941998954,0.2593287994199896,0.25932879941998954,0.25932879941998954,0.25932879941998949,0.25932879941998954,0.25932879941998954,0.25932879941998954,0.25932879941998954,0.25932879941998954,0.25932879941998949,0.25932879941998954,0.2593287994199896,0.25932879941998954]
[null,null,{"$f":"'Product Classes'!H22&\" - \"&OFFSET('Product Classes'!$C$19,MATCH('Product Classes'!H22,MODEL_PCS,0),0)","v":"PC3 - NEMA Design A & B: 21-50 HP Motors"},6.5472436812097981E-2,6.5472436812097981E-2,6.5472436812097995E-2,6.5472436812097995E-2,6.5472436812097995E-2,6.5472436812097995E-2,6.5472436812097995E-2,6.5472436812097995E-2,6.5472436812097981E-2,6.5472436812097995E-2,{"$f":"N19/N$23","v":6.5472436812097995E-2},6.5472436812097995E-2,6.5472436812097995E-2,6.5472436812097995E-2,6.5472436812097995E-2,6.5472436812097981E-2,6.5472436812097981E-2,6.5472436812097981E-2,6.5472436812097995E-2,6.5472436812097981E-2,6.5472436812097981E-2,6.5472436812097981E-2,6.5472436812097967E-2,6.5472436812097995E-2,6.5472436812097995E-2,6.5472436812097981E-2,6.5472436812097995E-2,6.5472436812097995E-2,6.5472436812097995E-2,6.5472436812097995E-2,6.5472436812097981E-2,6.5472436812097981E-2,6.5472436812097981E-2,6.5472436812097995E-2,6.5472436812097981E-2,6.5472436812097995E-2,6.5472436812097981E-2,6.5472436812097981E-2,6.5472436812097967E-2,6.5472436812097995E-2,6.5472436812097995E-2,6.5472436812098009E-2,6.5472436812097981E-2,6.5472436812097995E-2,6.5472436812097981E-2,6.5472436812097995E-2,6.5472436812097981E-2,6.5472436812097981E-2,6.5472436812097995E-2,6.5472436812097981E-2,6.5472436812097981E-2,6.5472436812097981E-2,6.5472436812097995E-2,6.5472436812097995E-2]
[null,null,{"$f":"'Product Classes'!H23&\" - \"&OFFSET('Product Classes'!$C$19,MATCH('Product Classes'!H23,MODEL_PCS,0),0)","v":"PC4 - NEMA Design A & B: 51-100 HP Motors"},2.1595791624869961E-2,2.1595791624869961E-2,2.1595791624869961E-2,2.1595791624869964E-2,2.1595791624869957E-2,2.1595791624869964E-2,2.1595791624869961E-2,2.1595791624869957E-2,2.1595791624869954E-2,2.1595791624869961E-2,{"$f":"N20/N$23","v":2.1595791624869961E-2},2.1595791624869961E-2,2.1595791624869961E-2,2.1595791624869961E-2,2.1595791624869957E-2,2.1595791624869954E-2,2.1595791624869957E-2,2.1595791624869957E-2,2.1595791624869957E-2,2.1595791624869957E-2,2.1595791624869957E-2,2.1595791624869957E-2,2.1595791624869954E-2,2.1595791624869961E-2,2.1595791624869961E-2,2.1595791624869957E-2,2.1595791624869961E-2,2.1595791624869964E-2,2.1595791624869961E-2,2.1595791624869964E-2,2.1595791624869957E-2,2.1595791624869957E-2,2.1595791624869957E-2,2.1595791624869961E-2,2.1595791624869957E-2,2.1595791624869961E-2,2.1595791624869957E-2,2.1595791624869961E-2,2.1595791624869954E-2,2.1595791624869957E-2,2.1595791624869961E-2,2.1595791624869964E-2,2.1595791624869961E-2,2.1595791624869957E-2,2.1595791624869957E-2,2.1595791624869961E-2,2.1595791624869957E-2,2.1595791624869957E-2,2.1595791624869964E-2,2.1595791624869957E-2,2.1595791624869957E-2,2.1595791624869957E-2,2.1595791624869961E-2,2.1595791624869961E-2]
[null,null,{"$f":"'Product Classes'!H24&\" - \"&OFFSET('Product Classes'!$C$19,MATCH('Product Classes'!H24,MODEL_PCS,0),0)","v":"PC5 - NEMA Design A & B: 101-200 HP Motors"},7.0935804624337028E-3,7.0935804624337019E-3,7.0935804624337037E-3,7.0935804624337028E-3,7.0935804624337019E-3,7.0935804624337037E-3,7.0935804624337037E-3,7.0935804624337019E-3,7.0935804624337011E-3,7.0935804624337028E-3,{"$f":"N21/N$23","v":7.0935804624337028E-3},7.0935804624337037E-3,7.0935804624337028E-3,7.0935804624337037E-3,7.0935804624337028E-3,7.0935804624337019E-3,7.0935804624337019E-3,7.0935804624337028E-3,7.0935804624337028E-3,7.0935804624337028E-3,7.0935804624337019E-3,7.0935804624337019E-3,7.0935804624337002E-3,7.0935804624337037E-3,7.0935804624337037E-3,7.0935804624337002E-3,7.0935804624337028E-3,7.0935804624337037E-3,7.0935804624337019E-3,7.0935804624337045E-3,7.0935804624337019E-3,7.0935804624337019E-3,7.0935804624337019E-3,7.0935804624337028E-3,7.0935804624337019E-3,7.0935804624337028E-3,7.0935804624337019E-3,7.0935804624337028E-3,7.0935804624337002E-3,7.0935804624337028E-3,7.0935804624337028E-3,7.0935804624337037E-3,7.0935804624337028E-3,7.0935804624337019E-3,7.0935804624337011E-3,7.0935804624337037E-3,7.0935804624337019E-3,7.0935804624337019E-3,7.0935804624337028E-3,7.0935804624337019E-3,7.0935804624337019E-3,7.0935804624337019E-3,7.0935804624337028E-3,7.0935804624337028E-3]
[null,null,{"$f":"'Product Classes'!H25&\" - \"&OFFSET('Product Classes'!$C$19,MATCH('Product Classes'!H25,MODEL_PCS,0),0)","v":"PC6 - NEMA Design A & B: 201-500 HP Motors"},3.7084546404921176E-3,3.7084546404921167E-3,3.708454640492118E-3,3.7084546404921176E-3,3.7084546404921176E-3,3.708454640492118E-3,3.7084546404921172E-3,3.7084546404921167E-3,3.7084546404921163E-3,3.7084546404921176E-3,{"$f":"N22/N$23","v":3.7084546404921176E-3},3.7084546404921176E-3,3.7084546404921172E-3,3.708454640492118E-3,3.7084546404921172E-3,3.7084546404921167E-3,3.7084546404921167E-3,3.7084546404921176E-3,3.7084546404921176E-3,3.7084546404921176E-3,3.7084546404921176E-3,3.7084546404921172E-3,3.7084546404921159E-3,3.7084546404921176E-3,3.7084546404921176E-3,3.7084546404921167E-3,3.7084546404921176E-3,3.7084546404921176E-3,3.7084546404921172E-3,3.708454640492118E-3,3.7084546404921172E-3,3.7084546404921167E-3,3.7084546404921167E-3,3.7084546404921172E-3,3.7084546404921172E-3,3.7084546404921176E-3,3.7084546404921172E-3,3.7084546404921172E-3,3.7084546404921163E-3,3.7084546404921172E-3,3.708454640492118E-3,3.7084546404921185E-3,3.7084546404921172E-3,3.7084546404921172E-3,3.7084546404921172E-3,3.7084546404921176E-3,3.7084546404921172E-3,3.7084546404921172E-3,3.7084546404921176E-3,3.7084546404921172E-3,3.7084546404921172E-3,3.7084546404921172E-3,3.708454640492118E-3,3.7084546404921176E-3]
[null,null,"Total",{"$f":"SUM(D35:D40)","v":1.0000000000000002},{"$f":"SUM(E35:E40)","v":0.99999999999999989},1,1.0000000000000002,0.99999999999999989,1.0000000000000002,1,0.99999999999999989,0.99999999999999967,1,{"$f":"SUM(N35:N40)","v":1.0000000000000002},{"$f":"SUM(O35:O40)","v":1},{"$f":"SUM(P35:P40)","v":1.0000000000000002},{"$f":"SUM(Q35:Q40)","v":1.0000000000000002},{"$f":"SUM(R35:R40)","v":1},{"$f":"SUM(S35:S40)","v":0.99999999999999989},{"$f":"SUM(T35:T40)","v":0.99999999999999989},{"$f":"SUM(U35:U40)","v":1},{"$f":"SUM(V35:V40)","v":1},{"$f":"SUM(W35:W40)","v":0.99999999999999989},{"$f":"SUM(X35:X40)","v":0.99999999999999989},{"$f":"SUM(Y35:Y40)","v":0.99999999999999989},{"$f":"SUM(Z35:Z40)","v":0.99999999999999967},{"$f":"SUM(AA35:AA40)","v":1},{"$f":"SUM(AB35:AB40)","v":0.99999999999999989},{"$f":"SUM(AC35:AC40)","v":0.99999999999999989},{"$f":"SUM(AD35:AD40)","v":1},{"$f":"SUM(AE35:AE40)","v":1.0000000000000002},{"$f":"SUM(AF35:AF40)","v":1},{"$f":"SUM(AG35:AG40)","v":1.0000000000000002},{"$f":"SUM(AH35:AH40)","v":0.99999999999999989},{"$f":"SUM(AI35:AI40)","v":0.99999999999999967},{"$f":"SUM(AJ35:AJ40)","v":0.99999999999999989},{"$f":"SUM(AK35:AK40)","v":1},{"$f":"SUM(AL35:AL40)","v":0.99999999999999989},{"$f":"SUM(AM35:AM40)","v":1},{"$f":"SUM(AN35:AN40)","v":0.99999999999999989},{"$f":"SUM(AO35:AO40)","v":1},{"$f":"SUM(AP35:AP40)","v":0.99999999999999967},{"$f":"SUM(AQ35:AQ40)","v":0.99999999999999989},{"$f":"SUM(AR35:AR40)","v":1},{"$f":"SUM(AS35:AS40)","v":1.0000000000000002},{"$f":"SUM(AT35:AT40)","v":0.99999999999999989},{"$f":"SUM(AU35:AU40)","v":0.99999999999999989},{"$f":"SUM(AV35:AV40)","v":0.99999999999999989},{"$f":"SUM(AW35:AW40)","v":1},{"$f":"SUM(AX35:AX40)","v":0.99999999999999989},{"$f":"SUM(AY35:AY40)","v":0.99999999999999989},{"$f":"SUM(AZ35:AZ40)","v":1.0000000000000002},{"$f":"SUM(BA35:BA40)","v":0.99999999999999989},{"$f":"SUM(BB35:BB40)","v":0.99999999999999989},{"$f":"SUM(BC35:BC40)","v":0.99999999999999989},{"$f":"SUM(BD35:BD40)","v":1.0000000000000002},{"$f":"SUM(BE35:BE40)","v":1}]
[]
[null,null,"POST-Case Distribution",1981,{"$f":"D43+1","v":1982},{"$f":"E43+1","v":1983},1984,1985,1986,1987,1988,1989,1990,{"$f":"M43+1","v":1991},{"$f":"N43+1","v":1992},{"$f":"O43+1","v":1993},{"$f":"P43+1","v":1994},{"$f":"Q43+1","v":1995},{"$f":"R43+1","v":1996},{"$f":"S43+1","v":1997},{"$f":"T43+1","v":1998},{"$f":"U43+1","v":1999},{"$f":"V43+1","v":2000},{"$f":"W43+1","v":2001},{"$f":"X43+1","v":2002},{"$f":"Y43+1","v":2003},{"$f":"Z43+1","v":2004},{"$f":"AA43+1","v":2005},{"$f":"AB43+1","v":2006},{"$f":"AC43+1","v":2007},{"$f":"AD43+1","v":2008},{"$f":"AE43+1","v":2009},{"$f":"AF43+1","v":2010},{"$f":"AG43+1","v":2011},{"$f":"AH43+1","v":2012},{"$f":"AI43+1","v":2013},{"$f":"AJ43+1","v":2014},{"$f":"AK43+1","v":2015},{"$f":"AL43+1","v":2016},{"$f":"AM43+1","v":2017},{"$f":"AN43+1","v":2018},{"$f":"AO43+1","v":2019},{"$f":"AP43+1","v":2020},{"$f":"AQ43+1","v":2021},{"$f":"AR43+1","v":2022},{"$f":"AS43+1","v":2023},{"$f":"AT43+1","v":2024},{"$f":"AU43+1","v":2025},{"$f":"AV43+1","v":2026},{"$f":"AW43+1","v":2027},{"$f":"AX43+1","v":2028},{"$f":"AY43+1","v":2029},{"$f":"AZ43+1","v":2030},{"$f":"BA43+1","v":2031},{"$f":"BB43+1","v":2032},{"$f":"BC43+1","v":2033},{"$f":"BD43+1","v":2034}]
[null,null,{"$f":"'Product Classes'!H20&\" - \"&OFFSET('Product Classes'!$C$19,MATCH('Product Classes'!H20,MODEL_PCS,0),0)","v":"PC1 - NEMA Design A & B: 1-5 HP Motors"},{"$f":"D26/D$32","v":0.64280093704011676},{"$f":"E26/E$32","v":0.64280093704011665},0.64280093704011676,0.64280093704011676,0.64280093704011665,0.64280093704011676,0.64280093704011676,0.64280093704011665,0.64280093704011654,0.64280093704011676,0.64280093704011676,0.64280093704011676,0.64280093704011676,0.64280093704011676,0.64280093704011676,0.64280093704011665,0.64280093704011665,0.64280093704011676,0.64280093704011676,0.64280093704011665,0.64280093704011665,0.64280093704011665,0.64280093704011654,0.64280093704011676,0.64280093704011665,0.64280093704011665,0.64280093704011676,0.64280093704011676,0.64280093704011676,0.64280093704011687,0.64280093704011665,0.64280093704011654,0.64280093704011665,0.64280093704011676,0.64280093704011665,0.64280093704011676,0.64280093704011665,0.64280093704011676,0.64280093704011643,0.64280093704011665,0.64280093704011676,0.64280093704011676,0.64280093704011665,0.64280093704011665,0.64280093704011665,0.64280093704011676,0.64280093704011665,0.64280093704011665,0.64280093704011676,0.64280093704011665,0.64280093704011665,0.64280093704011665,0.64280093704011676,0.64280093704011676]
[null,null,{"$f":"'Product Classes'!H21&\" - \"&OFFSET('Product Classes'!$C$19,MATCH('Product Classes'!H21,MODEL_PCS,0),0)","v":"PC2 - NEMA Design A & B: 6-20 HP Motors"},{"$f":"D27/D$32","v":0.2593287994199896},{"$f":"E27/E$32","v":0.25932879941998954},0.25932879941998954,0.25932879941998954,0.25932879941998954,0.25932879941998954,0.25932879941998954,0.25932879941998954,0.25932879941998949,0.25932879941998954,0.2593287994199896,0.25932879941998954,0.2593287994199896,0.2593287994199896,0.25932879941998954,0.25932879941998949,0.25932879941998954,0.25932879941998954,0.25932879941998954,0.25932879941998954,0.25932879941998954,0.25932879941998954,0.25932879941998949,0.25932879941998954,0.25932879941998954,0.25932879941998949,0.25932879941998954,0.2593287994199896,0.25932879941998954,0.2593287994199896,0.25932879941998954,0.25932879941998949,0.25932879941998954,0.25932879941998954,0.25932879941998954,0.25932879941998954,0.25932879941998954,0.25932879941998954,0.25932879941998949,0.25932879941998954,0.25932879941998954,0.2593287994199896,0.25932879941998954,0.25932879941998954,0.25932879941998949,0.25932879941998954,0.25932879941998954,0.25932879941998954,0.25932879941998954,0.25932879941998954,0.25932879941998949,0.25932879941998954,0.2593287994199896,0.25932879941998954]
[null,null,{"$f":"'Product Classes'!H22&\" - \"&OFFSET('Product Classes'!$C$19,MATCH('Product Classes'!H22,MODEL_PCS,0),0)","v":"PC3 - NEMA Design A & B: 21-50 HP Motors"},{"$f":"D28/D$32","v":6.5472436812097981E-2},{"$f":"E28/E$32","v":6.5472436812097981E-2},6.5472436812097995E-2,6.5472436812097995E-2,6.5472436812097995E-2,6.5472436812097995E-2,6.5472436812097995E-2,6.5472436812097995E-2,6.5472436812097981E-2,6.5472436812097995E-2,6.5472436812097995E-2,6.5472436812097995E-2,6.5472436812097995E-2,6.5472436812097995E-2,6.5472436812097995E-2,6.5472436812097981E-2,6.5472436812097981E-2,6.5472436812097981E-2,6.5472436812097995E-2,6.5472436812097981E-2,6.5472436812097981E-2,6.5472436812097981E-2,6.5472436812097967E-2,6.5472436812097995E-2,6.5472436812097995E-2,6.5472436812097981E-2,6.5472436812097995E-2,6.5472436812097995E-2,6.5472436812097995E-2,6.5472436812097995E-2,6.5472436812097981E-2,6.5472436812097981E-2,6.5472436812097981E-2,6.5472436812097995E-2,6.5472436812097981E-2,6.5472436812097995E-2,6.5472436812097981E-2,6.5472436812097981E-2,6.5472436812097967E-2,6.5472436812097995E-2,6.5472436812097995E-2,6.5472436812098009E-2,6.5472436812097981E-2,6.5472436812097995E-2,6.5472436812097981E-2,6.5472436812097995E-2,6.5472436812097981E-2,6.5472436812097981E-2,6.5472436812097995E-2,6.5472436812097981E-2,6.5472436812097981E-2,6.5472436812097981E-2,6.5472436812097995E-2,6.5472436812097995E-2]
[null,null,{"$f":"'Product Classes'!H23&\" - \"&OFFSET('Product Classes'!$C$19,MATCH('Product Classes'!H23,MODEL_PCS,0),0)","v":"PC4 - NEMA Design A & B: 51-100 HP Motors"},{"$f":"D29/D$32","v":2.1595791624869961E-2},{"$f":"E29/E$32","v":2.1595791624869961E-2},2.1595791624869961E-2,2.1595791624869964E-2,2.1595791624869957E-2,2.1595791624869964E-2,2.1595791624869961E-2,2.1595791624869957E-2,2.1595791624869954E-2,2.1595791624869961E-2,2.1595791624869961E-2,2.1595791624869961E-2,2.1595791624869961E-2,2.1595791624869961E-2,2.1595791624869957E-2,2.1595791624869954E-2,2.1595791624869957E-2,2.1595791624869957E-2,2.1595791624869957E-2,2.1595791624869957E-2,2.1595791624869957E-2,2.1595791624869957E-2,2.1595791624869954E-2,2.1595791624869961E-2,2.1595791624869961E-2,2.1595791624869957E-2,2.1595791624869961E-2,2.1595791624869964E-2,2.1595791624869961E-2,2.1595791624869964E-2,2.1595791624869957E-2,2.1595791624869957E-2,2.1595791624869957E-2,2.1595791624869961E-2,2.1595791624869957E-2,2.1595791624869961E-2,2.1595791624869957E-2,2.1595791624869961E-2,2.1595791624869954E-2,2.1595791624869957E-2,2.1595791624869961E-2,2.1595791624869964E-2,2.1595791624869961E-2,2.1595791624869957E-2,2.1595791624869957E-2,2.1595791624869961E-2,2.1595791624869957E-2,2.1595791624869957E-2,2.1595791624869964E-2,2.1595791624869957E-2,2.1595791624869957E-2,2.1595791624869957E-2,2.1595791624869961E-2,2.1595791624869961E-2]
[null,null,{"$f":"'Product Classes'!H24&\" - \"&OFFSET('Product Classes'!$C$19,MATCH('Product Classes'!H24,MODEL_PCS,0),0)","v":"PC5 - NEMA Design A & B: 101-200 HP Motors"},{"$f":"D30/D$32","v":7.0935804624337028E-3},{"$f":"E30/E$32","v":7.0935804624337019E-3},7.0935804624337037E-3,7.0935804624337028E-3,7.0935804624337019E-3,7.0935804624337037E-3,7.0935804624337037E-3,7.0935804624337019E-3,7.0935804624337011E-3,7.0935804624337028E-3,7.0935804624337028E-3,7.0935804624337037E-3,7.0935804624337028E-3,7.0935804624337037E-3,7.0935804624337028E-3,7.0935804624337019E-3,7.0935804624337019E-3,7.0935804624337028E-3,7.0935804624337028E-3,7.0935804624337028E-3,7.0935804624337019E-3,7.0935804624337019E-3,7.0935804624337002E-3,7.0935804624337037E-3,7.0935804624337037E-3,7.0935804624337002E-3,7.0935804624337028E-3,7.0935804624337037E-3,7.0935804624337019E-3,7.0935804624337045E-3,7.0935804624337019E-3,7.0935804624337019E-3,7.0935804624337019E-3,7.0935804624337028E-3,7.0935804624337019E-3,7.0935804624337028E-3,7.0935804624337019E-3,7.0935804624337028E-3,7.0935804624337002E-3,7.0935804624337028E-3,7.0935804624337028E-3,7.0935804624337037E-3,7.0935804624337028E-3,7.0935804624337019E-3,7.0935804624337011E-3,7.0935804624337037E-3,7.0935804624337019E-3,7.0935804624337019E-3,7.0935804624337028E-3,7.0935804624337019E-3,7.0935804624337019E-3,7.0935804624337019E-3,7.0935804624337028E-3,7.0935804624337028E-3]
[null,null,{"$f":"'Product Classes'!H25&\" - \"&OFFSET('Product Classes'!$C$19,MATCH('Product Classes'!H25,MODEL_PCS,0),0)","v":"PC6 - NEMA Design A & B: 201-500 HP Motors"},{"$f":"D31/D$32","v":3.7084546404921176E-3},{"$f":"E31/E$32","v":3.7084546404921167E-3},3.708454640492118E-3,3.7084546404921176E-3,3.7084546404921176E-3,3.708454640492118E-3,3.7084546404921172E-3,3.7084546404921167E-3,3.7084546404921163E-3,3.7084546404921176E-3,3.7084546404921176E-3,3.7084546404921176E-3,3.7084546404921172E-3,3.708454640492118E-3,3.7084546404921172E-3,3.7084546404921167E-3,3.7084546404921167E-3,3.7084546404921176E-3,3.7084546404921176E-3,3.7084546404921176E-3,3.7084546404921176E-3,3.7084546404921172E-3,3.7084546404921159E-3,3.7084546404921176E-3,3.7084546404921176E-3,3.7084546404921167E-3,3.7084546404921176E-3,3.7084546404921176E-3,3.7084546404921172E-3,3.708454640492118E-3,3.7084546404921172E-3,3.7084546404921167E-3,3.7084546404921167E-3,3.7084546404921172E-3,3.7084546404921172E-3,3.7084546404921176E-3,3.7084546404921172E-3,3.7084546404921172E-3,3.7084546404921163E-3,3.7084546404921172E-3,3.708454640492118E-3,3.7084546404921185E-3,3.7084546404921172E-3,3.7084546404921172E-3,3.7084546404921172E-3,3.7084546404921176E-3,3.7084546404921172E-3,3.7084546404921172E-3,3.7084546404921176E-3,3.7084546404921172E-3,3.7084546404921172E-3,3.7084546404921172E-3,3.708454640492118E-3,3.7084546404921176E-3]
[null,null,"Total",{"$f":"SUM(D44:D49)","v":1.0000000000000002},{"$f":"SUM(E44:E49)","v":0.99999999999999989},1,1.0000000000000002,0.99999999999999989,1.0000000000000002,1,0.99999999999999989,0.99999999999999967,1,{"$f":"SUM(N44:N49)","v":1.0000000000000002},1,1.0000000000000002,1.0000000000000002,1,0.99999999999999989,0.99999999999999989,1,1,0.99999999999999989,0.99999999999999989,0.99999999999999989,0.99999999999999967,1,0.99999999999999989,0.99999999999999989,1,1.0000000000000002,1,1.0000000000000002,0.99999999999999989,0.99999999999999967,0.99999999999999989,1,0.99999999999999989,1,0.99999999999999989,1,0.99999999999999967,0.99999999999999989,1,1.0000000000000002,0.99999999999999989,0.99999999999999989,0.99999999999999989,1,0.99999999999999989,0.99999999999999989,1.0000000000000002,0.99999999999999989,0.99999999999999989,0.99999999999999989,1.0000000000000002,1]

{"sheet":"EL Development","index":11,"n_rows":272,"n_cols":45,"rows_kept":272,"cut":false,"hidden":false,"merged":[[1,2,1,3],[3,2,3,3],[5,2,5,3]]}
[]
[null,null,"Efficiency Level Development"]
[]
[null,null,"NAVIGATION"]
[]
[null,null,"COMMENTS"]
[]
[]
[]
[null,null,"Basecase Efficiency Distribution",null,null,null,null,null,null,null,null,null,null,null,null,null,null,null,null,null,null,null,null,null,"Consolidated Base Case EL Distribution"]
[]
[null,null,"HP","CSL",2016,2017,2018,2019,2020,2021,2022,2023,2024,2025,2026,2027,2028,2029,2030,2031,2032,2033,2034,null,"HP","CSL",2016,2017,2018,2019,2020,2021,2022,2023,2024,2025,2026,2027,2028,2029,2030,2031,2032,2033,2034]
[null,null,1,"CSL 0",0.11017745736783227,0.10489881495986689,9.992537156542089E-2,9.5223756032158852E-2,9.0765787963052652E-2,8.6527454039163093E-2,8.2488124880710972E-2,7.8629947655454641E-2,7.4937369132243165E-2,7.1396756941972311E-2,6.7996095736607282E-2,6.4724741146565318E-2,6.1573218824919701E-2,5.8533059013463201E-2,5.5596659352401573E-2,5.2757170337960929E-2,5.0008399084371297E-2,4.7344727988523377E-2,4.4761045611030975E-2,null,"1-5 HP","CSL 0",{"$f":"HLOOKUP($C13,HPSizeDist,2,FALSE)*E13+HLOOKUP($C18,HPSizeDist,2,FALSE)*E18+HLOOKUP($C23,HPSizeDist,2,FALSE)*E23+HLOOKUP($C28,HPSizeDist,2,FALSE)*E28+HLOOKUP($C33,HPSizeDist,2,FALSE)*E33","v":0.11017745736783227},0.10489881495986689,9.992537156542089E-2,9.5223756032158852E-2,9.0765787963052652E-2,8.6527454039163093E-2,8.2488124880710972E-2,7.8629947655454641E-2,7.4937369132243165E-2,7.1396756941972311E-2,{"$f":"HLOOKUP($C13,HPSizeDist,2,FALSE)*O13+HLOOKUP($C18,HPSizeDist,2,FALSE)*O18+HLOOKUP($C23,HPSizeDist,2,FALSE)*O23+HLOOKUP($C28,HPSizeDist,2,FALSE)*O28+HLOOKUP($C33,HPSizeDist,2,FALSE)*O33","v":6.7996095736607282E-2},6.4724741146565318E-2,6.1573218824919701E-2,5.8533059013463201E-2,5.5596659352401573E-2,5.2757170337960929E-2,5.0008399084371297E-2,4.7344727988523377E-2,4.4761045611030975E-2]
[null,null,1,"CSL 1",0.29928216454997242,0.29928216454997242,0.29928216454997242,0.29928216454997242,0.29928216454997242,0.29928216454997242,0.29928216454997242,0.29928216454997242,0.29928216454997242,0.29928216454997242,0.29928216454997242,0.29928216454997242,0.29928216454997242,0.29928216454997242,0.29928216454997242,0.29928216454997242,0.29928216454997242,0.29928216454997242,0.29928216454997242,null,"1-5 HP","CSL 1",0.29928216454997242,0.29928216454997242,0.29928216454997242,0.29928216454997242,0.29928216454997242,0.29928216454997242,0.29928216454997242,0.29928216454997242,0.29928216454997242,0.29928216454997242,0.29928216454997242,0.29928216454997242,0.29928216454997242,0.29928216454997242,0.29928216454997242,0.29928216454997242,0.29928216454997242,0.29928216454997242,0.29928216454997242]
[null,null,1,"CSL 2",0.36580266411201312,0.3710813065199785,0.3760547499144245,0.38075636544768654,0.38521433351679274,0.3894526674406823,0.39349199659913442,0.39735017382439075,0.40104275234760223,0.40458336453787308,0.40798402574323811,0.41125538033328007,0.41440690265492569,0.41744706246638219,0.42038346212744382,0.42322295114188446,0.4259717223954741,0.42863539349132201,0.43121907586881442,null,"1-5 HP","CSL 2",0.36580266411201312,0.3710813065199785,0.3760547499144245,0.38075636544768654,0.38521433351679274,0.3894526674406823,0.39349199659913447,0.39735017382439075,0.40104275234760223,0.40458336453787302,0.40798402574323811,0.41125538033328007,0.41440690265492564,0.41744706246638219,0.42038346212744382,0.42322295114188446,0.4259717223954741,0.42863539349132207,0.43121907586881442]
[null,null,1,"CSL 3",0.14356709000552181,0.14356709000552181,0.14356709000552181,0.14356709000552181,0.14356709000552181,0.14356709000552181,0.14356709000552181,0.14356709000552181,0.14356709000552181,0.14356709000552181,0.14356709000552181,0.14356709000552181,0.14356709000552181,0.14356709000552181,0.14356709000552181,0.14356709000552181,0.14356709000552181,0.14356709000552181,0.14356709000552181,null,"1-5 HP","CSL 3",0.14356709000552181,0.14356709000552181,0.14356709000552181,0.14356709000552181,0.14356709000552181,0.14356709000552181,0.14356709000552181,0.14356709000552181,0.14356709000552181,0.14356709000552181,0.14356709000552181,0.14356709000552181,0.14356709000552181,0.14356709000552181,0.14356709000552181,0.14356709000552181,0.14356709000552181,0.14356709000552181,0.14356709000552181]
[null,null,1,"CSL 4",8.1170623964660404E-2,8.1170623964660404E-2,8.1170623964660404E-2,8.1170623964660404E-2,8.1170623964660404E-2,8.1170623964660404E-2,8.1170623964660404E-2,8.1170623964660404E-2,8.1170623964660404E-2,8.1170623964660404E-2,8.1170623964660404E-2,8.1170623964660404E-2,8.1170623964660404E-2,8.1170623964660404E-2,8.1170623964660404E-2,8.1170623964660404E-2,8.1170623964660404E-2,8.1170623964660404E-2,8.1170623964660404E-2,null,"1-5 HP","CSL 4",8.1170623964660391E-2,8.1170623964660391E-2,8.1170623964660391E-2,8.1170623964660391E-2,8.1170623964660391E-2,8.1170623964660391E-2,8.1170623964660391E-2,8.1170623964660391E-2,8.1170623964660391E-2,8.1170623964660391E-2,8.1170623964660391E-2,8.1170623964660391E-2,8.1170623964660391E-2,8.1170623964660391E-2,8.1170623964660391E-2,8.1170623964660391E-2,8.1170623964660391E-2,8.1170623964660391E-2,8.1170623964660391E-2]
[null,null,1.5,"CSL 0",0.11017745736783227,0.10489881495986689,9.992537156542089E-2,9.5223756032158852E-2,9.0765787963052652E-2,8.6527454039163093E-2,8.2488124880710972E-2,7.8629947655454641E-2,7.4937369132243165E-2,7.1396756941972311E-2,6.7996095736607282E-2,6.4724741146565318E-2,6.1573218824919701E-2,5.8533059013463201E-2,5.5596659352401573E-2,5.2757170337960929E-2,5.0008399084371297E-2,4.7344727988523377E-2,4.4761045611030975E-2,null,"6-20 HP","CSL 0",{"$f":"HLOOKUP($C38,HPSizeDist,2,FALSE)*E38+HLOOKUP($C43,HPSizeDist,2,FALSE)*E43+HLOOKUP($C48,HPSizeDist,2,FALSE)*E48+HLOOKUP($C53,HPSizeDist,2,FALSE)*E53","v":9.5695704896019029E-2},9.0417062488053646E-2,8.5443619093607648E-2,8.0742003560345624E-2,7.6284035491239424E-2,7.2045701567349851E-2,6.8006372408897744E-2,6.4148195183641413E-2,6.0455616660429937E-2,5.6915004470159077E-2,{"$f":"HLOOKUP($C38,HPSizeDist,2,FALSE)*O38+HLOOKUP($C43,HPSizeDist,2,FALSE)*O43+HLOOKUP($C48,HPSizeDist,2,FALSE)*O48+HLOOKUP($C53,HPSizeDist,2,FALSE)*O53","v":5.3514343264794054E-2},5.024298867475209E-2,4.7091466353106473E-2,4.405130654164998E-2,4.1114906880588345E-2,3.8275417866147708E-2,3.5526646612558076E-2,3.2862975516710149E-2,3.0279293139217754E-2]
[null,null,1.5,"CSL 1",0.29928216454997242,0.29928216454997242,0.29928216454997242,0.29928216454997242,0.29928216454997242,0.29928216454997242,0.29928216454997242,0.29928216454997242,0.29928216454997242,0.29928216454997242,0.29928216454997242,0.29928216454997242,0.29928216454997242,0.29928216454997242,0.29928216454997242,0.29928216454997242,0.29928216454997242,0.29928216454997242,0.29928216454997242,null,"6-20 HP","CSL 1",0.31449631449631443,0.31449631449631443,0.31449631449631443,0.31449631449631443,0.31449631449631443,0.31449631449631443,0.31449631449631443,0.31449631449631443,0.31449631449631443,0.31449631449631443,0.31449631449631443,0.31449631449631443,0.31449631449631443,0.31449631449631443,0.31449631449631443,0.31449631449631443,0.31449631449631443,0.31449631449631443,0.31449631449631443]
[null,null,1.5,"CSL 2",0.36580266411201312,0.3710813065199785,0.3760547499144245,0.38075636544768654,0.38521433351679274,0.3894526674406823,0.39349199659913442,0.39735017382439075,0.40104275234760223,0.40458336453787308,0.40798402574323811,0.41125538033328007,0.41440690265492569,0.41744706246638219,0.42038346212744382,0.42322295114188446,0.4259717223954741,0.42863539349132201,0.43121907586881442,null,"6-20 HP","CSL 2",0.31011920091888667,0.31539784332685206,0.32037128672129805,0.32507290225456009,0.32953087032366635,0.33376920424755591,0.33780853340600797,0.34166671063126436,0.34535928915447578,0.34889990134474663,0.35230056255011166,0.35557191714015368,0.3587234394617993,0.36176359927325574,0.36469999893431737,0.36753948794875801,0.37028825920234765,0.37295193029819562,0.37553561267568802]
[null,null,1.5,"CSL 3",0.14356709000552181,0.14356709000552181,0.14356709000552181,0.14356709000552181,0.14356709000552181,0.14356709000552181,0.14356709000552181,0.14356709000552181,0.14356709000552181,0.14356709000552181,0.14356709000552181,0.14356709000552181,0.14356709000552181,0.14356709000552181,0.14356709000552181,0.14356709000552181,0.14356709000552181,0.14356709000552181,0.14356709000552181,null,"6-20 HP","CSL 3",0.18140868140868135,0.18140868140868135,0.18140868140868135,0.18140868140868135,0.18140868140868135,0.18140868140868135,0.18140868140868135,0.18140868140868135,0.18140868140868135,0.18140868140868135,0.18140868140868135,0.18140868140868135,0.18140868140868135,0.18140868140868135,0.18140868140868135,0.18140868140868135,0.18140868140868135,0.18140868140868135,0.18140868140868135]
[null,null,1.5,"CSL 4",8.1170623964660404E-2,8.1170623964660404E-2,8.1170623964660404E-2,8.1170623964660404E-2,8.1170623964660404E-2,8.1170623964660404E-2,8.1170623964660404E-2,8.1170623964660404E-2,8.1170623964660404E-2,8.1170623964660404E-2,8.1170623964660404E-2,8.1170623964660404E-2,8.1170623964660404E-2,8.1170623964660404E-2,8.1170623964660404E-2,8.1170623964660404E-2,8.1170623964660404E-2,8.1170623964660404E-2,8.1170623964660404E-2,null,"6-20 HP","CSL 4",9.828009828009826E-2,9.828009828009826E-2,9.828009828009826E-2,9.828009828009826E-2,9.828009828009826E-2,9.828009828009826E-2,9.828009828009826E-2,9.828009828009826E-2,9.828009828009826E-2,9.828009828009826E-2,9.828009828009826E-2,9.828009828009826E-2,9.828009828009826E-2,9.828009828009826E-2,9.828009828009826E-2,9.828009828009826E-2,9.828009828009826E-2,9.828009828009826E-2,9.828009828009826E-2]
[null,null,2,"CSL 0",0.11017745736783227,0.10489881495986689,9.992537156542089E-2,9.5223756032158852E-2,9.0765787963052652E-2,8.6527454039163093E-2,8.2488124880710972E-2,7.8629947655454641E-2,7.4937369132243165E-2,7.1396756941972311E-2,6.7996095736607282E-2,6.4724741146565318E-2,6.1573218824919701E-2,5.8533059013463201E-2,5.5596659352401573E-2,5.2757170337960929E-2,5.0008399084371297E-2,4.7344727988523377E-2,4.4761045611030975E-2,null,"21-50 HP","CSL 0",{"$f":"HLOOKUP($C58,HPSizeDist,2,FALSE)*E58+HLOOKUP($C63,HPSizeDist,2,FALSE)*E63+HLOOKUP($C68,HPSizeDist,2,FALSE)*E68+HLOOKUP($C73,HPSizeDist,2,FALSE)*E73","v":4.8946536209211175E-2},4.3667893801245791E-2,3.8694450406799794E-2,3.3992834873537756E-2,2.9534866804431556E-2,2.5296532880541997E-2,2.1257203722089876E-2,1.7399026496833545E-2,1.3706447973622068E-2,1.0165835783351215E-2,{"$f":"HLOOKUP($C58,HPSizeDist,2,FALSE)*O58+HLOOKUP($C63,HPSizeDist,2,FALSE)*O63+HLOOKUP($C68,HPSizeDist,2,FALSE)*O68+HLOOKUP($C73,HPSizeDist,2,FALSE)*O73","v":6.7651745779861855E-3},3.4938199879442217E-3,3.4229766629860486E-4,0,0,0,0,0,0]
[null,null,2,"CSL 1",0.29928216454997242,0.29928216454997242,0.29928216454997242,0.29928216454997242,0.29928216454997242,0.29928216454997242,0.29928216454997242,0.29928216454997242,0.29928216454997242,0.29928216454997242,0.29928216454997242,0.29928216454997242,0.29928216454997242,0.29928216454997242,0.29928216454997242,0.29928216454997242,0.29928216454997242,0.29928216454997242,0.29928216454997242,null,"21-50 HP","CSL 1",0.34521158129175944,0.34521158129175944,0.34521158129175944,0.34521158129175944,0.34521158129175944,0.34521158129175944,0.34521158129175944,0.34521158129175944,0.34521158129175944,0.34521158129175944,0.34521158129175944,0.34521158129175944,0.34521158129175944,0.34251371914660156,0.33957731948553993,0.33673783047109929,0.33398905921750965,0.33132538812166168,0.32874170574416933]
[null,null,2,"CSL 2",0.36580266411201312,0.3710813065199785,0.3760547499144245,0.38075636544768654,0.38521433351679274,0.3894526674406823,0.39349199659913442,0.39735017382439075,0.40104275234760223,0.40458336453787308,0.40798402574323811,0.41125538033328007,0.41440690265492569,0.41744706246638219,0.42038346212744382,0.42322295114188446,0.4259717223954741,0.42863539349132201,0.43121907586881442,null,"21-50 HP","CSL 2",0.43991760632976429,0.44519624873772967,0.45016969213217567,0.45487130766543776,0.45932927573454396,0.46356760965843347,0.46760693881688559,0.47146511604214192,0.47515769456535339,0.47869830675562425,0.48209896796098928,0.4853703225510313,0.48852184487267686,0.49156200468413341,0.49449840434519499,0.49733789335963563,0.50008666461322537,0.50275033570907324,0.50533401808656564]
[null,null,2,"CSL 3",0.14356709000552181,0.14356709000552181,0.14356709000552181,0.14356709000552181,0.14356709000552181,0.14356709000552181,0.14356709000552181,0.14356709000552181,0.14356709000552181,0.14356709000552181,0.14356709000552181,0.14356709000552181,0.14356709000552181,0.14356709000552181,0.14356709000552181,0.14356709000552181,0.14356709000552181,0.14356709000552181,0.14356709000552181,null,"21-50 HP","CSL 3",9.075723830734965E-2,9.075723830734965E-2,9.075723830734965E-2,9.075723830734965E-2,9.075723830734965E-2,9.075723830734965E-2,9.075723830734965E-2,9.075723830734965E-2,9.075723830734965E-2,9.075723830734965E-2,9.075723830734965E-2,9.075723830734965E-2,9.075723830734965E-2,9.075723830734965E-2,9.075723830734965E-2,9.075723830734965E-2,9.075723830734965E-2,9.075723830734965E-2,9.075723830734965E-2]
[null,null,2,"CSL 4",8.1170623964660404E-2,8.1170623964660404E-2,8.1170623964660404E-2,8.1170623964660404E-2,8.1170623964660404E-2,8.1170623964660404E-2,8.1170623964660404E-2,8.1170623964660404E-2,8.1170623964660404E-2,8.1170623964660404E-2,8.1170623964660404E-2,8.1170623964660404E-2,8.1170623964660404E-2,8.1170623964660404E-2,8.1170623964660404E-2,8.1170623964660404E-2,8.1170623964660404E-2,8.1170623964660404E-2,8.1170623964660404E-2,null,"21-50 HP","CSL 4",7.5167037861915365E-2,7.5167037861915365E-2,7.5167037861915365E-2,7.5167037861915365E-2,7.5167037861915365E-2,7.5167037861915365E-2,7.5167037861915365E-2,7.5167037861915365E-2,7.5167037861915365E-2,7.5167037861915365E-2,7.5167037861915365E-2,7.5167037861915365E-2,7.5167037861915365E-2,7.5167037861915365E-2,7.5167037861915365E-2,7.5167037861915365E-2,7.5167037861915365E-2,7.5167037861915365E-2,7.5167037861915365E-2]
[null,null,3,"CSL 0",0.11017745736783227,0.10489881495986689,9.992537156542089E-2,9.5223756032158852E-2,9.0765787963052652E-2,8.6527454039163093E-2,8.2488124880710972E-2,7.8629947655454641E-2,7.4937369132243165E-2,7.1396756941972311E-2,6.7996095736607282E-2,6.4724741146565318E-2,6.1573218824919701E-2,5.8533059013463201E-2,5.5596659352401573E-2,5.2757170337960929E-2,5.0008399084371297E-2,4.7344727988523377E-2,4.4761045611030975E-2,null,"51-100 HP","CSL 0",{"$f":"HLOOKUP($C78,HPSizeDist,2,FALSE)*E78+HLOOKUP($C83,HPSizeDist,2,FALSE)*E83+HLOOKUP($C88,HPSizeDist,2,FALSE)*E88","v":7.7590179529082898E-2},7.2311537121117514E-2,6.7338093726671516E-2,6.2636478193409492E-2,5.8178510124303286E-2,5.394017620041372E-2,4.9900847041961599E-2,4.6042669816705274E-2,4.2350091293493791E-2,3.8809479103222938E-2,{"$f":"HLOOKUP($C78,HPSizeDist,2,FALSE)*O78+HLOOKUP($C83,HPSizeDist,2,FALSE)*O83+HLOOKUP($C88,HPSizeDist,2,FALSE)*O88","v":3.5408817897857908E-2},3.2137463307815944E-2,2.8985940986170328E-2,2.5945781174713828E-2,2.30093815136522E-2,2.0169892499211556E-2,1.7421121245621923E-2,1.4757450149774006E-2,1.2173767772281602E-2]
[null,null,3,"CSL 1",0.29928216454997242,0.29928216454997242,0.29928216454997242,0.29928216454997242,0.29928216454997242,0.29928216454997242,0.29928216454997242,0.29928216454997242,0.29928216454997242,0.29928216454997242,0.29928216454997242,0.29928216454997242,0.29928216454997242,0.29928216454997242,0.29928216454997242,0.29928216454997242,0.29928216454997242,0.29928216454997242,0.29928216454997242,null,"51-100 HP","CSL 1",0.25207468879668049,0.25207468879668049,0.25207468879668049,0.25207468879668049,0.25207468879668049,0.25207468879668049,0.25207468879668049,0.25207468879668049,0.25207468879668049,0.25207468879668049,0.25207468879668049,0.25207468879668049,0.25207468879668049,0.25207468879668049,0.25207468879668049,0.25207468879668049,0.25207468879668049,0.25207468879668049,0.25207468879668049]
[null,null,3,"CSL 2",0.36580266411201312,0.3710813065199785,0.3760547499144245,0.38075636544768654,0.38521433351679274,0.3894526674406823,0.39349199659913442,0.39735017382439075,0.40104275234760223,0.40458336453787308,0.40798402574323811,0.41125538033328007,0.41440690265492569,0.41744706246638219,0.42038346212744382,0.42322295114188446,0.4259717223954741,0.42863539349132201,0.43121907586881442,null,"51-100 HP","CSL 2",0.4172230984792159,0.42250174088718123,0.42747518428162723,0.43217679981488932,0.43663476788399547,0.44087310180788508,0.44491243096633715,0.44877060819159348,0.45246318671480495,0.45600379890507581,0.45940446011044089,0.46267581470048286,0.46582733702212847,0.46886749683358497,0.4718038964946466,0.47464338550908725,0.47739215676267688,0.48005582785852474,0.48263951023601726]
[null,null,3,"CSL 3",0.14356709000552181,0.14356709000552181,0.14356709000552181,0.14356709000552181,0.14356709000552181,0.14356709000552181,0.14356709000552181,0.14356709000552181,0.14356709000552181,0.14356709000552181,0.14356709000552181,0.14356709000552181,0.14356709000552181,0.14356709000552181,0.14356709000552181,0.14356709000552181,0.14356709000552181,0.14356709000552181,0.14356709000552181,null,"51-100 HP","CSL 3",0.17012448132780084,0.17012448132780084,0.17012448132780084,0.17012448132780084,0.17012448132780084,0.17012448132780084,0.17012448132780084,0.17012448132780084,0.17012448132780084,0.17012448132780084,0.17012448132780084,0.17012448132780084,0.17012448132780084,0.17012448132780084,0.17012448132780084,0.17012448132780084,0.17012448132780084,0.17012448132780084,0.17012448132780084]
[null,null,3,"CSL 4",8.1170623964660404E-2,8.1170623964660404E-2,8.1170623964660404E-2,8.1170623964660404E-2,8.1170623964660404E-2,8.1170623964660404E-2,8.1170623964660404E-2,8.1170623964660404E-2,8.1170623964660404E-2,8.1170623964660404E-2,8.1170623964660404E-2,8.1170623964660404E-2,8.1170623964660404E-2,8.1170623964660404E-2,8.1170623964660404E-2,8.1170623964660404E-2,8.1170623964660404E-2,8.1170623964660404E-2,8.1170623964660404E-2,null,"51-100 HP","CSL 4",8.2987551867219914E-2,8.2987551867219914E-2,8.2987551867219914E-2,8.2987551867219914E-2,8.2987551867219914E-2,8.2987551867219914E-2,8.2987551867219914E-2,8.2987551867219914E-2,8.2987551867219914E-2,8.2987551867219914E-2,8.2987551867219914E-2,8.2987551867219914E-2,8.2987551867219914E-2,8.2987551867219914E-2,8.2987551867219914E-2,8.2987551867219914E-2,8.2987551867219914E-2,8.2987551867219914E-2,8.2987551867219914E-2]
[null,null,5,"CSL 0",0.11017745736783227,0.10489881495986689,9.992537156542089E-2,9.5223756032158852E-2,9.0765787963052652E-2,8.6527454039163093E-2,8.2488124880710972E-2,7.8629947655454641E-2,7.4937369132243165E-2,7.1396756941972311E-2,6.7996095736607282E-2,6.4724741146565318E-2,6.1573218824919701E-2,5.8533059013463201E-2,5.5596659352401573E-2,5.2757170337960929E-2,5.0008399084371297E-2,4.7344727988523377E-2,4.4761045611030975E-2,null,"101-200 HP","CSL 0",{"$f":"HLOOKUP($C93,HPSizeDist,2,FALSE)*E93+HLOOKUP($C98,HPSizeDist,2,FALSE)*E98+HLOOKUP($C103,HPSizeDist,2,FALSE)*E103","v":5.6306294538866763E-2},5.102765213090138E-2,4.6054208736455382E-2,4.1352593203193344E-2,3.6894625134087145E-2,3.2656291210197586E-2,2.8616962051745465E-2,2.4758784826489133E-2,2.1066206303277657E-2,1.7525594113006804E-2,{"$f":"HLOOKUP($C93,HPSizeDist,2,FALSE)*O93+HLOOKUP($C98,HPSizeDist,2,FALSE)*O98+HLOOKUP($C103,HPSizeDist,2,FALSE)*O103","v":1.4124932907641774E-2},1.085357831759981E-2,7.7020559959541934E-3,4.6618961844976936E-3,1.7254965234360653E-3,0,0,0,0]
[null,null,5,"CSL 1",0.29928216454997242,0.29928216454997242,0.29928216454997242,0.29928216454997242,0.29928216454997242,0.29928216454997242,0.29928216454997242,0.29928216454997242,0.29928216454997242,0.29928216454997242,0.29928216454997242,0.29928216454997242,0.29928216454997242,0.29928216454997242,0.29928216454997242,0.29928216454997242,0.29928216454997242,0.29928216454997242,0.29928216454997242,null,"101-200 HP","CSL 1",0.24423963133640553,0.24423963133640553,0.24423963133640553,0.24423963133640553,0.24423963133640553,0.24423963133640553,0.24423963133640553,0.24423963133640553,0.24423963133640553,0.24423963133640553,0.24423963133640553,0.24423963133640553,0.24423963133640553,0.24423963133640553,0.24423963133640553,0.24312563884540095,0.24037686759181132,0.2377131964959634,0.23512951411847099]
[null,null,5,"CSL 2",0.36580266411201312,0.3710813065199785,0.3760547499144245,0.38075636544768654,0.38521433351679274,0.3894526674406823,0.39349199659913442,0.39735017382439075,0.40104275234760223,0.40458336453787308,0.40798402574323811,0.41125538033328007,0.41440690265492569,0.41744706246638219,0.42038346212744382,0.42322295114188446,0.4259717223954741,0.42863539349132201,0.43121907586881442,null,"101-200 HP","CSL 2",0.28624362865621772,0.2915222710641831,0.2964957144586291,0.30119732999189114,0.30565529806099734,0.3098936319848869,0.31393296114333902,0.31779113836859535,0.32148371689180683,0.32502432908207768,0.32842499028744271,0.33169634487748467,0.33484786719913029,0.33788802701058679,0.34082442667164842,0.34366391568608901,0.34641268693967869,0.34907635803552661,0.35166004041301901]
[null,null,5,"CSL 3",0.14356709000552181,0.14356709000552181,0.14356709000552181,0.14356709000552181,0.14356709000552181,0.14356709000552181,0.14356709000552181,0.14356709000552181,0.14356709000552181,0.14356709000552181,0.14356709000552181,0.14356709000552181,0.14356709000552181,0.14356709000552181,0.14356709000552181,0.14356709000552181,0.14356709000552181,0.14356709000552181,0.14356709000552181,null,"101-200 HP","CSL 3",0.27035330261136714,0.27035330261136714,0.27035330261136714,0.27035330261136714,0.27035330261136714,0.27035330261136714,0.27035330261136714,0.27035330261136714,0.27035330261136714,0.27035330261136714,0.27035330261136714,0.27035330261136714,0.27035330261136714,0.27035330261136714,0.27035330261136714,0.27035330261136714,0.27035330261136714,0.27035330261136714,0.27035330261136714]
[null,null,5,"CSL 4",8.1170623964660404E-2,8.1170623964660404E-2,8.1170623964660404E-2,8.1170623964660404E-2,8.1170623964660404E-2,8.1170623964660404E-2,8.1170623964660404E-2,8.1170623964660404E-2,8.1170623964660404E-2,8.1170623964660404E-2,8.1170623964660404E-2,8.1170623964660404E-2,8.1170623964660404E-2,8.1170623964660404E-2,8.1170623964660404E-2,8.1170623964660404E-2,8.1170623964660404E-2,8.1170623964660404E-2,8.1170623964660404E-2,null,"101-200 HP","CSL 4",0.14285714285714285,0.14285714285714285,0.14285714285714285,0.14285714285714285,0.14285714285714285,0.14285714285714285,0.14285714285714285,0.14285714285714285,0.14285714285714285,0.14285714285714285,0.14285714285714285,0.14285714285714285,0.14285714285714285,0.14285714285714285,0.14285714285714285,0.14285714285714285,0.14285714285714285,0.14285714285714285,0.14285714285714285]
[null,null,7.5,"CSL 0",9.5695704896019057E-2,9.0417062488053673E-2,8.5443619093607676E-2,8.0742003560345638E-2,7.6284035491239438E-2,7.2045701567349879E-2,6.8006372408897758E-2,6.4148195183641427E-2,6.0455616660429951E-2,5.6915004470159097E-2,5.3514343264794068E-2,5.0242988674752104E-2,4.7091466353106487E-2,4.4051306541649987E-2,4.1114906880588359E-2,3.8275417866147715E-2,3.5526646612558083E-2,3.2862975516710163E-2,3.0279293139217761E-2,null,"201-500 HP","CSL 0",{"$f":"HLOOKUP($C108,HPSizeDist,2,FALSE)*E108+HLOOKUP($C113,HPSizeDist,2,FALSE)*E113+HLOOKUP($C118,HPSizeDist,2,FALSE)*E118+HLOOKUP($C123,HPSizeDist,2,FALSE)*E123+HLOOKUP($C128,HPSizeDist,2,FALSE)*E128+HLOOKUP($C133,HPSizeDist,2,FALSE)*E133","v":0.18084274084397034},0.17556409843600498,0.17059065504155896,0.16588903950829695,0.16143107143919072,0.15719273751530116,0.15315340835684907,0.14929523113159268,0.14560265260838123,0.14206204041811035,{"$f":"HLOOKUP($C108,HPSizeDist,2,FALSE)*O108+HLOOKUP($C113,HPSizeDist,2,FALSE)*O113+HLOOKUP($C118,HPSizeDist,2,FALSE)*O118+HLOOKUP($C123,HPSizeDist,2,FALSE)*O123+HLOOKUP($C128,HPSizeDist,2,FALSE)*O128+HLOOKUP($C133,HPSizeDist,2,FALSE)*O133","v":0.13866137921274535},0.13539002462270339,0.13223850230105777,0.12919834248960127,0.12626194282853964,0.123422453814099,0.12067368256050935,0.11801001146466146,0.11542632908716904]
[null,null,7.5,"CSL 1",0.31449631449631449,0.31449631449631449,0.31449631449631449,0.31449631449631449,0.31449631449631449,0.31449631449631449,0.31449631449631449,0.31449631449631449,0.31449631449631449,0.31449631449631449,0.31449631449631449,0.31449631449631449,0.31449631449631449,0.31449631449631449,0.31449631449631449,0.31449631449631449,0.31449631449631449,0.31449631449631449,0.31449631449631449,null,"201-500 HP","CSL 1",0.36613272311212813,0.36613272311212813,0.36613272311212813,0.36613272311212813,0.36613272311212813,0.36613272311212813,0.36613272311212813,0.36613272311212813,0.36613272311212813,0.36613272311212813,0.36613272311212813,0.36613272311212813,0.36613272311212813,0.36613272311212813,0.36613272311212813,0.36613272311212813,0.36613272311212813,0.36613272311212813,0.36613272311212813]
[null,null,7.5,"CSL 2",0.31011920091888678,0.31539784332685217,0.32037128672129817,0.3250729022545602,0.3295308703236664,0.33376920424755596,0.33780853340600808,0.34166671063126441,0.34535928915447589,0.34889990134474674,0.35230056255011177,0.35557191714015374,0.35872343946179935,0.36176359927325585,0.36469999893431748,0.36753948794875813,0.37028825920234776,0.37295193029819568,0.37553561267568808,null,"201-500 HP","CSL 2",0.23792156121552621,0.24320020362349162,0.24817364701793759,0.25287526255119963,0.25733323062030589,0.26157156454419539,0.26561089370264757,0.26946907092790384,0.27316164945111532,0.27670226164138623,0.2801029228467512,0.28337427743679322,0.28652579975843884,0.28956595956989528,0.29250235923095697,0.29534184824539755,0.29809061949898719,0.30075429059483516,0.30333797297232756]
[null,null,7.5,"CSL 3",0.18140868140868141,0.18140868140868141,0.18140868140868141,0.18140868140868141,0.18140868140868141,0.18140868140868141,0.18140868140868141,0.18140868140868141,0.18140868140868141,0.18140868140868141,0.18140868140868141,0.18140868140868141,0.18140868140868141,0.18140868140868141,0.18140868140868141,0.18140868140868141,0.18140868140868141,0.18140868140868141,0.18140868140868141,null,"201-500 HP","CSL 3",0.15789473684210528,0.15789473684210528,0.15789473684210528,0.15789473684210528,0.15789473684210528,0.15789473684210528,0.15789473684210528,0.15789473684210528,0.15789473684210528,0.15789473684210528,0.15789473684210528,0.15789473684210528,0.15789473684210528,0.15789473684210528,0.15789473684210528,0.15789473684210528,0.15789473684210528,0.15789473684210528,0.15789473684210528]
[null,null,7.5,"CSL 4",9.8280098280098274E-2,9.8280098280098274E-2,9.8280098280098274E-2,9.8280098280098274E-2,9.8280098280098274E-2,9.8280098280098274E-2,9.8280098280098274E-2,9.8280098280098274E-2,9.8280098280098274E-2,9.8280098280098274E-2,9.8280098280098274E-2,9.8280098280098274E-2,9.8280098280098274E-2,9.8280098280098274E-2,9.8280098280098274E-2,9.8280098280098274E-2,9.8280098280098274E-2,9.8280098280098274E-2,9.8280098280098274E-2,null,"201-500 HP","CSL 4",{"$f":"HLOOKUP($C112,HPSizeDist,2,FALSE)*E112+HLOOKUP($C117,HPSizeDist,2,FALSE)*E117+HLOOKUP($C122,HPSizeDist,2,FALSE)*E122+HLOOKUP($C127,HPSizeDist,2,FALSE)*E127+HLOOKUP($C132,HPSizeDist,2,FALSE)*E132+HLOOKUP($C137,HPSizeDist,2,FALSE)*E137","v":5.7208237986270026E-2},5.7208237986270026E-2,5.7208237986270026E-2,5.7208237986270026E-2,5.7208237986270026E-2,5.7208237986270026E-2,5.7208237986270026E-2,5.7208237986270026E-2,5.7208237986270026E-2,5.7208237986270026E-2,5.7208237986270026E-2,5.7208237986270026E-2,5.7208237986270026E-2,5.7208237986270026E-2,5.7208237986270026E-2,5.7208237986270026E-2,5.7208237986270026E-2,5.7208237986270026E-2,5.7208237986270026E-2]
[null,null,10,"CSL 0",9.5695704896019057E-2,9.0417062488053673E-2,8.5443619093607676E-2,8.0742003560345638E-2,7.6284035491239438E-2,7.2045701567349879E-2,6.8006372408897758E-2,6.4148195183641427E-2,6.0455616660429951E-2,5.6915004470159097E-2,5.3514343264794068E-2,5.0242988674752104E-2,4.7091466353106487E-2,4.4051306541649987E-2,4.1114906880588359E-2,3.8275417866147715E-2,3.5526646612558083E-2,3.2862975516710163E-2,3.0279293139217761E-2]
[null,null,10,"CSL 1",0.31449631449631449,0.31449631449631449,0.31449631449631449,0.31449631449631449,0.31449631449631449,0.31449631449631449,0.31449631449631449,0.31449631449631449,0.31449631449631449,0.31449631449631449,0.31449631449631449,0.31449631449631449,0.31449631449631449,0.31449631449631449,0.31449631449631449,0.31449631449631449,0.31449631449631449,0.31449631449631449,0.31449631449631449]
[null,null,10,"CSL 2",0.31011920091888678,0.31539784332685217,0.32037128672129817,0.3250729022545602,0.3295308703236664,0.33376920424755596,0.33780853340600808,0.34166671063126441,0.34535928915447589,0.34889990134474674,0.35230056255011177,0.35557191714015374,0.35872343946179935,0.36176359927325585,0.36469999893431748,0.36753948794875813,0.37028825920234776,0.37295193029819568,0.37553561267568808]
[null,null,10,"CSL 3",0.18140868140868141,0.18140868140868141,0.18140868140868141,0.18140868140868141,0.18140868140868141,0.18140868140868141,0.18140868140868141,0.18140868140868141,0.18140868140868141,0.18140868140868141,0.18140868140868141,0.18140868140868141,0.18140868140868141,0.18140868140868141,0.18140868140868141,0.18140868140868141,0.18140868140868141,0.18140868140868141,0.18140868140868141]
[null,null,10,"CSL 4",9.8280098280098274E-2,9.8280098280098274E-2,9.8280098280098274E-2,9.8280098280098274E-2,9.8280098280098274E-2,9.8280098280098274E-2,9.8280098280098274E-2,9.8280098280098274E-2,9.8280098280098274E-2,9.8280098280098274E-2,9.8280098280098274E-2,9.8280098280098274E-2,9.8280098280098274E-2,9.8280098280098274E-2,9.8280098280098274E-2,9.8280098280098274E-2,9.8280098280098274E-2,9.8280098280098274E-2,9.8280098280098274E-2]
[null,null,15,"CSL 0",9.5695704896019057E-2,9.0417062488053673E-2,8.5443619093607676E-2,8.0742003560345638E-2,7.6284035491239438E-2,7.2045701567349879E-2,6.8006372408897758E-2,6.4148195183641427E-2,6.0455616660429951E-2,5.6915004470159097E-2,5.3514343264794068E-2,5.0242988674752104E-2,4.7091466353106487E-2,4.4051306541649987E-2,4.1114906880588359E-2,3.8275417866147715E-2,3.5526646612558083E-2,3.2862975516710163E-2,3.0279293139217761E-2]
[null,null,15,"CSL 1",0.31449631449631449,0.31449631449631449,0.31449631449631449,0.31449631449631449,0.31449631449631449,0.31449631449631449,0.31449631449631449,0.31449631449631449,0.31449631449631449,0.31449631449631449,0.31449631449631449,0.31449631449631449,0.31449631449631449,0.31449631449631449,0.31449631449631449,0.31449631449631449,0.31449631449631449,0.31449631449631449,0.31449631449631449]
[null,null,15,"CSL 2",0.31011920091888678,0.31539784332685217,0.32037128672129817,0.3250729022545602,0.3295308703236664,0.33376920424755596,0.33780853340600808,0.34166671063126441,0.34535928915447589,0.34889990134474674,0.35230056255011177,0.35557191714015374,0.35872343946179935,0.36176359927325585,0.36469999893431748,0.36753948794875813,0.37028825920234776,0.37295193029819568,0.37553561267568808]
[null,null,15,"CSL 3",0.18140868140868141,0.18140868140868141,0.18140868140868141,0.18140868140868141,0.18140868140868141,0.18140868140868141,0.18140868140868141,0.18140868140868141,0.18140868140868141,0.18140868140868141,0.18140868140868141,0.18140868140868141,0.18140868140868141,0.18140868140868141,0.18140868140868141,0.18140868140868141,0.18140868140868141,0.18140868140868141,0.18140868140868141]
[null,null,15,"CSL 4",9.8280098280098274E-2,9.8280098280098274E-2,9.8280098280098274E-2,9.8280098280098274E-2,9.8280098280098274E-2,9.8280098280098274E-2,9.8280098280098274E-2,9.8280098280098274E-2,9.8280098280098274E-2,9.8280098280098274E-2,9.8280098280098274E-2,9.8280098280098274E-2,9.8280098280098274E-2,9.8280098280098274E-2,9.8280098280098274E-2,9.8280098280098274E-2,9.8280098280098274E-2,9.8280098280098274E-2,9.8280098280098274E-2]
[null,null,20,"CSL 0",9.5695704896019057E-2,9.0417062488053673E-2,8.5443619093607676E-2,8.0742003560345638E-2,7.6284035491239438E-2,7.2045701567349879E-2,6.8006372408897758E-2,6.4148195183641427E-2,6.0455616660429951E-2,5.6915004470159097E-2,5.3514343264794068E-2,5.0242988674752104E-2,4.7091466353106487E-2,4.4051306541649987E-2,4.1114906880588359E-2,3.8275417866147715E-2,3.5526646612558083E-2,3.2862975516710163E-2,3.0279293139217761E-2]
[null,null,20,"CSL 1",0.31449631449631449,0.31449631449631449,0.31449631449631449,0.31449631449631449,0.31449631449631449,0.31449631449631449,0.31449631449631449,0.31449631449631449,0.31449631449631449,0.31449631449631449,0.31449631449631449,0.31449631449631449,0.31449631449631449,0.31449631449631449,0.31449631449631449,0.31449631449631449,0.31449631449631449,0.31449631449631449,0.31449631449631449]
[null,null,20,"CSL 2",0.31011920091888678,0.31539784332685217,0.32037128672129817,0.3250729022545602,0.3295308703236664,0.33376920424755596,0.33780853340600808,0.34166671063126441,0.34535928915447589,0.34889990134474674,0.35230056255011177,0.35557191714015374,0.35872343946179935,0.36176359927325585,0.36469999893431748,0.36753948794875813,0.37028825920234776,0.37295193029819568,0.37553561267568808]
[null,null,20,"CSL 3",0.18140868140868141,0.18140868140868141,0.18140868140868141,0.18140868140868141,0.18140868140868141,0.18140868140868141,0.18140868140868141,0.18140868140868141,0.18140868140868141,0.18140868140868141,0.18140868140868141,0.18140868140868141,0.18140868140868141,0.18140868140868141,0.18140868140868141,0.18140868140868141,0.18140868140868141,0.18140868140868141,0.18140868140868141]
[null,null,20,"CSL 4",9.8280098280098274E-2,9.8280098280098274E-2,9.8280098280098274E-2,9.8280098280098274E-2,9.8280098280098274E-2,9.8280098280098274E-2,9.8280098280098274E-2,9.8280098280098274E-2,9.8280098280098274E-2,9.8280098280098274E-2,9.8280098280098274E-2,9.8280098280098274E-2,9.8280098280098274E-2,9.8280098280098274E-2,9.8280098280098274E-2,9.8280098280098274E-2,9.8280098280098274E-2,9.8280098280098274E-2,9.8280098280098274E-2]
[null,null,25,"CSL 0",4.8946536209211175E-2,4.3667893801245791E-2,3.8694450406799794E-2,3.3992834873537756E-2,2.9534866804431556E-2,2.5296532880541997E-2,2.1257203722089876E-2,1.7399026496833545E-2,1.3706447973622068E-2,1.0165835783351215E-2,6.7651745779861855E-3,3.4938199879442217E-3,3.4229766629860492E-4,0,0,0,0,0,0]
[null,null,25,"CSL 1",0.34521158129175944,0.34521158129175944,0.34521158129175944,0.34521158129175944,0.34521158129175944,0.34521158129175944,0.34521158129175944,0.34521158129175944,0.34521158129175944,0.34521158129175944,0.34521158129175944,0.34521158129175944,0.34521158129175944,0.34251371914660156,0.33957731948553993,0.33673783047109929,0.33398905921750965,0.33132538812166173,0.32874170574416933]
[null,null,25,"CSL 2",0.43991760632976434,0.44519624873772973,0.45016969213217572,0.45487130766543776,0.45932927573454396,0.46356760965843352,0.46760693881688564,0.47146511604214197,0.47515769456535345,0.4786983067556243,0.48209896796098933,0.4853703225510313,0.48852184487267691,0.49156200468413341,0.49449840434519504,0.49733789335963569,0.50008666461322537,0.50275033570907324,0.50533401808656564]
[null,null,25,"CSL 3",9.0757238307349664E-2,9.0757238307349664E-2,9.0757238307349664E-2,9.0757238307349664E-2,9.0757238307349664E-2,9.0757238307349664E-2,9.0757238307349664E-2,9.0757238307349664E-2,9.0757238307349664E-2,9.0757238307349664E-2,9.0757238307349664E-2,9.0757238307349664E-2,9.0757238307349664E-2,9.0757238307349664E-2,9.0757238307349664E-2,9.0757238307349664E-2,9.0757238307349664E-2,9.0757238307349664E-2,9.0757238307349664E-2]
[null,null,25,"CSL 4",7.5167037861915365E-2,7.5167037861915365E-2,7.5167037861915365E-2,7.5167037861915365E-2,7.5167037861915365E-2,7.5167037861915365E-2,7.5167037861915365E-2,7.5167037861915365E-2,7.5167037861915365E-2,7.5167037861915365E-2,7.5167037861915365E-2,7.5167037861915365E-2,7.5167037861915365E-2,7.5167037861915365E-2,7.5167037861915365E-2,7.5167037861915365E-2,7.5167037861915365E-2,7.5167037861915365E-2,7.5167037861915365E-2]
[null,null,30,"CSL 0",4.8946536209211175E-2,4.3667893801245791E-2,3.8694450406799794E-2,3.3992834873537756E-2,2.9534866804431556E-2,2.5296532880541997E-2,2.1257203722089876E-2,1.7399026496833545E-2,1.3706447973622068E-2,1.0165835783351215E-2,6.7651745779861855E-3,3.4938199879442217E-3,3.4229766629860492E-4,0,0,0,0,0,0]
[null,null,30,"CSL 1",0.34521158129175944,0.34521158129175944,0.34521158129175944,0.34521158129175944,0.34521158129175944,0.34521158129175944,0.34521158129175944,0.34521158129175944,0.34521158129175944,0.34521158129175944,0.34521158129175944,0.34521158129175944,0.34521158129175944,0.34251371914660156,0.33957731948553993,0.33673783047109929,0.33398905921750965,0.33132538812166173,0.32874170574416933]
[null,null,30,"CSL 2",0.43991760632976434,0.44519624873772973,0.45016969213217572,0.45487130766543776,0.45932927573454396,0.46356760965843352,0.46760693881688564,0.47146511604214197,0.47515769456535345,0.4786983067556243,0.48209896796098933,0.4853703225510313,0.48852184487267691,0.49156200468413341,0.49449840434519504,0.49733789335963569,0.50008666461322537,0.50275033570907324,0.50533401808656564]
[null,null,30,"CSL 3",9.0757238307349664E-2,9.0757238307349664E-2,9.0757238307349664E-2,9.0757238307349664E-2,9.0757238307349664E-2,9.0757238307349664E-2,9.0757238307349664E-2,9.0757238307349664E-2,9.0757238307349664E-2,9.0757238307349664E-2,9.0757238307349664E-2,9.0757238307349664E-2,9.0757238307349664E-2,9.0757238307349664E-2,9.0757238307349664E-2,9.0757238307349664E-2,9.0757238307349664E-2,9.0757238307349664E-2,9.0757238307349664E-2]
[null,null,30,"CSL 4",7.5167037861915365E-2,7.5167037861915365E-2,7.5167037861915365E-2,7.5167037861915365E-2,7.5167037861915365E-2,7.5167037861915365E-2,7.5167037861915365E-2,7.5167037861915365E-2,7.5167037861915365E-2,7.5167037861915365E-2,7.5167037861915365E-2,7.5167037861915365E-2,7.5167037861915365E-2,7.5167037861915365E-2,7.5167037861915365E-2,7.5167037861915365E-2,7.5167037861915365E-2,7.5167037861915365E-2,7.5167037861915365E-2]
[null,null,40,"CSL 0",4.8946536209211175E-2,4.3667893801245791E-2,3.8694450406799794E-2,3.3992834873537756E-2,2.9534866804431556E-2,2.5296532880541997E-2,2.1257203722089876E-2,1.7399026496833545E-2,1.3706447973622068E-2,1.0165835783351215E-2,6.7651745779861855E-3,3.4938199879442217E-3,3.4229766629860492E-4,0,0,0,0,0,0]
[null,null,40,"CSL 1",0.34521158129175944,0.34521158129175944,0.34521158129175944,0.34521158129175944,0.34521158129175944,0.34521158129175944,0.34521158129175944,0.34521158129175944,0.34521158129175944,0.34521158129175944,0.34521158129175944,0.34521158129175944,0.34521158129175944,0.34251371914660156,0.33957731948553993,0.33673783047109929,0.33398905921750965,0.33132538812166173,0.32874170574416933]
[null,null,40,"CSL 2",0.43991760632976434,0.44519624873772973,0.45016969213217572,0.45487130766543776,0.45932927573454396,0.46356760965843352,0.46760693881688564,0.47146511604214197,0.47515769456535345,0.4786983067556243,0.48209896796098933,0.4853703225510313,0.48852184487267691,0.49156200468413341,0.49449840434519504,0.49733789335963569,0.50008666461322537,0.50275033570907324,0.50533401808656564]
[null,null,40,"CSL 3",9.0757238307349664E-2,9.0757238307349664E-2,9.0757238307349664E-2,9.0757238307349664E-2,9.0757238307349664E-2,9.0757238307349664E-2,9.0757238307349664E-2,9.0757238307349664E-2,9.0757238307349664E-2,9.0757238307349664E-2,9.0757238307349664E-2,9.0757238307349664E-2,9.0757238307349664E-2,9.0757238307349664E-2,9.0757238307349664E-2,9.0757238307349664E-2,9.0757238307349664E-2,9.0757238307349664E-2,9.0757238307349664E-2]
[null,null,40,"CSL 4",7.5167037861915365E-2,7.5167037861915365E-2,7.5167037861915365E-2,7.5167037861915365E-2,7.5167037861915365E-2,7.5167037861915365E-2,7.5167037861915365E-2,7.5167037861915365E-2,7.5167037861915365E-2,7.5167037861915365E-2,7.5167037861915365E-2,7.5167037861915365E-2,7.5167037861915365E-2,7.5167037861915365E-2,7.5167037861915365E-2,7.5167037861915365E-2,7.5167037861915365E-2,7.5167037861915365E-2,7.5167037861915365E-2]
[null,null,50,"CSL 0",4.8946536209211175E-2,4.3667893801245791E-2,3.8694450406799794E-2,3.3992834873537756E-2,2.9534866804431556E-2,2.5296532880541997E-2,2.1257203722089876E-2,1.7399026496833545E-2,1.3706447973622068E-2,1.0165835783351215E-2,6.7651745779861855E-3,3.4938199879442217E-3,3.4229766629860492E-4,0,0,0,0,0,0]
[null,null,50,"CSL 1",0.34521158129175944,0.34521158129175944,0.34521158129175944,0.34521158129175944,0.34521158129175944,0.34521158129175944,0.34521158129175944,0.34521158129175944,0.34521158129175944,0.34521158129175944,0.34521158129175944,0.34521158129175944,0.34521158129175944,0.34251371914660156,0.33957731948553993,0.33673783047109929,0.33398905921750965,0.33132538812166173,0.32874170574416933]
[null,null,50,"CSL 2",0.43991760632976434,0.44519624873772973,0.45016969213217572,0.45487130766543776,0.45932927573454396,0.46356760965843352,0.46760693881688564,0.47146511604214197,0.47515769456535345,0.4786983067556243,0.48209896796098933,0.4853703225510313,0.48852184487267691,0.49156200468413341,0.49449840434519504,0.49733789335963569,0.50008666461322537,0.50275033570907324,0.50533401808656564]
[null,null,50,"CSL 3",9.0757238307349664E-2,9.0757238307349664E-2,9.0757238307349664E-2,9.0757238307349664E-2,9.0757238307349664E-2,9.0757238307349664E-2,9.0757238307349664E-2,9.0757238307349664E-2,9.0757238307349664E-2,9.0757238307349664E-2,9.0757238307349664E-2,9.0757238307349664E-2,9.0757238307349664E-2,9.0757238307349664E-2,9.0757238307349664E-2,9.0757238307349664E-2,9.0757238307349664E-2,9.0757238307349664E-2,9.0757238307349664E-2]
[null,null,50,"CSL 4",7.5167037861915365E-2,7.5167037861915365E-2,7.5167037861915365E-2,7.5167037861915365E-2,7.5167037861915365E-2,7.5167037861915365E-2,7.5167037861915365E-2,7.5167037861915365E-2,7.5167037861915365E-2,7.5167037861915365E-2,7.5167037861915365E-2,7.5167037861915365E-2,7.5167037861915365E-2,7.5167037861915365E-2,7.5167037861915365E-2,7.5167037861915365E-2,7.5167037861915365E-2,7.5167037861915365E-2,7.5167037861915365E-2]
[null,null,60,"CSL 0",7.7590179529082898E-2,7.2311537121117514E-2,6.7338093726671516E-2,6.2636478193409478E-2,5.8178510124303279E-2,5.394017620041372E-2,4.9900847041961599E-2,4.6042669816705267E-2,4.2350091293493791E-2,3.8809479103222938E-2,3.5408817897857908E-2,3.2137463307815944E-2,2.8985940986170328E-2,2.5945781174713828E-2,2.30093815136522E-2,2.0169892499211556E-2,1.7421121245621923E-2,1.4757450149774004E-2,1.2173767772281602E-2]
[null,null,60,"CSL 1",0.25207468879668049,0.25207468879668049,0.25207468879668049,0.25207468879668049,0.25207468879668049,0.25207468879668049,0.25207468879668049,0.25207468879668049,0.25207468879668049,0.25207468879668049,0.25207468879668049,0.25207468879668049,0.25207468879668049,0.25207468879668049,0.25207468879668049,0.25207468879668049,0.25207468879668049,0.25207468879668049,0.25207468879668049]
[null,null,60,"CSL 2",0.41722309847921585,0.42250174088718123,0.42747518428162723,0.43217679981488927,0.43663476788399547,0.44087310180788503,0.44491243096633715,0.44877060819159348,0.45246318671480495,0.45600379890507581,0.45940446011044084,0.4626758147004828,0.46582733702212842,0.46886749683358492,0.47180389649464655,0.47464338550908719,0.47739215676267682,0.48005582785852474,0.48263951023601714]
[null,null,60,"CSL 3",0.17012448132780084,0.17012448132780084,0.17012448132780084,0.17012448132780084,0.17012448132780084,0.17012448132780084,0.17012448132780084,0.17012448132780084,0.17012448132780084,0.17012448132780084,0.17012448132780084,0.17012448132780084,0.17012448132780084,0.17012448132780084,0.17012448132780084,0.17012448132780084,0.17012448132780084,0.17012448132780084,0.17012448132780084]
[null,null,60,"CSL 4",8.2987551867219914E-2,8.2987551867219914E-2,8.2987551867219914E-2,8.2987551867219914E-2,8.2987551867219914E-2,8.2987551867219914E-2,8.2987551867219914E-2,8.2987551867219914E-2,8.2987551867219914E-2,8.2987551867219914E-2,8.2987551867219914E-2,8.2987551867219914E-2,8.2987551867219914E-2,8.2987551867219914E-2,8.2987551867219914E-2,8.2987551867219914E-2,8.2987551867219914E-2,8.2987551867219914E-2,8.2987551867219914E-2]
[null,null,75,"CSL 0",7.7590179529082898E-2,7.2311537121117514E-2,6.7338093726671516E-2,6.2636478193409478E-2,5.8178510124303279E-2,5.394017620041372E-2,4.9900847041961599E-2,4.6042669816705267E-2,4.2350091293493791E-2,3.8809479103222938E-2,3.5408817897857908E-2,3.2137463307815944E-2,2.8985940986170328E-2,2.5945781174713828E-2,2.30093815136522E-2,2.0169892499211556E-2,1.7421121245621923E-2,1.4757450149774004E-2,1.2173767772281602E-2]
[null,null,75,"CSL 1",0.25207468879668049,0.25207468879668049,0.25207468879668049,0.25207468879668049,0.25207468879668049,0.25207468879668049,0.25207468879668049,0.25207468879668049,0.25207468879668049,0.25207468879668049,0.25207468879668049,0.25207468879668049,0.25207468879668049,0.25207468879668049,0.25207468879668049,0.25207468879668049,0.25207468879668049,0.25207468879668049,0.25207468879668049]
[null,null,75,"CSL 2",0.41722309847921585,0.42250174088718123,0.42747518428162723,0.43217679981488927,0.43663476788399547,0.44087310180788503,0.44491243096633715,0.44877060819159348,0.45246318671480495,0.45600379890507581,0.45940446011044084,0.4626758147004828,0.46582733702212842,0.46886749683358492,0.47180389649464655,0.47464338550908719,0.47739215676267682,0.48005582785852474,0.48263951023601714]
[null,null,75,"CSL 3",0.17012448132780084,0.17012448132780084,0.17012448132780084,0.17012448132780084,0.17012448132780084,0.17012448132780084,0.17012448132780084,0.17012448132780084,0.17012448132780084,0.17012448132780084,0.17012448132780084,0.17012448132780084,0.17012448132780084,0.17012448132780084,0.17012448132780084,0.17012448132780084,0.17012448132780084,0.17012448132780084,0.17012448132780084]
[null,null,75,"CSL 4",8.2987551867219914E-2,8.2987551867219914E-2,8.2987551867219914E-2,8.2987551867219914E-2,8.2987551867219914E-2,8.2987551867219914E-2,8.2987551867219914E-2,8.2987551867219914E-2,8.2987551867219914E-2,8.2987551867219914E-2,8.2987551867219914E-2,8.2987551867219914E-2,8.2987551867219914E-2,8.2987551867219914E-2,8.2987551867219914E-2,8.2987551867219914E-2,8.2987551867219914E-2,8.2987551867219914E-2,8.2987551867219914E-2]
[null,null,100,"CSL 0",7.7590179529082898E-2,7.2311537121117514E-2,6.7338093726671516E-2,6.2636478193409478E-2,5.8178510124303279E-2,5.394017620041372E-2,4.9900847041961599E-2,4.6042669816705267E-2,4.2350091293493791E-2,3.8809479103222938E-2,3.5408817897857908E-2,3.2137463307815944E-2,2.8985940986170328E-2,2.5945781174713828E-2,2.30093815136522E-2,2.0169892499211556E-2,1.7421121245621923E-2,1.4757450149774004E-2,1.2173767772281602E-2]
[null,null,100,"CSL 1",0.25207468879668049,0.25207468879668049,0.25207468879668049,0.25207468879668049,0.25207468879668049,0.25207468879668049,0.25207468879668049,0.25207468879668049,0.25207468879668049,0.25207468879668049,0.25207468879668049,0.25207468879668049,0.25207468879668049,0.25207468879668049,0.25207468879668049,0.25207468879668049,0.25207468879668049,0.25207468879668049,0.25207468879668049]
[null,null,100,"CSL 2",0.41722309847921585,0.42250174088718123,0.42747518428162723,0.43217679981488927,0.43663476788399547,0.44087310180788503,0.44491243096633715,0.44877060819159348,0.45246318671480495,0.45600379890507581,0.45940446011044084,0.4626758147004828,0.46582733702212842,0.46886749683358492,0.47180389649464655,0.47464338550908719,0.47739215676267682,0.48005582785852474,0.48263951023601714]
[null,null,100,"CSL 3",0.17012448132780084,0.17012448132780084,0.17012448132780084,0.17012448132780084,0.17012448132780084,0.17012448132780084,0.17012448132780084,0.17012448132780084,0.17012448132780084,0.17012448132780084,0.17012448132780084,0.17012448132780084,0.17012448132780084,0.17012448132780084,0.17012448132780084,0.17012448132780084,0.17012448132780084,0.17012448132780084,0.17012448132780084]
[null,null,100,"CSL 4",8.2987551867219914E-2,8.2987551867219914E-2,8.2987551867219914E-2,8.2987551867219914E-2,8.2987551867219914E-2,8.2987551867219914E-2,8.2987551867219914E-2,8.2987551867219914E-2,8.2987551867219914E-2,8.2987551867219914E-2,8.2987551867219914E-2,8.2987551867219914E-2,8.2987551867219914E-2,8.2987551867219914E-2,8.2987551867219914E-2,8.2987551867219914E-2,8.2987551867219914E-2,8.2987551867219914E-2,8.2987551867219914E-2]
[null,null,125,"CSL 0",5.6306294538866763E-2,5.102765213090138E-2,4.6054208736455382E-2,4.1352593203193344E-2,3.6894625134087145E-2,3.2656291210197586E-2,2.8616962051745465E-2,2.4758784826489133E-2,2.1066206303277657E-2,1.7525594113006804E-2,1.4124932907641774E-2,1.085357831759981E-2,7.7020559959541934E-3,4.6618961844976936E-3,1.7254965234360653E-3,0,0,0,0]
[null,null,125,"CSL 1",0.24423963133640553,0.24423963133640553,0.24423963133640553,0.24423963133640553,0.24423963133640553,0.24423963133640553,0.24423963133640553,0.24423963133640553,0.24423963133640553,0.24423963133640553,0.24423963133640553,0.24423963133640553,0.24423963133640553,0.24423963133640553,0.24423963133640553,0.24312563884540095,0.24037686759181132,0.2377131964959634,0.23512951411847099]
[null,null,125,"CSL 2",0.28624362865621772,0.2915222710641831,0.2964957144586291,0.30119732999189114,0.30565529806099734,0.3098936319848869,0.31393296114333902,0.31779113836859535,0.32148371689180683,0.32502432908207768,0.32842499028744271,0.33169634487748467,0.33484786719913029,0.33788802701058679,0.34082442667164842,0.34366391568608906,0.34641268693967869,0.34907635803552661,0.35166004041301901]
[null,null,125,"CSL 3",0.27035330261136714,0.27035330261136714,0.27035330261136714,0.27035330261136714,0.27035330261136714,0.27035330261136714,0.27035330261136714,0.27035330261136714,0.27035330261136714,0.27035330261136714,0.27035330261136714,0.27035330261136714,0.27035330261136714,0.27035330261136714,0.27035330261136714,0.27035330261136714,0.27035330261136714,0.27035330261136714,0.27035330261136714]
[null,null,125,"CSL 4",0.14285714285714285,0.14285714285714285,0.14285714285714285,0.14285714285714285,0.14285714285714285,0.14285714285714285,0.14285714285714285,0.14285714285714285,0.14285714285714285,0.14285714285714285,0.14285714285714285,0.14285714285714285,0.14285714285714285,0.14285714285714285,0.14285714285714285,0.14285714285714285,0.14285714285714285,0.14285714285714285,0.14285714285714285]
[null,null,150,"CSL 0",5.6306294538866763E-2,5.102765213090138E-2,4.6054208736455382E-2,4.1352593203193344E-2,3.6894625134087145E-2,3.2656291210197586E-2,2.8616962051745465E-2,2.4758784826489133E-2,2.1066206303277657E-2,1.7525594113006804E-2,1.4124932907641774E-2,1.085357831759981E-2,7.7020559959541934E-3,4.6618961844976936E-3,1.7254965234360653E-3,0,0,0,0]
[null,null,150,"CSL 1",0.24423963133640553,0.24423963133640553,0.24423963133640553,0.24423963133640553,0.24423963133640553,0.24423963133640553,0.24423963133640553,0.24423963133640553,0.24423963133640553,0.24423963133640553,0.24423963133640553,0.24423963133640553,0.24423963133640553,0.24423963133640553,0.24423963133640553,0.24312563884540095,0.24037686759181132,0.2377131964959634,0.23512951411847099]
[null,null,150,"CSL 2",0.28624362865621772,0.2915222710641831,0.2964957144586291,0.30119732999189114,0.30565529806099734,0.3098936319848869,0.31393296114333902,0.31779113836859535,0.32148371689180683,0.32502432908207768,0.32842499028744271,0.33169634487748467,0.33484786719913029,0.33788802701058679,0.34082442667164842,0.34366391568608906,0.34641268693967869,0.34907635803552661,0.35166004041301901]
[null,null,150,"CSL 3",0.27035330261136714,0.27035330261136714,0.27035330261136714,0.27035330261136714,0.27035330261136714,0.27035330261136714,0.27035330261136714,0.27035330261136714,0.27035330261136714,0.27035330261136714,0.27035330261136714,0.27035330261136714,0.27035330261136714,0.27035330261136714,0.27035330261136714,0.27035330261136714,0.27035330261136714,0.27035330261136714,0.27035330261136714]
[null,null,150,"CSL 4",0.14285714285714285,0.14285714285714285,0.14285714285714285,0.14285714285714285,0.14285714285714285,0.14285714285714285,0.14285714285714285,0.14285714285714285,0.14285714285714285,0.14285714285714285,0.14285714285714285,0.14285714285714285,0.14285714285714285,0.14285714285714285,0.14285714285714285,0.14285714285714285,0.14285714285714285,0.14285714285714285,0.14285714285714285]
[null,null,200,"CSL 0",5.6306294538866763E-2,5.102765213090138E-2,4.6054208736455382E-2,4.1352593203193344E-2,3.6894625134087145E-2,3.2656291210197586E-2,2.8616962051745465E-2,2.4758784826489133E-2,2.1066206303277657E-2,1.7525594113006804E-2,1.4124932907641774E-2,1.085357831759981E-2,7.7020559959541934E-3,4.6618961844976936E-3,1.7254965234360653E-3,0,0,0,0]
[null,null,200,"CSL 1",0.24423963133640553,0.24423963133640553,0.24423963133640553,0.24423963133640553,0.24423963133640553,0.24423963133640553,0.24423963133640553,0.24423963133640553,0.24423963133640553,0.24423963133640553,0.24423963133640553,0.24423963133640553,0.24423963133640553,0.24423963133640553,0.24423963133640553,0.24312563884540095,0.24037686759181132,0.2377131964959634,0.23512951411847099]
[null,null,200,"CSL 2",0.28624362865621772,0.2915222710641831,0.2964957144586291,0.30119732999189114,0.30565529806099734,0.3098936319848869,0.31393296114333902,0.31779113836859535,0.32148371689180683,0.32502432908207768,0.32842499028744271,0.33169634487748467,0.33484786719913029,0.33788802701058679,0.34082442667164842,0.34366391568608906,0.34641268693967869,0.34907635803552661,0.35166004041301901]
[null,null,200,"CSL 3",0.27035330261136714,0.27035330261136714,0.27035330261136714,0.27035330261136714,0.27035330261136714,0.27035330261136714,0.27035330261136714,0.27035330261136714,0.27035330261136714,0.27035330261136714,0.27035330261136714,0.27035330261136714,0.27035330261136714,0.27035330261136714,0.27035330261136714,0.27035330261136714,0.27035330261136714,0.27035330261136714,0.27035330261136714]
[null,null,200,"CSL 4",0.14285714285714285,0.14285714285714285,0.14285714285714285,0.14285714285714285,0.14285714285714285,0.14285714285714285,0.14285714285714285,0.14285714285714285,0.14285714285714285,0.14285714285714285,0.14285714285714285,0.14285714285714285,0.14285714285714285,0.14285714285714285,0.14285714285714285,0.14285714285714285,0.14285714285714285,0.14285714285714285,0.14285714285714285]
[null,null,250,"CSL 0",0.18084274084397034,0.17556409843600496,0.17059065504155896,0.16588903950829692,0.16143107143919072,0.15719273751530116,0.15315340835684904,0.14929523113159271,0.14560265260838123,0.14206204041811038,0.13866137921274535,0.13539002462270339,0.13223850230105777,0.12919834248960127,0.12626194282853964,0.123422453814099,0.12067368256050937,0.11801001146466145,0.11542632908716904]
[null,null,250,"CSL 1",0.36613272311212813,0.36613272311212813,0.36613272311212813,0.36613272311212813,0.36613272311212813,0.36613272311212813,0.36613272311212813,0.36613272311212813,0.36613272311212813,0.36613272311212813,0.36613272311212813,0.36613272311212813,0.36613272311212813,0.36613272311212813,0.36613272311212813,0.36613272311212813,0.36613272311212813,0.36613272311212813,0.36613272311212813]
[null,null,250,"CSL 2",0.23792156121552624,0.24320020362349162,0.24817364701793762,0.25287526255119963,0.25733323062030589,0.26157156454419539,0.26561089370264757,0.26946907092790384,0.27316164945111532,0.27670226164138623,0.2801029228467512,0.28337427743679322,0.28652579975843884,0.28956595956989528,0.29250235923095691,0.29534184824539755,0.29809061949898719,0.30075429059483516,0.30333797297232756]
[null,null,250,"CSL 3",0.15789473684210525,0.15789473684210525,0.15789473684210525,0.15789473684210525,0.15789473684210525,0.15789473684210525,0.15789473684210525,0.15789473684210525,0.15789473684210525,0.15789473684210525,0.15789473684210525,0.15789473684210525,0.15789473684210525,0.15789473684210525,0.15789473684210525,0.15789473684210525,0.15789473684210525,0.15789473684210525,0.15789473684210525]
[null,null,250,"CSL 4",5.7208237986270026E-2,5.7208237986270026E-2,5.7208237986270026E-2,5.7208237986270026E-2,5.7208237986270026E-2,5.7208237986270026E-2,5.7208237986270026E-2,5.7208237986270026E-2,5.7208237986270026E-2,5.7208237986270026E-2,5.7208237986270026E-2,5.7208237986270026E-2,5.7208237986270026E-2,5.7208237986270026E-2,5.7208237986270026E-2,5.7208237986270026E-2,5.7208237986270026E-2,5.7208237986270026E-2,5.7208237986270026E-2]
[null,null,300,"CSL 0",0.18084274084397034,0.17556409843600496,0.17059065504155896,0.16588903950829692,0.16143107143919072,0.15719273751530116,0.15315340835684904,0.14929523113159271,0.14560265260838123,0.14206204041811038,0.13866137921274535,0.13539002462270339,0.13223850230105777,0.12919834248960127,0.12626194282853964,0.123422453814099,0.12067368256050937,0.11801001146466145,0.11542632908716904]
[null,null,300,"CSL 1",0.36613272311212813,0.36613272311212813,0.36613272311212813,0.36613272311212813,0.36613272311212813,0.36613272311212813,0.36613272311212813,0.36613272311212813,0.36613272311212813,0.36613272311212813,0.36613272311212813,0.36613272311212813,0.36613272311212813,0.36613272311212813,0.36613272311212813,0.36613272311212813,0.36613272311212813,0.36613272311212813,0.36613272311212813]
[null,null,300,"CSL 2",0.23792156121552624,0.24320020362349162,0.24817364701793762,0.25287526255119963,0.25733323062030589,0.26157156454419539,0.26561089370264757,0.26946907092790384,0.27316164945111532,0.27670226164138623,0.2801029228467512,0.28337427743679322,0.28652579975843884,0.28956595956989528,0.29250235923095691,0.29534184824539755,0.29809061949898719,0.30075429059483516,0.30333797297232756]
[null,null,300,"CSL 3",0.15789473684210525,0.15789473684210525,0.15789473684210525,0.15789473684210525,0.15789473684210525,0.15789473684210525,0.15789473684210525,0.15789473684210525,0.15789473684210525,0.15789473684210525,0.15789473684210525,0.15789473684210525,0.15789473684210525,0.15789473684210525,0.15789473684210525,0.15789473684210525,0.15789473684210525,0.15789473684210525,0.15789473684210525]
[null,null,300,"CSL 4",5.7208237986270026E-2,5.7208237986270026E-2,5.7208237986270026E-2,5.7208237986270026E-2,5.7208237986270026E-2,5.7208237986270026E-2,5.7208237986270026E-2,5.7208237986270026E-2,5.7208237986270026E-2,5.7208237986270026E-2,5.7208237986270026E-2,5.7208237986270026E-2,5.7208237986270026E-2,5.7208237986270026E-2,5.7208237986270026E-2,5.7208237986270026E-2,5.7208237986270026E-2,5.7208237986270026E-2,5.7208237986270026E-2]
[null,null,350,"CSL 0",0.18084274084397034,0.17556409843600496,0.17059065504155896,0.16588903950829692,0.16143107143919072,0.15719273751530116,0.15315340835684904,0.14929523113159271,0.14560265260838123,0.14206204041811038,0.13866137921274535,0.13539002462270339,0.13223850230105777,0.12919834248960127,0.12626194282853964,0.123422453814099,0.12067368256050937,0.11801001146466145,0.11542632908716904]
[null,null,350,"CSL 1",0.36613272311212813,0.36613272311212813,0.36613272311212813,0.36613272311212813,0.36613272311212813,0.36613272311212813,0.36613272311212813,0.36613272311212813,0.36613272311212813,0.36613272311212813,0.36613272311212813,0.36613272311212813,0.36613272311212813,0.36613272311212813,0.36613272311212813,0.36613272311212813,0.36613272311212813,0.36613272311212813,0.36613272311212813]
[null,null,350,"CSL 2",0.23792156121552624,0.24320020362349162,0.24817364701793762,0.25287526255119963,0.25733323062030589,0.26157156454419539,0.26561089370264757,0.26946907092790384,0.27316164945111532,0.27670226164138623,0.2801029228467512,0.28337427743679322,0.28652579975843884,0.28956595956989528,0.29250235923095691,0.29534184824539755,0.29809061949898719,0.30075429059483516,0.30333797297232756]
[null,null,350,"CSL 3",0.15789473684210525,0.15789473684210525,0.15789473684210525,0.15789473684210525,0.15789473684210525,0.15789473684210525,0.15789473684210525,0.15789473684210525,0.15789473684210525,0.15789473684210525,0.15789473684210525,0.15789473684210525,0.15789473684210525,0.15789473684210525,0.15789473684210525,0.15789473684210525,0.15789473684210525,0.15789473684210525,0.15789473684210525]
[null,null,350,"CSL 4",5.7208237986270026E-2,5.7208237986270026E-2,5.7208237986270026E-2,5.7208237986270026E-2,5.7208237986270026E-2,5.7208237986270026E-2,5.7208237986270026E-2,5.7208237986270026E-2,5.7208237986270026E-2,5.7208237986270026E-2,5.7208237986270026E-2,5.7208237986270026E-2,5.7208237986270026E-2,5.7208237986270026E-2,5.7208237986270026E-2,5.7208237986270026E-2,5.7208237986270026E-2,5.7208237986270026E-2,5.7208237986270026E-2]
[null,null,400,"CSL 0",0.18084274084397034,0.17556409843600496,0.17059065504155896,0.16588903950829692,0.16143107143919072,0.15719273751530116,0.15315340835684904,0.14929523113159271,0.14560265260838123,0.14206204041811038,0.13866137921274535,0.13539002462270339,0.13223850230105777,0.12919834248960127,0.12626194282853964,0.123422453814099,0.12067368256050937,0.11801001146466145,0.11542632908716904]
[null,null,400,"CSL 1",0.36613272311212813,0.36613272311212813,0.36613272311212813,0.36613272311212813,0.36613272311212813,0.36613272311212813,0.36613272311212813,0.36613272311212813,0.36613272311212813,0.36613272311212813,0.36613272311212813,0.36613272311212813,0.36613272311212813,0.36613272311212813,0.36613272311212813,0.36613272311212813,0.36613272311212813,0.36613272311212813,0.36613272311212813]
[null,null,400,"CSL 2",0.23792156121552624,0.24320020362349162,0.24817364701793762,0.25287526255119963,0.25733323062030589,0.26157156454419539,0.26561089370264757,0.26946907092790384,0.27316164945111532,0.27670226164138623,0.2801029228467512,0.28337427743679322,0.28652579975843884,0.28956595956989528,0.29250235923095691,0.29534184824539755,0.29809061949898719,0.30075429059483516,0.30333797297232756]
[null,null,400,"CSL 3",0.15789473684210525,0.15789473684210525,0.15789473684210525,0.15789473684210525,0.15789473684210525,0.15789473684210525,0.15789473684210525,0.15789473684210525,0.15789473684210525,0.15789473684210525,0.15789473684210525,0.15789473684210525,0.15789473684210525,0.15789473684210525,0.15789473684210525,0.15789473684210525,0.15789473684210525,0.15789473684210525,0.15789473684210525]
[null,null,400,"CSL 4",5.7208237986270026E-2,5.7208237986270026E-2,5.7208237986270026E-2,5.7208237986270026E-2,5.7208237986270026E-2,5.7208237986270026E-2,5.7208237986270026E-2,5.7208237986270026E-2,5.7208237986270026E-2,5.7208237986270026E-2,5.7208237986270026E-2,5.7208237986270026E-2,5.7208237986270026E-2,5.7208237986270026E-2,5.7208237986270026E-2,5.7208237986270026E-2,5.7208237986270026E-2,5.7208237986270026E-2,5.7208237986270026E-2]
[null,null,450,"CSL 0",0.18084274084397034,0.17556409843600496,0.17059065504155896,0.16588903950829692,0.16143107143919072,0.15719273751530116,0.15315340835684904,0.14929523113159271,0.14560265260838123,0.14206204041811038,0.13866137921274535,0.13539002462270339,0.13223850230105777,0.12919834248960127,0.12626194282853964,0.123422453814099,0.12067368256050937,0.11801001146466145,0.11542632908716904]
[null,null,450,"CSL 1",0.36613272311212813,0.36613272311212813,0.36613272311212813,0.36613272311212813,0.36613272311212813,0.36613272311212813,0.36613272311212813,0.36613272311212813,0.36613272311212813,0.36613272311212813,0.36613272311212813,0.36613272311212813,0.36613272311212813,0.36613272311212813,0.36613272311212813,0.36613272311212813,0.36613272311212813,0.36613272311212813,0.36613272311212813]
[null,null,450,"CSL 2",0.23792156121552624,0.24320020362349162,0.24817364701793762,0.25287526255119963,0.25733323062030589,0.26157156454419539,0.26561089370264757,0.26946907092790384,0.27316164945111532,0.27670226164138623,0.2801029228467512,0.28337427743679322,0.28652579975843884,0.28956595956989528,0.29250235923095691,0.29534184824539755,0.29809061949898719,0.30075429059483516,0.30333797297232756]
[null,null,450,"CSL 3",0.15789473684210525,0.15789473684210525,0.15789473684210525,0.15789473684210525,0.15789473684210525,0.15789473684210525,0.15789473684210525,0.15789473684210525,0.15789473684210525,0.15789473684210525,0.15789473684210525,0.15789473684210525,0.15789473684210525,0.15789473684210525,0.15789473684210525,0.15789473684210525,0.15789473684210525,0.15789473684210525,0.15789473684210525]
[null,null,450,"CSL 4",5.7208237986270026E-2,5.7208237986270026E-2,5.7208237986270026E-2,5.7208237986270026E-2,5.7208237986270026E-2,5.7208237986270026E-2,5.7208237986270026E-2,5.7208237986270026E-2,5.7208237986270026E-2,5.7208237986270026E-2,5.7208237986270026E-2,5.7208237986270026E-2,5.7208237986270026E-2,5.7208237986270026E-2,5.7208237986270026E-2,5.7208237986270026E-2,5.7208237986270026E-2,5.7208237986270026E-2,5.7208237986270026E-2]
[null,null,500,"CSL 0",0.18084274084397034,0.17556409843600496,0.17059065504155896,0.16588903950829692,0.16143107143919072,0.15719273751530116,0.15315340835684904,0.14929523113159271,0.14560265260838123,0.14206204041811038,0.13866137921274535,0.13539002462270339,0.13223850230105777,0.12919834248960127,0.12626194282853964,0.123422453814099,0.12067368256050937,0.11801001146466145,0.11542632908716904]
[null,null,500,"CSL 1",0.36613272311212813,0.36613272311212813,0.36613272311212813,0.36613272311212813,0.36613272311212813,0.36613272311212813,0.36613272311212813,0.36613272311212813,0.36613272311212813,0.36613272311212813,0.36613272311212813,0.36613272311212813,0.36613272311212813,0.36613272311212813,0.36613272311212813,0.36613272311212813,0.36613272311212813,0.36613272311212813,0.36613272311212813]
[null,null,500,"CSL 2",0.23792156121552624,0.24320020362349162,0.24817364701793762,0.25287526255119963,0.25733323062030589,0.26157156454419539,0.26561089370264757,0.26946907092790384,0.27316164945111532,0.27670226164138623,0.2801029228467512,0.28337427743679322,0.28652579975843884,0.28956595956989528,0.29250235923095691,0.29534184824539755,0.29809061949898719,0.30075429059483516,0.30333797297232756]
[null,null,500,"CSL 3",0.15789473684210525,0.15789473684210525,0.15789473684210525,0.15789473684210525,0.15789473684210525,0.15789473684210525,0.15789473684210525,0.15789473684210525,0.15789473684210525,0.15789473684210525,0.15789473684210525,0.15789473684210525,0.15789473684210525,0.15789473684210525,0.15789473684210525,0.15789473684210525,0.15789473684210525,0.15789473684210525,0.15789473684210525]
[null,null,500,"CSL 4",5.7208237986270026E-2,5.7208237986270026E-2,5.7208237986270026E-2,5.7208237986270026E-2,5.7208237986270026E-2,5.7208237986270026E-2,5.7208237986270026E-2,5.7208237986270026E-2,5.7208237986270026E-2,5.7208237986270026E-2,5.7208237986270026E-2,5.7208237986270026E-2,5.7208237986270026E-2,5.7208237986270026E-2,5.7208237986270026E-2,5.7208237986270026E-2,5.7208237986270026E-2,5.7208237986270026E-2,5.7208237986270026E-2]
[]
[null,null,null,"Source","DOE Electric Motors 2014 Final Rule, National Impact Analysis for NEMA Design A & B Motors (EERE-2010-BT-STD-0027-0112), 'AB Efficiency Distribution' tab, cells C15:AH165"]
[]
[]
[]
[null,null,"Policy Case Efficiency Distribution",null,null,null,null,null,null,null,null,null,null,null,null,null,null,null,null,null,null,null,null,null,"Consolidated Policy Case Efficiency Distribution"]
[]
[null,null,"HP","CSL",2016,2017,2018,2019,2020,2021,2022,2023,2024,2025,2026,2027,2028,2029,2030,2031,2032,2033,2034,null,"HP","CSL",2016,2017,2018,2019,2020,2021,2022,2023,2024,2025,2026,2027,2028,2029,2030,2031,2032,2033,2034]
[null,null,1,"CSL 0",0,0,0,0,0,0,0,0,0,0,0,0,0,0,0,0,0,0,0,null,"1-5 HP","CSL 0",{"$f":"HLOOKUP($C146,HPSizeDist,2,FALSE)*E146+HLOOKUP($C151,HPSizeDist,2,FALSE)*E151+HLOOKUP($C156,HPSizeDist,2,FALSE)*E156+HLOOKUP($C161,HPSizeDist,2,FALSE)*E161+HLOOKUP($C166,HPSizeDist,2,FALSE)*E166","v":0},{"$f":"HLOOKUP($C146,HPSizeDist,2,FALSE)*F146+HLOOKUP($C151,HPSizeDist,2,FALSE)*F151+HLOOKUP($C156,HPSizeDist,2,FALSE)*F156+HLOOKUP($C161,HPSizeDist,2,FALSE)*F161+HLOOKUP($C166,HPSizeDist,2,FALSE)*F166","v":0},{"$f":"HLOOKUP($C146,HPSizeDist,2,FALSE)*G146+HLOOKUP($C151,HPSizeDist,2,FALSE)*G151+HLOOKUP($C156,HPSizeDist,2,FALSE)*G156+HLOOKUP($C161,HPSizeDist,2,FALSE)*G161+HLOOKUP($C166,HPSizeDist,2,FALSE)*G166","v":0},{"$f":"HLOOKUP($C146,HPSizeDist,2,FALSE)*H146+HLOOKUP($C151,HPSizeDist,2,FALSE)*H151+HLOOKUP($C156,HPSizeDist,2,FALSE)*H156+HLOOKUP($C161,HPSizeDist,2,FALSE)*H161+HLOOKUP($C166,HPSizeDist,2,FALSE)*H166","v":0},{"$f":"HLOOKUP($C146,HPSizeDist,2,FALSE)*I146+HLOOKUP($C151,HPSizeDist,2,FALSE)*I151+HLOOKUP($C156,HPSizeDist,2,FALSE)*I156+HLOOKUP($C161,HPSizeDist,2,FALSE)*I161+HLOOKUP($C166,HPSizeDist,2,FALSE)*I166","v":0},{"$f":"HLOOKUP($C146,HPSizeDist,2,FALSE)*J146+HLOOKUP($C151,HPSizeDist,2,FALSE)*J151+HLOOKUP($C156,HPSizeDist,2,FALSE)*J156+HLOOKUP($C161,HPSizeDist,2,FALSE)*J161+HLOOKUP($C166,HPSizeDist,2,FALSE)*J166","v":0},{"$f":"HLOOKUP($C146,HPSizeDist,2,FALSE)*K146+HLOOKUP($C151,HPSizeDist,2,FALSE)*K151+HLOOKUP($C156,HPSizeDist,2,FALSE)*K156+HLOOKUP($C161,HPSizeDist,2,FALSE)*K161+HLOOKUP($C166,HPSizeDist,2,FALSE)*K166","v":0},{"$f":"HLOOKUP($C146,HPSizeDist,2,FALSE)*L146+HLOOKUP($C151,HPSizeDist,2,FALSE)*L151+HLOOKUP($C156,HPSizeDist,2,FALSE)*L156+HLOOKUP($C161,HPSizeDist,2,FALSE)*L161+HLOOKUP($C166,HPSizeDist,2,FALSE)*L166","v":0},{"$f":"HLOOKUP($C146,HPSizeDist,2,FALSE)*M146+HLOOKUP($C151,HPSizeDist,2,FALSE)*M151+HLOOKUP($C156,HPSizeDist,2,FALSE)*M156+HLOOKUP($C161,HPSizeDist,2,FALSE)*M161+HLOOKUP($C166,HPSizeDist,2,FALSE)*M166","v":0},{"$f":"HLOOKUP($C146,HPSizeDist,2,FALSE)*N146+HLOOKUP($C151,HPSizeDist,2,FALSE)*N151+HLOOKUP($C156,HPSizeDist,2,FALSE)*N156+HLOOKUP($C161,HPSizeDist,2,FALSE)*N161+HLOOKUP($C166,HPSizeDist,2,FALSE)*N166","v":0},{"$f":"HLOOKUP($C146,HPSizeDist,2,FALSE)*O146+HLOOKUP($C151,HPSizeDist,2,FALSE)*O151+HLOOKUP($C156,HPSizeDist,2,FALSE)*O156+HLOOKUP($C161,HPSizeDist,2,FALSE)*O161+HLOOKUP($C166,HPSizeDist,2,FALSE)*O166","v":0},{"$f":"HLOOKUP($C146,HPSizeDist,2,FALSE)*P146+HLOOKUP($C151,HPSizeDist,2,FALSE)*P151+HLOOKUP($C156,HPSizeDist,2,FALSE)*P156+HLOOKUP($C161,HPSizeDist,2,FALSE)*P161+HLOOKUP($C166,HPSizeDist,2,FALSE)*P166","v":0},{"$f":"HLOOKUP($C146,HPSizeDist,2,FALSE)*Q146+HLOOKUP($C151,HPSizeDist,2,FALSE)*Q151+HLOOKUP($C156,HPSizeDist,2,FALSE)*Q156+HLOOKUP($C161,HPSizeDist,2,FALSE)*Q161+HLOOKUP($C166,HPSizeDist,2,FALSE)*Q166","v":0},{"$f":"HLOOKUP($C146,HPSizeDist,2,FALSE)*R146+HLOOKUP($C151,HPSizeDist,2,FALSE)*R151+HLOOKUP($C156,HPSizeDist,2,FALSE)*R156+HLOOKUP($C161,HPSizeDist,2,FALSE)*R161+HLOOKUP($C166,HPSizeDist,2,FALSE)*R166","v":0},{"$f":"HLOOKUP($C146,HPSizeDist,2,FALSE)*S146+HLOOKUP($C151,HPSizeDist,2,FALSE)*S151+HLOOKUP($C156,HPSizeDist,2,FALSE)*S156+HLOOKUP($C161,HPSizeDist,2,FALSE)*S161+HLOOKUP($C166,HPSizeDist,2,FALSE)*S166","v":0},{"$f":"HLOOKUP($C146,HPSizeDist,2,FALSE)*T146+HLOOKUP($C151,HPSizeDist,2,FALSE)*T151+HLOOKUP($C156,HPSizeDist,2,FALSE)*T156+HLOOKUP($C161,HPSizeDist,2,FALSE)*T161+HLOOKUP($C166,HPSizeDist,2,FALSE)*T166","v":0},{"$f":"HLOOKUP($C146,HPSizeDist,2,FALSE)*U146+HLOOKUP($C151,HPSizeDist,2,FALSE)*U151+HLOOKUP($C156,HPSizeDist,2,FALSE)*U156+HLOOKUP($C161,HPSizeDist,2,FALSE)*U161+HLOOKUP($C166,HPSizeDist,2,FALSE)*U166","v":0},{"$f":"HLOOKUP($C146,HPSizeDist,2,FALSE)*V146+HLOOKUP($C151,HPSizeDist,2,FALSE)*V151+HLOOKUP($C156,HPSizeDist,2,FALSE)*V156+HLOOKUP($C161,HPSizeDist,2,FALSE)*V161+HLOOKUP($C166,HPSizeDist,2,FALSE)*V166","v":0},{"$f":"HLOOKUP($C146,HPSizeDist,2,FALSE)*W146+HLOOKUP($C151,HPSizeDist,2,FALSE)*W151+HLOOKUP($C156,HPSizeDist,2,FALSE)*W156+HLOOKUP($C161,HPSizeDist,2,FALSE)*W161+HLOOKUP($C166,HPSizeDist,2,FALSE)*W166","v":0}]
[null,null,1,"CSL 1",0,0,0,0,0,0,0,0,0,0,0,0,0,0,0,0,0,0,0,null,"1-5 HP","CSL 1",0,0,0,0,0,0,0,0,0,0,0,0,0,0,0,0,0,0,0]
[null,null,1,"CSL 2",0.70582283425853043,0.63638338248724313,0.59846246508524548,0.57223170742653773,0.55215706033368539,0.53589126537247567,0.52221692715212265,0.51042066979675971,0.50004835744537868,0.49079294891364822,0.48243711795961225,0.47482138274262065,0.46782524022797517,0.46135541521059703,0.4553382288732708,0.44971446683601901,0.44443582442805363,0.43946238103360752,0.43476076550034548,null,"1-5 HP","CSL 2",0.70582283425853043,0.63638338248724313,0.59846246508524548,0.57223170742653773,0.55215706033368539,0.53589126537247567,0.52221692715212265,0.51042066979675971,0.50004835744537868,0.49079294891364827,0.48243711795961225,0.47482138274262065,0.46782524022797517,0.46135541521059698,0.4553382288732708,0.44971446683601901,0.44443582442805363,0.43946238103360757,0.43476076550034548]
[null,null,1,"CSL 3",0.21300654177680917,0.28244599354809652,0.32036691095009406,0.34659766860880187,0.36667231570165415,0.38293811066286398,0.39661244888321684,0.40840870623857994,0.41878101858996092,0.42803642712169132,0.4363922580757274,0.44400799329271889,0.45100413580736437,0.45747396082474262,0.46349114716206885,0.46911490919932064,0.47439355160728602,0.47936699500173202,0.48406861053499406,null,"1-5 HP","CSL 3",0.21300654177680917,0.28244599354809652,0.32036691095009406,0.34659766860880187,0.36667231570165415,0.38293811066286398,0.39661244888321684,0.40840870623857994,0.41878101858996092,0.42803642712169132,0.43639225807572735,0.44400799329271889,0.45100413580736443,0.45747396082474262,0.46349114716206885,0.46911490919932064,0.47439355160728608,0.47936699500173208,0.48406861053499406]
[null,null,1,"CSL 4",8.1170623964660404E-2,8.1170623964660404E-2,8.1170623964660404E-2,8.1170623964660404E-2,8.1170623964660404E-2,8.1170623964660404E-2,8.1170623964660404E-2,8.1170623964660404E-2,8.1170623964660404E-2,8.1170623964660404E-2,8.1170623964660404E-2,8.1170623964660404E-2,8.1170623964660404E-2,8.1170623964660404E-2,8.1170623964660404E-2,8.1170623964660404E-2,8.1170623964660404E-2,8.1170623964660404E-2,8.1170623964660404E-2,null,"1-5 HP","CSL 4",8.1170623964660391E-2,8.1170623964660391E-2,8.1170623964660391E-2,8.1170623964660391E-2,8.1170623964660391E-2,8.1170623964660391E-2,8.1170623964660391E-2,8.1170623964660391E-2,8.1170623964660391E-2,8.1170623964660391E-2,8.1170623964660391E-2,8.1170623964660391E-2,8.1170623964660391E-2,8.1170623964660391E-2,8.1170623964660391E-2,8.1170623964660391E-2,8.1170623964660391E-2,8.1170623964660391E-2,8.1170623964660391E-2]
[null,null,1.5,"CSL 0",0,0,0,0,0,0,0,0,0,0,0,0,0,0,0,0,0,0,0,null,"6-20 HP","CSL 0",{"$f":"HLOOKUP($C171,HPSizeDist,2,FALSE)*E171+HLOOKUP($C176,HPSizeDist,2,FALSE)*E176+HLOOKUP($C181,HPSizeDist,2,FALSE)*E181+HLOOKUP($C186,HPSizeDist,2,FALSE)*E186","v":0},{"$f":"HLOOKUP($C171,HPSizeDist,2,FALSE)*F171+HLOOKUP($C176,HPSizeDist,2,FALSE)*F176+HLOOKUP($C181,HPSizeDist,2,FALSE)*F181+HLOOKUP($C186,HPSizeDist,2,FALSE)*F186","v":0},{"$f":"HLOOKUP($C171,HPSizeDist,2,FALSE)*G171+HLOOKUP($C176,HPSizeDist,2,FALSE)*G176+HLOOKUP($C181,HPSizeDist,2,FALSE)*G181+HLOOKUP($C186,HPSizeDist,2,FALSE)*G186","v":0},{"$f":"HLOOKUP($C171,HPSizeDist,2,FALSE)*H171+HLOOKUP($C176,HPSizeDist,2,FALSE)*H176+HLOOKUP($C181,HPSizeDist,2,FALSE)*H181+HLOOKUP($C186,HPSizeDist,2,FALSE)*H186","v":0},{"$f":"HLOOKUP($C171,HPSizeDist,2,FALSE)*I171+HLOOKUP($C176,HPSizeDist,2,FALSE)*I176+HLOOKUP($C181,HPSizeDist,2,FALSE)*I181+HLOOKUP($C186,HPSizeDist,2,FALSE)*I186","v":0},{"$f":"HLOOKUP($C171,HPSizeDist,2,FALSE)*J171+HLOOKUP($C176,HPSizeDist,2,FALSE)*J176+HLOOKUP($C181,HPSizeDist,2,FALSE)*J181+HLOOKUP($C186,HPSizeDist,2,FALSE)*J186","v":0},{"$f":"HLOOKUP($C171,HPSizeDist,2,FALSE)*K171+HLOOKUP($C176,HPSizeDist,2,FALSE)*K176+HLOOKUP($C181,HPSizeDist,2,FALSE)*K181+HLOOKUP($C186,HPSizeDist,2,FALSE)*K186","v":0},{"$f":"HLOOKUP($C171,HPSizeDist,2,FALSE)*L171+HLOOKUP($C176,HPSizeDist,2,FALSE)*L176+HLOOKUP($C181,HPSizeDist,2,FALSE)*L181+HLOOKUP($C186,HPSizeDist,2,FALSE)*L186","v":0},{"$f":"HLOOKUP($C171,HPSizeDist,2,FALSE)*M171+HLOOKUP($C176,HPSizeDist,2,FALSE)*M176+HLOOKUP($C181,HPSizeDist,2,FALSE)*M181+HLOOKUP($C186,HPSizeDist,2,FALSE)*M186","v":0},{"$f":"HLOOKUP($C171,HPSizeDist,2,FALSE)*N171+HLOOKUP($C176,HPSizeDist,2,FALSE)*N176+HLOOKUP($C181,HPSizeDist,2,FALSE)*N181+HLOOKUP($C186,HPSizeDist,2,FALSE)*N186","v":0},{"$f":"HLOOKUP($C171,HPSizeDist,2,FALSE)*O171+HLOOKUP($C176,HPSizeDist,2,FALSE)*O176+HLOOKUP($C181,HPSizeDist,2,FALSE)*O181+HLOOKUP($C186,HPSizeDist,2,FALSE)*O186","v":0},{"$f":"HLOOKUP($C171,HPSizeDist,2,FALSE)*P171+HLOOKUP($C176,HPSizeDist,2,FALSE)*P176+HLOOKUP($C181,HPSizeDist,2,FALSE)*P181+HLOOKUP($C186,HPSizeDist,2,FALSE)*P186","v":0},{"$f":"HLOOKUP($C171,HPSizeDist,2,FALSE)*Q171+HLOOKUP($C176,HPSizeDist,2,FALSE)*Q176+HLOOKUP($C181,HPSizeDist,2,FALSE)*Q181+HLOOKUP($C186,HPSizeDist,2,FALSE)*Q186","v":0},{"$f":"HLOOKUP($C171,HPSizeDist,2,FALSE)*R171+HLOOKUP($C176,HPSizeDist,2,FALSE)*R176+HLOOKUP($C181,HPSizeDist,2,FALSE)*R181+HLOOKUP($C186,HPSizeDist,2,FALSE)*R186","v":0},{"$f":"HLOOKUP($C171,HPSizeDist,2,FALSE)*S171+HLOOKUP($C176,HPSizeDist,2,FALSE)*S176+HLOOKUP($C181,HPSizeDist,2,FALSE)*S181+HLOOKUP($C186,HPSizeDist,2,FALSE)*S186","v":0},{"$f":"HLOOKUP($C171,HPSizeDist,2,FALSE)*T171+HLOOKUP($C176,HPSizeDist,2,FALSE)*T176+HLOOKUP($C181,HPSizeDist,2,FALSE)*T181+HLOOKUP($C186,HPSizeDist,2,FALSE)*T186","v":0},{"$f":"HLOOKUP($C171,HPSizeDist,2,FALSE)*U171+HLOOKUP($C176,HPSizeDist,2,FALSE)*U176+HLOOKUP($C181,HPSizeDist,2,FALSE)*U181+HLOOKUP($C186,HPSizeDist,2,FALSE)*U186","v":0},{"$f":"HLOOKUP($C171,HPSizeDist,2,FALSE)*V171+HLOOKUP($C176,HPSizeDist,2,FALSE)*V176+HLOOKUP($C181,HPSizeDist,2,FALSE)*V181+HLOOKUP($C186,HPSizeDist,2,FALSE)*V186","v":0},{"$f":"HLOOKUP($C171,HPSizeDist,2,FALSE)*W171+HLOOKUP($C176,HPSizeDist,2,FALSE)*W176+HLOOKUP($C181,HPSizeDist,2,FALSE)*W181+HLOOKUP($C186,HPSizeDist,2,FALSE)*W186","v":0}]
[null,null,1.5,"CSL 1",0,0,0,0,0,0,0,0,0,0,0,0,0,0,0,0,0,0,0,null,"6-20 HP","CSL 1",0,0,0,0,0,0,0,0,0,0,0,0,0,0,0,0,0,0,0]
[null,null,1.5,"CSL 2",0.70582283425853043,0.63638338248724313,0.59846246508524548,0.57223170742653773,0.55215706033368539,0.53589126537247567,0.52221692715212265,0.51042066979675971,0.50004835744537868,0.49079294891364822,0.48243711795961225,0.47482138274262065,0.46782524022797517,0.46135541521059703,0.4553382288732708,0.44971446683601901,0.44443582442805363,0.43946238103360752,0.43476076550034548,null,"6-20 HP","CSL 2",0.65087176853993289,0.58143231676864549,0.54351139936664794,0.51728064170794019,0.49720599461508791,0.48094019965387802,0.46726586143352516,0.45546960407816206,0.44509729172678109,0.43584188319505068,0.4274860522410146,0.41987031702402311,0.41287417450937763,0.40640434949199938,0.40038716315467315,0.39476340111742136,0.38948475870945598,0.38451131531501004,0.37980969978174794]
[null,null,1.5,"CSL 3",0.21300654177680917,0.28244599354809652,0.32036691095009406,0.34659766860880187,0.36667231570165415,0.38293811066286398,0.39661244888321684,0.40840870623857994,0.41878101858996092,0.42803642712169132,0.4363922580757274,0.44400799329271889,0.45100413580736437,0.45747396082474262,0.46349114716206885,0.46911490919932064,0.47439355160728602,0.47936699500173202,0.48406861053499406,null,"6-20 HP","CSL 3",0.25084813317996874,0.32028758495125598,0.35820850235325358,0.38443926001196138,0.40451390710481366,0.42077970206602344,0.43445404028637641,0.4462502976417394,0.45662260999312043,0.46587801852485078,0.47423384947888692,0.4818495846958783,0.48884572721052388,0.49531555222790202,0.5013327385652282,0.5069565006024801,0.51223514301044548,0.51720858640489142,0.52191020193815352]
[null,null,1.5,"CSL 4",8.1170623964660404E-2,8.1170623964660404E-2,8.1170623964660404E-2,8.1170623964660404E-2,8.1170623964660404E-2,8.1170623964660404E-2,8.1170623964660404E-2,8.1170623964660404E-2,8.1170623964660404E-2,8.1170623964660404E-2,8.1170623964660404E-2,8.1170623964660404E-2,8.1170623964660404E-2,8.1170623964660404E-2,8.1170623964660404E-2,8.1170623964660404E-2,8.1170623964660404E-2,8.1170623964660404E-2,8.1170623964660404E-2,null,"6-20 HP","CSL 4",9.828009828009826E-2,9.828009828009826E-2,9.828009828009826E-2,9.828009828009826E-2,9.828009828009826E-2,9.828009828009826E-2,9.828009828009826E-2,9.828009828009826E-2,9.828009828009826E-2,9.828009828009826E-2,9.828009828009826E-2,9.828009828009826E-2,9.828009828009826E-2,9.828009828009826E-2,9.828009828009826E-2,9.828009828009826E-2,9.828009828009826E-2,9.828009828009826E-2,9.828009828009826E-2]
[null,null,2,"CSL 0",0,0,0,0,0,0,0,0,0,0,0,0,0,0,0,0,0,0,0,null,"21-50 HP","CSL 0",{"$f":"HLOOKUP($C191,HPSizeDist,2,FALSE)*E191+HLOOKUP($C196,HPSizeDist,2,FALSE)*E196+HLOOKUP($C201,HPSizeDist,2,FALSE)*E201+HLOOKUP($C206,HPSizeDist,2,FALSE)*E206","v":0},{"$f":"HLOOKUP($C191,HPSizeDist,2,FALSE)*F191+HLOOKUP($C196,HPSizeDist,2,FALSE)*F196+HLOOKUP($C201,HPSizeDist,2,FALSE)*F201+HLOOKUP($C206,HPSizeDist,2,FALSE)*F206","v":0},{"$f":"HLOOKUP($C191,HPSizeDist,2,FALSE)*G191+HLOOKUP($C196,HPSizeDist,2,FALSE)*G196+HLOOKUP($C201,HPSizeDist,2,FALSE)*G201+HLOOKUP($C206,HPSizeDist,2,FALSE)*G206","v":0},{"$f":"HLOOKUP($C191,HPSizeDist,2,FALSE)*H191+HLOOKUP($C196,HPSizeDist,2,FALSE)*H196+HLOOKUP($C201,HPSizeDist,2,FALSE)*H201+HLOOKUP($C206,HPSizeDist,2,FALSE)*H206","v":0},{"$f":"HLOOKUP($C191,HPSizeDist,2,FALSE)*I191+HLOOKUP($C196,HPSizeDist,2,FALSE)*I196+HLOOKUP($C201,HPSizeDist,2,FALSE)*I201+HLOOKUP($C206,HPSizeDist,2,FALSE)*I206","v":0},{"$f":"HLOOKUP($C191,HPSizeDist,2,FALSE)*J191+HLOOKUP($C196,HPSizeDist,2,FALSE)*J196+HLOOKUP($C201,HPSizeDist,2,FALSE)*J201+HLOOKUP($C206,HPSizeDist,2,FALSE)*J206","v":0},{"$f":"HLOOKUP($C191,HPSizeDist,2,FALSE)*K191+HLOOKUP($C196,HPSizeDist,2,FALSE)*K196+HLOOKUP($C201,HPSizeDist,2,FALSE)*K201+HLOOKUP($C206,HPSizeDist,2,FALSE)*K206","v":0},{"$f":"HLOOKUP($C191,HPSizeDist,2,FALSE)*L191+HLOOKUP($C196,HPSizeDist,2,FALSE)*L196+HLOOKUP($C201,HPSizeDist,2,FALSE)*L201+HLOOKUP($C206,HPSizeDist,2,FALSE)*L206","v":0},{"$f":"HLOOKUP($C191,HPSizeDist,2,FALSE)*M191+HLOOKUP($C196,HPSizeDist,2,FALSE)*M196+HLOOKUP($C201,HPSizeDist,2,FALSE)*M201+HLOOKUP($C206,HPSizeDist,2,FALSE)*M206","v":0},{"$f":"HLOOKUP($C191,HPSizeDist,2,FALSE)*N191+HLOOKUP($C196,HPSizeDist,2,FALSE)*N196+HLOOKUP($C201,HPSizeDist,2,FALSE)*N201+HLOOKUP($C206,HPSizeDist,2,FALSE)*N206","v":0},{"$f":"HLOOKUP($C191,HPSizeDist,2,FALSE)*O191+HLOOKUP($C196,HPSizeDist,2,FALSE)*O196+HLOOKUP($C201,HPSizeDist,2,FALSE)*O201+HLOOKUP($C206,HPSizeDist,2,FALSE)*O206","v":0},{"$f":"HLOOKUP($C191,HPSizeDist,2,FALSE)*P191+HLOOKUP($C196,HPSizeDist,2,FALSE)*P196+HLOOKUP($C201,HPSizeDist,2,FALSE)*P201+HLOOKUP($C206,HPSizeDist,2,FALSE)*P206","v":0},{"$f":"HLOOKUP($C191,HPSizeDist,2,FALSE)*Q191+HLOOKUP($C196,HPSizeDist,2,FALSE)*Q196+HLOOKUP($C201,HPSizeDist,2,FALSE)*Q201+HLOOKUP($C206,HPSizeDist,2,FALSE)*Q206","v":0},{"$f":"HLOOKUP($C191,HPSizeDist,2,FALSE)*R191+HLOOKUP($C196,HPSizeDist,2,FALSE)*R196+HLOOKUP($C201,HPSizeDist,2,FALSE)*R201+HLOOKUP($C206,HPSizeDist,2,FALSE)*R206","v":0},{"$f":"HLOOKUP($C191,HPSizeDist,2,FALSE)*S191+HLOOKUP($C196,HPSizeDist,2,FALSE)*S196+HLOOKUP($C201,HPSizeDist,2,FALSE)*S201+HLOOKUP($C206,HPSizeDist,2,FALSE)*S206","v":0},{"$f":"HLOOKUP($C191,HPSizeDist,2,FALSE)*T191+HLOOKUP($C196,HPSizeDist,2,FALSE)*T196+HLOOKUP($C201,HPSizeDist,2,FALSE)*T201+HLOOKUP($C206,HPSizeDist,2,FALSE)*T206","v":0},{"$f":"HLOOKUP($C191,HPSizeDist,2,FALSE)*U191+HLOOKUP($C196,HPSizeDist,2,FALSE)*U196+HLOOKUP($C201,HPSizeDist,2,FALSE)*U201+HLOOKUP($C206,HPSizeDist,2,FALSE)*U206","v":0},{"$f":"HLOOKUP($C191,HPSizeDist,2,FALSE)*V191+HLOOKUP($C196,HPSizeDist,2,FALSE)*V196+HLOOKUP($C201,HPSizeDist,2,FALSE)*V201+HLOOKUP($C206,HPSizeDist,2,FALSE)*V206","v":0},{"$f":"HLOOKUP($C191,HPSizeDist,2,FALSE)*W191+HLOOKUP($C196,HPSizeDist,2,FALSE)*W196+HLOOKUP($C201,HPSizeDist,2,FALSE)*W201+HLOOKUP($C206,HPSizeDist,2,FALSE)*W206","v":0}]
[null,null,2,"CSL 1",0,0,0,0,0,0,0,0,0,0,0,0,0,0,0,0,0,0,0,null,"21-50 HP","CSL 1",0,0,0,0,0,0,0,0,0,0,0,0,0,0,0,0,0,0,0]
[null,null,2,"CSL 2",0.70582283425853043,0.63638338248724313,0.59846246508524548,0.57223170742653773,0.55215706033368539,0.53589126537247567,0.52221692715212265,0.51042066979675971,0.50004835744537868,0.49079294891364822,0.48243711795961225,0.47482138274262065,0.46782524022797517,0.46135541521059703,0.4553382288732708,0.44971446683601901,0.44443582442805363,0.43946238103360752,0.43476076550034548,null,"21-50 HP","CSL 2",0.76463627205944773,0.69519682028816043,0.65727590288616278,0.63104514522745503,0.61097049813460269,0.59470470317339286,0.58103036495303995,0.5692341075976769,0.55886179524629598,0.54960638671456552,0.54125055576052938,0.53363482054353795,0.52663867802889242,0.52016885301151428,0.51415166667418788,0.5085279046369362,0.50324926222897082,0.49827581883452476,0.49357420330126278]
[null,null,2,"CSL 3",0.21300654177680917,0.28244599354809652,0.32036691095009406,0.34659766860880187,0.36667231570165415,0.38293811066286398,0.39661244888321684,0.40840870623857994,0.41878101858996092,0.42803642712169132,0.4363922580757274,0.44400799329271889,0.45100413580736437,0.45747396082474262,0.46349114716206885,0.46911490919932064,0.47439355160728602,0.47936699500173202,0.48406861053499406,null,"21-50 HP","CSL 3",0.16019669007863699,0.22963614184992437,0.2675570592519218,0.29378781691062972,0.31386246400348194,0.33012825896469178,0.34380259718504469,0.35559885454040774,0.36597116689178871,0.37522657542351912,0.38358240637755525,0.39119814159454674,0.39819428410919222,0.40466410912657041,0.4106812954638967,0.41630505750114843,0.42158369990911387,0.42655714330355982,0.43125875883682185]
[null,null,2,"CSL 4",8.1170623964660404E-2,8.1170623964660404E-2,8.1170623964660404E-2,8.1170623964660404E-2,8.1170623964660404E-2,8.1170623964660404E-2,8.1170623964660404E-2,8.1170623964660404E-2,8.1170623964660404E-2,8.1170623964660404E-2,8.1170623964660404E-2,8.1170623964660404E-2,8.1170623964660404E-2,8.1170623964660404E-2,8.1170623964660404E-2,8.1170623964660404E-2,8.1170623964660404E-2,8.1170623964660404E-2,8.1170623964660404E-2,null,"21-50 HP","CSL 4",7.5167037861915365E-2,7.5167037861915365E-2,7.5167037861915365E-2,7.5167037861915365E-2,7.5167037861915365E-2,7.5167037861915365E-2,7.5167037861915365E-2,7.5167037861915365E-2,7.5167037861915365E-2,7.5167037861915365E-2,7.5167037861915365E-2,7.5167037861915365E-2,7.5167037861915365E-2,7.5167037861915365E-2,7.5167037861915365E-2,7.5167037861915365E-2,7.5167037861915365E-2,7.5167037861915365E-2,7.5167037861915365E-2]
[null,null,3,"CSL 0",0,0,0,0,0,0,0,0,0,0,0,0,0,0,0,0,0,0,0,null,"51-100 HP","CSL 0",{"$f":"HLOOKUP($C211,HPSizeDist,2,FALSE)*E211+HLOOKUP($C216,HPSizeDist,2,FALSE)*E216+HLOOKUP($C221,HPSizeDist,2,FALSE)*E221","v":0},{"$f":"HLOOKUP($C211,HPSizeDist,2,FALSE)*F211+HLOOKUP($C216,HPSizeDist,2,FALSE)*F216+HLOOKUP($C221,HPSizeDist,2,FALSE)*F221","v":0},{"$f":"HLOOKUP($C211,HPSizeDist,2,FALSE)*G211+HLOOKUP($C216,HPSizeDist,2,FALSE)*G216+HLOOKUP($C221,HPSizeDist,2,FALSE)*G221","v":0},{"$f":"HLOOKUP($C211,HPSizeDist,2,FALSE)*H211+HLOOKUP($C216,HPSizeDist,2,FALSE)*H216+HLOOKUP($C221,HPSizeDist,2,FALSE)*H221","v":0},{"$f":"HLOOKUP($C211,HPSizeDist,2,FALSE)*I211+HLOOKUP($C216,HPSizeDist,2,FALSE)*I216+HLOOKUP($C221,HPSizeDist,2,FALSE)*I221","v":0},{"$f":"HLOOKUP($C211,HPSizeDist,2,FALSE)*J211+HLOOKUP($C216,HPSizeDist,2,FALSE)*J216+HLOOKUP($C221,HPSizeDist,2,FALSE)*J221","v":0},{"$f":"HLOOKUP($C211,HPSizeDist,2,FALSE)*K211+HLOOKUP($C216,HPSizeDist,2,FALSE)*K216+HLOOKUP($C221,HPSizeDist,2,FALSE)*K221","v":0},{"$f":"HLOOKUP($C211,HPSizeDist,2,FALSE)*L211+HLOOKUP($C216,HPSizeDist,2,FALSE)*L216+HLOOKUP($C221,HPSizeDist,2,FALSE)*L221","v":0},{"$f":"HLOOKUP($C211,HPSizeDist,2,FALSE)*M211+HLOOKUP($C216,HPSizeDist,2,FALSE)*M216+HLOOKUP($C221,HPSizeDist,2,FALSE)*M221","v":0},{"$f":"HLOOKUP($C211,HPSizeDist,2,FALSE)*N211+HLOOKUP($C216,HPSizeDist,2,FALSE)*N216+HLOOKUP($C221,HPSizeDist,2,FALSE)*N221","v":0},{"$f":"HLOOKUP($C211,HPSizeDist,2,FALSE)*O211+HLOOKUP($C216,HPSizeDist,2,FALSE)*O216+HLOOKUP($C221,HPSizeDist,2,FALSE)*O221","v":0},{"$f":"HLOOKUP($C211,HPSizeDist,2,FALSE)*P211+HLOOKUP($C216,HPSizeDist,2,FALSE)*P216+HLOOKUP($C221,HPSizeDist,2,FALSE)*P221","v":0},{"$f":"HLOOKUP($C211,HPSizeDist,2,FALSE)*Q211+HLOOKUP($C216,HPSizeDist,2,FALSE)*Q216+HLOOKUP($C221,HPSizeDist,2,FALSE)*Q221","v":0},{"$f":"HLOOKUP($C211,HPSizeDist,2,FALSE)*R211+HLOOKUP($C216,HPSizeDist,2,FALSE)*R216+HLOOKUP($C221,HPSizeDist,2,FALSE)*R221","v":0},{"$f":"HLOOKUP($C211,HPSizeDist,2,FALSE)*S211+HLOOKUP($C216,HPSizeDist,2,FALSE)*S216+HLOOKUP($C221,HPSizeDist,2,FALSE)*S221","v":0},{"$f":"HLOOKUP($C211,HPSizeDist,2,FALSE)*T211+HLOOKUP($C216,HPSizeDist,2,FALSE)*T216+HLOOKUP($C221,HPSizeDist,2,FALSE)*T221","v":0},{"$f":"HLOOKUP($C211,HPSizeDist,2,FALSE)*U211+HLOOKUP($C216,HPSizeDist,2,FALSE)*U216+HLOOKUP($C221,HPSizeDist,2,FALSE)*U221","v":0},{"$f":"HLOOKUP($C211,HPSizeDist,2,FALSE)*V211+HLOOKUP($C216,HPSizeDist,2,FALSE)*V216+HLOOKUP($C221,HPSizeDist,2,FALSE)*V221","v":0},{"$f":"HLOOKUP($C211,HPSizeDist,2,FALSE)*W211+HLOOKUP($C216,HPSizeDist,2,FALSE)*W216+HLOOKUP($C221,HPSizeDist,2,FALSE)*W221","v":0}]
[null,null,3,"CSL 1",0,0,0,0,0,0,0,0,0,0,0,0,0,0,0,0,0,0,0,null,"51-100 HP","CSL 1",0,0,0,0,0,0,0,0,0,0,0,0,0,0,0,0,0,0,0]
[null,null,3,"CSL 2",0.70582283425853043,0.63638338248724313,0.59846246508524548,0.57223170742653773,0.55215706033368539,0.53589126537247567,0.52221692715212265,0.51042066979675971,0.50004835744537868,0.49079294891364822,0.48243711795961225,0.47482138274262065,0.46782524022797517,0.46135541521059703,0.4553382288732708,0.44971446683601901,0.44443582442805363,0.43946238103360752,0.43476076550034548,null,"51-100 HP","CSL 2",0.67744851503369197,0.60800906326240456,0.57008814586040701,0.54385738820169927,0.52378274110884693,0.50751694614763709,0.49384260792728429,0.48204635057192113,0.4716740382205401,0.46241862968880981,0.45406279873477373,0.44644706351778218,0.43945092100313676,0.43298109598575851,0.42696390964843223,0.42134014761118044,0.41606150520321505,0.41108806180876911,0.40638644627550702]
[null,null,3,"CSL 3",0.21300654177680917,0.28244599354809652,0.32036691095009406,0.34659766860880187,0.36667231570165415,0.38293811066286398,0.39661244888321684,0.40840870623857994,0.41878101858996092,0.42803642712169132,0.4363922580757274,0.44400799329271889,0.45100413580736437,0.45747396082474262,0.46349114716206885,0.46911490919932064,0.47439355160728602,0.47936699500173202,0.48406861053499406,null,"51-100 HP","CSL 3",0.23956393309908819,0.30900338487037554,0.34692430227237303,0.37315505993108089,0.39322970702393323,0.40949550198514306,0.42316984020549586,0.43496609756085897,0.44533840991223994,0.4545938184439704,0.46294964939800642,0.47056538461499797,0.47756152712964339,0.4840313521470217,0.49004853848434793,0.49567230052159972,0.5009509429295651,0.50592438632401104,0.51062600185727314]
[null,null,3,"CSL 4",8.1170623964660404E-2,8.1170623964660404E-2,8.1170623964660404E-2,8.1170623964660404E-2,8.1170623964660404E-2,8.1170623964660404E-2,8.1170623964660404E-2,8.1170623964660404E-2,8.1170623964660404E-2,8.1170623964660404E-2,8.1170623964660404E-2,8.1170623964660404E-2,8.1170623964660404E-2,8.1170623964660404E-2,8.1170623964660404E-2,8.1170623964660404E-2,8.1170623964660404E-2,8.1170623964660404E-2,8.1170623964660404E-2,null,"51-100 HP","CSL 4",8.2987551867219914E-2,8.2987551867219914E-2,8.2987551867219914E-2,8.2987551867219914E-2,8.2987551867219914E-2,8.2987551867219914E-2,8.2987551867219914E-2,8.2987551867219914E-2,8.2987551867219914E-2,8.2987551867219914E-2,8.2987551867219914E-2,8.2987551867219914E-2,8.2987551867219914E-2,8.2987551867219914E-2,8.2987551867219914E-2,8.2987551867219914E-2,8.2987551867219914E-2,8.2987551867219914E-2,8.2987551867219914E-2]
[null,null,5,"CSL 0",0,0,0,0,0,0,0,0,0,0,0,0,0,0,0,0,0,0,0,null,"101-200 HP","CSL 0",{"$f":"HLOOKUP($C226,HPSizeDist,2,FALSE)*E226+HLOOKUP($C231,HPSizeDist,2,FALSE)*E231+HLOOKUP($C236,HPSizeDist,2,FALSE)*E236","v":0},{"$f":"HLOOKUP($C226,HPSizeDist,2,FALSE)*F226+HLOOKUP($C231,HPSizeDist,2,FALSE)*F231+HLOOKUP($C236,HPSizeDist,2,FALSE)*F236","v":0},{"$f":"HLOOKUP($C226,HPSizeDist,2,FALSE)*G226+HLOOKUP($C231,HPSizeDist,2,FALSE)*G231+HLOOKUP($C236,HPSizeDist,2,FALSE)*G236","v":0},{"$f":"HLOOKUP($C226,HPSizeDist,2,FALSE)*H226+HLOOKUP($C231,HPSizeDist,2,FALSE)*H231+HLOOKUP($C236,HPSizeDist,2,FALSE)*H236","v":0},{"$f":"HLOOKUP($C226,HPSizeDist,2,FALSE)*I226+HLOOKUP($C231,HPSizeDist,2,FALSE)*I231+HLOOKUP($C236,HPSizeDist,2,FALSE)*I236","v":0},{"$f":"HLOOKUP($C226,HPSizeDist,2,FALSE)*J226+HLOOKUP($C231,HPSizeDist,2,FALSE)*J231+HLOOKUP($C236,HPSizeDist,2,FALSE)*J236","v":0},{"$f":"HLOOKUP($C226,HPSizeDist,2,FALSE)*K226+HLOOKUP($C231,HPSizeDist,2,FALSE)*K231+HLOOKUP($C236,HPSizeDist,2,FALSE)*K236","v":0},{"$f":"HLOOKUP($C226,HPSizeDist,2,FALSE)*L226+HLOOKUP($C231,HPSizeDist,2,FALSE)*L231+HLOOKUP($C236,HPSizeDist,2,FALSE)*L236","v":0},{"$f":"HLOOKUP($C226,HPSizeDist,2,FALSE)*M226+HLOOKUP($C231,HPSizeDist,2,FALSE)*M231+HLOOKUP($C236,HPSizeDist,2,FALSE)*M236","v":0},{"$f":"HLOOKUP($C226,HPSizeDist,2,FALSE)*N226+HLOOKUP($C231,HPSizeDist,2,FALSE)*N231+HLOOKUP($C236,HPSizeDist,2,FALSE)*N236","v":0},{"$f":"HLOOKUP($C226,HPSizeDist,2,FALSE)*O226+HLOOKUP($C231,HPSizeDist,2,FALSE)*O231+HLOOKUP($C236,HPSizeDist,2,FALSE)*O236","v":0},{"$f":"HLOOKUP($C226,HPSizeDist,2,FALSE)*P226+HLOOKUP($C231,HPSizeDist,2,FALSE)*P231+HLOOKUP($C236,HPSizeDist,2,FALSE)*P236","v":0},{"$f":"HLOOKUP($C226,HPSizeDist,2,FALSE)*Q226+HLOOKUP($C231,HPSizeDist,2,FALSE)*Q231+HLOOKUP($C236,HPSizeDist,2,FALSE)*Q236","v":0},{"$f":"HLOOKUP($C226,HPSizeDist,2,FALSE)*R226+HLOOKUP($C231,HPSizeDist,2,FALSE)*R231+HLOOKUP($C236,HPSizeDist,2,FALSE)*R236","v":0},{"$f":"HLOOKUP($C226,HPSizeDist,2,FALSE)*S226+HLOOKUP($C231,HPSizeDist,2,FALSE)*S231+HLOOKUP($C236,HPSizeDist,2,FALSE)*S236","v":0},{"$f":"HLOOKUP($C226,HPSizeDist,2,FALSE)*T226+HLOOKUP($C231,HPSizeDist,2,FALSE)*T231+HLOOKUP($C236,HPSizeDist,2,FALSE)*T236","v":0},{"$f":"HLOOKUP($C226,HPSizeDist,2,FALSE)*U226+HLOOKUP($C231,HPSizeDist,2,FALSE)*U231+HLOOKUP($C236,HPSizeDist,2,FALSE)*U236","v":0},{"$f":"HLOOKUP($C226,HPSizeDist,2,FALSE)*V226+HLOOKUP($C231,HPSizeDist,2,FALSE)*V231+HLOOKUP($C236,HPSizeDist,2,FALSE)*V236","v":0},{"$f":"HLOOKUP($C226,HPSizeDist,2,FALSE)*W226+HLOOKUP($C231,HPSizeDist,2,FALSE)*W231+HLOOKUP($C236,HPSizeDist,2,FALSE)*W236","v":0}]
[null,null,5,"CSL 1",0,0,0,0,0,0,0,0,0,0,0,0,0,0,0,0,0,0,0,null,"101-200 HP","CSL 1",0,0,0,0,0,0,0,0,0,0,0,0,0,0,0,0,0,0,0]
[null,null,5,"CSL 2",0.70582283425853043,0.63638338248724313,0.59846246508524548,0.57223170742653773,0.55215706033368539,0.53589126537247567,0.52221692715212265,0.51042066979675971,0.50004835744537868,0.49079294891364822,0.48243711795961225,0.47482138274262065,0.46782524022797517,0.46135541521059703,0.4553382288732708,0.44971446683601901,0.44443582442805363,0.43946238103360752,0.43476076550034548,null,"101-200 HP","CSL 2",0.51735010276020277,0.44791065098891536,0.40998973358691781,0.38375897592820996,0.36368432883535773,0.34741853387414789,0.33374419565379509,0.32194793829843193,0.31157562594705096,0.30232021741532056,0.29396438646128448,0.28634865124429298,0.27935250872964751,0.27288268371226926,0.26686549737494303,0.26124173533769124,0.25596309292972586,0.25098964953527986,0.24628803400201782]
[null,null,5,"CSL 3",0.21300654177680917,0.28244599354809652,0.32036691095009406,0.34659766860880187,0.36667231570165415,0.38293811066286398,0.39661244888321684,0.40840870623857994,0.41878101858996092,0.42803642712169132,0.4363922580757274,0.44400799329271889,0.45100413580736437,0.45747396082474262,0.46349114716206885,0.46911490919932064,0.47439355160728602,0.47936699500173202,0.48406861053499406,null,"101-200 HP","CSL 3",0.33979275438265449,0.40923220615394185,0.44715312355593939,0.47338388121464725,0.49345852830749953,0.50972432326870931,0.52339866148906222,0.53519491884442527,0.54556723119580619,0.55482263972753665,0.56317847068157278,0.57079420589856422,0.57779034841320964,0.58426017343058789,0.59027735976791418,0.59590112180516597,0.60117976421313135,0.60615320760757729,0.61085482314083939]
[null,null,5,"CSL 4",8.1170623964660404E-2,8.1170623964660404E-2,8.1170623964660404E-2,8.1170623964660404E-2,8.1170623964660404E-2,8.1170623964660404E-2,8.1170623964660404E-2,8.1170623964660404E-2,8.1170623964660404E-2,8.1170623964660404E-2,8.1170623964660404E-2,8.1170623964660404E-2,8.1170623964660404E-2,8.1170623964660404E-2,8.1170623964660404E-2,8.1170623964660404E-2,8.1170623964660404E-2,8.1170623964660404E-2,8.1170623964660404E-2,null,"101-200 HP","CSL 4",0.14285714285714285,0.14285714285714285,0.14285714285714285,0.14285714285714285,0.14285714285714285,0.14285714285714285,0.14285714285714285,0.14285714285714285,0.14285714285714285,0.14285714285714285,0.14285714285714285,0.14285714285714285,0.14285714285714285,0.14285714285714285,0.14285714285714285,0.14285714285714285,0.14285714285714285,0.14285714285714285,0.14285714285714285]
[null,null,7.5,"CSL 0",0,0,0,0,0,0,0,0,0,0,0,0,0,0,0,0,0,0,0,null,"201-500 HP","CSL 0",{"$f":"HLOOKUP($C241,HPSizeDist,2,FALSE)*E241+HLOOKUP($C246,HPSizeDist,2,FALSE)*E246+HLOOKUP($C251,HPSizeDist,2,FALSE)*E251+HLOOKUP($C256,HPSizeDist,2,FALSE)*E256+HLOOKUP($C261,HPSizeDist,2,FALSE)*E261+HLOOKUP($C266,HPSizeDist,2,FALSE)*E266","v":0},{"$f":"HLOOKUP($C241,HPSizeDist,2,FALSE)*F241+HLOOKUP($C246,HPSizeDist,2,FALSE)*F246+HLOOKUP($C251,HPSizeDist,2,FALSE)*F251+HLOOKUP($C256,HPSizeDist,2,FALSE)*F256+HLOOKUP($C261,HPSizeDist,2,FALSE)*F261+HLOOKUP($C266,HPSizeDist,2,FALSE)*F266","v":0},{"$f":"HLOOKUP($C241,HPSizeDist,2,FALSE)*G241+HLOOKUP($C246,HPSizeDist,2,FALSE)*G246+HLOOKUP($C251,HPSizeDist,2,FALSE)*G251+HLOOKUP($C256,HPSizeDist,2,FALSE)*G256+HLOOKUP($C261,HPSizeDist,2,FALSE)*G261+HLOOKUP($C266,HPSizeDist,2,FALSE)*G266","v":0},{"$f":"HLOOKUP($C241,HPSizeDist,2,FALSE)*H241+HLOOKUP($C246,HPSizeDist,2,FALSE)*H246+HLOOKUP($C251,HPSizeDist,2,FALSE)*H251+HLOOKUP($C256,HPSizeDist,2,FALSE)*H256+HLOOKUP($C261,HPSizeDist,2,FALSE)*H261+HLOOKUP($C266,HPSizeDist,2,FALSE)*H266","v":0},{"$f":"HLOOKUP($C241,HPSizeDist,2,FALSE)*I241+HLOOKUP($C246,HPSizeDist,2,FALSE)*I246+HLOOKUP($C251,HPSizeDist,2,FALSE)*I251+HLOOKUP($C256,HPSizeDist,2,FALSE)*I256+HLOOKUP($C261,HPSizeDist,2,FALSE)*I261+HLOOKUP($C266,HPSizeDist,2,FALSE)*I266","v":0},{"$f":"HLOOKUP($C241,HPSizeDist,2,FALSE)*J241+HLOOKUP($C246,HPSizeDist,2,FALSE)*J246+HLOOKUP($C251,HPSizeDist,2,FALSE)*J251+HLOOKUP($C256,HPSizeDist,2,FALSE)*J256+HLOOKUP($C261,HPSizeDist,2,FALSE)*J261+HLOOKUP($C266,HPSizeDist,2,FALSE)*J266","v":0},{"$f":"HLOOKUP($C241,HPSizeDist,2,FALSE)*K241+HLOOKUP($C246,HPSizeDist,2,FALSE)*K246+HLOOKUP($C251,HPSizeDist,2,FALSE)*K251+HLOOKUP($C256,HPSizeDist,2,FALSE)*K256+HLOOKUP($C261,HPSizeDist,2,FALSE)*K261+HLOOKUP($C266,HPSizeDist,2,FALSE)*K266","v":0},{"$f":"HLOOKUP($C241,HPSizeDist,2,FALSE)*L241+HLOOKUP($C246,HPSizeDist,2,FALSE)*L246+HLOOKUP($C251,HPSizeDist,2,FALSE)*L251+HLOOKUP($C256,HPSizeDist,2,FALSE)*L256+HLOOKUP($C261,HPSizeDist,2,FALSE)*L261+HLOOKUP($C266,HPSizeDist,2,FALSE)*L266","v":0},{"$f":"HLOOKUP($C241,HPSizeDist,2,FALSE)*M241+HLOOKUP($C246,HPSizeDist,2,FALSE)*M246+HLOOKUP($C251,HPSizeDist,2,FALSE)*M251+HLOOKUP($C256,HPSizeDist,2,FALSE)*M256+HLOOKUP($C261,HPSizeDist,2,FALSE)*M261+HLOOKUP($C266,HPSizeDist,2,FALSE)*M266","v":0},{"$f":"HLOOKUP($C241,HPSizeDist,2,FALSE)*N241+HLOOKUP($C246,HPSizeDist,2,FALSE)*N246+HLOOKUP($C251,HPSizeDist,2,FALSE)*N251+HLOOKUP($C256,HPSizeDist,2,FALSE)*N256+HLOOKUP($C261,HPSizeDist,2,FALSE)*N261+HLOOKUP($C266,HPSizeDist,2,FALSE)*N266","v":0},{"$f":"HLOOKUP($C241,HPSizeDist,2,FALSE)*O241+HLOOKUP($C246,HPSizeDist,2,FALSE)*O246+HLOOKUP($C251,HPSizeDist,2,FALSE)*O251+HLOOKUP($C256,HPSizeDist,2,FALSE)*O256+HLOOKUP($C261,HPSizeDist,2,FALSE)*O261+HLOOKUP($C266,HPSizeDist,2,FALSE)*O266","v":0},{"$f":"HLOOKUP($C241,HPSizeDist,2,FALSE)*P241+HLOOKUP($C246,HPSizeDist,2,FALSE)*P246+HLOOKUP($C251,HPSizeDist,2,FALSE)*P251+HLOOKUP($C256,HPSizeDist,2,FALSE)*P256+HLOOKUP($C261,HPSizeDist,2,FALSE)*P261+HLOOKUP($C266,HPSizeDist,2,FALSE)*P266","v":0},{"$f":"HLOOKUP($C241,HPSizeDist,2,FALSE)*Q241+HLOOKUP($C246,HPSizeDist,2,FALSE)*Q246+HLOOKUP($C251,HPSizeDist,2,FALSE)*Q251+HLOOKUP($C256,HPSizeDist,2,FALSE)*Q256+HLOOKUP($C261,HPSizeDist,2,FALSE)*Q261+HLOOKUP($C266,HPSizeDist,2,FALSE)*Q266","v":0},{"$f":"HLOOKUP($C241,HPSizeDist,2,FALSE)*R241+HLOOKUP($C246,HPSizeDist,2,FALSE)*R246+HLOOKUP($C251,HPSizeDist,2,FALSE)*R251+HLOOKUP($C256,HPSizeDist,2,FALSE)*R256+HLOOKUP($C261,HPSizeDist,2,FALSE)*R261+HLOOKUP($C266,HPSizeDist,2,FALSE)*R266","v":0},{"$f":"HLOOKUP($C241,HPSizeDist,2,FALSE)*S241+HLOOKUP($C246,HPSizeDist,2,FALSE)*S246+HLOOKUP($C251,HPSizeDist,2,FALSE)*S251+HLOOKUP($C256,HPSizeDist,2,FALSE)*S256+HLOOKUP($C261,HPSizeDist,2,FALSE)*S261+HLOOKUP($C266,HPSizeDist,2,FALSE)*S266","v":0},{"$f":"HLOOKUP($C241,HPSizeDist,2,FALSE)*T241+HLOOKUP($C246,HPSizeDist,2,FALSE)*T246+HLOOKUP($C251,HPSizeDist,2,FALSE)*T251+HLOOKUP($C256,HPSizeDist,2,FALSE)*T256+HLOOKUP($C261,HPSizeDist,2,FALSE)*T261+HLOOKUP($C266,HPSizeDist,2,FALSE)*T266","v":0},{"$f":"HLOOKUP($C241,HPSizeDist,2,FALSE)*U241+HLOOKUP($C246,HPSizeDist,2,FALSE)*U246+HLOOKUP($C251,HPSizeDist,2,FALSE)*U251+HLOOKUP($C256,HPSizeDist,2,FALSE)*U256+HLOOKUP($C261,HPSizeDist,2,FALSE)*U261+HLOOKUP($C266,HPSizeDist,2,FALSE)*U266","v":0},{"$f":"HLOOKUP($C241,HPSizeDist,2,FALSE)*V241+HLOOKUP($C246,HPSizeDist,2,FALSE)*V246+HLOOKUP($C251,HPSizeDist,2,FALSE)*V251+HLOOKUP($C256,HPSizeDist,2,FALSE)*V256+HLOOKUP($C261,HPSizeDist,2,FALSE)*V261+HLOOKUP($C266,HPSizeDist,2,FALSE)*V266","v":0},{"$f":"HLOOKUP($C241,HPSizeDist,2,FALSE)*W241+HLOOKUP($C246,HPSizeDist,2,FALSE)*W246+HLOOKUP($C251,HPSizeDist,2,FALSE)*W251+HLOOKUP($C256,HPSizeDist,2,FALSE)*W256+HLOOKUP($C261,HPSizeDist,2,FALSE)*W261+HLOOKUP($C266,HPSizeDist,2,FALSE)*W266","v":0}]
[null,null,7.5,"CSL 1",0,0,0,0,0,0,0,0,0,0,0,0,0,0,0,0,0,0,0,null,"201-500 HP","CSL 1",0,0,0,0,0,0,0,0,0,0,0,0,0,0,0,0,0,0,0]
[null,null,7.5,"CSL 2",0.650871768539933,0.5814323167686456,0.54351139936664805,0.5172806417079403,0.49720599461508797,0.48094019965387813,0.46726586143352528,0.45546960407816217,0.4450972917267812,0.43584188319505079,0.42748605224101471,0.41987031702402322,0.41287417450937774,0.40640434949199949,0.40038716315467326,0.39476340111742148,0.38948475870945609,0.38451131531501009,0.37980969978174806,null,"201-500 HP","CSL 2",0.71545757340033722,0.64601812162904992,0.60809720422705249,0.58186644656834463,0.5617917994754924,0.54552600451428257,0.53185166629392966,0.5200554089385665,0.50968309658718569,0.50042768805545512,0.49207185710141899,0.48445612188442766,0.47745997936978213,0.47099015435240399,0.4649729680150777,0.45934920597782591,0.45407056356986047,0.44909712017541448,0.44439550464215255]
[null,null,7.5,"CSL 3",0.25084813317996879,0.32028758495125609,0.35820850235325363,0.38443926001196149,0.40451390710481372,0.42077970206602355,0.43445404028637646,0.44625029764173951,0.45662260999312054,0.46587801852485089,0.47423384947888703,0.48184958469587846,0.48884572721052399,0.49531555222790224,0.50133273856522842,0.50695650060248021,0.51223514301044559,0.51720858640489165,0.52191020193815363,null,"201-500 HP","CSL 3",0.22733418861339258,0.2967736403846799,0.3346945577866775,0.36092531544538536,0.38099996253823754,0.39726575749944742,0.41094009571980028,0.42273635307516338,0.43310866542654441,0.44236407395827482,0.45071990491231079,0.45833564012930239,0.46533178264394781,0.47180160766132606,0.47781879399865229,0.48344255603590403,0.48872119844386952,0.49369464183831546,0.4983962573715775]
[null,null,7.5,"CSL 4",9.8280098280098274E-2,9.8280098280098274E-2,9.8280098280098274E-2,9.8280098280098274E-2,9.8280098280098274E-2,9.8280098280098274E-2,9.8280098280098274E-2,9.8280098280098274E-2,9.8280098280098274E-2,9.8280098280098274E-2,9.8280098280098274E-2,9.8280098280098274E-2,9.8280098280098274E-2,9.8280098280098274E-2,9.8280098280098274E-2,9.8280098280098274E-2,9.8280098280098274E-2,9.8280098280098274E-2,9.8280098280098274E-2,null,"201-500 HP","CSL 4",5.7208237986270026E-2,5.7208237986270026E-2,5.7208237986270026E-2,5.7208237986270026E-2,5.7208237986270026E-2,5.7208237986270026E-2,5.7208237986270026E-2,5.7208237986270026E-2,5.7208237986270026E-2,5.7208237986270026E-2,5.7208237986270026E-2,5.7208237986270026E-2,5.7208237986270026E-2,5.7208237986270026E-2,5.7208237986270026E-2,5.7208237986270026E-2,5.7208237986270026E-2,5.7208237986270026E-2,5.7208237986270026E-2]
[null,null,10,"CSL 0",0,0,0,0,0,0,0,0,0,0,0,0,0,0,0,0,0,0,0]
[null,null,10,"CSL 1",0,0,0,0,0,0,0,0,0,0,0,0,0,0,0,0,0,0,0]
[null,null,10,"CSL 2",0.650871768539933,0.5814323167686456,0.54351139936664805,0.5172806417079403,0.49720599461508797,0.48094019965387813,0.46726586143352528,0.45546960407816217,0.4450972917267812,0.43584188319505079,0.42748605224101471,0.41987031702402322,0.41287417450937774,0.40640434949199949,0.40038716315467326,0.39476340111742148,0.38948475870945609,0.38451131531501009,0.37980969978174806]
[null,null,10,"CSL 3",0.25084813317996879,0.32028758495125609,0.35820850235325363,0.38443926001196149,0.40451390710481372,0.42077970206602355,0.43445404028637646,0.44625029764173951,0.45662260999312054,0.46587801852485089,0.47423384947888703,0.48184958469587846,0.48884572721052399,0.49531555222790224,0.50133273856522842,0.50695650060248021,0.51223514301044559,0.51720858640489165,0.52191020193815363]
[null,null,10,"CSL 4",9.8280098280098274E-2,9.8280098280098274E-2,9.8280098280098274E-2,9.8280098280098274E-2,9.8280098280098274E-2,9.8280098280098274E-2,9.8280098280098274E-2,9.8280098280098274E-2,9.8280098280098274E-2,9.8280098280098274E-2,9.8280098280098274E-2,9.8280098280098274E-2,9.8280098280098274E-2,9.8280098280098274E-2,9.8280098280098274E-2,9.8280098280098274E-2,9.8280098280098274E-2,9.8280098280098274E-2,9.8280098280098274E-2]
[null,null,15,"CSL 0",0,0,0,0,0,0,0,0,0,0,0,0,0,0,0,0,0,0,0]
[null,null,15,"CSL 1",0,0,0,0,0,0,0,0,0,0,0,0,0,0,0,0,0,0,0]
[null,null,15,"CSL 2",0.650871768539933,0.5814323167686456,0.54351139936664805,0.5172806417079403,0.49720599461508797,0.48094019965387813,0.46726586143352528,0.45546960407816217,0.4450972917267812,0.43584188319505079,0.42748605224101471,0.41987031702402322,0.41287417450937774,0.40640434949199949,0.40038716315467326,0.39476340111742148,0.38948475870945609,0.38451131531501009,0.37980969978174806]
[null,null,15,"CSL 3",0.25084813317996879,0.32028758495125609,0.35820850235325363,0.38443926001196149,0.40451390710481372,0.42077970206602355,0.43445404028637646,0.44625029764173951,0.45662260999312054,0.46587801852485089,0.47423384947888703,0.48184958469587846,0.48884572721052399,0.49531555222790224,0.50133273856522842,0.50695650060248021,0.51223514301044559,0.51720858640489165,0.52191020193815363]
[null,null,15,"CSL 4",9.8280098280098274E-2,9.8280098280098274E-2,9.8280098280098274E-2,9.8280098280098274E-2,9.8280098280098274E-2,9.8280098280098274E-2,9.8280098280098274E-2,9.8280098280098274E-2,9.8280098280098274E-2,9.8280098280098274E-2,9.8280098280098274E-2,9.8280098280098274E-2,9.8280098280098274E-2,9.8280098280098274E-2,9.8280098280098274E-2,9.8280098280098274E-2,9.8280098280098274E-2,9.8280098280098274E-2,9.8280098280098274E-2]
[null,null,20,"CSL 0",0,0,0,0,0,0,0,0,0,0,0,0,0,0,0,0,0,0,0]
[null,null,20,"CSL 1",0,0,0,0,0,0,0,0,0,0,0,0,0,0,0,0,0,0,0]
[null,null,20,"CSL 2",0.650871768539933,0.5814323167686456,0.54351139936664805,0.5172806417079403,0.49720599461508797,0.48094019965387813,0.46726586143352528,0.45546960407816217,0.4450972917267812,0.43584188319505079,0.42748605224101471,0.41987031702402322,0.41287417450937774,0.40640434949199949,0.40038716315467326,0.39476340111742148,0.38948475870945609,0.38451131531501009,0.37980969978174806]
[null,null,20,"CSL 3",0.25084813317996879,0.32028758495125609,0.35820850235325363,0.38443926001196149,0.40451390710481372,0.42077970206602355,0.43445404028637646,0.44625029764173951,0.45662260999312054,0.46587801852485089,0.47423384947888703,0.48184958469587846,0.48884572721052399,0.49531555222790224,0.50133273856522842,0.50695650060248021,0.51223514301044559,0.51720858640489165,0.52191020193815363]
[null,null,20,"CSL 4",9.8280098280098274E-2,9.8280098280098274E-2,9.8280098280098274E-2,9.8280098280098274E-2,9.8280098280098274E-2,9.8280098280098274E-2,9.8280098280098274E-2,9.8280098280098274E-2,9.8280098280098274E-2,9.8280098280098274E-2,9.8280098280098274E-2,9.8280098280098274E-2,9.8280098280098274E-2,9.8280098280098274E-2,9.8280098280098274E-2,9.8280098280098274E-2,9.8280098280098274E-2,9.8280098280098274E-2,9.8280098280098274E-2]
[null,null,25,"CSL 0",0,0,0,0,0,0,0,0,0,0,0,0,0,0,0,0,0,0,0]
[null,null,25,"CSL 1",0,0,0,0,0,0,0,0,0,0,0,0,0,0,0,0,0,0,0]
[null,null,25,"CSL 2",0.76463627205944773,0.69519682028816032,0.65727590288616278,0.63104514522745503,0.61097049813460269,0.59470470317339286,0.58103036495303995,0.5692341075976769,0.55886179524629598,0.54960638671456552,0.54125055576052938,0.53363482054353795,0.52663867802889253,0.52016885301151428,0.51415166667418799,0.5085279046369362,0.50324926222897082,0.49827581883452482,0.49357420330126278]
[null,null,25,"CSL 3",0.16019669007863702,0.22963614184992437,0.26755705925192186,0.29378781691062972,0.313862464003482,0.33012825896469183,0.34380259718504469,0.35559885454040779,0.36597116689178877,0.37522657542351917,0.38358240637755525,0.39119814159454674,0.39819428410919222,0.40466410912657047,0.4106812954638967,0.41630505750114849,0.42158369990911387,0.42655714330355987,0.43125875883682191]
[null,null,25,"CSL 4",7.5167037861915365E-2,7.5167037861915365E-2,7.5167037861915365E-2,7.5167037861915365E-2,7.5167037861915365E-2,7.5167037861915365E-2,7.5167037861915365E-2,7.5167037861915365E-2,7.5167037861915365E-2,7.5167037861915365E-2,7.5167037861915365E-2,7.5167037861915365E-2,7.5167037861915365E-2,7.5167037861915365E-2,7.5167037861915365E-2,7.5167037861915365E-2,7.5167037861915365E-2,7.5167037861915365E-2,7.5167037861915365E-2]
[null,null,30,"CSL 0",0,0,0,0,0,0,0,0,0,0,0,0,0,0,0,0,0,0,0]
[null,null,30,"CSL 1",0,0,0,0,0,0,0,0,0,0,0,0,0,0,0,0,0,0,0]
[null,null,30,"CSL 2",0.76463627205944773,0.69519682028816032,0.65727590288616278,0.63104514522745503,0.61097049813460269,0.59470470317339286,0.58103036495303995,0.5692341075976769,0.55886179524629598,0.54960638671456552,0.54125055576052938,0.53363482054353795,0.52663867802889253,0.52016885301151428,0.51415166667418799,0.5085279046369362,0.50324926222897082,0.49827581883452482,0.49357420330126278]
[null,null,30,"CSL 3",0.16019669007863702,0.22963614184992437,0.26755705925192186,0.29378781691062972,0.313862464003482,0.33012825896469183,0.34380259718504469,0.35559885454040779,0.36597116689178877,0.37522657542351917,0.38358240637755525,0.39119814159454674,0.39819428410919222,0.40466410912657047,0.4106812954638967,0.41630505750114849,0.42158369990911387,0.42655714330355987,0.43125875883682191]
[null,null,30,"CSL 4",7.5167037861915365E-2,7.5167037861915365E-2,7.5167037861915365E-2,7.5167037861915365E-2,7.5167037861915365E-2,7.5167037861915365E-2,7.5167037861915365E-2,7.5167037861915365E-2,7.5167037861915365E-2,7.5167037861915365E-2,7.5167037861915365E-2,7.5167037861915365E-2,7.5167037861915365E-2,7.5167037861915365E-2,7.5167037861915365E-2,7.5167037861915365E-2,7.5167037861915365E-2,7.5167037861915365E-2,7.5167037861915365E-2]
[null,null,40,"CSL 0",0,0,0,0,0,0,0,0,0,0,0,0,0,0,0,0,0,0,0]
[null,null,40,"CSL 1",0,0,0,0,0,0,0,0,0,0,0,0,0,0,0,0,0,0,0]
[null,null,40,"CSL 2",0.76463627205944773,0.69519682028816032,0.65727590288616278,0.63104514522745503,0.61097049813460269,0.59470470317339286,0.58103036495303995,0.5692341075976769,0.55886179524629598,0.54960638671456552,0.54125055576052938,0.53363482054353795,0.52663867802889253,0.52016885301151428,0.51415166667418799,0.5085279046369362,0.50324926222897082,0.49827581883452482,0.49357420330126278]
[null,null,40,"CSL 3",0.16019669007863702,0.22963614184992437,0.26755705925192186,0.29378781691062972,0.313862464003482,0.33012825896469183,0.34380259718504469,0.35559885454040779,0.36597116689178877,0.37522657542351917,0.38358240637755525,0.39119814159454674,0.39819428410919222,0.40466410912657047,0.4106812954638967,0.41630505750114849,0.42158369990911387,0.42655714330355987,0.43125875883682191]
[null,null,40,"CSL 4",7.5167037861915365E-2,7.5167037861915365E-2,7.5167037861915365E-2,7.5167037861915365E-2,7.5167037861915365E-2,7.5167037861915365E-2,7.5167037861915365E-2,7.5167037861915365E-2,7.5167037861915365E-2,7.5167037861915365E-2,7.5167037861915365E-2,7.5167037861915365E-2,7.5167037861915365E-2,7.5167037861915365E-2,7.5167037861915365E-2,7.5167037861915365E-2,7.5167037861915365E-2,7.5167037861915365E-2,7.5167037861915365E-2]
[null,null,50,"CSL 0",0,0,0,0,0,0,0,0,0,0,0,0,0,0,0,0,0,0,0]
[null,null,50,"CSL 1",0,0,0,0,0,0,0,0,0,0,0,0,0,0,0,0,0,0,0]
[null,null,50,"CSL 2",0.76463627205944773,0.69519682028816032,0.65727590288616278,0.63104514522745503,0.61097049813460269,0.59470470317339286,0.58103036495303995,0.5692341075976769,0.55886179524629598,0.54960638671456552,0.54125055576052938,0.53363482054353795,0.52663867802889253,0.52016885301151428,0.51415166667418799,0.5085279046369362,0.50324926222897082,0.49827581883452482,0.49357420330126278]
[null,null,50,"CSL 3",0.16019669007863702,0.22963614184992437,0.26755705925192186,0.29378781691062972,0.313862464003482,0.33012825896469183,0.34380259718504469,0.35559885454040779,0.36597116689178877,0.37522657542351917,0.38358240637755525,0.39119814159454674,0.39819428410919222,0.40466410912657047,0.4106812954638967,0.41630505750114849,0.42158369990911387,0.42655714330355987,0.43125875883682191]
[null,null,50,"CSL 4",7.5167037861915365E-2,7.5167037861915365E-2,7.5167037861915365E-2,7.5167037861915365E-2,7.5167037861915365E-2,7.5167037861915365E-2,7.5167037861915365E-2,7.5167037861915365E-2,7.5167037861915365E-2,7.5167037861915365E-2,7.5167037861915365E-2,7.5167037861915365E-2,7.5167037861915365E-2,7.5167037861915365E-2,7.5167037861915365E-2,7.5167037861915365E-2,7.5167037861915365E-2,7.5167037861915365E-2,7.5167037861915365E-2]
[null,null,60,"CSL 0",0,0,0,0,0,0,0,0,0,0,0,0,0,0,0,0,0,0,0]
[null,null,60,"CSL 1",0,0,0,0,0,0,0,0,0,0,0,0,0,0,0,0,0,0,0]
[null,null,60,"CSL 2",0.67744851503369197,0.60800906326240456,0.57008814586040701,0.54385738820169927,0.52378274110884693,0.50751694614763709,0.49384260792728424,0.48204635057192113,0.47167403822054016,0.46241862968880976,0.45406279873477368,0.44644706351778218,0.43945092100313671,0.43298109598575846,0.42696390964843223,0.42134014761118044,0.41606150520321505,0.41108806180876906,0.40638644627550702]
[null,null,60,"CSL 3",0.23956393309908819,0.30900338487037554,0.34692430227237303,0.37315505993108089,0.39322970702393317,0.40949550198514301,0.42316984020549586,0.43496609756085897,0.44533840991223994,0.45459381844397034,0.46294964939800642,0.47056538461499792,0.47756152712964339,0.48403135214702164,0.49004853848434787,0.49567230052159966,0.5009509429295651,0.50592438632401104,0.51062600185727303]
[null,null,60,"CSL 4",8.2987551867219914E-2,8.2987551867219914E-2,8.2987551867219914E-2,8.2987551867219914E-2,8.2987551867219914E-2,8.2987551867219914E-2,8.2987551867219914E-2,8.2987551867219914E-2,8.2987551867219914E-2,8.2987551867219914E-2,8.2987551867219914E-2,8.2987551867219914E-2,8.2987551867219914E-2,8.2987551867219914E-2,8.2987551867219914E-2,8.2987551867219914E-2,8.2987551867219914E-2,8.2987551867219914E-2,8.2987551867219914E-2]
[null,null,75,"CSL 0",0,0,0,0,0,0,0,0,0,0,0,0,0,0,0,0,0,0,0]
[null,null,75,"CSL 1",0,0,0,0,0,0,0,0,0,0,0,0,0,0,0,0,0,0,0]
[null,null,75,"CSL 2",0.67744851503369197,0.60800906326240456,0.57008814586040701,0.54385738820169927,0.52378274110884693,0.50751694614763709,0.49384260792728424,0.48204635057192113,0.47167403822054016,0.46241862968880976,0.45406279873477368,0.44644706351778218,0.43945092100313671,0.43298109598575846,0.42696390964843223,0.42134014761118044,0.41606150520321505,0.41108806180876906,0.40638644627550702]
[null,null,75,"CSL 3",0.23956393309908819,0.30900338487037554,0.34692430227237303,0.37315505993108089,0.39322970702393317,0.40949550198514301,0.42316984020549586,0.43496609756085897,0.44533840991223994,0.45459381844397034,0.46294964939800642,0.47056538461499792,0.47756152712964339,0.48403135214702164,0.49004853848434787,0.49567230052159966,0.5009509429295651,0.50592438632401104,0.51062600185727303]
[null,null,75,"CSL 4",8.2987551867219914E-2,8.2987551867219914E-2,8.2987551867219914E-2,8.2987551867219914E-2,8.2987551867219914E-2,8.2987551867219914E-2,8.2987551867219914E-2,8.2987551867219914E-2,8.2987551867219914E-2,8.2987551867219914E-2,8.2987551867219914E-2,8.2987551867219914E-2,8.2987551867219914E-2,8.2987551867219914E-2,8.2987551867219914E-2,8.2987551867219914E-2,8.2987551867219914E-2,8.2987551867219914E-2,8.2987551867219914E-2]
[null,null,100,"CSL 0",0,0,0,0,0,0,0,0,0,0,0,0,0,0,0,0,0,0,0]
[null,null,100,"CSL 1",0,0,0,0,0,0,0,0,0,0,0,0,0,0,0,0,0,0,0]
[null,null,100,"CSL 2",0.67744851503369197,0.60800906326240456,0.57008814586040701,0.54385738820169927,0.52378274110884693,0.50751694614763709,0.49384260792728424,0.48204635057192113,0.47167403822054016,0.46241862968880976,0.45406279873477368,0.44644706351778218,0.43945092100313671,0.43298109598575846,0.42696390964843223,0.42134014761118044,0.41606150520321505,0.41108806180876906,0.40638644627550702]
[null,null,100,"CSL 3",0.23956393309908819,0.30900338487037554,0.34692430227237303,0.37315505993108089,0.39322970702393317,0.40949550198514301,0.42316984020549586,0.43496609756085897,0.44533840991223994,0.45459381844397034,0.46294964939800642,0.47056538461499792,0.47756152712964339,0.48403135214702164,0.49004853848434787,0.49567230052159966,0.5009509429295651,0.50592438632401104,0.51062600185727303]
[null,null,100,"CSL 4",8.2987551867219914E-2,8.2987551867219914E-2,8.2987551867219914E-2,8.2987551867219914E-2,8.2987551867219914E-2,8.2987551867219914E-2,8.2987551867219914E-2,8.2987551867219914E-2,8.2987551867219914E-2,8.2987551867219914E-2,8.2987551867219914E-2,8.2987551867219914E-2,8.2987551867219914E-2,8.2987551867219914E-2,8.2987551867219914E-2,8.2987551867219914E-2,8.2987551867219914E-2,8.2987551867219914E-2,8.2987551867219914E-2]
[null,null,125,"CSL 0",0,0,0,0,0,0,0,0,0,0,0,0,0,0,0,0,0,0,0]
[null,null,125,"CSL 1",0,0,0,0,0,0,0,0,0,0,0,0,0,0,0,0,0,0,0]
[null,null,125,"CSL 2",0.51735010276020277,0.44791065098891536,0.40998973358691781,0.38375897592821001,0.36368432883535773,0.34741853387414789,0.33374419565379504,0.32194793829843193,0.31157562594705096,0.30232021741532056,0.29396438646128448,0.28634865124429298,0.27935250872964751,0.27288268371226926,0.26686549737494303,0.26124173533769124,0.25596309292972586,0.25098964953527986,0.24628803400201782]
[null,null,125,"CSL 3",0.33979275438265449,0.40923220615394185,0.44715312355593939,0.4733838812146472,0.49345852830749948,0.50972432326870931,0.52339866148906222,0.53519491884442527,0.54556723119580619,0.55482263972753665,0.56317847068157278,0.57079420589856422,0.57779034841320964,0.58426017343058789,0.59027735976791418,0.59590112180516597,0.60117976421313135,0.60615320760757729,0.61085482314083939]
[null,null,125,"CSL 4",0.14285714285714285,0.14285714285714285,0.14285714285714285,0.14285714285714285,0.14285714285714285,0.14285714285714285,0.14285714285714285,0.14285714285714285,0.14285714285714285,0.14285714285714285,0.14285714285714285,0.14285714285714285,0.14285714285714285,0.14285714285714285,0.14285714285714285,0.14285714285714285,0.14285714285714285,0.14285714285714285,0.14285714285714285]
[null,null,150,"CSL 0",0,0,0,0,0,0,0,0,0,0,0,0,0,0,0,0,0,0,0]
[null,null,150,"CSL 1",0,0,0,0,0,0,0,0,0,0,0,0,0,0,0,0,0,0,0]
[null,null,150,"CSL 2",0.51735010276020277,0.44791065098891536,0.40998973358691781,0.38375897592821001,0.36368432883535773,0.34741853387414789,0.33374419565379504,0.32194793829843193,0.31157562594705096,0.30232021741532056,0.29396438646128448,0.28634865124429298,0.27935250872964751,0.27288268371226926,0.26686549737494303,0.26124173533769124,0.25596309292972586,0.25098964953527986,0.24628803400201782]
[null,null,150,"CSL 3",0.33979275438265449,0.40923220615394185,0.44715312355593939,0.4733838812146472,0.49345852830749948,0.50972432326870931,0.52339866148906222,0.53519491884442527,0.54556723119580619,0.55482263972753665,0.56317847068157278,0.57079420589856422,0.57779034841320964,0.58426017343058789,0.59027735976791418,0.59590112180516597,0.60117976421313135,0.60615320760757729,0.61085482314083939]
[null,null,150,"CSL 4",0.14285714285714285,0.14285714285714285,0.14285714285714285,0.14285714285714285,0.14285714285714285,0.14285714285714285,0.14285714285714285,0.14285714285714285,0.14285714285714285,0.14285714285714285,0.14285714285714285,0.14285714285714285,0.14285714285714285,0.14285714285714285,0.14285714285714285,0.14285714285714285,0.14285714285714285,0.14285714285714285,0.14285714285714285]
[null,null,200,"CSL 0",0,0,0,0,0,0,0,0,0,0,0,0,0,0,0,0,0,0,0]
[null,null,200,"CSL 1",0,0,0,0,0,0,0,0,0,0,0,0,0,0,0,0,0,0,0]
[null,null,200,"CSL 2",0.51735010276020277,0.44791065098891536,0.40998973358691781,0.38375897592821001,0.36368432883535773,0.34741853387414789,0.33374419565379504,0.32194793829843193,0.31157562594705096,0.30232021741532056,0.29396438646128448,0.28634865124429298,0.27935250872964751,0.27288268371226926,0.26686549737494303,0.26124173533769124,0.25596309292972586,0.25098964953527986,0.24628803400201782]
[null,null,200,"CSL 3",0.33979275438265449,0.40923220615394185,0.44715312355593939,0.4733838812146472,0.49345852830749948,0.50972432326870931,0.52339866148906222,0.53519491884442527,0.54556723119580619,0.55482263972753665,0.56317847068157278,0.57079420589856422,0.57779034841320964,0.58426017343058789,0.59027735976791418,0.59590112180516597,0.60117976421313135,0.60615320760757729,0.61085482314083939]
[null,null,200,"CSL 4",0.14285714285714285,0.14285714285714285,0.14285714285714285,0.14285714285714285,0.14285714285714285,0.14285714285714285,0.14285714285714285,0.14285714285714285,0.14285714285714285,0.14285714285714285,0.14285714285714285,0.14285714285714285,0.14285714285714285,0.14285714285714285,0.14285714285714285,0.14285714285714285,0.14285714285714285,0.14285714285714285,0.14285714285714285]
[null,null,250,"CSL 0",0,0,0,0,0,0,0,0,0,0,0,0,0,0,0,0,0,0,0]
[null,null,250,"CSL 1",0,0,0,0,0,0,0,0,0,0,0,0,0,0,0,0,0,0,0]
[null,null,250,"CSL 2",0.71545757340033722,0.64601812162904992,0.60809720422705249,0.58186644656834474,0.5617917994754924,0.54552600451428257,0.53185166629392966,0.5200554089385665,0.50968309658718569,0.50042768805545523,0.49207185710141904,0.48445612188442766,0.47745997936978218,0.47099015435240393,0.4649729680150777,0.45934920597782591,0.45407056356986053,0.44909712017541453,0.44439550464215249]
[null,null,250,"CSL 3",0.22733418861339261,0.29677364038467996,0.33469455778667745,0.36092531544538531,0.38099996253823759,0.39726575749944742,0.41094009571980028,0.42273635307516338,0.43310866542654436,0.44236407395827476,0.45071990491231084,0.45833564012930234,0.46533178264394781,0.47180160766132606,0.47781879399865229,0.48344255603590408,0.48872119844386946,0.49369464183831546,0.4983962573715775]
[null,null,250,"CSL 4",5.7208237986270026E-2,5.7208237986270026E-2,5.7208237986270026E-2,5.7208237986270026E-2,5.7208237986270026E-2,5.7208237986270026E-2,5.7208237986270026E-2,5.7208237986270026E-2,5.7208237986270026E-2,5.7208237986270026E-2,5.7208237986270026E-2,5.7208237986270026E-2,5.7208237986270026E-2,5.7208237986270026E-2,5.7208237986270026E-2,5.7208237986270026E-2,5.7208237986270026E-2,5.7208237986270026E-2,5.7208237986270026E-2]
[null,null,300,"CSL 0",0,0,0,0,0,0,0,0,0,0,0,0,0,0,0,0,0,0,0]
[null,null,300,"CSL 1",0,0,0,0,0,0,0,0,0,0,0,0,0,0,0,0,0,0,0]
[null,null,300,"CSL 2",0.71545757340033722,0.64601812162904992,0.60809720422705249,0.58186644656834474,0.5617917994754924,0.54552600451428257,0.53185166629392966,0.5200554089385665,0.50968309658718569,0.50042768805545523,0.49207185710141904,0.48445612188442766,0.47745997936978218,0.47099015435240393,0.4649729680150777,0.45934920597782591,0.45407056356986053,0.44909712017541453,0.44439550464215249]
[null,null,300,"CSL 3",0.22733418861339261,0.29677364038467996,0.33469455778667745,0.36092531544538531,0.38099996253823759,0.39726575749944742,0.41094009571980028,0.42273635307516338,0.43310866542654436,0.44236407395827476,0.45071990491231084,0.45833564012930234,0.46533178264394781,0.47180160766132606,0.47781879399865229,0.48344255603590408,0.48872119844386946,0.49369464183831546,0.4983962573715775]
[null,null,300,"CSL 4",5.7208237986270026E-2,5.7208237986270026E-2,5.7208237986270026E-2,5.7208237986270026E-2,5.7208237986270026E-2,5.7208237986270026E-2,5.7208237986270026E-2,5.7208237986270026E-2,5.7208237986270026E-2,5.7208237986270026E-2,5.7208237986270026E-2,5.7208237986270026E-2,5.7208237986270026E-2,5.7208237986270026E-2,5.7208237986270026E-2,5.7208237986270026E-2,5.7208237986270026E-2,5.7208237986270026E-2,5.7208237986270026E-2]
[null,null,350,"CSL 0",0,0,0,0,0,0,0,0,0,0,0,0,0,0,0,0,0,0,0]
[null,null,350,"CSL 1",0,0,0,0,0,0,0,0,0,0,0,0,0,0,0,0,0,0,0]
[null,null,350,"CSL 2",0.71545757340033722,0.64601812162904992,0.60809720422705249,0.58186644656834474,0.5617917994754924,0.54552600451428257,0.53185166629392966,0.5200554089385665,0.50968309658718569,0.50042768805545523,0.49207185710141904,0.48445612188442766,0.47745997936978218,0.47099015435240393,0.4649729680150777,0.45934920597782591,0.45407056356986053,0.44909712017541453,0.44439550464215249]
[null,null,350,"CSL 3",0.22733418861339261,0.29677364038467996,0.33469455778667745,0.36092531544538531,0.38099996253823759,0.39726575749944742,0.41094009571980028,0.42273635307516338,0.43310866542654436,0.44236407395827476,0.45071990491231084,0.45833564012930234,0.46533178264394781,0.47180160766132606,0.47781879399865229,0.48344255603590408,0.48872119844386946,0.49369464183831546,0.4983962573715775]
[null,null,350,"CSL 4",5.7208237986270026E-2,5.7208237986270026E-2,5.7208237986270026E-2,5.7208237986270026E-2,5.7208237986270026E-2,5.7208237986270026E-2,5.7208237986270026E-2,5.7208237986270026E-2,5.7208237986270026E-2,5.7208237986270026E-2,5.7208237986270026E-2,5.7208237986270026E-2,5.7208237986270026E-2,5.7208237986270026E-2,5.7208237986270026E-2,5.7208237986270026E-2,5.7208237986270026E-2,5.7208237986270026E-2,5.7208237986270026E-2]
[null,null,400,"CSL 0",0,0,0,0,0,0,0,0,0,0,0,0,0,0,0,0,0,0,0]
[null,null,400,"CSL 1",0,0,0,0,0,0,0,0,0,0,0,0,0,0,0,0,0,0,0]
[null,null,400,"CSL 2",0.71545757340033722,0.64601812162904992,0.60809720422705249,0.58186644656834474,0.5617917994754924,0.54552600451428257,0.53185166629392966,0.5200554089385665,0.50968309658718569,0.50042768805545523,0.49207185710141904,0.48445612188442766,0.47745997936978218,0.47099015435240393,0.4649729680150777,0.45934920597782591,0.45407056356986053,0.44909712017541453,0.44439550464215249]
[null,null,400,"CSL 3",0.22733418861339261,0.29677364038467996,0.33469455778667745,0.36092531544538531,0.38099996253823759,0.39726575749944742,0.41094009571980028,0.42273635307516338,0.43310866542654436,0.44236407395827476,0.45071990491231084,0.45833564012930234,0.46533178264394781,0.47180160766132606,0.47781879399865229,0.48344255603590408,0.48872119844386946,0.49369464183831546,0.4983962573715775]
[null,null,400,"CSL 4",5.7208237986270026E-2,5.7208237986270026E-2,5.7208237986270026E-2,5.7208237986270026E-2,5.7208237986270026E-2,5.7208237986270026E-2,5.7208237986270026E-2,5.7208237986270026E-2,5.7208237986270026E-2,5.7208237986270026E-2,5.7208237986270026E-2,5.7208237986270026E-2,5.7208237986270026E-2,5.7208237986270026E-2,5.7208237986270026E-2,5.7208237986270026E-2,5.7208237986270026E-2,5.7208237986270026E-2,5.7208237986270026E-2]
[null,null,450,"CSL 0",0,0,0,0,0,0,0,0,0,0,0,0,0,0,0,0,0,0,0]
[null,null,450,"CSL 1",0,0,0,0,0,0,0,0,0,0,0,0,0,0,0,0,0,0,0]
[null,null,450,"CSL 2",0.71545757340033722,0.64601812162904992,0.60809720422705249,0.58186644656834474,0.5617917994754924,0.54552600451428257,0.53185166629392966,0.5200554089385665,0.50968309658718569,0.50042768805545523,0.49207185710141904,0.48445612188442766,0.47745997936978218,0.47099015435240393,0.4649729680150777,0.45934920597782591,0.45407056356986053,0.44909712017541453,0.44439550464215249]
[null,null,450,"CSL 3",0.22733418861339261,0.29677364038467996,0.33469455778667745,0.36092531544538531,0.38099996253823759,0.39726575749944742,0.41094009571980028,0.42273635307516338,0.43310866542654436,0.44236407395827476,0.45071990491231084,0.45833564012930234,0.46533178264394781,0.47180160766132606,0.47781879399865229,0.48344255603590408,0.48872119844386946,0.49369464183831546,0.4983962573715775]
[null,null,450,"CSL 4",5.7208237986270026E-2,5.7208237986270026E-2,5.7208237986270026E-2,5.7208237986270026E-2,5.7208237986270026E-2,5.7208237986270026E-2,5.7208237986270026E-2,5.7208237986270026E-2,5.7208237986270026E-2,5.7208237986270026E-2,5.7208237986270026E-2,5.7208237986270026E-2,5.7208237986270026E-2,5.7208237986270026E-2,5.7208237986270026E-2,5.7208237986270026E-2,5.7208237986270026E-2,5.7208237986270026E-2,5.7208237986270026E-2]
[null,null,500,"CSL 0",0,0,0,0,0,0,0,0,0,0,0,0,0,0,0,0,0,0,0]
[null,null,500,"CSL 1",0,0,0,0,0,0,0,0,0,0,0,0,0,0,0,0,0,0,0]
[null,null,500,"CSL 2",0.71545757340033722,0.64601812162904992,0.60809720422705249,0.58186644656834474,0.5617917994754924,0.54552600451428257,0.53185166629392966,0.5200554089385665,0.50968309658718569,0.50042768805545523,0.49207185710141904,0.48445612188442766,0.47745997936978218,0.47099015435240393,0.4649729680150777,0.45934920597782591,0.45407056356986053,0.44909712017541453,0.44439550464215249]
[null,null,500,"CSL 3",0.22733418861339261,0.29677364038467996,0.33469455778667745,0.36092531544538531,0.38099996253823759,0.39726575749944742,0.41094009571980028,0.42273635307516338,0.43310866542654436,0.44236407395827476,0.45071990491231084,0.45833564012930234,0.46533178264394781,0.47180160766132606,0.47781879399865229,0.48344255603590408,0.48872119844386946,0.49369464183831546,0.4983962573715775]
[null,null,500,"CSL 4",5.7208237986270026E-2,5.7208237986270026E-2,5.7208237986270026E-2,5.7208237986270026E-2,5.7208237986270026E-2,5.7208237986270026E-2,5.7208237986270026E-2,5.7208237986270026E-2,5.7208237986270026E-2,5.7208237986270026E-2,5.7208237986270026E-2,5.7208237986270026E-2,5.7208237986270026E-2,5.7208237986270026E-2,5.7208237986270026E-2,5.7208237986270026E-2,5.7208237986270026E-2,5.7208237986270026E-2,5.7208237986270026E-2]
[]
[null,null,null,"Source","DOE Electric Motors 2014 Final Rule, National Impact Analysis for NEMA Design A & B Motors (EERE-2010-BT-STD-0027-0112), 'AB Efficiency Distribution' tab, cells C169:AH319"]

{"sheet":"Efficiency Dist","index":12,"n_rows":161,"n_cols":60,"rows_kept":161,"cut":false,"hidden":false,"merged":[[1,2,1,6],[3,2,3,6],[5,2,5,6]]}
[]
[null,null,"Efficiency Distributions by Product Class"]
[]
[null,null,"NAVIGATION"]
[]
[null,null,"COMMENTS"]
[]
[]
[null,null,null,{"$f":"'Product Classes'!H20&\" - \"&OFFSET('Product Classes'!$C$19,MATCH('Product Classes'!H20,MODEL_PCS,0),0)","v":"PC1 - NEMA Design A & B: 1-5 HP Motors"}]
[]
[null,null,null,"PRE-Case"]
[null,null,null,"Efficiency Level","EL Definition",null,1981,{"$f":"G12+1","v":1982},1983,1984,1985,1986,1987,1988,1989,1990,1991,1992,{"$f":"R12+1","v":1993},1994,1995,1996,1997,1998,1999,2000,2001,2002,2003,2004,2005,2006,2007,2008,2009,2010,2011,2012,2013,2014,2015,2016,2017,2018,2019,2020,2021,2022,2023,2024,2025,2026,2027,2028,2029,2030,2031,2032,2033,2034]
[null,null,null,{"$f":"'Efficiency Levels'!C12","v":"EL0"},{"$f":"'Efficiency Levels'!E12","v":"Pre-EISA 2007"},null,{"$f":"$AJ18","v":8.1170623964660391E-2},{"$f":"$AJ18","v":8.1170623964660391E-2},8.1170623964660391E-2,8.1170623964660391E-2,8.1170623964660391E-2,8.1170623964660391E-2,8.1170623964660391E-2,8.1170623964660391E-2,8.1170623964660391E-2,8.1170623964660391E-2,8.1170623964660391E-2,8.1170623964660391E-2,8.1170623964660391E-2,8.1170623964660391E-2,8.1170623964660391E-2,8.1170623964660391E-2,8.1170623964660391E-2,8.1170623964660391E-2,8.1170623964660391E-2,8.1170623964660391E-2,8.1170623964660391E-2,8.1170623964660391E-2,8.1170623964660391E-2,8.1170623964660391E-2,8.1170623964660391E-2,8.1170623964660391E-2,8.1170623964660391E-2,8.1170623964660391E-2,8.1170623964660391E-2,0,0,0,0,0,0,0,0,0,0,0,0,0,0,0,0,0,0,0,0,0,0,0,0,0]
[null,null,null,{"$f":"'Efficiency Levels'!C13","v":"EL1"},{"$f":"'Efficiency Levels'!E13","v":"CSL 0 - Baseline"},null,{"$f":"H14","v":0.11017745736783227},{"$f":"I14","v":0.11017745736783227},0.11017745736783227,0.11017745736783227,0.11017745736783227,0.11017745736783227,0.11017745736783227,0.11017745736783227,0.11017745736783227,0.11017745736783227,0.11017745736783227,0.11017745736783227,0.11017745736783227,0.11017745736783227,0.11017745736783227,0.11017745736783227,0.11017745736783227,0.11017745736783227,0.11017745736783227,0.11017745736783227,0.11017745736783227,0.11017745736783227,0.11017745736783227,0.11017745736783227,0.11017745736783227,0.11017745736783227,0.11017745736783227,0.11017745736783227,0.11017745736783227,0.11017745736783227,{"$f":"AL14","v":0.11017745736783227},0.11017745736783227,0.11017745736783227,0.11017745736783227,0.11017745736783227,{"$f":"'EL Development'!AA13","v":0.11017745736783227},{"$f":"'EL Development'!AB13","v":0.10489881495986689},{"$f":"'EL Development'!AC13","v":9.992537156542089E-2},{"$f":"'EL Development'!AD13","v":9.5223756032158852E-2},{"$f":"'EL Development'!AE13","v":9.0765787963052652E-2},{"$f":"'EL Development'!AF13","v":8.6527454039163093E-2},{"$f":"'EL Development'!AG13","v":8.2488124880710972E-2},{"$f":"'EL Development'!AH13","v":7.8629947655454641E-2},{"$f":"'EL Development'!AI13","v":7.4937369132243165E-2},{"$f":"'EL Development'!AJ13","v":7.1396756941972311E-2},{"$f":"'EL Development'!AK13","v":6.7996095736607282E-2},{"$f":"'EL Development'!AL13","v":6.4724741146565318E-2},{"$f":"'EL Development'!AM13","v":6.1573218824919701E-2},{"$f":"'EL Development'!AN13","v":5.8533059013463201E-2},{"$f":"'EL Development'!AO13","v":5.5596659352401573E-2},{"$f":"'EL Development'!AP13","v":5.2757170337960929E-2},{"$f":"'EL Development'!AQ13","v":5.0008399084371297E-2},{"$f":"'EL Development'!AR13","v":4.7344727988523377E-2},{"$f":"'EL Development'!AS13","v":4.4761045611030975E-2}]
[null,null,null,{"$f":"'Efficiency Levels'!C14","v":"EL2"},{"$f":"'Efficiency Levels'!E14","v":"CSL 1 - Standard"},null,{"$f":"H15","v":0.29928216454997242},0.29928216454997242,0.29928216454997242,0.29928216454997242,0.29928216454997242,0.29928216454997242,0.29928216454997242,0.29928216454997242,0.29928216454997242,0.29928216454997242,0.29928216454997242,0.29928216454997242,0.29928216454997242,0.29928216454997242,0.29928216454997242,0.29928216454997242,0.29928216454997242,0.29928216454997242,0.29928216454997242,0.29928216454997242,0.29928216454997242,0.29928216454997242,0.29928216454997242,0.29928216454997242,0.29928216454997242,0.29928216454997242,0.29928216454997242,0.29928216454997242,0.29928216454997242,0.29928216454997242,{"$f":"AL15","v":0.29928216454997242},0.29928216454997242,0.29928216454997242,0.29928216454997242,0.29928216454997242,{"$f":"'EL Development'!AA14","v":0.29928216454997242},{"$f":"'EL Development'!AB14","v":0.29928216454997242},{"$f":"'EL Development'!AC14","v":0.29928216454997242},{"$f":"'EL Development'!AD14","v":0.29928216454997242},{"$f":"'EL Development'!AE14","v":0.29928216454997242},{"$f":"'EL Development'!AF14","v":0.29928216454997242},{"$f":"'EL Development'!AG14","v":0.29928216454997242},{"$f":"'EL Development'!AH14","v":0.29928216454997242},{"$f":"'EL Development'!AI14","v":0.29928216454997242},{"$f":"'EL Development'!AJ14","v":0.29928216454997242},{"$f":"'EL Development'!AK14","v":0.29928216454997242},{"$f":"'EL Development'!AL14","v":0.29928216454997242},{"$f":"'EL Development'!AM14","v":0.29928216454997242},{"$f":"'EL Development'!AN14","v":0.29928216454997242},{"$f":"'EL Development'!AO14","v":0.29928216454997242},{"$f":"'EL Development'!AP14","v":0.29928216454997242},{"$f":"'EL Development'!AQ14","v":0.29928216454997242},{"$f":"'EL Development'!AR14","v":0.29928216454997242},{"$f":"'EL Development'!AS14","v":0.29928216454997242}]
[null,null,null,{"$f":"'Efficiency Levels'!C15","v":"EL3"},{"$f":"'Efficiency Levels'!E15","v":"CSL 2 - Premium"},null,{"$f":"H16","v":0.36580266411201312},0.36580266411201312,0.36580266411201312,0.36580266411201312,0.36580266411201312,0.36580266411201312,0.36580266411201312,0.36580266411201312,0.36580266411201312,0.36580266411201312,0.36580266411201312,0.36580266411201312,0.36580266411201312,0.36580266411201312,0.36580266411201312,0.36580266411201312,0.36580266411201312,0.36580266411201312,0.36580266411201312,0.36580266411201312,0.36580266411201312,0.36580266411201312,0.36580266411201312,0.36580266411201312,0.36580266411201312,0.36580266411201312,0.36580266411201312,0.36580266411201312,0.36580266411201312,0.36580266411201312,{"$f":"AL16","v":0.36580266411201312},0.36580266411201312,0.36580266411201312,0.36580266411201312,0.36580266411201312,{"$f":"'EL Development'!AA15","v":0.36580266411201312},{"$f":"'EL Development'!AB15","v":0.3710813065199785},{"$f":"'EL Development'!AC15","v":0.3760547499144245},{"$f":"'EL Development'!AD15","v":0.38075636544768654},{"$f":"'EL Development'!AE15","v":0.38521433351679274},{"$f":"'EL Development'!AF15","v":0.3894526674406823},{"$f":"'EL Development'!AG15","v":0.39349199659913447},{"$f":"'EL Development'!AH15","v":0.39735017382439075},{"$f":"'EL Development'!AI15","v":0.40104275234760223},{"$f":"'EL Development'!AJ15","v":0.40458336453787302},{"$f":"'EL Development'!AK15","v":0.40798402574323811},{"$f":"'EL Development'!AL15","v":0.41125538033328007},{"$f":"'EL Development'!AM15","v":0.41440690265492564},{"$f":"'EL Development'!AN15","v":0.41744706246638219},{"$f":"'EL Development'!AO15","v":0.42038346212744382},{"$f":"'EL Development'!AP15","v":0.42322295114188446},{"$f":"'EL Development'!AQ15","v":0.4259717223954741},{"$f":"'EL Development'!AR15","v":0.42863539349132207},{"$f":"'EL Development'!AS15","v":0.43121907586881442}]
[null,null,null,{"$f":"'Efficiency Levels'!C16","v":"EL4"},{"$f":"'Efficiency Levels'!E16","v":"CSL 3 - Best-in-Market"},null,{"$f":"H17","v":0.14356709000552181},0.14356709000552181,0.14356709000552181,0.14356709000552181,0.14356709000552181,0.14356709000552181,0.14356709000552181,0.14356709000552181,0.14356709000552181,0.14356709000552181,0.14356709000552181,0.14356709000552181,0.14356709000552181,0.14356709000552181,0.14356709000552181,0.14356709000552181,0.14356709000552181,0.14356709000552181,0.14356709000552181,0.14356709000552181,0.14356709000552181,0.14356709000552181,0.14356709000552181,0.14356709000552181,0.14356709000552181,0.14356709000552181,0.14356709000552181,0.14356709000552181,0.14356709000552181,0.14356709000552181,{"$f":"AL17","v":0.14356709000552181},0.14356709000552181,0.14356709000552181,0.14356709000552181,0.14356709000552181,{"$f":"'EL Development'!AA16","v":0.14356709000552181},{"$f":"'EL Development'!AB16","v":0.14356709000552181},{"$f":"'EL Development'!AC16","v":0.14356709000552181},{"$f":"'EL Development'!AD16","v":0.14356709000552181},{"$f":"'EL Development'!AE16","v":0.14356709000552181},{"$f":"'EL Development'!AF16","v":0.14356709000552181},{"$f":"'EL Development'!AG16","v":0.14356709000552181},{"$f":"'EL Development'!AH16","v":0.14356709000552181},{"$f":"'EL Development'!AI16","v":0.14356709000552181},{"$f":"'EL Development'!AJ16","v":0.14356709000552181},{"$f":"'EL Development'!AK16","v":0.14356709000552181},{"$f":"'EL Development'!AL16","v":0.14356709000552181},{"$f":"'EL Development'!AM16","v":0.14356709000552181},{"$f":"'EL Development'!AN16","v":0.14356709000552181},{"$f":"'EL Development'!AO16","v":0.14356709000552181},{"$f":"'EL Development'!AP16","v":0.14356709000552181},{"$f":"'EL Development'!AQ16","v":0.14356709000552181},{"$f":"'EL Development'!AR16","v":0.14356709000552181},{"$f":"'EL Development'!AS16","v":0.14356709000552181}]
[null,null,null,{"$f":"'Efficiency Levels'!C17","v":"EL5"},{"$f":"'Efficiency Levels'!E17","v":"CSL 4 - Maximum Technology"},null,0,0,0,0,0,0,0,0,0,0,0,0,0,0,0,0,0,0,0,0,0,0,0,0,0,0,0,0,0,{"$f":"AK18","v":8.1170623964660391E-2},{"$f":"AL18","v":8.1170623964660391E-2},8.1170623964660391E-2,8.1170623964660391E-2,8.1170623964660391E-2,8.1170623964660391E-2,{"$f":"'EL Development'!AA17","v":8.1170623964660391E-2},{"$f":"'EL Development'!AB17","v":8.1170623964660391E-2},{"$f":"'EL Development'!AC17","v":8.1170623964660391E-2},{"$f":"'EL Development'!AD17","v":8.1170623964660391E-2},{"$f":"'EL Development'!AE17","v":8.1170623964660391E-2},{"$f":"'EL Development'!AF17","v":8.1170623964660391E-2},{"$f":"'EL Development'!AG17","v":8.1170623964660391E-2},{"$f":"'EL Development'!AH17","v":8.1170623964660391E-2},{"$f":"'EL Development'!AI17","v":8.1170623964660391E-2},{"$f":"'EL Development'!AJ17","v":8.1170623964660391E-2},{"$f":"'EL Development'!AK17","v":8.1170623964660391E-2},{"$f":"'EL Development'!AL17","v":8.1170623964660391E-2},{"$f":"'EL Development'!AM17","v":8.1170623964660391E-2},{"$f":"'EL Development'!AN17","v":8.1170623964660391E-2},{"$f":"'EL Development'!AO17","v":8.1170623964660391E-2},{"$f":"'EL Development'!AP17","v":8.1170623964660391E-2},{"$f":"'EL Development'!AQ17","v":8.1170623964660391E-2},{"$f":"'EL Development'!AR17","v":8.1170623964660391E-2},{"$f":"'EL Development'!AS17","v":8.1170623964660391E-2}]
[null,null,null,"TOTAL",null,null,{"$f":"SUM(G13:G18)","v":1},{"$f":"SUM(H13:H18)","v":1},1,1,1,1,1,1,1,1,1,{"$f":"SUM(R13:R18)","v":1},1,1,1,1,1,1,1,1,1,1,1,1,1,1,1,1,1,1,1,1,1,1,1,1,1,0.99999999999999989,1,0.99999999999999989,1,1,1,1,0.99999999999999989,1,0.99999999999999989,0.99999999999999989,1,1,1,1,1,0.99999999999999989]
[]
[null,null,null,"POST-Case"]
[null,null,null,"Efficiency Level",null,null,1981,{"$f":"G22+1","v":1982},1983,1984,1985,1986,1987,1988,1989,1990,1991,1992,{"$f":"R22+1","v":1993},{"$f":"S22+1","v":1994},{"$f":"T22+1","v":1995},{"$f":"U22+1","v":1996},{"$f":"V22+1","v":1997},{"$f":"W22+1","v":1998},{"$f":"X22+1","v":1999},{"$f":"Y22+1","v":2000},{"$f":"Z22+1","v":2001},{"$f":"AA22+1","v":2002},{"$f":"AB22+1","v":2003},{"$f":"AC22+1","v":2004},{"$f":"AD22+1","v":2005},{"$f":"AE22+1","v":2006},{"$f":"AF22+1","v":2007},{"$f":"AG22+1","v":2008},{"$f":"AH22+1","v":2009},{"$f":"AI22+1","v":2010},{"$f":"AJ22+1","v":2011},{"$f":"AK22+1","v":2012},{"$f":"AL22+1","v":2013},{"$f":"AM22+1","v":2014},{"$f":"AN22+1","v":2015},{"$f":"AO22+1","v":2016},{"$f":"AP22+1","v":2017},{"$f":"AQ22+1","v":2018},{"$f":"AR22+1","v":2019},{"$f":"AS22+1","v":2020},{"$f":"AT22+1","v":2021},{"$f":"AU22+1","v":2022},{"$f":"AV22+1","v":2023},{"$f":"AW22+1","v":2024},{"$f":"AX22+1","v":2025},{"$f":"AY22+1","v":2026},{"$f":"AZ22+1","v":2027},{"$f":"BA22+1","v":2028},{"$f":"BB22+1","v":2029},{"$f":"BC22+1","v":2030},{"$f":"BD22+1","v":2031},{"$f":"BE22+1","v":2032},{"$f":"BF22+1","v":2033},{"$f":"BG22+1","v":2034}]
[null,null,null,{"$f":"'Efficiency Levels'!C12","v":"EL0"},{"$f":"'Efficiency Levels'!E12","v":"Pre-EISA 2007"},null,{"$f":"G13","v":8.1170623964660391E-2},{"$f":"H13","v":8.1170623964660391E-2},8.1170623964660391E-2,8.1170623964660391E-2,8.1170623964660391E-2,8.1170623964660391E-2,8.1170623964660391E-2,8.1170623964660391E-2,8.1170623964660391E-2,8.1170623964660391E-2,8.1170623964660391E-2,{"$f":"R13","v":8.1170623964660391E-2},8.1170623964660391E-2,8.1170623964660391E-2,8.1170623964660391E-2,8.1170623964660391E-2,8.1170623964660391E-2,8.1170623964660391E-2,8.1170623964660391E-2,8.1170623964660391E-2,8.1170623964660391E-2,8.1170623964660391E-2,8.1170623964660391E-2,8.1170623964660391E-2,8.1170623964660391E-2,8.1170623964660391E-2,8.1170623964660391E-2,8.1170623964660391E-2,8.1170623964660391E-2,0,0,0,0,0,0,0,0,0,0,0,0,0,0,0,0,0,0,0,0,0,0,0,0,0]
[null,null,null,{"$f":"'Efficiency Levels'!C13","v":"EL1"},{"$f":"'Efficiency Levels'!E13","v":"CSL 0 - Baseline"},null,{"$f":"G14","v":0.11017745736783227},{"$f":"H14","v":0.11017745736783227},0.11017745736783227,0.11017745736783227,0.11017745736783227,0.11017745736783227,0.11017745736783227,0.11017745736783227,0.11017745736783227,0.11017745736783227,0.11017745736783227,0.11017745736783227,0.11017745736783227,0.11017745736783227,0.11017745736783227,0.11017745736783227,0.11017745736783227,0.11017745736783227,0.11017745736783227,0.11017745736783227,0.11017745736783227,0.11017745736783227,0.11017745736783227,0.11017745736783227,0.11017745736783227,0.11017745736783227,0.11017745736783227,0.11017745736783227,0.11017745736783227,0.11017745736783227,0.11017745736783227,0.11017745736783227,0.11017745736783227,0.11017745736783227,0.11017745736783227,{"$f":"'EL Development'!AA146","v":0},{"$f":"'EL Development'!AB146","v":0},{"$f":"'EL Development'!AC146","v":0},{"$f":"'EL Development'!AD146","v":0},{"$f":"'EL Development'!AE146","v":0},{"$f":"'EL Development'!AF146","v":0},{"$f":"'EL Development'!AG146","v":0},{"$f":"'EL Development'!AH146","v":0},{"$f":"'EL Development'!AI146","v":0},{"$f":"'EL Development'!AJ146","v":0},{"$f":"'EL Development'!AK146","v":0},{"$f":"'EL Development'!AL146","v":0},{"$f":"'EL Development'!AM146","v":0},{"$f":"'EL Development'!AN146","v":0},{"$f":"'EL Development'!AO146","v":0},{"$f":"'EL Development'!AP146","v":0},{"$f":"'EL Development'!AQ146","v":0},{"$f":"'EL Development'!AR146","v":0},{"$f":"'EL Development'!AS146","v":0}]
[null,null,null,{"$f":"'Efficiency Levels'!C14","v":"EL2"},{"$f":"'Efficiency Levels'!E14","v":"CSL 1 - Standard"},null,{"$f":"G15","v":0.29928216454997242},{"$f":"H15","v":0.29928216454997242},0.29928216454997242,0.29928216454997242,0.29928216454997242,0.29928216454997242,0.29928216454997242,0.29928216454997242,0.29928216454997242,0.29928216454997242,0.29928216454997242,0.29928216454997242,0.29928216454997242,0.29928216454997242,0.29928216454997242,0.29928216454997242,0.29928216454997242,0.29928216454997242,0.29928216454997242,0.29928216454997242,0.29928216454997242,0.29928216454997242,0.29928216454997242,0.29928216454997242,0.29928216454997242,0.29928216454997242,0.29928216454997242,0.29928216454997242,0.29928216454997242,0.29928216454997242,0.29928216454997242,0.29928216454997242,0.29928216454997242,0.29928216454997242,0.29928216454997242,{"$f":"'EL Development'!AA147","v":0},{"$f":"'EL Development'!AB147","v":0},{"$f":"'EL Development'!AC147","v":0},{"$f":"'EL Development'!AD147","v":0},{"$f":"'EL Development'!AE147","v":0},{"$f":"'EL Development'!AF147","v":0},{"$f":"'EL Development'!AG147","v":0},{"$f":"'EL Development'!AH147","v":0},{"$f":"'EL Development'!AI147","v":0},{"$f":"'EL Development'!AJ147","v":0},{"$f":"'EL Development'!AK147","v":0},{"$f":"'EL Development'!AL147","v":0},{"$f":"'EL Development'!AM147","v":0},{"$f":"'EL Development'!AN147","v":0},{"$f":"'EL Development'!AO147","v":0},{"$f":"'EL Development'!AP147","v":0},{"$f":"'EL Development'!AQ147","v":0},{"$f":"'EL Development'!AR147","v":0},{"$f":"'EL Development'!AS147","v":0}]
[null,null,null,{"$f":"'Efficiency Levels'!C15","v":"EL3"},{"$f":"'Efficiency Levels'!E15","v":"CSL 2 - Premium"},null,{"$f":"G16","v":0.36580266411201312},{"$f":"H16","v":0.36580266411201312},0.36580266411201312,0.36580266411201312,0.36580266411201312,0.36580266411201312,0.36580266411201312,0.36580266411201312,0.36580266411201312,0.36580266411201312,0.36580266411201312,0.36580266411201312,0.36580266411201312,0.36580266411201312,0.36580266411201312,0.36580266411201312,0.36580266411201312,0.36580266411201312,0.36580266411201312,0.36580266411201312,0.36580266411201312,0.36580266411201312,0.36580266411201312,0.36580266411201312,0.36580266411201312,0.36580266411201312,0.36580266411201312,0.36580266411201312,0.36580266411201312,0.36580266411201312,0.36580266411201312,0.36580266411201312,0.36580266411201312,0.36580266411201312,0.36580266411201312,{"$f":"'EL Development'!AA148","v":0.70582283425853043},{"$f":"'EL Development'!AB148","v":0.63638338248724313},{"$f":"'EL Development'!AC148","v":0.59846246508524548},{"$f":"'EL Development'!AD148","v":0.57223170742653773},{"$f":"'EL Development'!AE148","v":0.55215706033368539},{"$f":"'EL Development'!AF148","v":0.53589126537247567},{"$f":"'EL Development'!AG148","v":0.52221692715212265},{"$f":"'EL Development'!AH148","v":0.51042066979675971},{"$f":"'EL Development'!AI148","v":0.50004835744537868},{"$f":"'EL Development'!AJ148","v":0.49079294891364827},{"$f":"'EL Development'!AK148","v":0.48243711795961225},{"$f":"'EL Development'!AL148","v":0.47482138274262065},{"$f":"'EL Development'!AM148","v":0.46782524022797517},{"$f":"'EL Development'!AN148","v":0.46135541521059698},{"$f":"'EL Development'!AO148","v":0.4553382288732708},{"$f":"'EL Development'!AP148","v":0.44971446683601901},{"$f":"'EL Development'!AQ148","v":0.44443582442805363},{"$f":"'EL Development'!AR148","v":0.43946238103360757},{"$f":"'EL Development'!AS148","v":0.43476076550034548}]
[null,null,null,{"$f":"'Efficiency Levels'!C16","v":"EL4"},{"$f":"'Efficiency Levels'!E16","v":"CSL 3 - Best-in-Market"},null,{"$f":"G17","v":0.14356709000552181},{"$f":"H17","v":0.14356709000552181},0.14356709000552181,0.14356709000552181,0.14356709000552181,0.14356709000552181,0.14356709000552181,0.14356709000552181,0.14356709000552181,0.14356709000552181,0.14356709000552181,0.14356709000552181,0.14356709000552181,0.14356709000552181,0.14356709000552181,0.14356709000552181,0.14356709000552181,0.14356709000552181,0.14356709000552181,0.14356709000552181,0.14356709000552181,0.14356709000552181,0.14356709000552181,0.14356709000552181,0.14356709000552181,0.14356709000552181,0.14356709000552181,0.14356709000552181,0.14356709000552181,0.14356709000552181,0.14356709000552181,0.14356709000552181,0.14356709000552181,0.14356709000552181,0.14356709000552181,{"$f":"'EL Development'!AA149","v":0.21300654177680917},{"$f":"'EL Development'!AB149","v":0.28244599354809652},{"$f":"'EL Development'!AC149","v":0.32036691095009406},{"$f":"'EL Development'!AD149","v":0.34659766860880187},{"$f":"'EL Development'!AE149","v":0.36667231570165415},{"$f":"'EL Development'!AF149","v":0.38293811066286398},{"$f":"'EL Development'!AG149","v":0.39661244888321684},{"$f":"'EL Development'!AH149","v":0.40840870623857994},{"$f":"'EL Development'!AI149","v":0.41878101858996092},{"$f":"'EL Development'!AJ149","v":0.42803642712169132},{"$f":"'EL Development'!AK149","v":0.43639225807572735},{"$f":"'EL Development'!AL149","v":0.44400799329271889},{"$f":"'EL Development'!AM149","v":0.45100413580736443},{"$f":"'EL Development'!AN149","v":0.45747396082474262},{"$f":"'EL Development'!AO149","v":0.46349114716206885},{"$f":"'EL Development'!AP149","v":0.46911490919932064},{"$f":"'EL Development'!AQ149","v":0.47439355160728608},{"$f":"'EL Development'!AR149","v":0.47936699500173208},{"$f":"'EL Development'!AS149","v":0.48406861053499406}]
[null,null,null,{"$f":"'Efficiency Levels'!C17","v":"EL5"},{"$f":"'Efficiency Levels'!E17","v":"CSL 4 - Maximum Technology"},null,{"$f":"G18","v":0},{"$f":"H18","v":0},0,0,0,0,0,0,0,0,0,0,0,0,0,0,0,0,0,0,0,0,0,0,0,0,0,0,0,8.1170623964660391E-2,8.1170623964660391E-2,8.1170623964660391E-2,8.1170623964660391E-2,8.1170623964660391E-2,8.1170623964660391E-2,{"$f":"'EL Development'!AA150","v":8.1170623964660391E-2},{"$f":"'EL Development'!AB150","v":8.1170623964660391E-2},{"$f":"'EL Development'!AC150","v":8.1170623964660391E-2},{"$f":"'EL Development'!AD150","v":8.1170623964660391E-2},{"$f":"'EL Development'!AE150","v":8.1170623964660391E-2},{"$f":"'EL Development'!AF150","v":8.1170623964660391E-2},{"$f":"'EL Development'!AG150","v":8.1170623964660391E-2},{"$f":"'EL Development'!AH150","v":8.1170623964660391E-2},{"$f":"'EL Development'!AI150","v":8.1170623964660391E-2},{"$f":"'EL Development'!AJ150","v":8.1170623964660391E-2},{"$f":"'EL Development'!AK150","v":8.1170623964660391E-2},{"$f":"'EL Development'!AL150","v":8.1170623964660391E-2},{"$f":"'EL Development'!AM150","v":8.1170623964660391E-2},{"$f":"'EL Development'!AN150","v":8.1170623964660391E-2},{"$f":"'EL Development'!AO150","v":8.1170623964660391E-2},{"$f":"'EL Development'!AP150","v":8.1170623964660391E-2},{"$f":"'EL Development'!AQ150","v":8.1170623964660391E-2},{"$f":"'EL Development'!AR150","v":8.1170623964660391E-2},{"$f":"'EL Development'!AS150","v":8.1170623964660391E-2}]
[null,null,null,"TOTAL",null,null,{"$f":"SUM(G23:G28)","v":1},{"$f":"SUM(H23:H28)","v":1},1,1,1,1,1,1,1,1,1,{"$f":"SUM(R23:R28)","v":1},1,1,1,1,1,1,1,1,1,1,1,1,1,1,1,1,1,1,1,1,1,1,1,1,1,0.99999999999999989,1,0.99999999999999989,1,0.99999999999999978,1,1,1,1,0.99999999999999989,1,1,1,1,1,1,0.99999999999999989]
[]
[null,null,null,"Sources"]
[]
[]
[]
[null,null,null,{"$f":"'Product Classes'!H21&\" - \"&OFFSET('Product Classes'!$C$19,MATCH('Product Classes'!H21,MODEL_PCS,0),0)","v":"PC2 - NEMA Design A & B: 6-20 HP Motors"}]
[]
[null,null,null,"PRE-Case"]
[null,null,null,"Efficiency Level",null,null,1981,{"$f":"G38+1","v":1982},1983,1984,1985,1986,1987,1988,1989,1990,1991,1992,{"$f":"R38+1","v":1993},{"$f":"S38+1","v":1994},{"$f":"T38+1","v":1995},{"$f":"U38+1","v":1996},{"$f":"V38+1","v":1997},{"$f":"W38+1","v":1998},{"$f":"X38+1","v":1999},{"$f":"Y38+1","v":2000},{"$f":"Z38+1","v":2001},{"$f":"AA38+1","v":2002},{"$f":"AB38+1","v":2003},{"$f":"AC38+1","v":2004},{"$f":"AD38+1","v":2005},{"$f":"AE38+1","v":2006},{"$f":"AF38+1","v":2007},{"$f":"AG38+1","v":2008},{"$f":"AH38+1","v":2009},{"$f":"AI38+1","v":2010},{"$f":"AJ38+1","v":2011},{"$f":"AK38+1","v":2012},{"$f":"AL38+1","v":2013},{"$f":"AM38+1","v":2014},{"$f":"AN38+1","v":2015},{"$f":"AO38+1","v":2016},{"$f":"AP38+1","v":2017},{"$f":"AQ38+1","v":2018},{"$f":"AR38+1","v":2019},{"$f":"AS38+1","v":2020},{"$f":"AT38+1","v":2021},{"$f":"AU38+1","v":2022},{"$f":"AV38+1","v":2023},{"$f":"AW38+1","v":2024},{"$f":"AX38+1","v":2025},{"$f":"AY38+1","v":2026},{"$f":"AZ38+1","v":2027},{"$f":"BA38+1","v":2028},{"$f":"BB38+1","v":2029},{"$f":"BC38+1","v":2030},{"$f":"BD38+1","v":2031},{"$f":"BE38+1","v":2032},{"$f":"BF38+1","v":2033},{"$f":"BG38+1","v":2034}]
[null,null,null,{"$f":"'Efficiency Levels'!C26","v":"EL0"},{"$f":"'Efficiency Levels'!E26","v":"Pre-EISA 2007"},null,{"$f":"H39","v":9.828009828009826E-2},{"$f":"I39","v":9.828009828009826E-2},9.828009828009826E-2,9.828009828009826E-2,9.828009828009826E-2,9.828009828009826E-2,9.828009828009826E-2,9.828009828009826E-2,9.828009828009826E-2,9.828009828009826E-2,9.828009828009826E-2,9.828009828009826E-2,9.828009828009826E-2,9.828009828009826E-2,9.828009828009826E-2,9.828009828009826E-2,9.828009828009826E-2,9.828009828009826E-2,9.828009828009826E-2,9.828009828009826E-2,9.828009828009826E-2,9.828009828009826E-2,9.828009828009826E-2,9.828009828009826E-2,9.828009828009826E-2,9.828009828009826E-2,9.828009828009826E-2,9.828009828009826E-2,{"$f":"AJ44","v":9.828009828009826E-2},0,0,0,0,0,0,0,0,0,0,0,0,0,0,0,0,0,0,0,0,0,0,0,0,0]
[null,null,null,{"$f":"'Efficiency Levels'!C27","v":"EL1"},{"$f":"'Efficiency Levels'!E27","v":"CSL 0 - Baseline"},null,{"$f":"H40","v":9.5695704896019029E-2},9.5695704896019029E-2,9.5695704896019029E-2,9.5695704896019029E-2,9.5695704896019029E-2,9.5695704896019029E-2,9.5695704896019029E-2,9.5695704896019029E-2,9.5695704896019029E-2,9.5695704896019029E-2,9.5695704896019029E-2,9.5695704896019029E-2,9.5695704896019029E-2,9.5695704896019029E-2,9.5695704896019029E-2,9.5695704896019029E-2,9.5695704896019029E-2,9.5695704896019029E-2,9.5695704896019029E-2,9.5695704896019029E-2,9.5695704896019029E-2,9.5695704896019029E-2,9.5695704896019029E-2,9.5695704896019029E-2,9.5695704896019029E-2,9.5695704896019029E-2,9.5695704896019029E-2,9.5695704896019029E-2,{"$f":"AJ40","v":9.5695704896019029E-2},{"$f":"AK40","v":9.5695704896019029E-2},{"$f":"AL40","v":9.5695704896019029E-2},9.5695704896019029E-2,9.5695704896019029E-2,9.5695704896019029E-2,9.5695704896019029E-2,{"$f":"'EL Development'!AA18","v":9.5695704896019029E-2},{"$f":"'EL Development'!AB18","v":9.0417062488053646E-2},{"$f":"'EL Development'!AC18","v":8.5443619093607648E-2},{"$f":"'EL Development'!AD18","v":8.0742003560345624E-2},{"$f":"'EL Development'!AE18","v":7.6284035491239424E-2},{"$f":"'EL Development'!AF18","v":7.2045701567349851E-2},{"$f":"'EL Development'!AG18","v":6.8006372408897744E-2},{"$f":"'EL Development'!AH18","v":6.4148195183641413E-2},{"$f":"'EL Development'!AI18","v":6.0455616660429937E-2},{"$f":"'EL Development'!AJ18","v":5.6915004470159077E-2},{"$f":"'EL Development'!AK18","v":5.3514343264794054E-2},{"$f":"'EL Development'!AL18","v":5.024298867475209E-2},{"$f":"'EL Development'!AM18","v":4.7091466353106473E-2},{"$f":"'EL Development'!AN18","v":4.405130654164998E-2},{"$f":"'EL Development'!AO18","v":4.1114906880588345E-2},{"$f":"'EL Development'!AP18","v":3.8275417866147708E-2},{"$f":"'EL Development'!AQ18","v":3.5526646612558076E-2},{"$f":"'EL Development'!AR18","v":3.2862975516710149E-2},{"$f":"'EL Development'!AS18","v":3.0279293139217754E-2}]
[null,null,null,{"$f":"'Efficiency Levels'!C28","v":"EL2"},{"$f":"'Efficiency Levels'!E28","v":"CSL 1 - Standard"},null,{"$f":"H41","v":0.31449631449631443},0.31449631449631443,0.31449631449631443,0.31449631449631443,0.31449631449631443,0.31449631449631443,0.31449631449631443,0.31449631449631443,0.31449631449631443,0.31449631449631443,0.31449631449631443,0.31449631449631443,0.31449631449631443,0.31449631449631443,0.31449631449631443,0.31449631449631443,0.31449631449631443,0.31449631449631443,0.31449631449631443,0.31449631449631443,0.31449631449631443,0.31449631449631443,0.31449631449631443,0.31449631449631443,0.31449631449631443,0.31449631449631443,0.31449631449631443,0.31449631449631443,{"$f":"AJ41","v":0.31449631449631443},{"$f":"AK41","v":0.31449631449631443},{"$f":"AL41","v":0.31449631449631443},0.31449631449631443,0.31449631449631443,0.31449631449631443,0.31449631449631443,{"$f":"'EL Development'!AA19","v":0.31449631449631443},{"$f":"'EL Development'!AB19","v":0.31449631449631443},{"$f":"'EL Development'!AC19","v":0.31449631449631443},{"$f":"'EL Development'!AD19","v":0.31449631449631443},{"$f":"'EL Development'!AE19","v":0.31449631449631443},{"$f":"'EL Development'!AF19","v":0.31449631449631443},{"$f":"'EL Development'!AG19","v":0.31449631449631443},{"$f":"'EL Development'!AH19","v":0.31449631449631443},{"$f":"'EL Development'!AI19","v":0.31449631449631443},{"$f":"'EL Development'!AJ19","v":0.31449631449631443},{"$f":"'EL Development'!AK19","v":0.31449631449631443},{"$f":"'EL Development'!AL19","v":0.31449631449631443},{"$f":"'EL Development'!AM19","v":0.31449631449631443},{"$f":"'EL Development'!AN19","v":0.31449631449631443},{"$f":"'EL Development'!AO19","v":0.31449631449631443},{"$f":"'EL Development'!AP19","v":0.31449631449631443},{"$f":"'EL Development'!AQ19","v":0.31449631449631443},{"$f":"'EL Development'!AR19","v":0.31449631449631443},{"$f":"'EL Development'!AS19","v":0.31449631449631443}]
[null,null,null,{"$f":"'Efficiency Levels'!C29","v":"EL3"},{"$f":"'Efficiency Levels'!E29","v":"CSL 2 - Premium"},null,{"$f":"H42","v":0.31011920091888667},0.31011920091888667,0.31011920091888667,0.31011920091888667,0.31011920091888667,0.31011920091888667,0.31011920091888667,0.31011920091888667,0.31011920091888667,0.31011920091888667,0.31011920091888667,0.31011920091888667,0.31011920091888667,0.31011920091888667,0.31011920091888667,0.31011920091888667,0.31011920091888667,0.31011920091888667,0.31011920091888667,0.31011920091888667,0.31011920091888667,0.31011920091888667,0.31011920091888667,0.31011920091888667,0.31011920091888667,0.31011920091888667,0.31011920091888667,0.31011920091888667,{"$f":"AJ42","v":0.31011920091888667},0.31011920091888667,{"$f":"AL42","v":0.31011920091888667},0.31011920091888667,0.31011920091888667,0.31011920091888667,0.31011920091888667,{"$f":"'EL Development'!AA20","v":0.31011920091888667},{"$f":"'EL Development'!AB20","v":0.31539784332685206},{"$f":"'EL Development'!AC20","v":0.32037128672129805},{"$f":"'EL Development'!AD20","v":0.32507290225456009},{"$f":"'EL Development'!AE20","v":0.32953087032366635},{"$f":"'EL Development'!AF20","v":0.33376920424755591},{"$f":"'EL Development'!AG20","v":0.33780853340600797},{"$f":"'EL Development'!AH20","v":0.34166671063126436},{"$f":"'EL Development'!AI20","v":0.34535928915447578},{"$f":"'EL Development'!AJ20","v":0.34889990134474663},{"$f":"'EL Development'!AK20","v":0.35230056255011166},{"$f":"'EL Development'!AL20","v":0.35557191714015368},{"$f":"'EL Development'!AM20","v":0.3587234394617993},{"$f":"'EL Development'!AN20","v":0.36176359927325574},{"$f":"'EL Development'!AO20","v":0.36469999893431737},{"$f":"'EL Development'!AP20","v":0.36753948794875801},{"$f":"'EL Development'!AQ20","v":0.37028825920234765},{"$f":"'EL Development'!AR20","v":0.37295193029819562},{"$f":"'EL Development'!AS20","v":0.37553561267568802}]
[null,null,null,{"$f":"'Efficiency Levels'!C30","v":"EL4"},{"$f":"'Efficiency Levels'!E30","v":"CSL 3 - Best-in-Market"},null,{"$f":"H43","v":0.18140868140868135},0.18140868140868135,0.18140868140868135,0.18140868140868135,0.18140868140868135,0.18140868140868135,0.18140868140868135,0.18140868140868135,0.18140868140868135,0.18140868140868135,0.18140868140868135,0.18140868140868135,0.18140868140868135,0.18140868140868135,0.18140868140868135,0.18140868140868135,0.18140868140868135,0.18140868140868135,0.18140868140868135,0.18140868140868135,0.18140868140868135,0.18140868140868135,0.18140868140868135,0.18140868140868135,0.18140868140868135,0.18140868140868135,0.18140868140868135,0.18140868140868135,{"$f":"AJ43","v":0.18140868140868135},0.18140868140868135,{"$f":"AL43","v":0.18140868140868135},0.18140868140868135,0.18140868140868135,0.18140868140868135,0.18140868140868135,{"$f":"'EL Development'!AA21","v":0.18140868140868135},{"$f":"'EL Development'!AB21","v":0.18140868140868135},{"$f":"'EL Development'!AC21","v":0.18140868140868135},{"$f":"'EL Development'!AD21","v":0.18140868140868135},{"$f":"'EL Development'!AE21","v":0.18140868140868135},{"$f":"'EL Development'!AF21","v":0.18140868140868135},{"$f":"'EL Development'!AG21","v":0.18140868140868135},{"$f":"'EL Development'!AH21","v":0.18140868140868135},{"$f":"'EL Development'!AI21","v":0.18140868140868135},{"$f":"'EL Development'!AJ21","v":0.18140868140868135},{"$f":"'EL Development'!AK21","v":0.18140868140868135},{"$f":"'EL Development'!AL21","v":0.18140868140868135},{"$f":"'EL Development'!AM21","v":0.18140868140868135},{"$f":"'EL Development'!AN21","v":0.18140868140868135},{"$f":"'EL Development'!AO21","v":0.18140868140868135},{"$f":"'EL Development'!AP21","v":0.18140868140868135},{"$f":"'EL Development'!AQ21","v":0.18140868140868135},{"$f":"'EL Development'!AR21","v":0.18140868140868135},{"$f":"'EL Development'!AS21","v":0.18140868140868135}]
[null,null,null,{"$f":"'Efficiency Levels'!C31","v":"EL5"},{"$f":"'Efficiency Levels'!E31","v":"CSL 4 - Maximum Technology"},null,0,0,0,0,0,0,0,0,0,0,0,0,0,0,0,0,0,0,0,0,0,0,0,0,0,0,0,0,0,9.828009828009826E-2,{"$f":"AL44","v":9.828009828009826E-2},9.828009828009826E-2,9.828009828009826E-2,9.828009828009826E-2,9.828009828009826E-2,{"$f":"'EL Development'!AA22","v":9.828009828009826E-2},{"$f":"'EL Development'!AB22","v":9.828009828009826E-2},{"$f":"'EL Development'!AC22","v":9.828009828009826E-2},{"$f":"'EL Development'!AD22","v":9.828009828009826E-2},{"$f":"'EL Development'!AE22","v":9.828009828009826E-2},{"$f":"'EL Development'!AF22","v":9.828009828009826E-2},{"$f":"'EL Development'!AG22","v":9.828009828009826E-2},{"$f":"'EL Development'!AH22","v":9.828009828009826E-2},{"$f":"'EL Development'!AI22","v":9.828009828009826E-2},{"$f":"'EL Development'!AJ22","v":9.828009828009826E-2},{"$f":"'EL Development'!AK22","v":9.828009828009826E-2},{"$f":"'EL Development'!AL22","v":9.828009828009826E-2},{"$f":"'EL Development'!AM22","v":9.828009828009826E-2},{"$f":"'EL Development'!AN22","v":9.828009828009826E-2},{"$f":"'EL Development'!AO22","v":9.828009828009826E-2},{"$f":"'EL Development'!AP22","v":9.828009828009826E-2},{"$f":"'EL Development'!AQ22","v":9.828009828009826E-2},{"$f":"'EL Development'!AR22","v":9.828009828009826E-2},{"$f":"'EL Development'!AS22","v":9.828009828009826E-2}]
[null,null,null,"TOTAL",null,null,{"$f":"SUM(G39:G44)","v":0.99999999999999978},{"$f":"SUM(H39:H44)","v":0.99999999999999978},0.99999999999999978,0.99999999999999978,0.99999999999999978,0.99999999999999978,0.99999999999999978,0.99999999999999978,0.99999999999999978,0.99999999999999978,0.99999999999999978,{"$f":"SUM(R39:R44)","v":0.99999999999999978},0.99999999999999978,0.99999999999999978,0.99999999999999978,0.99999999999999978,0.99999999999999978,0.99999999999999978,0.99999999999999978,0.99999999999999978,0.99999999999999978,0.99999999999999978,0.99999999999999978,0.99999999999999978,0.99999999999999978,0.99999999999999978,0.99999999999999978,0.99999999999999978,0.99999999999999978,0.99999999999999978,0.99999999999999978,0.99999999999999978,0.99999999999999978,0.99999999999999978,0.99999999999999978,0.99999999999999978,0.99999999999999978,0.99999999999999978,0.99999999999999978,0.99999999999999978,0.99999999999999978,0.99999999999999978,0.99999999999999978,0.99999999999999978,0.99999999999999978,0.99999999999999978,0.99999999999999978,0.99999999999999978,0.99999999999999978,0.99999999999999978,0.99999999999999978,0.99999999999999978,0.99999999999999978,0.99999999999999978]
[]
[null,null,null,"POST-Case"]
[null,null,null,"Efficiency Level",null,null,1981,{"$f":"G48+1","v":1982},1983,1984,1985,1986,1987,1988,1989,1990,1991,1992,{"$f":"R48+1","v":1993},{"$f":"S48+1","v":1994},{"$f":"T48+1","v":1995},{"$f":"U48+1","v":1996},{"$f":"V48+1","v":1997},{"$f":"W48+1","v":1998},{"$f":"X48+1","v":1999},{"$f":"Y48+1","v":2000},{"$f":"Z48+1","v":2001},{"$f":"AA48+1","v":2002},{"$f":"AB48+1","v":2003},{"$f":"AC48+1","v":2004},{"$f":"AD48+1","v":2005},{"$f":"AE48+1","v":2006},{"$f":"AF48+1","v":2007},{"$f":"AG48+1","v":2008},{"$f":"AH48+1","v":2009},{"$f":"AI48+1","v":2010},{"$f":"AJ48+1","v":2011},{"$f":"AK48+1","v":2012},{"$f":"AL48+1","v":2013},{"$f":"AM48+1","v":2014},{"$f":"AN48+1","v":2015},{"$f":"AO48+1","v":2016},{"$f":"AP48+1","v":2017},{"$f":"AQ48+1","v":2018},{"$f":"AR48+1","v":2019},{"$f":"AS48+1","v":2020},{"$f":"AT48+1","v":2021},{"$f":"AU48+1","v":2022},{"$f":"AV48+1","v":2023},{"$f":"AW48+1","v":2024},{"$f":"AX48+1","v":2025},{"$f":"AY48+1","v":2026},{"$f":"AZ48+1","v":2027},{"$f":"BA48+1","v":2028},{"$f":"BB48+1","v":2029},{"$f":"BC48+1","v":2030},{"$f":"BD48+1","v":2031},{"$f":"BE48+1","v":2032},{"$f":"BF48+1","v":2033},{"$f":"BG48+1","v":2034}]
[null,null,null,{"$f":"'Efficiency Levels'!C26","v":"EL0"},{"$f":"'Efficiency Levels'!E26","v":"Pre-EISA 2007"},null,{"$f":"G39","v":9.828009828009826E-2},{"$f":"H39","v":9.828009828009826E-2},9.828009828009826E-2,9.828009828009826E-2,9.828009828009826E-2,9.828009828009826E-2,9.828009828009826E-2,9.828009828009826E-2,9.828009828009826E-2,9.828009828009826E-2,9.828009828009826E-2,{"$f":"R39","v":9.828009828009826E-2},9.828009828009826E-2,9.828009828009826E-2,9.828009828009826E-2,9.828009828009826E-2,9.828009828009826E-2,9.828009828009826E-2,9.828009828009826E-2,9.828009828009826E-2,9.828009828009826E-2,9.828009828009826E-2,9.828009828009826E-2,9.828009828009826E-2,9.828009828009826E-2,9.828009828009826E-2,9.828009828009826E-2,9.828009828009826E-2,9.828009828009826E-2,0,0,0,0,0,0,0,0,0,0,0,0,0,0,0,0,0,0,0,0,0,0,0,0,0]
[null,null,null,{"$f":"'Efficiency Levels'!C27","v":"EL1"},{"$f":"'Efficiency Levels'!E27","v":"CSL 0 - Baseline"},null,{"$f":"G40","v":9.5695704896019029E-2},{"$f":"H40","v":9.5695704896019029E-2},9.5695704896019029E-2,9.5695704896019029E-2,9.5695704896019029E-2,9.5695704896019029E-2,9.5695704896019029E-2,9.5695704896019029E-2,9.5695704896019029E-2,9.5695704896019029E-2,9.5695704896019029E-2,9.5695704896019029E-2,9.5695704896019029E-2,9.5695704896019029E-2,9.5695704896019029E-2,9.5695704896019029E-2,9.5695704896019029E-2,9.5695704896019029E-2,9.5695704896019029E-2,9.5695704896019029E-2,9.5695704896019029E-2,9.5695704896019029E-2,9.5695704896019029E-2,9.5695704896019029E-2,9.5695704896019029E-2,9.5695704896019029E-2,9.5695704896019029E-2,9.5695704896019029E-2,9.5695704896019029E-2,9.5695704896019029E-2,9.5695704896019029E-2,9.5695704896019029E-2,9.5695704896019029E-2,9.5695704896019029E-2,9.5695704896019029E-2,{"$f":"'EL Development'!AA151","v":0},{"$f":"'EL Development'!AB151","v":0},{"$f":"'EL Development'!AC151","v":0},{"$f":"'EL Development'!AD151","v":0},{"$f":"'EL Development'!AE151","v":0},{"$f":"'EL Development'!AF151","v":0},{"$f":"'EL Development'!AG151","v":0},{"$f":"'EL Development'!AH151","v":0},{"$f":"'EL Development'!AI151","v":0},{"$f":"'EL Development'!AJ151","v":0},{"$f":"'EL Development'!AK151","v":0},{"$f":"'EL Development'!AL151","v":0},{"$f":"'EL Development'!AM151","v":0},{"$f":"'EL Development'!AN151","v":0},{"$f":"'EL Development'!AO151","v":0},{"$f":"'EL Development'!AP151","v":0},{"$f":"'EL Development'!AQ151","v":0},{"$f":"'EL Development'!AR151","v":0},{"$f":"'EL Development'!AS151","v":0}]
[null,null,null,{"$f":"'Efficiency Levels'!C28","v":"EL2"},{"$f":"'Efficiency Levels'!E28","v":"CSL 1 - Standard"},null,{"$f":"G41","v":0.31449631449631443},{"$f":"H41","v":0.31449631449631443},0.31449631449631443,0.31449631449631443,0.31449631449631443,0.31449631449631443,0.31449631449631443,0.31449631449631443,0.31449631449631443,0.31449631449631443,0.31449631449631443,0.31449631449631443,0.31449631449631443,0.31449631449631443,0.31449631449631443,0.31449631449631443,0.31449631449631443,0.31449631449631443,0.31449631449631443,0.31449631449631443,0.31449631449631443,0.31449631449631443,0.31449631449631443,0.31449631449631443,0.31449631449631443,0.31449631449631443,0.31449631449631443,0.31449631449631443,0.31449631449631443,0.31449631449631443,0.31449631449631443,0.31449631449631443,0.31449631449631443,0.31449631449631443,0.31449631449631443,{"$f":"'EL Development'!AA152","v":0},{"$f":"'EL Development'!AB152","v":0},{"$f":"'EL Development'!AC152","v":0},{"$f":"'EL Development'!AD152","v":0},{"$f":"'EL Development'!AE152","v":0},{"$f":"'EL Development'!AF152","v":0},{"$f":"'EL Development'!AG152","v":0},{"$f":"'EL Development'!AH152","v":0},{"$f":"'EL Development'!AI152","v":0},{"$f":"'EL Development'!AJ152","v":0},{"$f":"'EL Development'!AK152","v":0},{"$f":"'EL Development'!AL152","v":0},{"$f":"'EL Development'!AM152","v":0},{"$f":"'EL Development'!AN152","v":0},{"$f":"'EL Development'!AO152","v":0},{"$f":"'EL Development'!AP152","v":0},{"$f":"'EL Development'!AQ152","v":0},{"$f":"'EL Development'!AR152","v":0},{"$f":"'EL Development'!AS152","v":0}]
[null,null,null,{"$f":"'Efficiency Levels'!C29","v":"EL3"},{"$f":"'Efficiency Levels'!E29","v":"CSL 2 - Premium"},null,{"$f":"G42","v":0.31011920091888667},{"$f":"H42","v":0.31011920091888667},0.31011920091888667,0.31011920091888667,0.31011920091888667,0.31011920091888667,0.31011920091888667,0.31011920091888667,0.31011920091888667,0.31011920091888667,0.31011920091888667,0.31011920091888667,0.31011920091888667,0.31011920091888667,0.31011920091888667,0.31011920091888667,0.31011920091888667,0.31011920091888667,0.31011920091888667,0.31011920091888667,0.31011920091888667,0.31011920091888667,0.31011920091888667,0.31011920091888667,0.31011920091888667,0.31011920091888667,0.31011920091888667,0.31011920091888667,0.31011920091888667,0.31011920091888667,0.31011920091888667,0.31011920091888667,0.31011920091888667,0.31011920091888667,0.31011920091888667,{"$f":"'EL Development'!AA153","v":0.65087176853993289},{"$f":"'EL Development'!AB153","v":0.58143231676864549},{"$f":"'EL Development'!AC153","v":0.54351139936664794},{"$f":"'EL Development'!AD153","v":0.51728064170794019},{"$f":"'EL Development'!AE153","v":0.49720599461508791},{"$f":"'EL Development'!AF153","v":0.48094019965387802},{"$f":"'EL Development'!AG153","v":0.46726586143352516},{"$f":"'EL Development'!AH153","v":0.45546960407816206},{"$f":"'EL Development'!AI153","v":0.44509729172678109},{"$f":"'EL Development'!AJ153","v":0.43584188319505068},{"$f":"'EL Development'!AK153","v":0.4274860522410146},{"$f":"'EL Development'!AL153","v":0.41987031702402311},{"$f":"'EL Development'!AM153","v":0.41287417450937763},{"$f":"'EL Development'!AN153","v":0.40640434949199938},{"$f":"'EL Development'!AO153","v":0.40038716315467315},{"$f":"'EL Development'!AP153","v":0.39476340111742136},{"$f":"'EL Development'!AQ153","v":0.38948475870945598},{"$f":"'EL Development'!AR153","v":0.38451131531501004},{"$f":"'EL Development'!AS153","v":0.37980969978174794}]
[null,null,null,{"$f":"'Efficiency Levels'!C30","v":"EL4"},{"$f":"'Efficiency Levels'!E30","v":"CSL 3 - Best-in-Market"},null,{"$f":"G43","v":0.18140868140868135},{"$f":"H43","v":0.18140868140868135},0.18140868140868135,0.18140868140868135,0.18140868140868135,0.18140868140868135,0.18140868140868135,0.18140868140868135,0.18140868140868135,0.18140868140868135,0.18140868140868135,0.18140868140868135,0.18140868140868135,0.18140868140868135,0.18140868140868135,0.18140868140868135,0.18140868140868135,0.18140868140868135,0.18140868140868135,0.18140868140868135,0.18140868140868135,0.18140868140868135,0.18140868140868135,0.18140868140868135,0.18140868140868135,0.18140868140868135,0.18140868140868135,0.18140868140868135,0.18140868140868135,0.18140868140868135,0.18140868140868135,0.18140868140868135,0.18140868140868135,0.18140868140868135,0.18140868140868135,{"$f":"'EL Development'!AA154","v":0.25084813317996874},{"$f":"'EL Development'!AB154","v":0.32028758495125598},{"$f":"'EL Development'!AC154","v":0.35820850235325358},{"$f":"'EL Development'!AD154","v":0.38443926001196138},{"$f":"'EL Development'!AE154","v":0.40451390710481366},{"$f":"'EL Development'!AF154","v":0.42077970206602344},{"$f":"'EL Development'!AG154","v":0.43445404028637641},{"$f":"'EL Development'!AH154","v":0.4462502976417394},{"$f":"'EL Development'!AI154","v":0.45662260999312043},{"$f":"'EL Development'!AJ154","v":0.46587801852485078},{"$f":"'EL Development'!AK154","v":0.47423384947888692},{"$f":"'EL Development'!AL154","v":0.4818495846958783},{"$f":"'EL Development'!AM154","v":0.48884572721052388},{"$f":"'EL Development'!AN154","v":0.49531555222790202},{"$f":"'EL Development'!AO154","v":0.5013327385652282},{"$f":"'EL Development'!AP154","v":0.5069565006024801},{"$f":"'EL Development'!AQ154","v":0.51223514301044548},{"$f":"'EL Development'!AR154","v":0.51720858640489142},{"$f":"'EL Development'!AS154","v":0.52191020193815352}]
[null,null,null,{"$f":"'Efficiency Levels'!C31","v":"EL5"},{"$f":"'Efficiency Levels'!E31","v":"CSL 4 - Maximum Technology"},null,{"$f":"G44","v":0},{"$f":"H44","v":0},0,0,0,0,0,0,0,0,0,0,0,0,0,0,0,0,0,0,0,0,0,0,0,0,0,0,0,9.828009828009826E-2,9.828009828009826E-2,9.828009828009826E-2,9.828009828009826E-2,9.828009828009826E-2,9.828009828009826E-2,{"$f":"'EL Development'!AA155","v":9.828009828009826E-2},{"$f":"'EL Development'!AB155","v":9.828009828009826E-2},{"$f":"'EL Development'!AC155","v":9.828009828009826E-2},{"$f":"'EL Development'!AD155","v":9.828009828009826E-2},{"$f":"'EL Development'!AE155","v":9.828009828009826E-2},{"$f":"'EL Development'!AF155","v":9.828009828009826E-2},{"$f":"'EL Development'!AG155","v":9.828009828009826E-2},{"$f":"'EL Development'!AH155","v":9.828009828009826E-2},{"$f":"'EL Development'!AI155","v":9.828009828009826E-2},{"$f":"'EL Development'!AJ155","v":9.828009828009826E-2},{"$f":"'EL Development'!AK155","v":9.828009828009826E-2},{"$f":"'EL Development'!AL155","v":9.828009828009826E-2},{"$f":"'EL Development'!AM155","v":9.828009828009826E-2},{"$f":"'EL Development'!AN155","v":9.828009828009826E-2},{"$f":"'EL Development'!AO155","v":9.828009828009826E-2},{"$f":"'EL Development'!AP155","v":9.828009828009826E-2},{"$f":"'EL Development'!AQ155","v":9.828009828009826E-2},{"$f":"'EL Development'!AR155","v":9.828009828009826E-2},{"$f":"'EL Development'!AS155","v":9.828009828009826E-2}]
[null,null,null,"TOTAL",null,null,{"$f":"SUM(G49:G54)","v":0.99999999999999978},{"$f":"SUM(H49:H54)","v":0.99999999999999978},0.99999999999999978,0.99999999999999978,0.99999999999999978,0.99999999999999978,0.99999999999999978,0.99999999999999978,0.99999999999999978,0.99999999999999978,0.99999999999999978,{"$f":"SUM(R49:R54)","v":0.99999999999999978},0.99999999999999978,0.99999999999999978,0.99999999999999978,0.99999999999999978,0.99999999999999978,0.99999999999999978,0.99999999999999978,0.99999999999999978,0.99999999999999978,0.99999999999999978,0.99999999999999978,0.99999999999999978,0.99999999999999978,0.99999999999999978,0.99999999999999978,0.99999999999999978,0.99999999999999978,0.99999999999999978,0.99999999999999978,{"$f":"SUM(AL50:AL54)","v":0.99999999999999978},0.99999999999999978,0.99999999999999978,0.99999999999999978,0.99999999999999978,0.99999999999999978,0.99999999999999978,0.99999999999999978,0.99999999999999978,0.99999999999999978,0.99999999999999978,0.99999999999999978,0.99999999999999978,0.99999999999999978,0.99999999999999978,0.99999999999999956,0.99999999999999978,0.99999999999999956,0.99999999999999956,0.99999999999999978,0.99999999999999978,0.99999999999999978,0.99999999999999978]
[]
[null,null,null,"Sources"]
[]
[]
[]
[null,null,null,{"$f":"'Product Classes'!H22&\" - \"&OFFSET('Product Classes'!$C$19,MATCH('Product Classes'!H22,MODEL_PCS,0),0)","v":"PC3 - NEMA Design A & B: 21-50 HP Motors"}]
[]
[null,null,null,"PRE-Case"]
[null,null,null,"Efficiency Level",null,null,1981,{"$f":"G64+1","v":1982},1983,1984,1985,1986,1987,1988,1989,1990,1991,1992,{"$f":"R64+1","v":1993},{"$f":"S64+1","v":1994},{"$f":"T64+1","v":1995},{"$f":"U64+1","v":1996},{"$f":"V64+1","v":1997},{"$f":"W64+1","v":1998},{"$f":"X64+1","v":1999},{"$f":"Y64+1","v":2000},{"$f":"Z64+1","v":2001},{"$f":"AA64+1","v":2002},{"$f":"AB64+1","v":2003},{"$f":"AC64+1","v":2004},{"$f":"AD64+1","v":2005},{"$f":"AE64+1","v":2006},{"$f":"AF64+1","v":2007},{"$f":"AG64+1","v":2008},{"$f":"AH64+1","v":2009},{"$f":"AI64+1","v":2010},{"$f":"AJ64+1","v":2011},{"$f":"AK64+1","v":2012},{"$f":"AL64+1","v":2013},{"$f":"AM64+1","v":2014},{"$f":"AN64+1","v":2015},{"$f":"AO64+1","v":2016},{"$f":"AP64+1","v":2017},{"$f":"AQ64+1","v":2018},{"$f":"AR64+1","v":2019},{"$f":"AS64+1","v":2020},{"$f":"AT64+1","v":2021},{"$f":"AU64+1","v":2022},{"$f":"AV64+1","v":2023},{"$f":"AW64+1","v":2024},{"$f":"AX64+1","v":2025},{"$f":"AY64+1","v":2026},{"$f":"AZ64+1","v":2027},{"$f":"BA64+1","v":2028},{"$f":"BB64+1","v":2029},{"$f":"BC64+1","v":2030},{"$f":"BD64+1","v":2031},{"$f":"BE64+1","v":2032},{"$f":"BF64+1","v":2033},{"$f":"BG64+1","v":2034}]
[null,null,null,{"$f":"'Efficiency Levels'!C40","v":"EL0"},{"$f":"'Efficiency Levels'!E40","v":"Pre-EISA 2007"},null,{"$f":"H65","v":7.5167037861915365E-2},{"$f":"I65","v":7.5167037861915365E-2},7.5167037861915365E-2,7.5167037861915365E-2,7.5167037861915365E-2,7.5167037861915365E-2,7.5167037861915365E-2,7.5167037861915365E-2,7.5167037861915365E-2,7.5167037861915365E-2,7.5167037861915365E-2,7.5167037861915365E-2,7.5167037861915365E-2,7.5167037861915365E-2,7.5167037861915365E-2,7.5167037861915365E-2,7.5167037861915365E-2,7.5167037861915365E-2,7.5167037861915365E-2,7.5167037861915365E-2,7.5167037861915365E-2,7.5167037861915365E-2,7.5167037861915365E-2,7.5167037861915365E-2,7.5167037861915365E-2,7.5167037861915365E-2,7.5167037861915365E-2,7.5167037861915365E-2,{"$f":"AJ70","v":7.5167037861915365E-2},0,0,0,0,0,0,0,0,0,0,0,0,0,0,0,0,0,0,0,0,0,0,0,0,0]
[null,null,null,{"$f":"'Efficiency Levels'!C41","v":"EL1"},{"$f":"'Efficiency Levels'!E41","v":"CSL 0 - Baseline"},null,{"$f":"H66","v":4.8946536209211175E-2},{"$f":"I66","v":4.8946536209211175E-2},4.8946536209211175E-2,4.8946536209211175E-2,4.8946536209211175E-2,4.8946536209211175E-2,4.8946536209211175E-2,4.8946536209211175E-2,4.8946536209211175E-2,4.8946536209211175E-2,4.8946536209211175E-2,4.8946536209211175E-2,4.8946536209211175E-2,4.8946536209211175E-2,4.8946536209211175E-2,4.8946536209211175E-2,4.8946536209211175E-2,4.8946536209211175E-2,4.8946536209211175E-2,4.8946536209211175E-2,4.8946536209211175E-2,4.8946536209211175E-2,4.8946536209211175E-2,4.8946536209211175E-2,4.8946536209211175E-2,4.8946536209211175E-2,4.8946536209211175E-2,4.8946536209211175E-2,4.8946536209211175E-2,{"$f":"AK66","v":4.8946536209211175E-2},{"$f":"AL66","v":4.8946536209211175E-2},4.8946536209211175E-2,4.8946536209211175E-2,4.8946536209211175E-2,4.8946536209211175E-2,{"$f":"'EL Development'!AA23","v":4.8946536209211175E-2},{"$f":"'EL Development'!AB23","v":4.3667893801245791E-2},{"$f":"'EL Development'!AC23","v":3.8694450406799794E-2},{"$f":"'EL Development'!AD23","v":3.3992834873537756E-2},{"$f":"'EL Development'!AE23","v":2.9534866804431556E-2},{"$f":"'EL Development'!AF23","v":2.5296532880541997E-2},{"$f":"'EL Development'!AG23","v":2.1257203722089876E-2},{"$f":"'EL Development'!AH23","v":1.7399026496833545E-2},{"$f":"'EL Development'!AI23","v":1.3706447973622068E-2},{"$f":"'EL Development'!AJ23","v":1.0165835783351215E-2},{"$f":"'EL Development'!AK23","v":6.7651745779861855E-3},{"$f":"'EL Development'!AL23","v":3.4938199879442217E-3},{"$f":"'EL Development'!AM23","v":3.4229766629860486E-4},{"$f":"'EL Development'!AN23","v":0},{"$f":"'EL Development'!AO23","v":0},{"$f":"'EL Development'!AP23","v":0},{"$f":"'EL Development'!AQ23","v":0},{"$f":"'EL Development'!AR23","v":0},{"$f":"'EL Development'!AS23","v":0}]
[null,null,null,{"$f":"'Efficiency Levels'!C42","v":"EL2"},{"$f":"'Efficiency Levels'!E42","v":"CSL 1 - Standard"},null,{"$f":"H67","v":0.34521158129175944},0.34521158129175944,0.34521158129175944,0.34521158129175944,0.34521158129175944,0.34521158129175944,0.34521158129175944,0.34521158129175944,0.34521158129175944,0.34521158129175944,0.34521158129175944,0.34521158129175944,0.34521158129175944,0.34521158129175944,0.34521158129175944,0.34521158129175944,0.34521158129175944,0.34521158129175944,0.34521158129175944,0.34521158129175944,0.34521158129175944,0.34521158129175944,0.34521158129175944,0.34521158129175944,0.34521158129175944,0.34521158129175944,0.34521158129175944,0.34521158129175944,0.34521158129175944,{"$f":"AK67","v":0.34521158129175944},{"$f":"AL67","v":0.34521158129175944},0.34521158129175944,0.34521158129175944,0.34521158129175944,0.34521158129175944,{"$f":"'EL Development'!AA24","v":0.34521158129175944},{"$f":"'EL Development'!AB24","v":0.34521158129175944},{"$f":"'EL Development'!AC24","v":0.34521158129175944},{"$f":"'EL Development'!AD24","v":0.34521158129175944},{"$f":"'EL Development'!AE24","v":0.34521158129175944},{"$f":"'EL Development'!AF24","v":0.34521158129175944},{"$f":"'EL Development'!AG24","v":0.34521158129175944},{"$f":"'EL Development'!AH24","v":0.34521158129175944},{"$f":"'EL Development'!AI24","v":0.34521158129175944},{"$f":"'EL Development'!AJ24","v":0.34521158129175944},{"$f":"'EL Development'!AK24","v":0.34521158129175944},{"$f":"'EL Development'!AL24","v":0.34521158129175944},{"$f":"'EL Development'!AM24","v":0.34521158129175944},{"$f":"'EL Development'!AN24","v":0.34251371914660156},{"$f":"'EL Development'!AO24","v":0.33957731948553993},{"$f":"'EL Development'!AP24","v":0.33673783047109929},{"$f":"'EL Development'!AQ24","v":0.33398905921750965},{"$f":"'EL Development'!AR24","v":0.33132538812166168},{"$f":"'EL Development'!AS24","v":0.32874170574416933}]
[null,null,null,{"$f":"'Efficiency Levels'!C43","v":"EL3"},{"$f":"'Efficiency Levels'!E43","v":"CSL 2 - Premium"},null,0.43991760632976429,0.43991760632976429,0.43991760632976429,0.43991760632976429,0.43991760632976429,0.43991760632976429,0.43991760632976429,0.43991760632976429,0.43991760632976429,0.43991760632976429,0.43991760632976429,0.43991760632976429,0.43991760632976429,0.43991760632976429,0.43991760632976429,0.43991760632976429,0.43991760632976429,0.43991760632976429,0.43991760632976429,0.43991760632976429,0.43991760632976429,0.43991760632976429,0.43991760632976429,0.43991760632976429,0.43991760632976429,0.43991760632976429,0.43991760632976429,0.43991760632976429,0.43991760632976429,0.43991760632976429,{"$f":"AL68","v":0.43991760632976429},0.43991760632976429,0.43991760632976429,0.43991760632976429,0.43991760632976429,{"$f":"'EL Development'!AA25","v":0.43991760632976429},{"$f":"'EL Development'!AB25","v":0.44519624873772967},{"$f":"'EL Development'!AC25","v":0.45016969213217567},{"$f":"'EL Development'!AD25","v":0.45487130766543776},{"$f":"'EL Development'!AE25","v":0.45932927573454396},{"$f":"'EL Development'!AF25","v":0.46356760965843347},{"$f":"'EL Development'!AG25","v":0.46760693881688559},{"$f":"'EL Development'!AH25","v":0.47146511604214192},{"$f":"'EL Development'!AI25","v":0.47515769456535339},{"$f":"'EL Development'!AJ25","v":0.47869830675562425},{"$f":"'EL Development'!AK25","v":0.48209896796098928},{"$f":"'EL Development'!AL25","v":0.4853703225510313},{"$f":"'EL Development'!AM25","v":0.48852184487267686},{"$f":"'EL Development'!AN25","v":0.49156200468413341},{"$f":"'EL Development'!AO25","v":0.49449840434519499},{"$f":"'EL Development'!AP25","v":0.49733789335963563},{"$f":"'EL Development'!AQ25","v":0.50008666461322537},{"$f":"'EL Development'!AR25","v":0.50275033570907324},{"$f":"'EL Development'!AS25","v":0.50533401808656564}]
[null,null,null,{"$f":"'Efficiency Levels'!C44","v":"EL4"},{"$f":"'Efficiency Levels'!E44","v":"CSL 3 - Best-in-Market"},null,9.075723830734965E-2,9.075723830734965E-2,9.075723830734965E-2,9.075723830734965E-2,9.075723830734965E-2,9.075723830734965E-2,9.075723830734965E-2,9.075723830734965E-2,9.075723830734965E-2,9.075723830734965E-2,9.075723830734965E-2,9.075723830734965E-2,9.075723830734965E-2,9.075723830734965E-2,9.075723830734965E-2,9.075723830734965E-2,9.075723830734965E-2,9.075723830734965E-2,9.075723830734965E-2,9.075723830734965E-2,9.075723830734965E-2,9.075723830734965E-2,9.075723830734965E-2,9.075723830734965E-2,9.075723830734965E-2,9.075723830734965E-2,9.075723830734965E-2,9.075723830734965E-2,9.075723830734965E-2,9.075723830734965E-2,{"$f":"AL69","v":9.075723830734965E-2},9.075723830734965E-2,9.075723830734965E-2,9.075723830734965E-2,9.075723830734965E-2,{"$f":"'EL Development'!AA26","v":9.075723830734965E-2},{"$f":"'EL Development'!AB26","v":9.075723830734965E-2},{"$f":"'EL Development'!AC26","v":9.075723830734965E-2},{"$f":"'EL Development'!AD26","v":9.075723830734965E-2},{"$f":"'EL Development'!AE26","v":9.075723830734965E-2},{"$f":"'EL Development'!AF26","v":9.075723830734965E-2},{"$f":"'EL Development'!AG26","v":9.075723830734965E-2},{"$f":"'EL Development'!AH26","v":9.075723830734965E-2},{"$f":"'EL Development'!AI26","v":9.075723830734965E-2},{"$f":"'EL Development'!AJ26","v":9.075723830734965E-2},{"$f":"'EL Development'!AK26","v":9.075723830734965E-2},{"$f":"'EL Development'!AL26","v":9.075723830734965E-2},{"$f":"'EL Development'!AM26","v":9.075723830734965E-2},{"$f":"'EL Development'!AN26","v":9.075723830734965E-2},{"$f":"'EL Development'!AO26","v":9.075723830734965E-2},{"$f":"'EL Development'!AP26","v":9.075723830734965E-2},{"$f":"'EL Development'!AQ26","v":9.075723830734965E-2},{"$f":"'EL Development'!AR26","v":9.075723830734965E-2},{"$f":"'EL Development'!AS26","v":9.075723830734965E-2}]
[null,null,null,{"$f":"'Efficiency Levels'!C45","v":"EL5"},{"$f":"'Efficiency Levels'!E45","v":"CSL 4 - Maximum Technology"},null,0,0,0,0,0,0,0,0,0,0,0,0,0,0,0,0,0,0,0,0,0,0,0,0,0,0,0,0,0,7.5167037861915365E-2,{"$f":"AL70","v":7.5167037861915365E-2},7.5167037861915365E-2,7.5167037861915365E-2,7.5167037861915365E-2,7.5167037861915365E-2,{"$f":"'EL Development'!AA27","v":7.5167037861915365E-2},{"$f":"'EL Development'!AB27","v":7.5167037861915365E-2},{"$f":"'EL Development'!AC27","v":7.5167037861915365E-2},{"$f":"'EL Development'!AD27","v":7.5167037861915365E-2},{"$f":"'EL Development'!AE27","v":7.5167037861915365E-2},{"$f":"'EL Development'!AF27","v":7.5167037861915365E-2},{"$f":"'EL Development'!AG27","v":7.5167037861915365E-2},{"$f":"'EL Development'!AH27","v":7.5167037861915365E-2},{"$f":"'EL Development'!AI27","v":7.5167037861915365E-2},{"$f":"'EL Development'!AJ27","v":7.5167037861915365E-2},{"$f":"'EL Development'!AK27","v":7.5167037861915365E-2},{"$f":"'EL Development'!AL27","v":7.5167037861915365E-2},{"$f":"'EL Development'!AM27","v":7.5167037861915365E-2},{"$f":"'EL Development'!AN27","v":7.5167037861915365E-2},{"$f":"'EL Development'!AO27","v":7.5167037861915365E-2},{"$f":"'EL Development'!AP27","v":7.5167037861915365E-2},{"$f":"'EL Development'!AQ27","v":7.5167037861915365E-2},{"$f":"'EL Development'!AR27","v":7.5167037861915365E-2},{"$f":"'EL Development'!AS27","v":7.5167037861915365E-2}]
[null,null,null,"TOTAL",null,null,{"$f":"SUM(G65:G70)","v":0.99999999999999989},{"$f":"SUM(H65:H70)","v":0.99999999999999989},0.99999999999999989,0.99999999999999989,0.99999999999999989,0.99999999999999989,0.99999999999999989,0.99999999999999989,0.99999999999999989,0.99999999999999989,0.99999999999999989,{"$f":"SUM(R65:R70)","v":0.99999999999999989},0.99999999999999989,0.99999999999999989,0.99999999999999989,0.99999999999999989,0.99999999999999989,0.99999999999999989,0.99999999999999989,0.99999999999999989,0.99999999999999989,0.99999999999999989,0.99999999999999989,0.99999999999999989,0.99999999999999989,0.99999999999999989,0.99999999999999989,0.99999999999999989,0.99999999999999989,0.99999999999999989,0.99999999999999989,0.99999999999999989,0.99999999999999989,0.99999999999999989,0.99999999999999989,0.99999999999999989,0.99999999999999989,0.99999999999999989,1,1,0.99999999999999989,0.99999999999999989,0.99999999999999989,0.99999999999999989,0.99999999999999989,0.99999999999999989,1,0.99999999999999989,1,0.99999999999999989,0.99999999999999989,1,0.99999999999999989,1]
[]
[null,null,null,"POST-Case"]
[null,null,null,"Efficiency Level",null,null,1981,{"$f":"G74+1","v":1982},1983,1984,1985,1986,1987,1988,1989,1990,1991,1992,{"$f":"R74+1","v":1993},{"$f":"S74+1","v":1994},{"$f":"T74+1","v":1995},{"$f":"U74+1","v":1996},{"$f":"V74+1","v":1997},{"$f":"W74+1","v":1998},{"$f":"X74+1","v":1999},{"$f":"Y74+1","v":2000},{"$f":"Z74+1","v":2001},{"$f":"AA74+1","v":2002},{"$f":"AB74+1","v":2003},{"$f":"AC74+1","v":2004},{"$f":"AD74+1","v":2005},{"$f":"AE74+1","v":2006},{"$f":"AF74+1","v":2007},{"$f":"AG74+1","v":2008},{"$f":"AH74+1","v":2009},{"$f":"AI74+1","v":2010},{"$f":"AJ74+1","v":2011},{"$f":"AK74+1","v":2012},{"$f":"AL74+1","v":2013},{"$f":"AM74+1","v":2014},{"$f":"AN74+1","v":2015},{"$f":"AO74+1","v":2016},{"$f":"AP74+1","v":2017},{"$f":"AQ74+1","v":2018},{"$f":"AR74+1","v":2019},{"$f":"AS74+1","v":2020},{"$f":"AT74+1","v":2021},{"$f":"AU74+1","v":2022},{"$f":"AV74+1","v":2023},{"$f":"AW74+1","v":2024},{"$f":"AX74+1","v":2025},{"$f":"AY74+1","v":2026},{"$f":"AZ74+1","v":2027},{"$f":"BA74+1","v":2028},{"$f":"BB74+1","v":2029},{"$f":"BC74+1","v":2030},{"$f":"BD74+1","v":2031},{"$f":"BE74+1","v":2032},{"$f":"BF74+1","v":2033},{"$f":"BG74+1","v":2034}]
[null,null,null,{"$f":"'Efficiency Levels'!C40","v":"EL0"},{"$f":"'Efficiency Levels'!E40","v":"Pre-EISA 2007"},null,{"$f":"G65","v":7.5167037861915365E-2},{"$f":"H65","v":7.5167037861915365E-2},7.5167037861915365E-2,7.5167037861915365E-2,7.5167037861915365E-2,7.5167037861915365E-2,7.5167037861915365E-2,7.5167037861915365E-2,7.5167037861915365E-2,7.5167037861915365E-2,7.5167037861915365E-2,{"$f":"R65","v":7.5167037861915365E-2},7.5167037861915365E-2,7.5167037861915365E-2,7.5167037861915365E-2,7.5167037861915365E-2,7.5167037861915365E-2,7.5167037861915365E-2,7.5167037861915365E-2,7.5167037861915365E-2,7.5167037861915365E-2,7.5167037861915365E-2,7.5167037861915365E-2,7.5167037861915365E-2,7.5167037861915365E-2,7.5167037861915365E-2,7.5167037861915365E-2,7.5167037861915365E-2,7.5167037861915365E-2,0,0,0,0,0,0,0,0,0,0,0,0,0,0,0,0,0,0,0,0,0,0,0,0,0]
[null,null,null,{"$f":"'Efficiency Levels'!C41","v":"EL1"},{"$f":"'Efficiency Levels'!E41","v":"CSL 0 - Baseline"},null,{"$f":"G66","v":4.8946536209211175E-2},{"$f":"H66","v":4.8946536209211175E-2},4.8946536209211175E-2,4.8946536209211175E-2,4.8946536209211175E-2,4.8946536209211175E-2,4.8946536209211175E-2,4.8946536209211175E-2,4.8946536209211175E-2,4.8946536209211175E-2,4.8946536209211175E-2,4.8946536209211175E-2,4.8946536209211175E-2,4.8946536209211175E-2,4.8946536209211175E-2,4.8946536209211175E-2,4.8946536209211175E-2,4.8946536209211175E-2,4.8946536209211175E-2,4.8946536209211175E-2,4.8946536209211175E-2,4.8946536209211175E-2,4.8946536209211175E-2,4.8946536209211175E-2,4.8946536209211175E-2,4.8946536209211175E-2,4.8946536209211175E-2,4.8946536209211175E-2,4.8946536209211175E-2,4.8946536209211175E-2,4.8946536209211175E-2,4.8946536209211175E-2,4.8946536209211175E-2,4.8946536209211175E-2,4.8946536209211175E-2,{"$f":"'EL Development'!AA156","v":0},{"$f":"'EL Development'!AB156","v":0},{"$f":"'EL Development'!AC156","v":0},{"$f":"'EL Development'!AD156","v":0},{"$f":"'EL Development'!AE156","v":0},{"$f":"'EL Development'!AF156","v":0},{"$f":"'EL Development'!AG156","v":0},{"$f":"'EL Development'!AH156","v":0},{"$f":"'EL Development'!AI156","v":0},{"$f":"'EL Development'!AJ156","v":0},{"$f":"'EL Development'!AK156","v":0},{"$f":"'EL Development'!AL156","v":0},{"$f":"'EL Development'!AM156","v":0},{"$f":"'EL Development'!AN156","v":0},{"$f":"'EL Development'!AO156","v":0},{"$f":"'EL Development'!AP156","v":0},{"$f":"'EL Development'!AQ156","v":0},{"$f":"'EL Development'!AR156","v":0},{"$f":"'EL Development'!AS156","v":0}]
[null,null,null,{"$f":"'Efficiency Levels'!C42","v":"EL2"},{"$f":"'Efficiency Levels'!E42","v":"CSL 1 - Standard"},null,{"$f":"G67","v":0.34521158129175944},{"$f":"H67","v":0.34521158129175944},0.34521158129175944,0.34521158129175944,0.34521158129175944,0.34521158129175944,0.34521158129175944,0.34521158129175944,0.34521158129175944,0.34521158129175944,0.34521158129175944,0.34521158129175944,0.34521158129175944,0.34521158129175944,0.34521158129175944,0.34521158129175944,0.34521158129175944,0.34521158129175944,0.34521158129175944,0.34521158129175944,0.34521158129175944,0.34521158129175944,0.34521158129175944,0.34521158129175944,0.34521158129175944,0.34521158129175944,0.34521158129175944,0.34521158129175944,0.34521158129175944,0.34521158129175944,0.34521158129175944,0.34521158129175944,0.34521158129175944,0.34521158129175944,0.34521158129175944,{"$f":"'EL Development'!AA157","v":0},{"$f":"'EL Development'!AB157","v":0},{"$f":"'EL Development'!AC157","v":0},{"$f":"'EL Development'!AD157","v":0},{"$f":"'EL Development'!AE157","v":0},{"$f":"'EL Development'!AF157","v":0},{"$f":"'EL Development'!AG157","v":0},{"$f":"'EL Development'!AH157","v":0},{"$f":"'EL Development'!AI157","v":0},{"$f":"'EL Development'!AJ157","v":0},{"$f":"'EL Development'!AK157","v":0},{"$f":"'EL Development'!AL157","v":0},{"$f":"'EL Development'!AM157","v":0},{"$f":"'EL Development'!AN157","v":0},{"$f":"'EL Development'!AO157","v":0},{"$f":"'EL Development'!AP157","v":0},{"$f":"'EL Development'!AQ157","v":0},{"$f":"'EL Development'!AR157","v":0},{"$f":"'EL Development'!AS157","v":0}]
[null,null,null,{"$f":"'Efficiency Levels'!C43","v":"EL3"},{"$f":"'Efficiency Levels'!E43","v":"CSL 2 - Premium"},null,{"$f":"G68","v":0.43991760632976429},{"$f":"H68","v":0.43991760632976429},0.43991760632976429,0.43991760632976429,0.43991760632976429,0.43991760632976429,0.43991760632976429,0.43991760632976429,0.43991760632976429,0.43991760632976429,0.43991760632976429,0.43991760632976429,0.43991760632976429,0.43991760632976429,0.43991760632976429,0.43991760632976429,0.43991760632976429,0.43991760632976429,0.43991760632976429,0.43991760632976429,0.43991760632976429,0.43991760632976429,0.43991760632976429,0.43991760632976429,0.43991760632976429,0.43991760632976429,0.43991760632976429,0.43991760632976429,0.43991760632976429,0.43991760632976429,0.43991760632976429,0.43991760632976429,0.43991760632976429,0.43991760632976429,0.43991760632976429,{"$f":"'EL Development'!AA158","v":0.76463627205944773},{"$f":"'EL Development'!AB158","v":0.69519682028816043},{"$f":"'EL Development'!AC158","v":0.65727590288616278},{"$f":"'EL Development'!AD158","v":0.63104514522745503},{"$f":"'EL Development'!AE158","v":0.61097049813460269},{"$f":"'EL Development'!AF158","v":0.59470470317339286},{"$f":"'EL Development'!AG158","v":0.58103036495303995},{"$f":"'EL Development'!AH158","v":0.5692341075976769},{"$f":"'EL Development'!AI158","v":0.55886179524629598},{"$f":"'EL Development'!AJ158","v":0.54960638671456552},{"$f":"'EL Development'!AK158","v":0.54125055576052938},{"$f":"'EL Development'!AL158","v":0.53363482054353795},{"$f":"'EL Development'!AM158","v":0.52663867802889242},{"$f":"'EL Development'!AN158","v":0.52016885301151428},{"$f":"'EL Development'!AO158","v":0.51415166667418788},{"$f":"'EL Development'!AP158","v":0.5085279046369362},{"$f":"'EL Development'!AQ158","v":0.50324926222897082},{"$f":"'EL Development'!AR158","v":0.49827581883452476},{"$f":"'EL Development'!AS158","v":0.49357420330126278}]
[null,null,null,{"$f":"'Efficiency Levels'!C44","v":"EL4"},{"$f":"'Efficiency Levels'!E44","v":"CSL 3 - Best-in-Market"},null,{"$f":"G69","v":9.075723830734965E-2},{"$f":"H69","v":9.075723830734965E-2},9.075723830734965E-2,9.075723830734965E-2,9.075723830734965E-2,9.075723830734965E-2,9.075723830734965E-2,9.075723830734965E-2,9.075723830734965E-2,9.075723830734965E-2,9.075723830734965E-2,9.075723830734965E-2,9.075723830734965E-2,9.075723830734965E-2,9.075723830734965E-2,9.075723830734965E-2,9.075723830734965E-2,9.075723830734965E-2,9.075723830734965E-2,9.075723830734965E-2,9.075723830734965E-2,9.075723830734965E-2,9.075723830734965E-2,9.075723830734965E-2,9.075723830734965E-2,9.075723830734965E-2,9.075723830734965E-2,9.075723830734965E-2,9.075723830734965E-2,9.075723830734965E-2,9.075723830734965E-2,9.075723830734965E-2,9.075723830734965E-2,9.075723830734965E-2,9.075723830734965E-2,{"$f":"'EL Development'!AA159","v":0.16019669007863699},{"$f":"'EL Development'!AB159","v":0.22963614184992437},{"$f":"'EL Development'!AC159","v":0.2675570592519218},{"$f":"'EL Development'!AD159","v":0.29378781691062972},{"$f":"'EL Development'!AE159","v":0.31386246400348194},{"$f":"'EL Development'!AF159","v":0.33012825896469178},{"$f":"'EL Development'!AG159","v":0.34380259718504469},{"$f":"'EL Development'!AH159","v":0.35559885454040774},{"$f":"'EL Development'!AI159","v":0.36597116689178871},{"$f":"'EL Development'!AJ159","v":0.37522657542351912},{"$f":"'EL Development'!AK159","v":0.38358240637755525},{"$f":"'EL Development'!AL159","v":0.39119814159454674},{"$f":"'EL Development'!AM159","v":0.39819428410919222},{"$f":"'EL Development'!AN159","v":0.40466410912657041},{"$f":"'EL Development'!AO159","v":0.4106812954638967},{"$f":"'EL Development'!AP159","v":0.41630505750114843},{"$f":"'EL Development'!AQ159","v":0.42158369990911387},{"$f":"'EL Development'!AR159","v":0.42655714330355982},{"$f":"'EL Development'!AS159","v":0.43125875883682185}]
[null,null,null,{"$f":"'Efficiency Levels'!C45","v":"EL5"},{"$f":"'Efficiency Levels'!E45","v":"CSL 4 - Maximum Technology"},null,{"$f":"G70","v":0},{"$f":"H70","v":0},0,0,0,0,0,0,0,0,0,0,0,0,0,0,0,0,0,0,0,0,0,0,0,0,0,0,0,7.5167037861915365E-2,7.5167037861915365E-2,7.5167037861915365E-2,7.5167037861915365E-2,7.5167037861915365E-2,7.5167037861915365E-2,{"$f":"'EL Development'!AA160","v":7.5167037861915365E-2},{"$f":"'EL Development'!AB160","v":7.5167037861915365E-2},{"$f":"'EL Development'!AC160","v":7.5167037861915365E-2},{"$f":"'EL Development'!AD160","v":7.5167037861915365E-2},{"$f":"'EL Development'!AE160","v":7.5167037861915365E-2},{"$f":"'EL Development'!AF160","v":7.5167037861915365E-2},{"$f":"'EL Development'!AG160","v":7.5167037861915365E-2},{"$f":"'EL Development'!AH160","v":7.5167037861915365E-2},{"$f":"'EL Development'!AI160","v":7.5167037861915365E-2},{"$f":"'EL Development'!AJ160","v":7.5167037861915365E-2},{"$f":"'EL Development'!AK160","v":7.5167037861915365E-2},{"$f":"'EL Development'!AL160","v":7.5167037861915365E-2},{"$f":"'EL Development'!AM160","v":7.5167037861915365E-2},{"$f":"'EL Development'!AN160","v":7.5167037861915365E-2},{"$f":"'EL Development'!AO160","v":7.5167037861915365E-2},{"$f":"'EL Development'!AP160","v":7.5167037861915365E-2},{"$f":"'EL Development'!AQ160","v":7.5167037861915365E-2},{"$f":"'EL Development'!AR160","v":7.5167037861915365E-2},{"$f":"'EL Development'!AS160","v":7.5167037861915365E-2}]
[null,null,null,"TOTAL",null,null,{"$f":"SUM(G75:G80)","v":0.99999999999999989},{"$f":"SUM(H75:H80)","v":0.99999999999999989},0.99999999999999989,0.99999999999999989,0.99999999999999989,0.99999999999999989,0.99999999999999989,0.99999999999999989,0.99999999999999989,0.99999999999999989,0.99999999999999989,{"$f":"SUM(R75:R80)","v":0.99999999999999989},0.99999999999999989,0.99999999999999989,0.99999999999999989,0.99999999999999989,0.99999999999999989,0.99999999999999989,0.99999999999999989,0.99999999999999989,0.99999999999999989,0.99999999999999989,0.99999999999999989,0.99999999999999989,0.99999999999999989,0.99999999999999989,0.99999999999999989,0.99999999999999989,0.99999999999999989,0.99999999999999989,0.99999999999999989,0.99999999999999989,0.99999999999999989,0.99999999999999989,0.99999999999999989,1,1.0000000000000002,1,1,1,1,1,1,1,1,1,1,1,1,1,1,1,1,1]
[]
[null,null,null,"Sources"]
[]
[]
[]
[null,null,null,{"$f":"'Product Classes'!H23&\" - \"&OFFSET('Product Classes'!$C$19,MATCH('Product Classes'!H23,MODEL_PCS,0),0)","v":"PC4 - NEMA Design A & B: 51-100 HP Motors"}]
[]
[null,null,null,"PRE-Case"]
[null,null,null,"Efficiency Level",null,null,1981,{"$f":"G90+1","v":1982},1983,1984,1985,1986,1987,1988,1989,1990,1991,1992,{"$f":"R90+1","v":1993},{"$f":"S90+1","v":1994},{"$f":"T90+1","v":1995},{"$f":"U90+1","v":1996},{"$f":"V90+1","v":1997},{"$f":"W90+1","v":1998},{"$f":"X90+1","v":1999},{"$f":"Y90+1","v":2000},{"$f":"Z90+1","v":2001},{"$f":"AA90+1","v":2002},{"$f":"AB90+1","v":2003},{"$f":"AC90+1","v":2004},{"$f":"AD90+1","v":2005},{"$f":"AE90+1","v":2006},{"$f":"AF90+1","v":2007},{"$f":"AG90+1","v":2008},{"$f":"AH90+1","v":2009},{"$f":"AI90+1","v":2010},{"$f":"AJ90+1","v":2011},{"$f":"AK90+1","v":2012},{"$f":"AL90+1","v":2013},{"$f":"AM90+1","v":2014},{"$f":"AN90+1","v":2015},{"$f":"AO90+1","v":2016},{"$f":"AP90+1","v":2017},{"$f":"AQ90+1","v":2018},{"$f":"AR90+1","v":2019},{"$f":"AS90+1","v":2020},{"$f":"AT90+1","v":2021},{"$f":"AU90+1","v":2022},{"$f":"AV90+1","v":2023},{"$f":"AW90+1","v":2024},{"$f":"AX90+1","v":2025},{"$f":"AY90+1","v":2026},{"$f":"AZ90+1","v":2027},{"$f":"BA90+1","v":2028},{"$f":"BB90+1","v":2029},{"$f":"BC90+1","v":2030},{"$f":"BD90+1","v":2031},{"$f":"BE90+1","v":2032},{"$f":"BF90+1","v":2033},{"$f":"BG90+1","v":2034}]
[null,null,null,{"$f":"'Efficiency Levels'!C54","v":"EL0"},{"$f":"'Efficiency Levels'!E54","v":"Pre-EISA 2007"},null,{"$f":"H91","v":8.2987551867219914E-2},{"$f":"I91","v":8.2987551867219914E-2},8.2987551867219914E-2,8.2987551867219914E-2,8.2987551867219914E-2,8.2987551867219914E-2,8.2987551867219914E-2,8.2987551867219914E-2,8.2987551867219914E-2,8.2987551867219914E-2,8.2987551867219914E-2,8.2987551867219914E-2,8.2987551867219914E-2,8.2987551867219914E-2,8.2987551867219914E-2,8.2987551867219914E-2,8.2987551867219914E-2,8.2987551867219914E-2,8.2987551867219914E-2,8.2987551867219914E-2,8.2987551867219914E-2,8.2987551867219914E-2,8.2987551867219914E-2,8.2987551867219914E-2,8.2987551867219914E-2,8.2987551867219914E-2,8.2987551867219914E-2,8.2987551867219914E-2,{"$f":"AJ96","v":8.2987551867219914E-2},0,0,0,0,0,0,0,0,0,0,0,0,0,0,0,0,0,0,0,0,0,0,0,0,0]
[null,null,null,{"$f":"'Efficiency Levels'!C55","v":"EL1"},{"$f":"'Efficiency Levels'!E55","v":"CSL 0 - Baseline"},null,{"$f":"H92","v":7.7590179529082898E-2},{"$f":"I92","v":7.7590179529082898E-2},7.7590179529082898E-2,7.7590179529082898E-2,7.7590179529082898E-2,7.7590179529082898E-2,7.7590179529082898E-2,7.7590179529082898E-2,7.7590179529082898E-2,7.7590179529082898E-2,7.7590179529082898E-2,7.7590179529082898E-2,7.7590179529082898E-2,7.7590179529082898E-2,7.7590179529082898E-2,7.7590179529082898E-2,7.7590179529082898E-2,7.7590179529082898E-2,7.7590179529082898E-2,7.7590179529082898E-2,7.7590179529082898E-2,7.7590179529082898E-2,7.7590179529082898E-2,7.7590179529082898E-2,7.7590179529082898E-2,7.7590179529082898E-2,7.7590179529082898E-2,7.7590179529082898E-2,7.7590179529082898E-2,{"$f":"AK92","v":7.7590179529082898E-2},{"$f":"AL92","v":7.7590179529082898E-2},7.7590179529082898E-2,7.7590179529082898E-2,7.7590179529082898E-2,7.7590179529082898E-2,{"$f":"'EL Development'!AA28","v":7.7590179529082898E-2},{"$f":"'EL Development'!AB28","v":7.2311537121117514E-2},{"$f":"'EL Development'!AC28","v":6.7338093726671516E-2},{"$f":"'EL Development'!AD28","v":6.2636478193409492E-2},{"$f":"'EL Development'!AE28","v":5.8178510124303286E-2},{"$f":"'EL Development'!AF28","v":5.394017620041372E-2},{"$f":"'EL Development'!AG28","v":4.9900847041961599E-2},{"$f":"'EL Development'!AH28","v":4.6042669816705274E-2},{"$f":"'EL Development'!AI28","v":4.2350091293493791E-2},{"$f":"'EL Development'!AJ28","v":3.8809479103222938E-2},{"$f":"'EL Development'!AK28","v":3.5408817897857908E-2},{"$f":"'EL Development'!AL28","v":3.2137463307815944E-2},{"$f":"'EL Development'!AM28","v":2.8985940986170328E-2},{"$f":"'EL Development'!AN28","v":2.5945781174713828E-2},{"$f":"'EL Development'!AO28","v":2.30093815136522E-2},{"$f":"'EL Development'!AP28","v":2.0169892499211556E-2},{"$f":"'EL Development'!AQ28","v":1.7421121245621923E-2},{"$f":"'EL Development'!AR28","v":1.4757450149774006E-2},{"$f":"'EL Development'!AS28","v":1.2173767772281602E-2}]
[null,null,null,{"$f":"'Efficiency Levels'!C56","v":"EL2"},{"$f":"'Efficiency Levels'!E56","v":"CSL 1 - Standard"},null,{"$f":"H93","v":0.25207468879668049},0.25207468879668049,0.25207468879668049,0.25207468879668049,0.25207468879668049,0.25207468879668049,0.25207468879668049,0.25207468879668049,0.25207468879668049,0.25207468879668049,0.25207468879668049,0.25207468879668049,0.25207468879668049,0.25207468879668049,0.25207468879668049,0.25207468879668049,0.25207468879668049,0.25207468879668049,0.25207468879668049,0.25207468879668049,0.25207468879668049,0.25207468879668049,0.25207468879668049,0.25207468879668049,0.25207468879668049,0.25207468879668049,0.25207468879668049,0.25207468879668049,0.25207468879668049,{"$f":"AK93","v":0.25207468879668049},{"$f":"AL93","v":0.25207468879668049},0.25207468879668049,0.25207468879668049,0.25207468879668049,0.25207468879668049,{"$f":"'EL Development'!AA29","v":0.25207468879668049},{"$f":"'EL Development'!AB29","v":0.25207468879668049},{"$f":"'EL Development'!AC29","v":0.25207468879668049},{"$f":"'EL Development'!AD29","v":0.25207468879668049},{"$f":"'EL Development'!AE29","v":0.25207468879668049},{"$f":"'EL Development'!AF29","v":0.25207468879668049},{"$f":"'EL Development'!AG29","v":0.25207468879668049},{"$f":"'EL Development'!AH29","v":0.25207468879668049},{"$f":"'EL Development'!AI29","v":0.25207468879668049},{"$f":"'EL Development'!AJ29","v":0.25207468879668049},{"$f":"'EL Development'!AK29","v":0.25207468879668049},{"$f":"'EL Development'!AL29","v":0.25207468879668049},{"$f":"'EL Development'!AM29","v":0.25207468879668049},{"$f":"'EL Development'!AN29","v":0.25207468879668049},{"$f":"'EL Development'!AO29","v":0.25207468879668049},{"$f":"'EL Development'!AP29","v":0.25207468879668049},{"$f":"'EL Development'!AQ29","v":0.25207468879668049},{"$f":"'EL Development'!AR29","v":0.25207468879668049},{"$f":"'EL Development'!AS29","v":0.25207468879668049}]
[null,null,null,{"$f":"'Efficiency Levels'!C57","v":"EL3"},{"$f":"'Efficiency Levels'!E57","v":"CSL 2 - Premium"},null,0.4172230984792159,0.4172230984792159,0.4172230984792159,0.4172230984792159,0.4172230984792159,0.4172230984792159,0.4172230984792159,0.4172230984792159,0.4172230984792159,0.4172230984792159,0.4172230984792159,0.4172230984792159,0.4172230984792159,0.4172230984792159,0.4172230984792159,0.4172230984792159,0.4172230984792159,0.4172230984792159,0.4172230984792159,0.4172230984792159,0.4172230984792159,0.4172230984792159,0.4172230984792159,0.4172230984792159,0.4172230984792159,0.4172230984792159,0.4172230984792159,0.4172230984792159,0.4172230984792159,0.4172230984792159,{"$f":"AL94","v":0.4172230984792159},0.4172230984792159,0.4172230984792159,0.4172230984792159,0.4172230984792159,{"$f":"'EL Development'!AA30","v":0.4172230984792159},{"$f":"'EL Development'!AB30","v":0.42250174088718123},{"$f":"'EL Development'!AC30","v":0.42747518428162723},{"$f":"'EL Development'!AD30","v":0.43217679981488932},{"$f":"'EL Development'!AE30","v":0.43663476788399547},{"$f":"'EL Development'!AF30","v":0.44087310180788508},{"$f":"'EL Development'!AG30","v":0.44491243096633715},{"$f":"'EL Development'!AH30","v":0.44877060819159348},{"$f":"'EL Development'!AI30","v":0.45246318671480495},{"$f":"'EL Development'!AJ30","v":0.45600379890507581},{"$f":"'EL Development'!AK30","v":0.45940446011044089},{"$f":"'EL Development'!AL30","v":0.46267581470048286},{"$f":"'EL Development'!AM30","v":0.46582733702212847},{"$f":"'EL Development'!AN30","v":0.46886749683358497},{"$f":"'EL Development'!AO30","v":0.4718038964946466},{"$f":"'EL Development'!AP30","v":0.47464338550908725},{"$f":"'EL Development'!AQ30","v":0.47739215676267688},{"$f":"'EL Development'!AR30","v":0.48005582785852474},{"$f":"'EL Development'!AS30","v":0.48263951023601726}]
[null,null,null,{"$f":"'Efficiency Levels'!C58","v":"EL4"},{"$f":"'Efficiency Levels'!E58","v":"CSL 3 - Best-in-Market"},null,0.17012448132780084,0.17012448132780084,0.17012448132780084,0.17012448132780084,0.17012448132780084,0.17012448132780084,0.17012448132780084,0.17012448132780084,0.17012448132780084,0.17012448132780084,0.17012448132780084,0.17012448132780084,0.17012448132780084,0.17012448132780084,0.17012448132780084,0.17012448132780084,0.17012448132780084,0.17012448132780084,0.17012448132780084,0.17012448132780084,0.17012448132780084,0.17012448132780084,0.17012448132780084,0.17012448132780084,0.17012448132780084,0.17012448132780084,0.17012448132780084,0.17012448132780084,0.17012448132780084,0.17012448132780084,{"$f":"AL95","v":0.17012448132780084},0.17012448132780084,0.17012448132780084,0.17012448132780084,0.17012448132780084,{"$f":"'EL Development'!AA31","v":0.17012448132780084},{"$f":"'EL Development'!AB31","v":0.17012448132780084},{"$f":"'EL Development'!AC31","v":0.17012448132780084},{"$f":"'EL Development'!AD31","v":0.17012448132780084},{"$f":"'EL Development'!AE31","v":0.17012448132780084},{"$f":"'EL Development'!AF31","v":0.17012448132780084},{"$f":"'EL Development'!AG31","v":0.17012448132780084},{"$f":"'EL Development'!AH31","v":0.17012448132780084},{"$f":"'EL Development'!AI31","v":0.17012448132780084},{"$f":"'EL Development'!AJ31","v":0.17012448132780084},{"$f":"'EL Development'!AK31","v":0.17012448132780084},{"$f":"'EL Development'!AL31","v":0.17012448132780084},{"$f":"'EL Development'!AM31","v":0.17012448132780084},{"$f":"'EL Development'!AN31","v":0.17012448132780084},{"$f":"'EL Development'!AO31","v":0.17012448132780084},{"$f":"'EL Development'!AP31","v":0.17012448132780084},{"$f":"'EL Development'!AQ31","v":0.17012448132780084},{"$f":"'EL Development'!AR31","v":0.17012448132780084},{"$f":"'EL Development'!AS31","v":0.17012448132780084}]
[null,null,null,{"$f":"'Efficiency Levels'!C59","v":"EL5"},{"$f":"'Efficiency Levels'!E59","v":"CSL 4 - Maximum Technology"},null,0,0,0,0,0,0,0,0,0,0,0,0,0,0,0,0,0,0,0,0,0,0,0,0,0,0,0,0,0,8.2987551867219914E-2,{"$f":"AL96","v":8.2987551867219914E-2},8.2987551867219914E-2,8.2987551867219914E-2,8.2987551867219914E-2,8.2987551867219914E-2,{"$f":"'EL Development'!AA32","v":8.2987551867219914E-2},{"$f":"'EL Development'!AB32","v":8.2987551867219914E-2},{"$f":"'EL Development'!AC32","v":8.2987551867219914E-2},{"$f":"'EL Development'!AD32","v":8.2987551867219914E-2},{"$f":"'EL Development'!AE32","v":8.2987551867219914E-2},{"$f":"'EL Development'!AF32","v":8.2987551867219914E-2},{"$f":"'EL Development'!AG32","v":8.2987551867219914E-2},{"$f":"'EL Development'!AH32","v":8.2987551867219914E-2},{"$f":"'EL Development'!AI32","v":8.2987551867219914E-2},{"$f":"'EL Development'!AJ32","v":8.2987551867219914E-2},{"$f":"'EL Development'!AK32","v":8.2987551867219914E-2},{"$f":"'EL Development'!AL32","v":8.2987551867219914E-2},{"$f":"'EL Development'!AM32","v":8.2987551867219914E-2},{"$f":"'EL Development'!AN32","v":8.2987551867219914E-2},{"$f":"'EL Development'!AO32","v":8.2987551867219914E-2},{"$f":"'EL Development'!AP32","v":8.2987551867219914E-2},{"$f":"'EL Development'!AQ32","v":8.2987551867219914E-2},{"$f":"'EL Development'!AR32","v":8.2987551867219914E-2},{"$f":"'EL Development'!AS32","v":8.2987551867219914E-2}]
[null,null,null,"TOTAL",null,null,{"$f":"SUM(G91:G96)","v":1},{"$f":"SUM(H91:H96)","v":1},1,1,1,1,1,1,1,1,1,{"$f":"SUM(R91:R96)","v":1},1,1,1,1,1,1,1,1,1,1,1,1,1,1,1,1,1,1,1,1,1,1,1,1,1,1,1,1,1,1,1,1,1,1,1,1,1,1,1,1,1,1]
[]
[null,null,null,"POST-Case"]
[null,null,null,"Efficiency Level",null,null,1981,{"$f":"G100+1","v":1982},1983,1984,1985,1986,1987,1988,1989,1990,1991,1992,{"$f":"R100+1","v":1993},{"$f":"S100+1","v":1994},{"$f":"T100+1","v":1995},{"$f":"U100+1","v":1996},{"$f":"V100+1","v":1997},{"$f":"W100+1","v":1998},{"$f":"X100+1","v":1999},{"$f":"Y100+1","v":2000},{"$f":"Z100+1","v":2001},{"$f":"AA100+1","v":2002},{"$f":"AB100+1","v":2003},{"$f":"AC100+1","v":2004},{"$f":"AD100+1","v":2005},{"$f":"AE100+1","v":2006},{"$f":"AF100+1","v":2007},{"$f":"AG100+1","v":2008},{"$f":"AH100+1","v":2009},{"$f":"AI100+1","v":2010},{"$f":"AJ100+1","v":2011},{"$f":"AK100+1","v":2012},{"$f":"AL100+1","v":2013},{"$f":"AM100+1","v":2014},{"$f":"AN100+1","v":2015},{"$f":"AO100+1","v":2016},{"$f":"AP100+1","v":2017},{"$f":"AQ100+1","v":2018},{"$f":"AR100+1","v":2019},{"$f":"AS100+1","v":2020},{"$f":"AT100+1","v":2021},{"$f":"AU100+1","v":2022},{"$f":"AV100+1","v":2023},{"$f":"AW100+1","v":2024},{"$f":"AX100+1","v":2025},{"$f":"AY100+1","v":2026},{"$f":"AZ100+1","v":2027},{"$f":"BA100+1","v":2028},{"$f":"BB100+1","v":2029},{"$f":"BC100+1","v":2030},{"$f":"BD100+1","v":2031},{"$f":"BE100+1","v":2032},{"$f":"BF100+1","v":2033},{"$f":"BG100+1","v":2034}]
[null,null,null,{"$f":"'Efficiency Levels'!C54","v":"EL0"},{"$f":"'Efficiency Levels'!E54","v":"Pre-EISA 2007"},null,{"$f":"G91","v":8.2987551867219914E-2},{"$f":"H91","v":8.2987551867219914E-2},8.2987551867219914E-2,8.2987551867219914E-2,8.2987551867219914E-2,8.2987551867219914E-2,8.2987551867219914E-2,8.2987551867219914E-2,8.2987551867219914E-2,8.2987551867219914E-2,8.2987551867219914E-2,{"$f":"R91","v":8.2987551867219914E-2},8.2987551867219914E-2,8.2987551867219914E-2,8.2987551867219914E-2,8.2987551867219914E-2,8.2987551867219914E-2,8.2987551867219914E-2,8.2987551867219914E-2,8.2987551867219914E-2,8.2987551867219914E-2,8.2987551867219914E-2,8.2987551867219914E-2,8.2987551867219914E-2,8.2987551867219914E-2,8.2987551867219914E-2,8.2987551867219914E-2,8.2987551867219914E-2,8.2987551867219914E-2,0,0,0,0,0,0,0,0,0,0,0,0,0,0,0,0,0,0,0,0,0,0,0,0,0]
[null,null,null,{"$f":"'Efficiency Levels'!C55","v":"EL1"},{"$f":"'Efficiency Levels'!E55","v":"CSL 0 - Baseline"},null,{"$f":"G92","v":7.7590179529082898E-2},{"$f":"H92","v":7.7590179529082898E-2},7.7590179529082898E-2,7.7590179529082898E-2,7.7590179529082898E-2,7.7590179529082898E-2,7.7590179529082898E-2,7.7590179529082898E-2,7.7590179529082898E-2,7.7590179529082898E-2,7.7590179529082898E-2,7.7590179529082898E-2,7.7590179529082898E-2,7.7590179529082898E-2,7.7590179529082898E-2,7.7590179529082898E-2,7.7590179529082898E-2,7.7590179529082898E-2,7.7590179529082898E-2,7.7590179529082898E-2,7.7590179529082898E-2,7.7590179529082898E-2,7.7590179529082898E-2,7.7590179529082898E-2,7.7590179529082898E-2,7.7590179529082898E-2,7.7590179529082898E-2,7.7590179529082898E-2,7.7590179529082898E-2,7.7590179529082898E-2,7.7590179529082898E-2,7.7590179529082898E-2,7.7590179529082898E-2,7.7590179529082898E-2,7.7590179529082898E-2,{"$f":"'EL Development'!AA161","v":0},{"$f":"'EL Development'!AB161","v":0},{"$f":"'EL Development'!AC161","v":0},{"$f":"'EL Development'!AD161","v":0},{"$f":"'EL Development'!AE161","v":0},{"$f":"'EL Development'!AF161","v":0},{"$f":"'EL Development'!AG161","v":0},{"$f":"'EL Development'!AH161","v":0},{"$f":"'EL Development'!AI161","v":0},{"$f":"'EL Development'!AJ161","v":0},{"$f":"'EL Development'!AK161","v":0},{"$f":"'EL Development'!AL161","v":0},{"$f":"'EL Development'!AM161","v":0},{"$f":"'EL Development'!AN161","v":0},{"$f":"'EL Development'!AO161","v":0},{"$f":"'EL Development'!AP161","v":0},{"$f":"'EL Development'!AQ161","v":0},{"$f":"'EL Development'!AR161","v":0},{"$f":"'EL Development'!AS161","v":0}]
[null,null,null,{"$f":"'Efficiency Levels'!C56","v":"EL2"},{"$f":"'Efficiency Levels'!E56","v":"CSL 1 - Standard"},null,{"$f":"G93","v":0.25207468879668049},{"$f":"H93","v":0.25207468879668049},0.25207468879668049,0.25207468879668049,0.25207468879668049,0.25207468879668049,0.25207468879668049,0.25207468879668049,0.25207468879668049,0.25207468879668049,0.25207468879668049,0.25207468879668049,0.25207468879668049,0.25207468879668049,0.25207468879668049,0.25207468879668049,0.25207468879668049,0.25207468879668049,0.25207468879668049,0.25207468879668049,0.25207468879668049,0.25207468879668049,0.25207468879668049,0.25207468879668049,0.25207468879668049,0.25207468879668049,0.25207468879668049,0.25207468879668049,0.25207468879668049,0.25207468879668049,0.25207468879668049,0.25207468879668049,0.25207468879668049,0.25207468879668049,0.25207468879668049,{"$f":"'EL Development'!AA162","v":0},{"$f":"'EL Development'!AB162","v":0},{"$f":"'EL Development'!AC162","v":0},{"$f":"'EL Development'!AD162","v":0},{"$f":"'EL Development'!AE162","v":0},{"$f":"'EL Development'!AF162","v":0},{"$f":"'EL Development'!AG162","v":0},{"$f":"'EL Development'!AH162","v":0},{"$f":"'EL Development'!AI162","v":0},{"$f":"'EL Development'!AJ162","v":0},{"$f":"'EL Development'!AK162","v":0},{"$f":"'EL Development'!AL162","v":0},{"$f":"'EL Development'!AM162","v":0},{"$f":"'EL Development'!AN162","v":0},{"$f":"'EL Development'!AO162","v":0},{"$f":"'EL Development'!AP162","v":0},{"$f":"'EL Development'!AQ162","v":0},{"$f":"'EL Development'!AR162","v":0},{"$f":"'EL Development'!AS162","v":0}]
[null,null,null,{"$f":"'Efficiency Levels'!C57","v":"EL3"},{"$f":"'Efficiency Levels'!E57","v":"CSL 2 - Premium"},null,{"$f":"G94","v":0.4172230984792159},{"$f":"H94","v":0.4172230984792159},0.4172230984792159,0.4172230984792159,0.4172230984792159,0.4172230984792159,0.4172230984792159,0.4172230984792159,0.4172230984792159,0.4172230984792159,0.4172230984792159,0.4172230984792159,0.4172230984792159,0.4172230984792159,0.4172230984792159,0.4172230984792159,0.4172230984792159,0.4172230984792159,0.4172230984792159,0.4172230984792159,0.4172230984792159,0.4172230984792159,0.4172230984792159,0.4172230984792159,0.4172230984792159,0.4172230984792159,0.4172230984792159,0.4172230984792159,0.4172230984792159,0.4172230984792159,0.4172230984792159,0.4172230984792159,0.4172230984792159,0.4172230984792159,0.4172230984792159,{"$f":"'EL Development'!AA163","v":0.67744851503369197},{"$f":"'EL Development'!AB163","v":0.60800906326240456},{"$f":"'EL Development'!AC163","v":0.57008814586040701},{"$f":"'EL Development'!AD163","v":0.54385738820169927},{"$f":"'EL Development'!AE163","v":0.52378274110884693},{"$f":"'EL Development'!AF163","v":0.50751694614763709},{"$f":"'EL Development'!AG163","v":0.49384260792728429},{"$f":"'EL Development'!AH163","v":0.48204635057192113},{"$f":"'EL Development'!AI163","v":0.4716740382205401},{"$f":"'EL Development'!AJ163","v":0.46241862968880981},{"$f":"'EL Development'!AK163","v":0.45406279873477373},{"$f":"'EL Development'!AL163","v":0.44644706351778218},{"$f":"'EL Development'!AM163","v":0.43945092100313676},{"$f":"'EL Development'!AN163","v":0.43298109598575851},{"$f":"'EL Development'!AO163","v":0.42696390964843223},{"$f":"'EL Development'!AP163","v":0.42134014761118044},{"$f":"'EL Development'!AQ163","v":0.41606150520321505},{"$f":"'EL Development'!AR163","v":0.41108806180876911},{"$f":"'EL Development'!AS163","v":0.40638644627550702}]
[null,null,null,{"$f":"'Efficiency Levels'!C58","v":"EL4"},{"$f":"'Efficiency Levels'!E58","v":"CSL 3 - Best-in-Market"},null,{"$f":"G95","v":0.17012448132780084},{"$f":"H95","v":0.17012448132780084},0.17012448132780084,0.17012448132780084,0.17012448132780084,0.17012448132780084,0.17012448132780084,0.17012448132780084,0.17012448132780084,0.17012448132780084,0.17012448132780084,0.17012448132780084,0.17012448132780084,0.17012448132780084,0.17012448132780084,0.17012448132780084,0.17012448132780084,0.17012448132780084,0.17012448132780084,0.17012448132780084,0.17012448132780084,0.17012448132780084,0.17012448132780084,0.17012448132780084,0.17012448132780084,0.17012448132780084,0.17012448132780084,0.17012448132780084,0.17012448132780084,0.17012448132780084,0.17012448132780084,0.17012448132780084,0.17012448132780084,0.17012448132780084,0.17012448132780084,{"$f":"'EL Development'!AA164","v":0.23956393309908819},{"$f":"'EL Development'!AB164","v":0.30900338487037554},{"$f":"'EL Development'!AC164","v":0.34692430227237303},{"$f":"'EL Development'!AD164","v":0.37315505993108089},{"$f":"'EL Development'!AE164","v":0.39322970702393323},{"$f":"'EL Development'!AF164","v":0.40949550198514306},{"$f":"'EL Development'!AG164","v":0.42316984020549586},{"$f":"'EL Development'!AH164","v":0.43496609756085897},{"$f":"'EL Development'!AI164","v":0.44533840991223994},{"$f":"'EL Development'!AJ164","v":0.4545938184439704},{"$f":"'EL Development'!AK164","v":0.46294964939800642},{"$f":"'EL Development'!AL164","v":0.47056538461499797},{"$f":"'EL Development'!AM164","v":0.47756152712964339},{"$f":"'EL Development'!AN164","v":0.4840313521470217},{"$f":"'EL Development'!AO164","v":0.49004853848434793},{"$f":"'EL Development'!AP164","v":0.49567230052159972},{"$f":"'EL Development'!AQ164","v":0.5009509429295651},{"$f":"'EL Development'!AR164","v":0.50592438632401104},{"$f":"'EL Development'!AS164","v":0.51062600185727314}]
[null,null,null,{"$f":"'Efficiency Levels'!C59","v":"EL5"},{"$f":"'Efficiency Levels'!E59","v":"CSL 4 - Maximum Technology"},null,{"$f":"G96","v":0},{"$f":"H96","v":0},0,0,0,0,0,0,0,0,0,0,0,0,0,0,0,0,0,0,0,0,0,0,0,0,0,0,0,8.2987551867219914E-2,8.2987551867219914E-2,8.2987551867219914E-2,8.2987551867219914E-2,8.2987551867219914E-2,8.2987551867219914E-2,{"$f":"'EL Development'!AA165","v":8.2987551867219914E-2},{"$f":"'EL Development'!AB165","v":8.2987551867219914E-2},{"$f":"'EL Development'!AC165","v":8.2987551867219914E-2},{"$f":"'EL Development'!AD165","v":8.2987551867219914E-2},{"$f":"'EL Development'!AE165","v":8.2987551867219914E-2},{"$f":"'EL Development'!AF165","v":8.2987551867219914E-2},{"$f":"'EL Development'!AG165","v":8.2987551867219914E-2},{"$f":"'EL Development'!AH165","v":8.2987551867219914E-2},{"$f":"'EL Development'!AI165","v":8.2987551867219914E-2},{"$f":"'EL Development'!AJ165","v":8.2987551867219914E-2},{"$f":"'EL Development'!AK165","v":8.2987551867219914E-2},{"$f":"'EL Development'!AL165","v":8.2987551867219914E-2},{"$f":"'EL Development'!AM165","v":8.2987551867219914E-2},{"$f":"'EL Development'!AN165","v":8.2987551867219914E-2},{"$f":"'EL Development'!AO165","v":8.2987551867219914E-2},{"$f":"'EL Development'!AP165","v":8.2987551867219914E-2},{"$f":"'EL Development'!AQ165","v":8.2987551867219914E-2},{"$f":"'EL Development'!AR165","v":8.2987551867219914E-2},{"$f":"'EL Development'!AS165","v":8.2987551867219914E-2}]
[null,null,null,"TOTAL",null,null,{"$f":"SUM(G101:G106)","v":1},{"$f":"SUM(H101:H106)","v":1},1,1,1,1,1,1,1,1,1,{"$f":"SUM(R101:R106)","v":1},1,1,1,1,1,1,1,1,1,1,1,1,1,1,1,1,1,1,1,1,1,1,1,1,1,1,1,1,1,1,1,1,1,1,1,1,1,1,1,1,1,1]
[]
[null,null,null,"Sources"]
[]
[]
[]
[null,null,null,{"$f":"'Product Classes'!H24&\" - \"&OFFSET('Product Classes'!$C$19,MATCH('Product Classes'!H24,MODEL_PCS,0),0)","v":"PC5 - NEMA Design A & B: 101-200 HP Motors"}]
[]
[null,null,null,"PRE-Case"]
[null,null,null,"Efficiency Level",null,null,1981,{"$f":"G116+1","v":1982},1983,1984,1985,1986,1987,1988,1989,1990,1991,1992,{"$f":"R116+1","v":1993},{"$f":"S116+1","v":1994},{"$f":"T116+1","v":1995},{"$f":"U116+1","v":1996},{"$f":"V116+1","v":1997},{"$f":"W116+1","v":1998},{"$f":"X116+1","v":1999},{"$f":"Y116+1","v":2000},{"$f":"Z116+1","v":2001},{"$f":"AA116+1","v":2002},{"$f":"AB116+1","v":2003},{"$f":"AC116+1","v":2004},{"$f":"AD116+1","v":2005},{"$f":"AE116+1","v":2006},{"$f":"AF116+1","v":2007},{"$f":"AG116+1","v":2008},{"$f":"AH116+1","v":2009},{"$f":"AI116+1","v":2010},{"$f":"AJ116+1","v":2011},{"$f":"AK116+1","v":2012},{"$f":"AL116+1","v":2013},{"$f":"AM116+1","v":2014},{"$f":"AN116+1","v":2015},{"$f":"AO116+1","v":2016},{"$f":"AP116+1","v":2017},{"$f":"AQ116+1","v":2018},{"$f":"AR116+1","v":2019},{"$f":"AS116+1","v":2020},{"$f":"AT116+1","v":2021},{"$f":"AU116+1","v":2022},{"$f":"AV116+1","v":2023},{"$f":"AW116+1","v":2024},{"$f":"AX116+1","v":2025},{"$f":"AY116+1","v":2026},{"$f":"AZ116+1","v":2027},{"$f":"BA116+1","v":2028},{"$f":"BB116+1","v":2029},{"$f":"BC116+1","v":2030},{"$f":"BD116+1","v":2031},{"$f":"BE116+1","v":2032},{"$f":"BF116+1","v":2033},{"$f":"BG116+1","v":2034}]
[null,null,null,{"$f":"'Efficiency Levels'!C68","v":"EL0"},{"$f":"'Efficiency Levels'!E68","v":"Pre-EISA 2007"},null,{"$f":"H117","v":0.14285714285714285},{"$f":"I117","v":0.14285714285714285},0.14285714285714285,0.14285714285714285,0.14285714285714285,0.14285714285714285,0.14285714285714285,0.14285714285714285,0.14285714285714285,0.14285714285714285,0.14285714285714285,0.14285714285714285,0.14285714285714285,0.14285714285714285,0.14285714285714285,0.14285714285714285,0.14285714285714285,0.14285714285714285,0.14285714285714285,0.14285714285714285,0.14285714285714285,0.14285714285714285,0.14285714285714285,0.14285714285714285,0.14285714285714285,0.14285714285714285,0.14285714285714285,0.14285714285714285,{"$f":"AJ122","v":0.14285714285714285},0,0,0,0,0,0,0,0,0,0,0,0,0,0,0,0,0,0,0,0,0,0,0,0,0]
[null,null,null,{"$f":"'Efficiency Levels'!C69","v":"EL1"},{"$f":"'Efficiency Levels'!E69","v":"CSL 0 - Baseline"},null,{"$f":"H118","v":5.6306294538866763E-2},{"$f":"I118","v":5.6306294538866763E-2},5.6306294538866763E-2,5.6306294538866763E-2,5.6306294538866763E-2,5.6306294538866763E-2,5.6306294538866763E-2,5.6306294538866763E-2,5.6306294538866763E-2,5.6306294538866763E-2,5.6306294538866763E-2,5.6306294538866763E-2,5.6306294538866763E-2,5.6306294538866763E-2,5.6306294538866763E-2,5.6306294538866763E-2,5.6306294538866763E-2,5.6306294538866763E-2,5.6306294538866763E-2,5.6306294538866763E-2,5.6306294538866763E-2,5.6306294538866763E-2,5.6306294538866763E-2,5.6306294538866763E-2,5.6306294538866763E-2,5.6306294538866763E-2,5.6306294538866763E-2,5.6306294538866763E-2,5.6306294538866763E-2,{"$f":"AK118","v":5.6306294538866763E-2},{"$f":"AL118","v":5.6306294538866763E-2},5.6306294538866763E-2,5.6306294538866763E-2,5.6306294538866763E-2,5.6306294538866763E-2,{"$f":"'EL Development'!AA33","v":5.6306294538866763E-2},{"$f":"'EL Development'!AB33","v":5.102765213090138E-2},{"$f":"'EL Development'!AC33","v":4.6054208736455382E-2},{"$f":"'EL Development'!AD33","v":4.1352593203193344E-2},{"$f":"'EL Development'!AE33","v":3.6894625134087145E-2},{"$f":"'EL Development'!AF33","v":3.2656291210197586E-2},{"$f":"'EL Development'!AG33","v":2.8616962051745465E-2},{"$f":"'EL Development'!AH33","v":2.4758784826489133E-2},{"$f":"'EL Development'!AI33","v":2.1066206303277657E-2},{"$f":"'EL Development'!AJ33","v":1.7525594113006804E-2},{"$f":"'EL Development'!AK33","v":1.4124932907641774E-2},{"$f":"'EL Development'!AL33","v":1.085357831759981E-2},{"$f":"'EL Development'!AM33","v":7.7020559959541934E-3},{"$f":"'EL Development'!AN33","v":4.6618961844976936E-3},{"$f":"'EL Development'!AO33","v":1.7254965234360653E-3},{"$f":"'EL Development'!AP33","v":0},{"$f":"'EL Development'!AQ33","v":0},{"$f":"'EL Development'!AR33","v":0},{"$f":"'EL Development'!AS33","v":0}]
[null,null,null,{"$f":"'Efficiency Levels'!C70","v":"EL2"},{"$f":"'Efficiency Levels'!E70","v":"CSL 1 - Standard"},null,{"$f":"H119","v":0.24423963133640553},0.24423963133640553,0.24423963133640553,0.24423963133640553,0.24423963133640553,0.24423963133640553,0.24423963133640553,0.24423963133640553,0.24423963133640553,0.24423963133640553,0.24423963133640553,0.24423963133640553,0.24423963133640553,0.24423963133640553,0.24423963133640553,0.24423963133640553,0.24423963133640553,0.24423963133640553,0.24423963133640553,0.24423963133640553,0.24423963133640553,0.24423963133640553,0.24423963133640553,0.24423963133640553,0.24423963133640553,0.24423963133640553,0.24423963133640553,0.24423963133640553,0.24423963133640553,{"$f":"AK119","v":0.24423963133640553},{"$f":"AL119","v":0.24423963133640553},0.24423963133640553,0.24423963133640553,0.24423963133640553,0.24423963133640553,{"$f":"'EL Development'!AA34","v":0.24423963133640553},{"$f":"'EL Development'!AB34","v":0.24423963133640553},{"$f":"'EL Development'!AC34","v":0.24423963133640553},{"$f":"'EL Development'!AD34","v":0.24423963133640553},{"$f":"'EL Development'!AE34","v":0.24423963133640553},{"$f":"'EL Development'!AF34","v":0.24423963133640553},{"$f":"'EL Development'!AG34","v":0.24423963133640553},{"$f":"'EL Development'!AH34","v":0.24423963133640553},{"$f":"'EL Development'!AI34","v":0.24423963133640553},{"$f":"'EL Development'!AJ34","v":0.24423963133640553},{"$f":"'EL Development'!AK34","v":0.24423963133640553},{"$f":"'EL Development'!AL34","v":0.24423963133640553},{"$f":"'EL Development'!AM34","v":0.24423963133640553},{"$f":"'EL Development'!AN34","v":0.24423963133640553},{"$f":"'EL Development'!AO34","v":0.24423963133640553},{"$f":"'EL Development'!AP34","v":0.24312563884540095},{"$f":"'EL Development'!AQ34","v":0.24037686759181132},{"$f":"'EL Development'!AR34","v":0.2377131964959634},{"$f":"'EL Development'!AS34","v":0.23512951411847099}]
[null,null,null,{"$f":"'Efficiency Levels'!C71","v":"EL3"},{"$f":"'Efficiency Levels'!E71","v":"CSL 2 - Premium"},null,0.28624362865621772,0.28624362865621772,0.28624362865621772,0.28624362865621772,0.28624362865621772,0.28624362865621772,0.28624362865621772,0.28624362865621772,0.28624362865621772,0.28624362865621772,0.28624362865621772,0.28624362865621772,0.28624362865621772,0.28624362865621772,0.28624362865621772,0.28624362865621772,0.28624362865621772,0.28624362865621772,0.28624362865621772,0.28624362865621772,0.28624362865621772,0.28624362865621772,0.28624362865621772,0.28624362865621772,0.28624362865621772,0.28624362865621772,0.28624362865621772,0.28624362865621772,0.28624362865621772,0.28624362865621772,{"$f":"AL120","v":0.28624362865621772},0.28624362865621772,0.28624362865621772,0.28624362865621772,0.28624362865621772,{"$f":"'EL Development'!AA35","v":0.28624362865621772},{"$f":"'EL Development'!AB35","v":0.2915222710641831},{"$f":"'EL Development'!AC35","v":0.2964957144586291},{"$f":"'EL Development'!AD35","v":0.30119732999189114},{"$f":"'EL Development'!AE35","v":0.30565529806099734},{"$f":"'EL Development'!AF35","v":0.3098936319848869},{"$f":"'EL Development'!AG35","v":0.31393296114333902},{"$f":"'EL Development'!AH35","v":0.31779113836859535},{"$f":"'EL Development'!AI35","v":0.32148371689180683},{"$f":"'EL Development'!AJ35","v":0.32502432908207768},{"$f":"'EL Development'!AK35","v":0.32842499028744271},{"$f":"'EL Development'!AL35","v":0.33169634487748467},{"$f":"'EL Development'!AM35","v":0.33484786719913029},{"$f":"'EL Development'!AN35","v":0.33788802701058679},{"$f":"'EL Development'!AO35","v":0.34082442667164842},{"$f":"'EL Development'!AP35","v":0.34366391568608901},{"$f":"'EL Development'!AQ35","v":0.34641268693967869},{"$f":"'EL Development'!AR35","v":0.34907635803552661},{"$f":"'EL Development'!AS35","v":0.35166004041301901}]
[null,null,null,{"$f":"'Efficiency Levels'!C72","v":"EL4"},{"$f":"'Efficiency Levels'!E72","v":"CSL 3 - Best-in-Market"},null,0.27035330261136714,0.27035330261136714,0.27035330261136714,0.27035330261136714,0.27035330261136714,0.27035330261136714,0.27035330261136714,0.27035330261136714,0.27035330261136714,0.27035330261136714,0.27035330261136714,0.27035330261136714,0.27035330261136714,0.27035330261136714,0.27035330261136714,0.27035330261136714,0.27035330261136714,0.27035330261136714,0.27035330261136714,0.27035330261136714,0.27035330261136714,0.27035330261136714,0.27035330261136714,0.27035330261136714,0.27035330261136714,0.27035330261136714,0.27035330261136714,0.27035330261136714,0.27035330261136714,0.27035330261136714,{"$f":"AL121","v":0.27035330261136714},0.27035330261136714,0.27035330261136714,0.27035330261136714,0.27035330261136714,{"$f":"'EL Development'!AA36","v":0.27035330261136714},{"$f":"'EL Development'!AB36","v":0.27035330261136714},{"$f":"'EL Development'!AC36","v":0.27035330261136714},{"$f":"'EL Development'!AD36","v":0.27035330261136714},{"$f":"'EL Development'!AE36","v":0.27035330261136714},{"$f":"'EL Development'!AF36","v":0.27035330261136714},{"$f":"'EL Development'!AG36","v":0.27035330261136714},{"$f":"'EL Development'!AH36","v":0.27035330261136714},{"$f":"'EL Development'!AI36","v":0.27035330261136714},{"$f":"'EL Development'!AJ36","v":0.27035330261136714},{"$f":"'EL Development'!AK36","v":0.27035330261136714},{"$f":"'EL Development'!AL36","v":0.27035330261136714},{"$f":"'EL Development'!AM36","v":0.27035330261136714},{"$f":"'EL Development'!AN36","v":0.27035330261136714},{"$f":"'EL Development'!AO36","v":0.27035330261136714},{"$f":"'EL Development'!AP36","v":0.27035330261136714},{"$f":"'EL Development'!AQ36","v":0.27035330261136714},{"$f":"'EL Development'!AR36","v":0.27035330261136714},{"$f":"'EL Development'!AS36","v":0.27035330261136714}]
[null,null,null,{"$f":"'Efficiency Levels'!C73","v":"EL5"},{"$f":"'Efficiency Levels'!E73","v":"CSL 4 - Maximum Technology"},null,0,0,0,0,0,0,0,0,0,0,0,0,0,0,0,0,0,0,0,0,0,0,0,0,0,0,0,0,0,0.14285714285714285,{"$f":"AL122","v":0.14285714285714285},0.14285714285714285,0.14285714285714285,0.14285714285714285,0.14285714285714285,{"$f":"'EL Development'!AA37","v":0.14285714285714285},{"$f":"'EL Development'!AB37","v":0.14285714285714285},{"$f":"'EL Development'!AC37","v":0.14285714285714285},{"$f":"'EL Development'!AD37","v":0.14285714285714285},{"$f":"'EL Development'!AE37","v":0.14285714285714285},{"$f":"'EL Development'!AF37","v":0.14285714285714285},{"$f":"'EL Development'!AG37","v":0.14285714285714285},{"$f":"'EL Development'!AH37","v":0.14285714285714285},{"$f":"'EL Development'!AI37","v":0.14285714285714285},{"$f":"'EL Development'!AJ37","v":0.14285714285714285},{"$f":"'EL Development'!AK37","v":0.14285714285714285},{"$f":"'EL Development'!AL37","v":0.14285714285714285},{"$f":"'EL Development'!AM37","v":0.14285714285714285},{"$f":"'EL Development'!AN37","v":0.14285714285714285},{"$f":"'EL Development'!AO37","v":0.14285714285714285},{"$f":"'EL Development'!AP37","v":0.14285714285714285},{"$f":"'EL Development'!AQ37","v":0.14285714285714285},{"$f":"'EL Development'!AR37","v":0.14285714285714285},{"$f":"'EL Development'!AS37","v":0.14285714285714285}]
[null,null,null,"TOTAL",null,null,{"$f":"SUM(G117:G122)","v":1},{"$f":"SUM(H117:H122)","v":1},1,1,1,1,1,1,1,1,1,{"$f":"SUM(R117:R122)","v":1},1,1,1,1,1,1,1,1,1,1,1,1,1,1,1,1,1,1,1,1,1,1,1,1,1,1,1,1,1,1,1,1,1,1,1,1,1,1,1,1,1,1]
[]
[null,null,null,"POST-Case"]
[null,null,null,"Efficiency Level",null,null,1981,{"$f":"G126+1","v":1982},1983,1984,1985,1986,1987,1988,1989,1990,1991,1992,{"$f":"R126+1","v":1993},{"$f":"S126+1","v":1994},{"$f":"T126+1","v":1995},{"$f":"U126+1","v":1996},{"$f":"V126+1","v":1997},{"$f":"W126+1","v":1998},{"$f":"X126+1","v":1999},{"$f":"Y126+1","v":2000},{"$f":"Z126+1","v":2001},{"$f":"AA126+1","v":2002},{"$f":"AB126+1","v":2003},{"$f":"AC126+1","v":2004},{"$f":"AD126+1","v":2005},{"$f":"AE126+1","v":2006},{"$f":"AF126+1","v":2007},{"$f":"AG126+1","v":2008},{"$f":"AH126+1","v":2009},{"$f":"AI126+1","v":2010},{"$f":"AJ126+1","v":2011},{"$f":"AK126+1","v":2012},{"$f":"AL126+1","v":2013},{"$f":"AM126+1","v":2014},{"$f":"AN126+1","v":2015},{"$f":"AO126+1","v":2016},{"$f":"AP126+1","v":2017},{"$f":"AQ126+1","v":2018},{"$f":"AR126+1","v":2019},{"$f":"AS126+1","v":2020},{"$f":"AT126+1","v":2021},{"$f":"AU126+1","v":2022},{"$f":"AV126+1","v":2023},{"$f":"AW126+1","v":2024},{"$f":"AX126+1","v":2025},{"$f":"AY126+1","v":2026},{"$f":"AZ126+1","v":2027},{"$f":"BA126+1","v":2028},{"$f":"BB126+1","v":2029},{"$f":"BC126+1","v":2030},{"$f":"BD126+1","v":2031},{"$f":"BE126+1","v":2032},{"$f":"BF126+1","v":2033},{"$f":"BG126+1","v":2034}]
[null,null,null,{"$f":"'Efficiency Levels'!C68","v":"EL0"},{"$f":"'Efficiency Levels'!E68","v":"Pre-EISA 2007"},null,{"$f":"G117","v":0.14285714285714285},{"$f":"H117","v":0.14285714285714285},0.14285714285714285,0.14285714285714285,0.14285714285714285,0.14285714285714285,0.14285714285714285,0.14285714285714285,0.14285714285714285,0.14285714285714285,0.14285714285714285,{"$f":"R117","v":0.14285714285714285},0.14285714285714285,0.14285714285714285,0.14285714285714285,0.14285714285714285,0.14285714285714285,0.14285714285714285,0.14285714285714285,0.14285714285714285,0.14285714285714285,0.14285714285714285,0.14285714285714285,0.14285714285714285,0.14285714285714285,0.14285714285714285,0.14285714285714285,0.14285714285714285,0.14285714285714285,0,0,0,0,0,0,0,0,0,0,0,0,0,0,0,0,0,0,0,0,0,0,0,0,0]
[null,null,null,{"$f":"'Efficiency Levels'!C69","v":"EL1"},{"$f":"'Efficiency Levels'!E69","v":"CSL 0 - Baseline"},null,{"$f":"G118","v":5.6306294538866763E-2},{"$f":"H118","v":5.6306294538866763E-2},5.6306294538866763E-2,5.6306294538866763E-2,5.6306294538866763E-2,5.6306294538866763E-2,5.6306294538866763E-2,5.6306294538866763E-2,5.6306294538866763E-2,5.6306294538866763E-2,5.6306294538866763E-2,5.6306294538866763E-2,5.6306294538866763E-2,5.6306294538866763E-2,5.6306294538866763E-2,5.6306294538866763E-2,5.6306294538866763E-2,5.6306294538866763E-2,5.6306294538866763E-2,5.6306294538866763E-2,5.6306294538866763E-2,5.6306294538866763E-2,5.6306294538866763E-2,5.6306294538866763E-2,5.6306294538866763E-2,5.6306294538866763E-2,5.6306294538866763E-2,5.6306294538866763E-2,5.6306294538866763E-2,5.6306294538866763E-2,5.6306294538866763E-2,5.6306294538866763E-2,5.6306294538866763E-2,5.6306294538866763E-2,5.6306294538866763E-2,{"$f":"'EL Development'!AA166","v":0},{"$f":"'EL Development'!AB166","v":0},{"$f":"'EL Development'!AC166","v":0},{"$f":"'EL Development'!AD166","v":0},{"$f":"'EL Development'!AE166","v":0},{"$f":"'EL Development'!AF166","v":0},{"$f":"'EL Development'!AG166","v":0},{"$f":"'EL Development'!AH166","v":0},{"$f":"'EL Development'!AI166","v":0},{"$f":"'EL Development'!AJ166","v":0},{"$f":"'EL Development'!AK166","v":0},{"$f":"'EL Development'!AL166","v":0},{"$f":"'EL Development'!AM166","v":0},{"$f":"'EL Development'!AN166","v":0},{"$f":"'EL Development'!AO166","v":0},{"$f":"'EL Development'!AP166","v":0},{"$f":"'EL Development'!AQ166","v":0},{"$f":"'EL Development'!AR166","v":0},{"$f":"'EL Development'!AS166","v":0}]
[null,null,null,{"$f":"'Efficiency Levels'!C70","v":"EL2"},{"$f":"'Efficiency Levels'!E70","v":"CSL 1 - Standard"},null,{"$f":"G119","v":0.24423963133640553},{"$f":"H119","v":0.24423963133640553},0.24423963133640553,0.24423963133640553,0.24423963133640553,0.24423963133640553,0.24423963133640553,0.24423963133640553,0.24423963133640553,0.24423963133640553,0.24423963133640553,0.24423963133640553,0.24423963133640553,0.24423963133640553,0.24423963133640553,0.24423963133640553,0.24423963133640553,0.24423963133640553,0.24423963133640553,0.24423963133640553,0.24423963133640553,0.24423963133640553,0.24423963133640553,0.24423963133640553,0.24423963133640553,0.24423963133640553,0.24423963133640553,0.24423963133640553,0.24423963133640553,0.24423963133640553,0.24423963133640553,0.24423963133640553,0.24423963133640553,0.24423963133640553,0.24423963133640553,{"$f":"'EL Development'!AA167","v":0},{"$f":"'EL Development'!AB167","v":0},{"$f":"'EL Development'!AC167","v":0},{"$f":"'EL Development'!AD167","v":0},{"$f":"'EL Development'!AE167","v":0},{"$f":"'EL Development'!AF167","v":0},{"$f":"'EL Development'!AG167","v":0},{"$f":"'EL Development'!AH167","v":0},{"$f":"'EL Development'!AI167","v":0},{"$f":"'EL Development'!AJ167","v":0},{"$f":"'EL Development'!AK167","v":0},{"$f":"'EL Development'!AL167","v":0},{"$f":"'EL Development'!AM167","v":0},{"$f":"'EL Development'!AN167","v":0},{"$f":"'EL Development'!AO167","v":0},{"$f":"'EL Development'!AP167","v":0},{"$f":"'EL Development'!AQ167","v":0},{"$f":"'EL Development'!AR167","v":0},{"$f":"'EL Development'!AS167","v":0}]
[null,null,null,{"$f":"'Efficiency Levels'!C71","v":"EL3"},{"$f":"'Efficiency Levels'!E71","v":"CSL 2 - Premium"},null,{"$f":"G120","v":0.28624362865621772},{"$f":"H120","v":0.28624362865621772},0.28624362865621772,0.28624362865621772,0.28624362865621772,0.28624362865621772,0.28624362865621772,0.28624362865621772,0.28624362865621772,0.28624362865621772,0.28624362865621772,0.28624362865621772,0.28624362865621772,0.28624362865621772,0.28624362865621772,0.28624362865621772,0.28624362865621772,0.28624362865621772,0.28624362865621772,0.28624362865621772,0.28624362865621772,0.28624362865621772,0.28624362865621772,0.28624362865621772,0.28624362865621772,0.28624362865621772,0.28624362865621772,0.28624362865621772,0.28624362865621772,0.28624362865621772,0.28624362865621772,0.28624362865621772,0.28624362865621772,0.28624362865621772,0.28624362865621772,{"$f":"'EL Development'!AA168","v":0.51735010276020277},{"$f":"'EL Development'!AB168","v":0.44791065098891536},{"$f":"'EL Development'!AC168","v":0.40998973358691781},{"$f":"'EL Development'!AD168","v":0.38375897592820996},{"$f":"'EL Development'!AE168","v":0.36368432883535773},{"$f":"'EL Development'!AF168","v":0.34741853387414789},{"$f":"'EL Development'!AG168","v":0.33374419565379509},{"$f":"'EL Development'!AH168","v":0.32194793829843193},{"$f":"'EL Development'!AI168","v":0.31157562594705096},{"$f":"'EL Development'!AJ168","v":0.30232021741532056},{"$f":"'EL Development'!AK168","v":0.29396438646128448},{"$f":"'EL Development'!AL168","v":0.28634865124429298},{"$f":"'EL Development'!AM168","v":0.27935250872964751},{"$f":"'EL Development'!AN168","v":0.27288268371226926},{"$f":"'EL Development'!AO168","v":0.26686549737494303},{"$f":"'EL Development'!AP168","v":0.26124173533769124},{"$f":"'EL Development'!AQ168","v":0.25596309292972586},{"$f":"'EL Development'!AR168","v":0.25098964953527986},{"$f":"'EL Development'!AS168","v":0.24628803400201782}]
[null,null,null,{"$f":"'Efficiency Levels'!C72","v":"EL4"},{"$f":"'Efficiency Levels'!E72","v":"CSL 3 - Best-in-Market"},null,{"$f":"G121","v":0.27035330261136714},{"$f":"H121","v":0.27035330261136714},0.27035330261136714,0.27035330261136714,0.27035330261136714,0.27035330261136714,0.27035330261136714,0.27035330261136714,0.27035330261136714,0.27035330261136714,0.27035330261136714,0.27035330261136714,0.27035330261136714,0.27035330261136714,0.27035330261136714,0.27035330261136714,0.27035330261136714,0.27035330261136714,0.27035330261136714,0.27035330261136714,0.27035330261136714,0.27035330261136714,0.27035330261136714,0.27035330261136714,0.27035330261136714,0.27035330261136714,0.27035330261136714,0.27035330261136714,0.27035330261136714,0.27035330261136714,0.27035330261136714,0.27035330261136714,0.27035330261136714,0.27035330261136714,0.27035330261136714,{"$f":"'EL Development'!AA169","v":0.33979275438265449},{"$f":"'EL Development'!AB169","v":0.40923220615394185},{"$f":"'EL Development'!AC169","v":0.44715312355593939},{"$f":"'EL Development'!AD169","v":0.47338388121464725},{"$f":"'EL Development'!AE169","v":0.49345852830749953},{"$f":"'EL Development'!AF169","v":0.50972432326870931},{"$f":"'EL Development'!AG169","v":0.52339866148906222},{"$f":"'EL Development'!AH169","v":0.53519491884442527},{"$f":"'EL Development'!AI169","v":0.54556723119580619},{"$f":"'EL Development'!AJ169","v":0.55482263972753665},{"$f":"'EL Development'!AK169","v":0.56317847068157278},{"$f":"'EL Development'!AL169","v":0.57079420589856422},{"$f":"'EL Development'!AM169","v":0.57779034841320964},{"$f":"'EL Development'!AN169","v":0.58426017343058789},{"$f":"'EL Development'!AO169","v":0.59027735976791418},{"$f":"'EL Development'!AP169","v":0.59590112180516597},{"$f":"'EL Development'!AQ169","v":0.60117976421313135},{"$f":"'EL Development'!AR169","v":0.60615320760757729},{"$f":"'EL Development'!AS169","v":0.61085482314083939}]
[null,null,null,{"$f":"'Efficiency Levels'!C73","v":"EL5"},{"$f":"'Efficiency Levels'!E73","v":"CSL 4 - Maximum Technology"},null,{"$f":"G122","v":0},{"$f":"H122","v":0},0,0,0,0,0,0,0,0,0,0,0,0,0,0,0,0,0,0,0,0,0,0,0,0,0,0,0,0.14285714285714285,0.14285714285714285,0.14285714285714285,0.14285714285714285,0.14285714285714285,0.14285714285714285,{"$f":"'EL Development'!AA170","v":0.14285714285714285},{"$f":"'EL Development'!AB170","v":0.14285714285714285},{"$f":"'EL Development'!AC170","v":0.14285714285714285},{"$f":"'EL Development'!AD170","v":0.14285714285714285},{"$f":"'EL Development'!AE170","v":0.14285714285714285},{"$f":"'EL Development'!AF170","v":0.14285714285714285},{"$f":"'EL Development'!AG170","v":0.14285714285714285},{"$f":"'EL Development'!AH170","v":0.14285714285714285},{"$f":"'EL Development'!AI170","v":0.14285714285714285},{"$f":"'EL Development'!AJ170","v":0.14285714285714285},{"$f":"'EL Development'!AK170","v":0.14285714285714285},{"$f":"'EL Development'!AL170","v":0.14285714285714285},{"$f":"'EL Development'!AM170","v":0.14285714285714285},{"$f":"'EL Development'!AN170","v":0.14285714285714285},{"$f":"'EL Development'!AO170","v":0.14285714285714285},{"$f":"'EL Development'!AP170","v":0.14285714285714285},{"$f":"'EL Development'!AQ170","v":0.14285714285714285},{"$f":"'EL Development'!AR170","v":0.14285714285714285},{"$f":"'EL Development'!AS170","v":0.14285714285714285}]
[null,null,null,"TOTAL",null,null,{"$f":"SUM(G127:G132)","v":1},{"$f":"SUM(H127:H132)","v":1},1,1,1,1,1,1,1,1,1,{"$f":"SUM(R127:R132)","v":1},1,1,1,1,1,1,1,1,1,1,1,1,1,1,1,1,1,1,1,1,1,1,1,1,1,1,1,1,1,1.0000000000000002,1,1,1,1,1,1,1,1,1,1,1,1]
[]
[null,null,null,"Sources"]
[]
[]
[]
[null,null,null,{"$f":"'Product Classes'!H25&\" - \"&OFFSET('Product Classes'!$C$19,MATCH('Product Classes'!H25,MODEL_PCS,0),0)","v":"PC6 - NEMA Design A & B: 201-500 HP Motors"}]
[]
[null,null,null,"PRE-Case"]
[null,null,null,"Efficiency Level",null,null,1981,{"$f":"G142+1","v":1982},1983,1984,1985,1986,1987,1988,1989,1990,1991,1992,{"$f":"R142+1","v":1993},{"$f":"S142+1","v":1994},{"$f":"T142+1","v":1995},{"$f":"U142+1","v":1996},{"$f":"V142+1","v":1997},{"$f":"W142+1","v":1998},{"$f":"X142+1","v":1999},{"$f":"Y142+1","v":2000},{"$f":"Z142+1","v":2001},{"$f":"AA142+1","v":2002},{"$f":"AB142+1","v":2003},{"$f":"AC142+1","v":2004},{"$f":"AD142+1","v":2005},{"$f":"AE142+1","v":2006},{"$f":"AF142+1","v":2007},{"$f":"AG142+1","v":2008},{"$f":"AH142+1","v":2009},{"$f":"AI142+1","v":2010},{"$f":"AJ142+1","v":2011},{"$f":"AK142+1","v":2012},{"$f":"AL142+1","v":2013},{"$f":"AM142+1","v":2014},{"$f":"AN142+1","v":2015},{"$f":"AO142+1","v":2016},{"$f":"AP142+1","v":2017},{"$f":"AQ142+1","v":2018},{"$f":"AR142+1","v":2019},{"$f":"AS142+1","v":2020},{"$f":"AT142+1","v":2021},{"$f":"AU142+1","v":2022},{"$f":"AV142+1","v":2023},{"$f":"AW142+1","v":2024},{"$f":"AX142+1","v":2025},{"$f":"AY142+1","v":2026},{"$f":"AZ142+1","v":2027},{"$f":"BA142+1","v":2028},{"$f":"BB142+1","v":2029},{"$f":"BC142+1","v":2030},{"$f":"BD142+1","v":2031},{"$f":"BE142+1","v":2032},{"$f":"BF142+1","v":2033},{"$f":"BG142+1","v":2034}]
[null,null,null,{"$f":"'Efficiency Levels'!C82","v":"EL0"},{"$f":"'Efficiency Levels'!E82","v":"Pre-EISA 2007"},null,{"$f":"H143","v":5.7208237986270026E-2},{"$f":"I143","v":5.7208237986270026E-2},5.7208237986270026E-2,5.7208237986270026E-2,5.7208237986270026E-2,5.7208237986270026E-2,5.7208237986270026E-2,5.7208237986270026E-2,5.7208237986270026E-2,5.7208237986270026E-2,5.7208237986270026E-2,5.7208237986270026E-2,5.7208237986270026E-2,5.7208237986270026E-2,5.7208237986270026E-2,5.7208237986270026E-2,5.7208237986270026E-2,5.7208237986270026E-2,5.7208237986270026E-2,5.7208237986270026E-2,5.7208237986270026E-2,5.7208237986270026E-2,5.7208237986270026E-2,5.7208237986270026E-2,5.7208237986270026E-2,5.7208237986270026E-2,5.7208237986270026E-2,5.7208237986270026E-2,{"$f":"AJ148","v":5.7208237986270026E-2},0,0,0,0,0,0,0,0,0,0,0,0,0,0,0,0,0,0,0,0,0,0,0,0,0]
[null,null,null,{"$f":"'Efficiency Levels'!C83","v":"EL1"},{"$f":"'Efficiency Levels'!E83","v":"CSL 0 - Baseline"},null,{"$f":"H144","v":0.18084274084397034},{"$f":"I144","v":0.18084274084397034},0.18084274084397034,0.18084274084397034,0.18084274084397034,0.18084274084397034,0.18084274084397034,0.18084274084397034,0.18084274084397034,0.18084274084397034,0.18084274084397034,0.18084274084397034,0.18084274084397034,0.18084274084397034,0.18084274084397034,0.18084274084397034,0.18084274084397034,0.18084274084397034,0.18084274084397034,0.18084274084397034,0.18084274084397034,0.18084274084397034,0.18084274084397034,0.18084274084397034,0.18084274084397034,0.18084274084397034,0.18084274084397034,0.18084274084397034,0.18084274084397034,{"$f":"AK144","v":0.18084274084397034},{"$f":"AL144","v":0.18084274084397034},0.18084274084397034,0.18084274084397034,0.18084274084397034,0.18084274084397034,{"$f":"'EL Development'!AA38","v":0.18084274084397034},{"$f":"'EL Development'!AB38","v":0.17556409843600498},{"$f":"'EL Development'!AC38","v":0.17059065504155896},{"$f":"'EL Development'!AD38","v":0.16588903950829695},{"$f":"'EL Development'!AE38","v":0.16143107143919072},{"$f":"'EL Development'!AF38","v":0.15719273751530116},{"$f":"'EL Development'!AG38","v":0.15315340835684907},{"$f":"'EL Development'!AH38","v":0.14929523113159268},{"$f":"'EL Development'!AI38","v":0.14560265260838123},{"$f":"'EL Development'!AJ38","v":0.14206204041811035},{"$f":"'EL Development'!AK38","v":0.13866137921274535},{"$f":"'EL Development'!AL38","v":0.13539002462270339},{"$f":"'EL Development'!AM38","v":0.13223850230105777},{"$f":"'EL Development'!AN38","v":0.12919834248960127},{"$f":"'EL Development'!AO38","v":0.12626194282853964},{"$f":"'EL Development'!AP38","v":0.123422453814099},{"$f":"'EL Development'!AQ38","v":0.12067368256050935},{"$f":"'EL Development'!AR38","v":0.11801001146466146},{"$f":"'EL Development'!AS38","v":0.11542632908716904}]
[null,null,null,{"$f":"'Efficiency Levels'!C84","v":"EL2"},{"$f":"'Efficiency Levels'!E84","v":"CSL 1 - Standard"},null,{"$f":"H145","v":0.36613272311212813},0.36613272311212813,0.36613272311212813,0.36613272311212813,0.36613272311212813,0.36613272311212813,0.36613272311212813,0.36613272311212813,0.36613272311212813,0.36613272311212813,0.36613272311212813,0.36613272311212813,0.36613272311212813,0.36613272311212813,0.36613272311212813,0.36613272311212813,0.36613272311212813,0.36613272311212813,0.36613272311212813,0.36613272311212813,0.36613272311212813,0.36613272311212813,0.36613272311212813,0.36613272311212813,0.36613272311212813,0.36613272311212813,0.36613272311212813,0.36613272311212813,0.36613272311212813,{"$f":"AK145","v":0.36613272311212813},{"$f":"AL145","v":0.36613272311212813},0.36613272311212813,0.36613272311212813,0.36613272311212813,0.36613272311212813,{"$f":"'EL Development'!AA39","v":0.36613272311212813},{"$f":"'EL Development'!AB39","v":0.36613272311212813},{"$f":"'EL Development'!AC39","v":0.36613272311212813},{"$f":"'EL Development'!AD39","v":0.36613272311212813},{"$f":"'EL Development'!AE39","v":0.36613272311212813},{"$f":"'EL Development'!AF39","v":0.36613272311212813},{"$f":"'EL Development'!AG39","v":0.36613272311212813},{"$f":"'EL Development'!AH39","v":0.36613272311212813},{"$f":"'EL Development'!AI39","v":0.36613272311212813},{"$f":"'EL Development'!AJ39","v":0.36613272311212813},{"$f":"'EL Development'!AK39","v":0.36613272311212813},{"$f":"'EL Development'!AL39","v":0.36613272311212813},{"$f":"'EL Development'!AM39","v":0.36613272311212813},{"$f":"'EL Development'!AN39","v":0.36613272311212813},{"$f":"'EL Development'!AO39","v":0.36613272311212813},{"$f":"'EL Development'!AP39","v":0.36613272311212813},{"$f":"'EL Development'!AQ39","v":0.36613272311212813},{"$f":"'EL Development'!AR39","v":0.36613272311212813},{"$f":"'EL Development'!AS39","v":0.36613272311212813}]
[null,null,null,{"$f":"'Efficiency Levels'!C85","v":"EL3"},{"$f":"'Efficiency Levels'!E85","v":"CSL 2 - Premium"},null,{"$f":"H146","v":0.23792156121552621},0.23792156121552621,0.23792156121552621,0.23792156121552621,0.23792156121552621,0.23792156121552621,0.23792156121552621,0.23792156121552621,0.23792156121552621,0.23792156121552621,0.23792156121552621,0.23792156121552621,0.23792156121552621,0.23792156121552621,0.23792156121552621,0.23792156121552621,0.23792156121552621,0.23792156121552621,0.23792156121552621,0.23792156121552621,0.23792156121552621,0.23792156121552621,0.23792156121552621,0.23792156121552621,0.23792156121552621,0.23792156121552621,0.23792156121552621,0.23792156121552621,0.23792156121552621,0.23792156121552621,{"$f":"AL146","v":0.23792156121552621},0.23792156121552621,0.23792156121552621,0.23792156121552621,0.23792156121552621,{"$f":"'EL Development'!AA40","v":0.23792156121552621},{"$f":"'EL Development'!AB40","v":0.24320020362349162},{"$f":"'EL Development'!AC40","v":0.24817364701793759},{"$f":"'EL Development'!AD40","v":0.25287526255119963},{"$f":"'EL Development'!AE40","v":0.25733323062030589},{"$f":"'EL Development'!AF40","v":0.26157156454419539},{"$f":"'EL Development'!AG40","v":0.26561089370264757},{"$f":"'EL Development'!AH40","v":0.26946907092790384},{"$f":"'EL Development'!AI40","v":0.27316164945111532},{"$f":"'EL Development'!AJ40","v":0.27670226164138623},{"$f":"'EL Development'!AK40","v":0.2801029228467512},{"$f":"'EL Development'!AL40","v":0.28337427743679322},{"$f":"'EL Development'!AM40","v":0.28652579975843884},{"$f":"'EL Development'!AN40","v":0.28956595956989528},{"$f":"'EL Development'!AO40","v":0.29250235923095697},{"$f":"'EL Development'!AP40","v":0.29534184824539755},{"$f":"'EL Development'!AQ40","v":0.29809061949898719},{"$f":"'EL Development'!AR40","v":0.30075429059483516},{"$f":"'EL Development'!AS40","v":0.30333797297232756}]
[null,null,null,{"$f":"'Efficiency Levels'!C86","v":"EL4"},{"$f":"'Efficiency Levels'!E86","v":"CSL 3 - Best-in-Market"},null,{"$f":"H147","v":0.15789473684210528},0.15789473684210528,0.15789473684210528,0.15789473684210528,0.15789473684210528,0.15789473684210528,0.15789473684210528,0.15789473684210528,0.15789473684210528,0.15789473684210528,0.15789473684210528,0.15789473684210528,0.15789473684210528,0.15789473684210528,0.15789473684210528,0.15789473684210528,0.15789473684210528,0.15789473684210528,0.15789473684210528,0.15789473684210528,0.15789473684210528,0.15789473684210528,0.15789473684210528,0.15789473684210528,0.15789473684210528,0.15789473684210528,0.15789473684210528,0.15789473684210528,0.15789473684210528,0.15789473684210528,{"$f":"AL147","v":0.15789473684210528},0.15789473684210528,0.15789473684210528,0.15789473684210528,0.15789473684210528,{"$f":"'EL Development'!AA41","v":0.15789473684210528},{"$f":"'EL Development'!AB41","v":0.15789473684210528},{"$f":"'EL Development'!AC41","v":0.15789473684210528},{"$f":"'EL Development'!AD41","v":0.15789473684210528},{"$f":"'EL Development'!AE41","v":0.15789473684210528},{"$f":"'EL Development'!AF41","v":0.15789473684210528},{"$f":"'EL Development'!AG41","v":0.15789473684210528},{"$f":"'EL Development'!AH41","v":0.15789473684210528},{"$f":"'EL Development'!AI41","v":0.15789473684210528},{"$f":"'EL Development'!AJ41","v":0.15789473684210528},{"$f":"'EL Development'!AK41","v":0.15789473684210528},{"$f":"'EL Development'!AL41","v":0.15789473684210528},{"$f":"'EL Development'!AM41","v":0.15789473684210528},{"$f":"'EL Development'!AN41","v":0.15789473684210528},{"$f":"'EL Development'!AO41","v":0.15789473684210528},{"$f":"'EL Development'!AP41","v":0.15789473684210528},{"$f":"'EL Development'!AQ41","v":0.15789473684210528},{"$f":"'EL Development'!AR41","v":0.15789473684210528},{"$f":"'EL Development'!AS41","v":0.15789473684210528}]
[null,null,null,{"$f":"'Efficiency Levels'!C87","v":"EL5"},{"$f":"'Efficiency Levels'!E87","v":"CSL 4 - Maximum Technology"},null,0,0,0,0,0,0,0,0,0,0,0,0,0,0,0,0,0,0,0,0,0,0,0,0,0,0,0,0,0,5.7208237986270026E-2,{"$f":"AL148","v":5.7208237986270026E-2},5.7208237986270026E-2,5.7208237986270026E-2,5.7208237986270026E-2,5.7208237986270026E-2,{"$f":"'EL Development'!AA42","v":5.7208237986270026E-2},{"$f":"'EL Development'!AB42","v":5.7208237986270026E-2},{"$f":"'EL Development'!AC42","v":5.7208237986270026E-2},{"$f":"'EL Development'!AD42","v":5.7208237986270026E-2},{"$f":"'EL Development'!AE42","v":5.7208237986270026E-2},{"$f":"'EL Development'!AF42","v":5.7208237986270026E-2},{"$f":"'EL Development'!AG42","v":5.7208237986270026E-2},{"$f":"'EL Development'!AH42","v":5.7208237986270026E-2},{"$f":"'EL Development'!AI42","v":5.7208237986270026E-2},{"$f":"'EL Development'!AJ42","v":5.7208237986270026E-2},{"$f":"'EL Development'!AK42","v":5.7208237986270026E-2},{"$f":"'EL Development'!AL42","v":5.7208237986270026E-2},{"$f":"'EL Development'!AM42","v":5.7208237986270026E-2},{"$f":"'EL Development'!AN42","v":5.7208237986270026E-2},{"$f":"'EL Development'!AO42","v":5.7208237986270026E-2},{"$f":"'EL Development'!AP42","v":5.7208237986270026E-2},{"$f":"'EL Development'!AQ42","v":5.7208237986270026E-2},{"$f":"'EL Development'!AR42","v":5.7208237986270026E-2},{"$f":"'EL Development'!AS42","v":5.7208237986270026E-2}]
[null,null,null,"TOTAL",null,null,{"$f":"SUM(G143:G148)","v":1},{"$f":"SUM(H143:H148)","v":1},1,1,1,1,1,1,1,1,1,{"$f":"SUM(R143:R148)","v":1},1,1,1,1,1,1,1,1,1,1,1,1,1,1,1,1,1,1,1,1,1,1,1,1,1,1,1,1,1,1,1,1,1,1,1,1,1,1,1,1,1,1]
[]
[null,null,null,"POST-Case"]
[null,null,null,"Efficiency Level",null,null,1981,{"$f":"G152+1","v":1982},1983,1984,1985,1986,1987,1988,1989,1990,1991,1992,{"$f":"R152+1","v":1993},{"$f":"S152+1","v":1994},{"$f":"T152+1","v":1995},{"$f":"U152+1","v":1996},{"$f":"V152+1","v":1997},{"$f":"W152+1","v":1998},{"$f":"X152+1","v":1999},{"$f":"Y152+1","v":2000},{"$f":"Z152+1","v":2001},{"$f":"AA152+1","v":2002},{"$f":"AB152+1","v":2003},{"$f":"AC152+1","v":2004},{"$f":"AD152+1","v":2005},{"$f":"AE152+1","v":2006},{"$f":"AF152+1","v":2007},{"$f":"AG152+1","v":2008},{"$f":"AH152+1","v":2009},{"$f":"AI152+1","v":2010},{"$f":"AJ152+1","v":2011},{"$f":"AK152+1","v":2012},{"$f":"AL152+1","v":2013},{"$f":"AM152+1","v":2014},{"$f":"AN152+1","v":2015},{"$f":"AO152+1","v":2016},{"$f":"AP152+1","v":2017},{"$f":"AQ152+1","v":2018},{"$f":"AR152+1","v":2019},{"$f":"AS152+1","v":2020},{"$f":"AT152+1","v":2021},{"$f":"AU152+1","v":2022},{"$f":"AV152+1","v":2023},{"$f":"AW152+1","v":2024},{"$f":"AX152+1","v":2025},{"$f":"AY152+1","v":2026},{"$f":"AZ152+1","v":2027},{"$f":"BA152+1","v":2028},{"$f":"BB152+1","v":2029},{"$f":"BC152+1","v":2030},{"$f":"BD152+1","v":2031},{"$f":"BE152+1","v":2032},{"$f":"BF152+1","v":2033},{"$f":"BG152+1","v":2034}]
[null,null,null,{"$f":"'Efficiency Levels'!C82","v":"EL0"},{"$f":"'Efficiency Levels'!E82","v":"Pre-EISA 2007"},null,{"$f":"G143","v":5.7208237986270026E-2},{"$f":"H143","v":5.7208237986270026E-2},5.7208237986270026E-2,5.7208237986270026E-2,5.7208237986270026E-2,5.7208237986270026E-2,5.7208237986270026E-2,5.7208237986270026E-2,5.7208237986270026E-2,5.7208237986270026E-2,5.7208237986270026E-2,{"$f":"R143","v":5.7208237986270026E-2},5.7208237986270026E-2,5.7208237986270026E-2,5.7208237986270026E-2,5.7208237986270026E-2,5.7208237986270026E-2,5.7208237986270026E-2,5.7208237986270026E-2,5.7208237986270026E-2,5.7208237986270026E-2,5.7208237986270026E-2,5.7208237986270026E-2,5.7208237986270026E-2,5.7208237986270026E-2,5.7208237986270026E-2,5.7208237986270026E-2,5.7208237986270026E-2,5.7208237986270026E-2,0,0,0,0,0,0,0,0,0,0,0,0,0,0,0,0,0,0,0,0,0,0,0,0,0]
[null,null,null,{"$f":"'Efficiency Levels'!C83","v":"EL1"},{"$f":"'Efficiency Levels'!E83","v":"CSL 0 - Baseline"},null,{"$f":"G144","v":0.18084274084397034},{"$f":"H144","v":0.18084274084397034},0.18084274084397034,0.18084274084397034,0.18084274084397034,0.18084274084397034,0.18084274084397034,0.18084274084397034,0.18084274084397034,0.18084274084397034,0.18084274084397034,0.18084274084397034,0.18084274084397034,0.18084274084397034,0.18084274084397034,0.18084274084397034,0.18084274084397034,0.18084274084397034,0.18084274084397034,0.18084274084397034,0.18084274084397034,0.18084274084397034,0.18084274084397034,0.18084274084397034,0.18084274084397034,0.18084274084397034,0.18084274084397034,0.18084274084397034,0.18084274084397034,0.18084274084397034,0.18084274084397034,0.18084274084397034,0.18084274084397034,0.18084274084397034,0.18084274084397034,{"$f":"'EL Development'!AA171","v":0},{"$f":"'EL Development'!AB171","v":0},{"$f":"'EL Development'!AC171","v":0},{"$f":"'EL Development'!AD171","v":0},{"$f":"'EL Development'!AE171","v":0},{"$f":"'EL Development'!AF171","v":0},{"$f":"'EL Development'!AG171","v":0},{"$f":"'EL Development'!AH171","v":0},{"$f":"'EL Development'!AI171","v":0},{"$f":"'EL Development'!AJ171","v":0},{"$f":"'EL Development'!AK171","v":0},{"$f":"'EL Development'!AL171","v":0},{"$f":"'EL Development'!AM171","v":0},{"$f":"'EL Development'!AN171","v":0},{"$f":"'EL Development'!AO171","v":0},{"$f":"'EL Development'!AP171","v":0},{"$f":"'EL Development'!AQ171","v":0},{"$f":"'EL Development'!AR171","v":0},{"$f":"'EL Development'!AS171","v":0}]
[null,null,null,{"$f":"'Efficiency Levels'!C84","v":"EL2"},{"$f":"'Efficiency Levels'!E84","v":"CSL 1 - Standard"},null,{"$f":"G145","v":0.36613272311212813},{"$f":"H145","v":0.36613272311212813},0.36613272311212813,0.36613272311212813,0.36613272311212813,0.36613272311212813,0.36613272311212813,0.36613272311212813,0.36613272311212813,0.36613272311212813,0.36613272311212813,0.36613272311212813,0.36613272311212813,0.36613272311212813,0.36613272311212813,0.36613272311212813,0.36613272311212813,0.36613272311212813,0.36613272311212813,0.36613272311212813,0.36613272311212813,0.36613272311212813,0.36613272311212813,0.36613272311212813,0.36613272311212813,0.36613272311212813,0.36613272311212813,0.36613272311212813,0.36613272311212813,0.36613272311212813,0.36613272311212813,0.36613272311212813,0.36613272311212813,0.36613272311212813,0.36613272311212813,{"$f":"'EL Development'!AA172","v":0},{"$f":"'EL Development'!AB172","v":0},{"$f":"'EL Development'!AC172","v":0},{"$f":"'EL Development'!AD172","v":0},{"$f":"'EL Development'!AE172","v":0},{"$f":"'EL Development'!AF172","v":0},{"$f":"'EL Development'!AG172","v":0},{"$f":"'EL Development'!AH172","v":0},{"$f":"'EL Development'!AI172","v":0},{"$f":"'EL Development'!AJ172","v":0},{"$f":"'EL Development'!AK172","v":0},{"$f":"'EL Development'!AL172","v":0},{"$f":"'EL Development'!AM172","v":0},{"$f":"'EL Development'!AN172","v":0},{"$f":"'EL Development'!AO172","v":0},{"$f":"'EL Development'!AP172","v":0},{"$f":"'EL Development'!AQ172","v":0},{"$f":"'EL Development'!AR172","v":0},{"$f":"'EL Development'!AS172","v":0}]
[null,null,null,{"$f":"'Efficiency Levels'!C85","v":"EL3"},{"$f":"'Efficiency Levels'!E85","v":"CSL 2 - Premium"},null,{"$f":"G146","v":0.23792156121552621},{"$f":"H146","v":0.23792156121552621},0.23792156121552621,0.23792156121552621,0.23792156121552621,0.23792156121552621,0.23792156121552621,0.23792156121552621,0.23792156121552621,0.23792156121552621,0.23792156121552621,0.23792156121552621,0.23792156121552621,0.23792156121552621,0.23792156121552621,0.23792156121552621,0.23792156121552621,0.23792156121552621,0.23792156121552621,0.23792156121552621,0.23792156121552621,0.23792156121552621,0.23792156121552621,0.23792156121552621,0.23792156121552621,0.23792156121552621,0.23792156121552621,0.23792156121552621,0.23792156121552621,0.23792156121552621,0.23792156121552621,0.23792156121552621,0.23792156121552621,0.23792156121552621,0.23792156121552621,{"$f":"'EL Development'!AA173","v":0.71545757340033722},{"$f":"'EL Development'!AB173","v":0.64601812162904992},{"$f":"'EL Development'!AC173","v":0.60809720422705249},{"$f":"'EL Development'!AD173","v":0.58186644656834463},{"$f":"'EL Development'!AE173","v":0.5617917994754924},{"$f":"'EL Development'!AF173","v":0.54552600451428257},{"$f":"'EL Development'!AG173","v":0.53185166629392966},{"$f":"'EL Development'!AH173","v":0.5200554089385665},{"$f":"'EL Development'!AI173","v":0.50968309658718569},{"$f":"'EL Development'!AJ173","v":0.50042768805545512},{"$f":"'EL Development'!AK173","v":0.49207185710141899},{"$f":"'EL Development'!AL173","v":0.48445612188442766},{"$f":"'EL Development'!AM173","v":0.47745997936978213},{"$f":"'EL Development'!AN173","v":0.47099015435240399},{"$f":"'EL Development'!AO173","v":0.4649729680150777},{"$f":"'EL Development'!AP173","v":0.45934920597782591},{"$f":"'EL Development'!AQ173","v":0.45407056356986047},{"$f":"'EL Development'!AR173","v":0.44909712017541448},{"$f":"'EL Development'!AS173","v":0.44439550464215255}]
[null,null,null,{"$f":"'Efficiency Levels'!C86","v":"EL4"},{"$f":"'Efficiency Levels'!E86","v":"CSL 3 - Best-in-Market"},null,{"$f":"G147","v":0.15789473684210528},{"$f":"H147","v":0.15789473684210528},0.15789473684210528,0.15789473684210528,0.15789473684210528,0.15789473684210528,0.15789473684210528,0.15789473684210528,0.15789473684210528,0.15789473684210528,0.15789473684210528,0.15789473684210528,0.15789473684210528,0.15789473684210528,0.15789473684210528,0.15789473684210528,0.15789473684210528,0.15789473684210528,0.15789473684210528,0.15789473684210528,0.15789473684210528,0.15789473684210528,0.15789473684210528,0.15789473684210528,0.15789473684210528,0.15789473684210528,0.15789473684210528,0.15789473684210528,0.15789473684210528,0.15789473684210528,0.15789473684210528,0.15789473684210528,0.15789473684210528,0.15789473684210528,0.15789473684210528,{"$f":"'EL Development'!AA174","v":0.22733418861339258},{"$f":"'EL Development'!AB174","v":0.2967736403846799},{"$f":"'EL Development'!AC174","v":0.3346945577866775},{"$f":"'EL Development'!AD174","v":0.36092531544538536},{"$f":"'EL Development'!AE174","v":0.38099996253823754},{"$f":"'EL Development'!AF174","v":0.39726575749944742},{"$f":"'EL Development'!AG174","v":0.41094009571980028},{"$f":"'EL Development'!AH174","v":0.42273635307516338},{"$f":"'EL Development'!AI174","v":0.43310866542654441},{"$f":"'EL Development'!AJ174","v":0.44236407395827482},{"$f":"'EL Development'!AK174","v":0.45071990491231079},{"$f":"'EL Development'!AL174","v":0.45833564012930239},{"$f":"'EL Development'!AM174","v":0.46533178264394781},{"$f":"'EL Development'!AN174","v":0.47180160766132606},{"$f":"'EL Development'!AO174","v":0.47781879399865229},{"$f":"'EL Development'!AP174","v":0.48344255603590403},{"$f":"'EL Development'!AQ174","v":0.48872119844386952},{"$f":"'EL Development'!AR174","v":0.49369464183831546},{"$f":"'EL Development'!AS174","v":0.4983962573715775}]
[null,null,null,{"$f":"'Efficiency Levels'!C87","v":"EL5"},{"$f":"'Efficiency Levels'!E87","v":"CSL 4 - Maximum Technology"},null,{"$f":"G148","v":0},{"$f":"H148","v":0},0,0,0,0,0,0,0,0,0,0,0,0,0,0,0,0,0,0,0,0,0,0,0,0,0,0,0,5.7208237986270026E-2,5.7208237986270026E-2,5.7208237986270026E-2,5.7208237986270026E-2,5.7208237986270026E-2,5.7208237986270026E-2,{"$f":"'EL Development'!AA175","v":5.7208237986270026E-2},{"$f":"'EL Development'!AB175","v":5.7208237986270026E-2},{"$f":"'EL Development'!AC175","v":5.7208237986270026E-2},{"$f":"'EL Development'!AD175","v":5.7208237986270026E-2},{"$f":"'EL Development'!AE175","v":5.7208237986270026E-2},{"$f":"'EL Development'!AF175","v":5.7208237986270026E-2},{"$f":"'EL Development'!AG175","v":5.7208237986270026E-2},{"$f":"'EL Development'!AH175","v":5.7208237986270026E-2},{"$f":"'EL Development'!AI175","v":5.7208237986270026E-2},{"$f":"'EL Development'!AJ175","v":5.7208237986270026E-2},{"$f":"'EL Development'!AK175","v":5.7208237986270026E-2},{"$f":"'EL Development'!AL175","v":5.7208237986270026E-2},{"$f":"'EL Development'!AM175","v":5.7208237986270026E-2},{"$f":"'EL Development'!AN175","v":5.7208237986270026E-2},{"$f":"'EL Development'!AO175","v":5.7208237986270026E-2},{"$f":"'EL Development'!AP175","v":5.7208237986270026E-2},{"$f":"'EL Development'!AQ175","v":5.7208237986270026E-2},{"$f":"'EL Development'!AR175","v":5.7208237986270026E-2},{"$f":"'EL Development'!AS175","v":5.7208237986270026E-2}]
[null,null,null,"TOTAL",null,null,{"$f":"SUM(G153:G158)","v":1},{"$f":"SUM(H153:H158)","v":1},1,1,1,1,1,1,1,1,1,{"$f":"SUM(R153:R158)","v":1},1,1,1,1,1,1,1,1,1,1,1,1,1,1,1,1,1,1,1,1,1,1,1,0.99999999999999989,0.99999999999999989,1,1,1,1,1,0.99999999999999989,1,1,0.99999999999999989,1,1,1,1,1,1,1,1]
[]
[null,null,null,"Sources"]

{"sheet":"SM - 1-5 HP","index":13,"n_rows":69,"n_cols":36,"rows_kept":69,"cut":false,"hidden":false,"merged":[[1,2,1,3],[13,3,13,27],[3,2,3,3],[5,2,5,3]]}
[]
[null,null,"Stock Model - 1-5 HP"]
[]
[null,null,"NAVIGATION"]
[]
[null,null,"COMMENTS"]
[]
[]
[]
[null,null,"Stock Model","Initial Year","Product"]
[null,null,"1-5 HP",1981,"EM"]
[]
[null,null,"Quantity of Stock by AGE and YEAR"]
[null,null,null,"Unit Age in Years"]
[null,null,"Year",25,24,23,22,21,20,19,18,17,16,15,14,13,12,11,10,9,8,7,6,5,4,3,2,1,null,"Year","New Shipments","Stock","Replacements for Retiring Units","Shipment due to New Construction","Shipment due to Stock Buildout","Total Shipments"]
[null,null,1981,{"$f":"IF(AND(Year-Age+1>=Initial_Year,Age <=_1to5Life),OFFSET($AE16,1-Age,0),0)","v":0},0,0,0,0,0,0,0,0,0,{"$f":"IF(AND(Year-Age+1>=Initial_Year,Age <=_1to5Life),OFFSET($AE16,1-Age,0),0)","v":0},0,0,0,0,0,0,{"$f":"IF(AND(Year-Age+1>=Initial_Year,Age <=_1to5Life),OFFSET($AE16,1-Age,0),0)","v":0},0,0,0,0,0,0,46690.875314314348,null,1981,{"$f":"TRANSPOSE('Product Class Dist'!$D$17:$BE$17)","v":46690.875314314348},{"$f":"SUM(D16:AB16)","v":46690.875314314348},"-",{"$f":"IFERROR(IF(AD16-$AD$16<=_1to5Life,0,IF(AD16<=StandardYear,AF15*(INDEX('Product Class Dist'!$C$9:$BE$13,4,MATCH('SM - 1-5 HP'!$AD16,'Product Class Dist'!$C$9:$BE$9,0))),AE16-AG16)),0)","v":0},{"$f":"IF(AD16-$AD$16<=_1to5Life,AE16-AH16,0)","v":46690.875314314348},"-"]
[null,null,1982,0,0,0,0,0,0,0,0,0,0,0,0,0,0,0,0,0,0,0,0,0,0,0,46690.875314314348,48288.992190549645,null,1982,48288.992190549645,{"$f":"SUM(D17:AB17)","v":94979.867504864},{"$f":"IF(AD17-$AD$16>_1to5Life,OFFSET(AE17,-_1to5Life,0),0)","v":0},{"$f":"IFERROR(IF(AD17-$AD$16<=_1to5Life,0,IF(AD17<=StandardYear,AF16*(INDEX('Product Class Dist'!$C$9:$BE$13,4,MATCH('SM - 1-5 HP'!$AD17,'Product Class Dist'!$C$9:$BE$9,0))),AE17-AG17)),0)","v":0},{"$f":"IF(AD17-$AD$16<=_1to5Life,AE17-AH17,0)","v":48288.992190549645},{"$f":"AG17+AH17+AI17","v":48288.992190549645}]
[null,null,1983,0,0,0,0,0,0,0,0,0,0,0,0,0,0,0,0,0,0,0,0,0,0,46690.875314314348,48288.992190549645,49941.808781299071,null,1983,49941.808781299071,{"$f":"SUM(D18:AB18)","v":144921.67628616307},{"$f":"IF(AD18-$AD$16>_1to5Life,OFFSET(AE18,-_1to5Life,0),0)","v":0},{"$f":"IFERROR(IF(AD18-$AD$16<=_1to5Life,0,IF(AD18<=StandardYear,AF17*(INDEX('Product Class Dist'!$C$9:$BE$13,4,MATCH('SM - 1-5 HP'!$AD18,'Product Class Dist'!$C$9:$BE$9,0))),AE18-AG18)),0)","v":0},{"$f":"IF(AD18-$AD$16<=_1to5Life,AE18-AH18,0)","v":49941.808781299071},{"$f":"AG18+AH18+AI18","v":49941.808781299071}]
[null,null,1984,0,0,0,0,0,0,0,0,0,0,0,0,0,0,0,0,0,0,0,0,0,46690.875314314348,48288.992190549645,49941.808781299071,51651.197326830174,null,1984,51651.197326830174,196572.87361299325,0,{"$f":"IFERROR(IF(AD19-$AD$16<=_1to5Life,0,IF(AD19<=StandardYear,AF18*(INDEX('Product Class Dist'!$C$9:$BE$13,4,MATCH('SM - 1-5 HP'!$AD19,'Product Class Dist'!$C$9:$BE$9,0))),AE19-AG19)),0)","v":0},51651.197326830174,51651.197326830174]
[null,null,1985,0,0,0,0,0,0,0,0,0,0,0,0,0,0,0,0,0,0,0,0,46690.875314314348,48288.992190549645,49941.808781299071,51651.197326830174,53419.0941497124,null,1985,53419.0941497124,249991.96776270564,0,{"$f":"IFERROR(IF(AD20-$AD$16<=_1to5Life,0,IF(AD20<=StandardYear,AF19*(INDEX('Product Class Dist'!$C$9:$BE$13,4,MATCH('SM - 1-5 HP'!$AD20,'Product Class Dist'!$C$9:$BE$9,0))),AE20-AG20)),0)","v":0},53419.0941497124,53419.0941497124]
[null,null,1986,0,0,0,0,0,0,0,0,0,0,0,0,0,0,0,0,0,0,0,46690.875314314348,48288.992190549645,49941.808781299071,51651.197326830174,53419.0941497124,55247.501848200867,null,1986,55247.501848200867,305239.4696109065,0,{"$f":"IFERROR(IF(AD21-$AD$16<=_1to5Life,0,IF(AD21<=StandardYear,AF20*(INDEX('Product Class Dist'!$C$9:$BE$13,4,MATCH('SM - 1-5 HP'!$AD21,'Product Class Dist'!$C$9:$BE$9,0))),AE21-AG21)),0)","v":0},55247.501848200867,55247.501848200867]
[null,null,1987,0,0,0,0,0,0,0,0,0,0,0,0,0,0,0,0,0,0,46690.875314314348,48288.992190549645,49941.808781299071,51651.197326830174,53419.0941497124,55247.501848200867,57138.491564694406,null,1987,57138.491564694406,362377.96117560088,0,{"$f":"IFERROR(IF(AD22-$AD$16<=_1to5Life,0,IF(AD22<=StandardYear,AF21*(INDEX('Product Class Dist'!$C$9:$BE$13,4,MATCH('SM - 1-5 HP'!$AD22,'Product Class Dist'!$C$9:$BE$9,0))),AE22-AG22)),0)","v":0},57138.491564694406,57138.491564694406]
[null,null,1988,0,0,0,0,0,0,0,0,0,0,0,0,0,0,0,0,0,46690.875314314348,48288.992190549645,49941.808781299071,51651.197326830174,53419.0941497124,55247.501848200867,57138.491564694406,59094.205331837496,null,1988,59094.205331837496,421472.16650743841,0,{"$f":"IFERROR(IF(AD23-$AD$16<=_1to5Life,0,IF(AD23<=StandardYear,AF22*(INDEX('Product Class Dist'!$C$9:$BE$13,4,MATCH('SM - 1-5 HP'!$AD23,'Product Class Dist'!$C$9:$BE$9,0))),AE23-AG23)),0)","v":0},59094.205331837496,59094.205331837496]
[null,null,1989,0,0,0,0,0,0,0,0,0,0,0,0,0,0,0,0,46690.875314314348,48288.992190549645,49941.808781299071,51651.197326830174,53419.0941497124,55247.501848200867,57138.491564694406,59094.205331837496,61116.858498923655,null,1989,61116.858498923655,482589.02500636206,0,{"$f":"IFERROR(IF(AD24-$AD$16<=_1to5Life,0,IF(AD24<=StandardYear,AF23*(INDEX('Product Class Dist'!$C$9:$BE$13,4,MATCH('SM - 1-5 HP'!$AD24,'Product Class Dist'!$C$9:$BE$9,0))),AE24-AG24)),0)","v":0},61116.858498923655,61116.858498923655]
[null,null,1990,0,0,0,0,0,0,0,0,0,0,0,0,0,0,0,46690.875314314348,48288.992190549645,49941.808781299071,51651.197326830174,53419.0941497124,55247.501848200867,57138.491564694406,59094.205331837496,61116.858498923655,63208.742241348817,null,1990,63208.742241348817,545797.76724771084,0,{"$f":"IFERROR(IF(AD25-$AD$16<=_1to5Life,0,IF(AD25<=StandardYear,AF24*(INDEX('Product Class Dist'!$C$9:$BE$13,4,MATCH('SM - 1-5 HP'!$AD25,'Product Class Dist'!$C$9:$BE$9,0))),AE25-AG25)),0)","v":0},63208.742241348817,63208.742241348817]
[null,null,1991,0,0,0,0,0,0,0,0,0,0,0,0,0,0,46690.875314314348,48288.992190549645,49941.808781299071,51651.197326830174,53419.0941497124,55247.501848200867,57138.491564694406,59094.205331837496,61116.858498923655,63208.742241348817,65372.226155957229,null,1991,65372.226155957229,{"$f":"SUM(D26:AB26)","v":611169.99340366805},{"$f":"IF(AD26-$AD$16>_1to5Life,OFFSET(AE26,-_1to5Life,0),0)","v":0},{"$f":"IFERROR(IF(AD26-$AD$16<=_1to5Life,0,IF(AD26<=StandardYear,AF25*(INDEX('Product Class Dist'!$C$9:$BE$13,4,MATCH('SM - 1-5 HP'!$AD26,'Product Class Dist'!$C$9:$BE$9,0))),AE26-AG26)),0)","v":0},65372.226155957229,{"$f":"AG26+AH26+AI26","v":65372.226155957229}]
[null,null,1992,0,0,0,0,0,0,0,0,0,0,0,0,0,46690.875314314348,48288.992190549645,49941.808781299071,51651.197326830174,53419.0941497124,55247.501848200867,57138.491564694406,59094.205331837496,61116.858498923655,63208.742241348817,65372.226155957229,67609.760945219925,null,1992,67609.760945219925,678779.75434888795,0,{"$f":"IFERROR(IF(AD27-$AD$16<=_1to5Life,0,IF(AD27<=StandardYear,AF26*(INDEX('Product Class Dist'!$C$9:$BE$13,4,MATCH('SM - 1-5 HP'!$AD27,'Product Class Dist'!$C$9:$BE$9,0))),AE27-AG27)),0)","v":0},67609.760945219925,{"$f":"AG27+AH27+AI27","v":67609.760945219925}]
[null,null,{"$f":"C29-1","v":1993},0,0,0,0,0,0,0,0,0,0,0,0,46690.875314314348,48288.992190549645,49941.808781299071,51651.197326830174,53419.0941497124,55247.501848200867,57138.491564694406,59094.205331837496,61116.858498923655,63208.742241348817,65372.226155957229,67609.760945219925,69923.881193286143,null,{"$f":"AD29-1","v":1993},69923.881193286143,748703.6355421741,0,{"$f":"IFERROR(IF(AD28-$AD$16<=_1to5Life,0,IF(AD28<=StandardYear,AF27*(INDEX('Product Class Dist'!$C$9:$BE$13,4,MATCH('SM - 1-5 HP'!$AD28,'Product Class Dist'!$C$9:$BE$9,0))),AE28-AG28)),0)","v":0},69923.881193286143,69923.881193286143]
[null,null,1994,0,0,0,0,0,0,0,0,0,0,0,46690.875314314348,48288.992190549645,49941.808781299071,51651.197326830174,53419.0941497124,55247.501848200867,57138.491564694406,59094.205331837496,61116.858498923655,63208.742241348817,65372.226155957229,67609.760945219925,69923.881193286143,72317.208237052299,null,1994,72317.208237052299,821020.84377922642,0,{"$f":"IFERROR(IF(AD29-$AD$16<=_1to5Life,0,IF(AD29<=StandardYear,AF28*(INDEX('Product Class Dist'!$C$9:$BE$13,4,MATCH('SM - 1-5 HP'!$AD29,'Product Class Dist'!$C$9:$BE$9,0))),AE29-AG29)),0)","v":0},72317.208237052299,72317.208237052299]
[null,null,1995,0,0,0,0,0,0,0,0,0,0,46690.875314314348,48288.992190549645,49941.808781299071,51651.197326830174,53419.0941497124,55247.501848200867,57138.491564694406,59094.205331837496,61116.858498923655,63208.742241348817,65372.226155957229,67609.760945219925,69923.881193286143,72317.208237052299,74792.45313550088,null,1995,74792.45313550088,895813.29691472731,0,{"$f":"IFERROR(IF(AD30-$AD$16<=_1to5Life,0,IF(AD30<=StandardYear,AF29*(INDEX('Product Class Dist'!$C$9:$BE$13,4,MATCH('SM - 1-5 HP'!$AD30,'Product Class Dist'!$C$9:$BE$9,0))),AE30-AG30)),0)","v":0},74792.45313550088,74792.45313550088]
[null,null,1996,0,0,0,0,0,0,0,0,0,0,48288.992190549645,49941.808781299071,51651.197326830174,53419.0941497124,55247.501848200867,57138.491564694406,59094.205331837496,61116.858498923655,63208.742241348817,65372.226155957229,67609.760945219925,69923.881193286143,72317.208237052299,74792.45313550088,77352.419740672602,null,1996,77352.419740672602,926474.84134108562,0,{"$f":"IFERROR(IF(AD31-$AD$16<=_1to5Life,0,IF(AD31<=StandardYear,AF30*(INDEX('Product Class Dist'!$C$9:$BE$13,4,MATCH('SM - 1-5 HP'!$AD31,'Product Class Dist'!$C$9:$BE$9,0))),AE31-AG31)),0)","v":0},77352.419740672602,77352.419740672602]
[null,null,{"$f":"C33-1","v":1997},0,0,0,0,0,0,0,0,0,0,49941.808781299071,51651.197326830174,53419.0941497124,55247.501848200867,57138.491564694406,59094.205331837496,61116.858498923655,63208.742241348817,65372.226155957229,67609.760945219925,69923.881193286143,72317.208237052299,74792.45313550088,77352.419740672602,80000.007873750641,null,1997,80000.007873750641,958185.85702428664,48288.992190549645,{"$f":"IFERROR(IF(AD32-$AD$16<=_1to5Life,0,IF(AD32<=StandardYear,AF31*(INDEX('Product Class Dist'!$C$9:$BE$13,4,MATCH('SM - 1-5 HP'!$AD32,'Product Class Dist'!$C$9:$BE$9,0))),AE32-AG32)),0)","v":31711.015683201011},0,80000.007873750656]
[null,null,1998,0,0,0,0,0,0,0,0,0,0,51651.197326830174,53419.0941497124,55247.501848200867,57138.491564694406,59094.205331837496,61116.858498923655,63208.742241348817,65372.226155957229,67609.760945219925,69923.881193286143,72317.208237052299,74792.45313550088,77352.419740672602,80000.007873750641,82738.216609854629,null,1998,82738.216609854629,990982.2648528422,49941.808781299071,{"$f":"IFERROR(IF(AD33-$AD$16<=_1to5Life,0,IF(AD33<=StandardYear,AF32*(INDEX('Product Class Dist'!$C$9:$BE$13,4,MATCH('SM - 1-5 HP'!$AD33,'Product Class Dist'!$C$9:$BE$9,0))),AE33-AG33)),0)","v":32796.407828555566},0,82738.216609854629]
[null,null,1999,0,0,0,0,0,0,0,0,0,0,53419.0941497124,55247.501848200867,57138.491564694406,59094.205331837496,61116.858498923655,63208.742241348817,65372.226155957229,67609.760945219925,69923.881193286143,72317.208237052299,74792.45313550088,77352.419740672602,80000.007873750641,82738.216609854629,85570.147675265238,null,1999,85570.147675265238,1024901.2152012772,51651.197326830174,{"$f":"IFERROR(IF(AD34-$AD$16<=_1to5Life,0,IF(AD34<=StandardYear,AF33*(INDEX('Product Class Dist'!$C$9:$BE$13,4,MATCH('SM - 1-5 HP'!$AD34,'Product Class Dist'!$C$9:$BE$9,0))),AE34-AG34)),0)","v":33918.950348435064},0,85570.147675265238]
[null,null,2000,{"$f":"IF(AND(Year-Age+1>=Initial_Year,Age <=_1to5Life),OFFSET($AE35,1-Age,0),0)","v":0},0,0,0,0,0,0,0,0,0,55247.501848200867,57138.491564694406,59094.205331837496,61116.858498923655,63208.742241348817,65372.226155957229,67609.760945219925,{"$f":"IF(AND(Year-Age+1>=Initial_Year,Age <=_1to5Life),OFFSET($AE35,1-Age,0),0)","v":69923.881193286143},72317.208237052299,74792.45313550088,77352.419740672602,80000.007873750641,82738.216609854629,85570.147675265238,88499.008960927677,null,2000,88499.008960927677,1059981.1300124924,53419.0941497124,{"$f":"IFERROR(IF(AD35-$AD$16<=_1to5Life,0,IF(AD35<=StandardYear,AF34*(INDEX('Product Class Dist'!$C$9:$BE$13,4,MATCH('SM - 1-5 HP'!$AD35,'Product Class Dist'!$C$9:$BE$9,0))),AE35-AG35)),0)","v":35079.914811215276},0,88499.008960927677]
[null,null,2001,0,0,0,0,0,0,0,0,0,0,57138.491564694406,59094.205331837496,61116.858498923655,63208.742241348817,65372.226155957229,67609.760945219925,69923.881193286143,72317.208237052299,74792.45313550088,77352.419740672602,80000.007873750641,82738.216609854629,85570.147675265238,88499.008960927677,91528.118156213997,null,2001,91528.118156213997,1096261.7463205056,55247.501848200867,{"$f":"IFERROR(IF(AD36-$AD$16<=_1to5Life,0,IF(AD36<=StandardYear,AF35*(INDEX('Product Class Dist'!$C$9:$BE$13,4,MATCH('SM - 1-5 HP'!$AD36,'Product Class Dist'!$C$9:$BE$9,0))),AE36-AG36)),0)","v":36280.616308013137},0,91528.118156214012]
[null,null,2002,0,0,0,0,0,0,0,0,0,0,59094.205331837496,61116.858498923655,63208.742241348817,65372.226155957229,67609.760945219925,69923.881193286143,72317.208237052299,74792.45313550088,77352.419740672602,80000.007873750641,82738.216609854629,85570.147675265238,88499.008960927677,91528.118156213997,94660.906507060368,null,2002,94660.906507060368,1133784.1612628715,57138.491564694406,{"$f":"IFERROR(IF(AD37-$AD$16<=_1to5Life,0,IF(AD37<=StandardYear,AF36*(INDEX('Product Class Dist'!$C$9:$BE$13,4,MATCH('SM - 1-5 HP'!$AD37,'Product Class Dist'!$C$9:$BE$9,0))),AE37-AG37)),0)","v":37522.414942365962},0,94660.906507060368]
[null,null,2003,0,0,0,0,0,0,0,0,0,0,61116.858498923655,63208.742241348817,65372.226155957229,67609.760945219925,69923.881193286143,72317.208237052299,74792.45313550088,77352.419740672602,80000.007873750641,82738.216609854629,85570.147675265238,88499.008960927677,91528.118156213997,94660.906507060368,97900.922702736309,null,2003,97900.922702736309,1172590.8786337704,59094.205331837496,{"$f":"IFERROR(IF(AD38-$AD$16<=_1to5Life,0,IF(AD38<=StandardYear,AF37*(INDEX('Product Class Dist'!$C$9:$BE$13,4,MATCH('SM - 1-5 HP'!$AD38,'Product Class Dist'!$C$9:$BE$9,0))),AE38-AG38)),0)","v":38806.717370898805},0,97900.922702736309]
[null,null,{"$f":"C40-1","v":2004},0,0,0,0,0,0,0,0,0,0,63208.742241348817,65372.226155957229,67609.760945219925,69923.881193286143,72317.208237052299,74792.45313550088,77352.419740672602,80000.007873750641,82738.216609854629,85570.147675265238,88499.008960927677,91528.118156213997,94660.906507060368,97900.922702736309,101251.83689564894,null,{"$f":"AD40-1","v":2004},101251.83689564894,1212725.8570304955,61116.858498923655,{"$f":"IFERROR(IF(AD39-$AD$16<=_1to5Life,0,IF(AD39<=StandardYear,AF38*(INDEX('Product Class Dist'!$C$9:$BE$13,4,MATCH('SM - 1-5 HP'!$AD39,'Product Class Dist'!$C$9:$BE$9,0))),AE39-AG39)),0)","v":40134.978396725273},0,101251.83689564893]
[null,null,2005,0,0,0,0,0,0,0,0,0,0,65372.226155957229,67609.760945219925,69923.881193286143,72317.208237052299,74792.45313550088,77352.419740672602,80000.007873750641,82738.216609854629,85570.147675265238,88499.008960927677,91528.118156213997,94660.906507060368,97900.922702736309,101251.83689564894,104717.44485873528,null,2005,104717.44485873528,1254234.5596478821,63208.742241348817,{"$f":"IFERROR(IF(AD40-$AD$16<=_1to5Life,0,IF(AD40<=StandardYear,AF39*(INDEX('Product Class Dist'!$C$9:$BE$13,4,MATCH('SM - 1-5 HP'!$AD40,'Product Class Dist'!$C$9:$BE$9,0))),AE40-AG40)),0)","v":41508.702617386465},0,104717.44485873528]
[null,null,{"$f":"C40+1","v":2006},0,0,0,0,0,0,0,0,0,0,67609.760945219925,69923.881193286143,72317.208237052299,74792.45313550088,77352.419740672602,80000.007873750641,82738.216609854629,85570.147675265238,88499.008960927677,91528.118156213997,94660.906507060368,97900.922702736309,101251.83689564894,104717.44485873528,108301.67228515232,null,{"$f":"AD40+1","v":2006},108301.67228515232,1297164.0057770773,65372.226155957229,{"$f":"IFERROR(IF(AD41-$AD$16<=_1to5Life,0,IF(AD41<=StandardYear,AF40*(INDEX('Product Class Dist'!$C$9:$BE$13,4,MATCH('SM - 1-5 HP'!$AD41,'Product Class Dist'!$C$9:$BE$9,0))),AE41-AG41)),0)","v":42929.446129195094},0,108301.67228515232]
[null,null,2007,0,0,0,0,0,0,0,0,0,0,69923.881193286143,72317.208237052299,74792.45313550088,77352.419740672602,80000.007873750641,82738.216609854629,85570.147675265238,88499.008960927677,91528.118156213997,94660.906507060368,97900.922702736309,101251.83689564894,104717.44485873528,108301.67228515232,112008.579235135,null,2007,112008.579235135,1341562.8240669924,67609.760945219925,{"$f":"IFERROR(IF(AD42-$AD$16<=_1to5Life,0,IF(AD42<=StandardYear,AF41*(INDEX('Product Class Dist'!$C$9:$BE$13,4,MATCH('SM - 1-5 HP'!$AD42,'Product Class Dist'!$C$9:$BE$9,0))),AE42-AG42)),0)","v":44398.818289915056},0,112008.57923513498]
[null,null,2008,0,0,0,0,0,0,0,0,0,0,72317.208237052299,74792.45313550088,77352.419740672602,80000.007873750641,82738.216609854629,85570.147675265238,88499.008960927677,91528.118156213997,94660.906507060368,97900.922702736309,101251.83689564894,104717.44485873528,108301.67228515232,112008.579235135,115842.36473505963,null,2008,115842.36473505963,1387481.3076087658,69923.881193286143,{"$f":"IFERROR(IF(AD43-$AD$16<=_1to5Life,0,IF(AD43<=StandardYear,AF42*(INDEX('Product Class Dist'!$C$9:$BE$13,4,MATCH('SM - 1-5 HP'!$AD43,'Product Class Dist'!$C$9:$BE$9,0))),AE43-AG43)),0)","v":45918.483541773479},0,115842.36473505961]
[null,null,2009,0,0,0,0,0,0,0,0,0,0,74792.45313550088,77352.419740672602,80000.007873750641,82738.216609854629,85570.147675265238,88499.008960927677,91528.118156213997,94660.906507060368,97900.922702736309,101251.83689564894,104717.44485873528,108301.67228515232,112008.579235135,115842.36473505963,119807.37153392225,null,2009,119807.37153392225,1434971.4709056355,72317.208237052299,{"$f":"IFERROR(IF(AD44-$AD$16<=_1to5Life,0,IF(AD44<=StandardYear,AF43*(INDEX('Product Class Dist'!$C$9:$BE$13,4,MATCH('SM - 1-5 HP'!$AD44,'Product Class Dist'!$C$9:$BE$9,0))),AE44-AG44)),0)","v":47490.163296869934},0,119807.37153392224]
[null,null,2010,{"$f":"IF(AND(Year-Age+1>=Initial_Year,Age <=_1to5Life),OFFSET($AE45,1-Age,0),0)","v":0},0,0,0,0,0,0,0,0,0,77352.419740672602,80000.007873750641,82738.216609854629,85570.147675265238,88499.008960927677,91528.118156213997,94660.906507060368,{"$f":"IF(AND(Year-Age+1>=Initial_Year,Age <=_1to5Life),OFFSET($AE45,1-Age,0),0)","v":97900.922702736309},101251.83689564894,104717.44485873528,108301.67228515232,112008.579235135,115842.36473505963,119807.37153392225,123908.09102261973,null,2010,123908.09102261973,1484087.1087927546,74792.45313550088,{"$f":"IFERROR(IF(AD45-$AD$16<=_1to5Life,0,IF(AD45<=StandardYear,AF44*(INDEX('Product Class Dist'!$C$9:$BE$13,4,MATCH('SM - 1-5 HP'!$AD45,'Product Class Dist'!$C$9:$BE$9,0))),AE45-AG45)),0)","v":49115.637887118828},0,123908.09102261972]
[null,null,2011,0,0,0,0,0,0,0,0,0,0,80000.007873750641,82738.216609854629,85570.147675265238,88499.008960927677,91528.118156213997,94660.906507060368,97900.922702736309,101251.83689564894,104717.44485873528,108301.67228515232,112008.579235135,115842.36473505963,119807.37153392225,123908.09102261973,128149.16832160622,null,2011,128149.16832160622,1534883.8573736884,77352.419740672602,{"$f":"IFERROR(IF(AD46-$AD$16<=_1to5Life,0,IF(AD46<=StandardYear,AF45*(INDEX('Product Class Dist'!$C$9:$BE$13,4,MATCH('SM - 1-5 HP'!$AD46,'Product Class Dist'!$C$9:$BE$9,0))),AE46-AG46)),0)","v":50796.748580933614},0,128149.16832160621]
[null,null,2012,0,0,0,0,0,0,0,0,0,0,82738.216609854629,85570.147675265238,88499.008960927677,91528.118156213997,94660.906507060368,97900.922702736309,101251.83689564894,104717.44485873528,108301.67228515232,112008.579235135,115842.36473505963,119807.37153392225,123908.09102261973,128149.16832160622,132535.40754268781,null,2012,132535.40754268781,1587419.2570426255,80000.007873750641,{"$f":"IFERROR(IF(AD47-$AD$16<=_1to5Life,0,IF(AD47<=StandardYear,AF46*(INDEX('Product Class Dist'!$C$9:$BE$13,4,MATCH('SM - 1-5 HP'!$AD47,'Product Class Dist'!$C$9:$BE$9,0))),AE47-AG47)),0)","v":52535.399668937178},0,132535.40754268781]
[null,null,2013,0,0,0,0,0,0,0,0,0,0,85570.147675265238,88499.008960927677,91528.118156213997,94660.906507060368,97900.922702736309,101251.83689564894,104717.44485873528,108301.67228515232,112008.579235135,115842.36473505963,119807.37153392225,123908.09102261973,128149.16832160622,132535.40754268781,137071.7772309159,null,2013,137071.7772309159,1641752.8176636868,82738.216609854629,{"$f":"IFERROR(IF(AD48-$AD$16<=_1to5Life,0,IF(AD48<=StandardYear,AF47*(INDEX('Product Class Dist'!$C$9:$BE$13,4,MATCH('SM - 1-5 HP'!$AD48,'Product Class Dist'!$C$9:$BE$9,0))),AE48-AG48)),0)","v":54333.560621061268},0,137071.7772309159]
[null,null,2014,0,0,0,0,0,0,0,0,0,0,88499.008960927677,91528.118156213997,94660.906507060368,97900.922702736309,101251.83689564894,104717.44485873528,108301.67228515232,112008.579235135,115842.36473505963,119807.37153392225,123908.09102261973,128149.16832160622,132535.40754268781,137071.7772309159,141763.41599274339,null,2014,141763.41599274339,1697946.0859811648,85570.147675265238,{"$f":"IFERROR(IF(AD49-$AD$16<=_1to5Life,0,IF(AD49<=StandardYear,AF48*(INDEX('Product Class Dist'!$C$9:$BE$13,4,MATCH('SM - 1-5 HP'!$AD49,'Product Class Dist'!$C$9:$BE$9,0))),AE49-AG49)),0)","v":56193.268317478149},0,141763.41599274339]
[null,null,2015,0,0,0,0,0,0,0,0,0,0,91528.118156213997,94660.906507060368,97900.922702736309,101251.83689564894,104717.44485873528,108301.67228515232,112008.579235135,115842.36473505963,119807.37153392225,123908.09102261973,128149.16832160622,132535.40754268781,137071.7772309159,141763.41599274339,146615.63831681944,null,2015,146615.63831681944,1756062.7153370567,88499.008960927677,{"$f":"IFERROR(IF(AD50-$AD$16<=_1to5Life,0,IF(AD50<=StandardYear,AF49*(INDEX('Product Class Dist'!$C$9:$BE$13,4,MATCH('SM - 1-5 HP'!$AD50,'Product Class Dist'!$C$9:$BE$9,0))),AE50-AG50)),0)","v":58116.629355891753},0,146615.63831681944]
[null,null,2016,0,0,0,0,0,0,0,0,0,0,94660.906507060368,97900.922702736309,101251.83689564894,104717.44485873528,108301.67228515232,112008.579235135,115842.36473505963,119807.37153392225,123908.09102261973,128149.16832160622,132535.40754268781,137071.7772309159,141763.41599274339,146615.63831681944,151633.94059401588,null,2016,151633.94059401588,1816168.5377748583,91528.118156213997,{"$f":"IFERROR(IF(AD51-$AD$16<=_1to5Life,0,IF(AD51<=StandardYear,AF50*(INDEX('Product Class Dist'!$C$9:$BE$13,4,MATCH('SM - 1-5 HP'!$AD51,'Product Class Dist'!$C$9:$BE$9,0))),AE51-AG51)),0)","v":60105.822437801879},0,151633.94059401588]
[null,null,2017,0,0,0,0,0,0,0,0,0,0,97900.922702736309,101251.83689564894,104717.44485873528,108301.67228515232,112008.579235135,115842.36473505963,119807.37153392225,123908.09102261973,128149.16832160622,132535.40754268781,137071.7772309159,141763.41599274339,146615.63831681944,151633.94059401588,159309.23047814591,null,2017,159309.23047814591,1880816.8617459438,94660.906507060368,{"$f":"IFERROR(IF(AD52-$AD$16<=_1to5Life,0,IF(AD52<=StandardYear,AF51*(INDEX('Product Class Dist'!$C$9:$BE$13,4,MATCH('SM - 1-5 HP'!$AD52,'Product Class Dist'!$C$9:$BE$9,0))),AE52-AG52)),0)","v":64648.323971085541},0,159309.23047814591]
[null,null,2018,0,0,0,0,0,0,0,0,0,0,101251.83689564894,104717.44485873528,108301.67228515232,112008.579235135,115842.36473505963,119807.37153392225,123908.09102261973,128149.16832160622,132535.40754268781,137071.7772309159,141763.41599274339,146615.63831681944,151633.94059401588,159309.23047814591,163905.84135268614,null,2018,163905.84135268614,1946821.7803958938,97900.922702736309,{"$f":"IFERROR(IF(AD53-$AD$16<=_1to5Life,0,IF(AD53<=StandardYear,AF52*(INDEX('Product Class Dist'!$C$9:$BE$13,4,MATCH('SM - 1-5 HP'!$AD53,'Product Class Dist'!$C$9:$BE$9,0))),AE53-AG53)),0)","v":66004.918649949832},0,163905.84135268614]
[null,null,2019,0,0,0,0,0,0,0,0,0,0,104717.44485873528,108301.67228515232,112008.579235135,115842.36473505963,119807.37153392225,123908.09102261973,128149.16832160622,132535.40754268781,137071.7772309159,141763.41599274339,146615.63831681944,151633.94059401588,159309.23047814591,163905.84135268614,169184.93045186112,null,2019,169184.93045186112,2014754.8739521059,101251.83689564894,{"$f":"IFERROR(IF(AD54-$AD$16<=_1to5Life,0,IF(AD54<=StandardYear,AF53*(INDEX('Product Class Dist'!$C$9:$BE$13,4,MATCH('SM - 1-5 HP'!$AD54,'Product Class Dist'!$C$9:$BE$9,0))),AE54-AG54)),0)","v":67933.093556212174},0,169184.93045186112]
[null,null,2020,{"$f":"IF(AND(Year-Age+1>=Initial_Year,Age <=_1to5Life),OFFSET($AE55,1-Age,0),0)","v":0},0,0,0,0,0,0,0,0,0,108301.67228515232,112008.579235135,115842.36473505963,119807.37153392225,123908.09102261973,128149.16832160622,132535.40754268781,{"$f":"IF(AND(Year-Age+1>=Initial_Year,Age <=_1to5Life),OFFSET($AE55,1-Age,0),0)","v":137071.7772309159},141763.41599274339,146615.63831681944,151633.94059401588,159309.23047814591,163905.84135268614,169184.93045186112,174547.002951453,null,2020,174547.002951453,2084584.4320448237,104717.44485873528,{"$f":"IFERROR(IF(AD55-$AD$16<=_1to5Life,0,IF(AD55<=StandardYear,AF54*(INDEX('Product Class Dist'!$C$9:$BE$13,4,MATCH('SM - 1-5 HP'!$AD55,'Product Class Dist'!$C$9:$BE$9,0))),AE55-AG55)),0)","v":69829.558092717722},0,174547.002951453]
[null,null,2021,0,0,0,0,0,0,0,0,0,0,112008.579235135,115842.36473505963,119807.37153392225,123908.09102261973,128149.16832160622,132535.40754268781,137071.7772309159,141763.41599274339,146615.63831681944,151633.94059401588,159309.23047814591,163905.84135268614,169184.93045186112,174547.002951453,179010.32679131182,null,2021,179010.32679131182,2155293.0865509831,108301.67228515232,{"$f":"IFERROR(IF(AD56-$AD$16<=_1to5Life,0,IF(AD56<=StandardYear,AF55*(INDEX('Product Class Dist'!$C$9:$BE$13,4,MATCH('SM - 1-5 HP'!$AD56,'Product Class Dist'!$C$9:$BE$9,0))),AE56-AG56)),0)","v":70708.654506159495},0,179010.32679131182]
[null,null,2022,0,0,0,0,0,0,0,0,0,0,115842.36473505963,119807.37153392225,123908.09102261973,128149.16832160622,132535.40754268781,137071.7772309159,141763.41599274339,146615.63831681944,151633.94059401588,159309.23047814591,163905.84135268614,169184.93045186112,174547.002951453,179010.32679131182,185290.63313982132,null,2022,185290.63313982132,2228575.1404556693,112008.579235135,{"$f":"IFERROR(IF(AD57-$AD$16<=_1to5Life,0,IF(AD57<=StandardYear,AF56*(INDEX('Product Class Dist'!$C$9:$BE$13,4,MATCH('SM - 1-5 HP'!$AD57,'Product Class Dist'!$C$9:$BE$9,0))),AE57-AG57)),0)","v":73282.053904686327},0,185290.63313982132]
[null,null,2023,0,0,0,0,0,0,0,0,0,0,119807.37153392225,123908.09102261973,128149.16832160622,132535.40754268781,137071.7772309159,141763.41599274339,146615.63831681944,151633.94059401588,159309.23047814591,163905.84135268614,169184.93045186112,174547.002951453,179010.32679131182,185290.63313982132,193041.64837693371,null,2023,193041.64837693371,2305774.4240975436,115842.36473505963,{"$f":"IFERROR(IF(AD58-$AD$16<=_1to5Life,0,IF(AD58<=StandardYear,AF57*(INDEX('Product Class Dist'!$C$9:$BE$13,4,MATCH('SM - 1-5 HP'!$AD58,'Product Class Dist'!$C$9:$BE$9,0))),AE58-AG58)),0)","v":77199.283641874077},0,193041.64837693371]
[null,null,2024,0,0,0,0,0,0,0,0,0,0,123908.09102261973,128149.16832160622,132535.40754268781,137071.7772309159,141763.41599274339,146615.63831681944,151633.94059401588,159309.23047814591,163905.84135268614,169184.93045186112,174547.002951453,179010.32679131182,185290.63313982132,193041.64837693371,201512.7573555992,null,2024,201512.7573555992,2387479.8099192204,119807.37153392225,{"$f":"IFERROR(IF(AD59-$AD$16<=_1to5Life,0,IF(AD59<=StandardYear,AF58*(INDEX('Product Class Dist'!$C$9:$BE$13,4,MATCH('SM - 1-5 HP'!$AD59,'Product Class Dist'!$C$9:$BE$9,0))),AE59-AG59)),0)","v":81705.385821676944},0,201512.7573555992]
[null,null,2025,0,0,0,0,0,0,0,0,0,0,128149.16832160622,132535.40754268781,137071.7772309159,141763.41599274339,146615.63831681944,151633.94059401588,159309.23047814591,163905.84135268614,169184.93045186112,174547.002951453,179010.32679131182,185290.63313982132,193041.64837693371,201512.7573555992,210756.96508931852,null,2025,210756.96508931852,2474328.6839859188,123908.09102261973,{"$f":"IFERROR(IF(AD60-$AD$16<=_1to5Life,0,IF(AD60<=StandardYear,AF59*(INDEX('Product Class Dist'!$C$9:$BE$13,4,MATCH('SM - 1-5 HP'!$AD60,'Product Class Dist'!$C$9:$BE$9,0))),AE60-AG60)),0)","v":86848.874066698787},0,210756.96508931852]
[null,null,2026,0,0,0,0,0,0,0,0,0,0,132535.40754268781,137071.7772309159,141763.41599274339,146615.63831681944,151633.94059401588,159309.23047814591,163905.84135268614,169184.93045186112,174547.002951453,179010.32679131182,185290.63313982132,193041.64837693371,201512.7573555992,210756.96508931852,219748.17935094959,null,2026,219748.17935094959,2565927.6950152628,128149.16832160622,{"$f":"IFERROR(IF(AD61-$AD$16<=_1to5Life,0,IF(AD61<=StandardYear,AF60*(INDEX('Product Class Dist'!$C$9:$BE$13,4,MATCH('SM - 1-5 HP'!$AD61,'Product Class Dist'!$C$9:$BE$9,0))),AE61-AG61)),0)","v":91599.011029343368},0,219748.17935094959]
[null,null,2027,0,0,0,0,0,0,0,0,0,0,137071.7772309159,141763.41599274339,146615.63831681944,151633.94059401588,159309.23047814591,163905.84135268614,169184.93045186112,174547.002951453,179010.32679131182,185290.63313982132,193041.64837693371,201512.7573555992,210756.96508931852,219748.17935094959,227442.65388790992,null,2027,227442.65388790992,2660834.9413604848,132535.40754268781,{"$f":"IFERROR(IF(AD62-$AD$16<=_1to5Life,0,IF(AD62<=StandardYear,AF61*(INDEX('Product Class Dist'!$C$9:$BE$13,4,MATCH('SM - 1-5 HP'!$AD62,'Product Class Dist'!$C$9:$BE$9,0))),AE62-AG62)),0)","v":94907.246345222113},0,227442.65388790992]
[null,null,2028,0,0,0,0,0,0,0,0,0,0,141763.41599274339,146615.63831681944,151633.94059401588,159309.23047814591,163905.84135268614,169184.93045186112,174547.002951453,179010.32679131182,185290.63313982132,193041.64837693371,201512.7573555992,210756.96508931852,219748.17935094959,227442.65388790992,233864.65133690694,null,2028,233864.65133690694,2757627.8154664761,137071.7772309159,{"$f":"IFERROR(IF(AD63-$AD$16<=_1to5Life,0,IF(AD63<=StandardYear,AF62*(INDEX('Product Class Dist'!$C$9:$BE$13,4,MATCH('SM - 1-5 HP'!$AD63,'Product Class Dist'!$C$9:$BE$9,0))),AE63-AG63)),0)","v":96792.874105991039},0,233864.65133690694]
[null,null,2029,0,0,0,0,0,0,0,0,0,0,146615.63831681944,151633.94059401588,159309.23047814591,163905.84135268614,169184.93045186112,174547.002951453,179010.32679131182,185290.63313982132,193041.64837693371,201512.7573555992,210756.96508931852,219748.17935094959,227442.65388790992,233864.65133690694,240435.08606685273,null,2029,240435.08606685273,2856299.4855405851,141763.41599274339,{"$f":"IFERROR(IF(AD64-$AD$16<=_1to5Life,0,IF(AD64<=StandardYear,AF63*(INDEX('Product Class Dist'!$C$9:$BE$13,4,MATCH('SM - 1-5 HP'!$AD64,'Product Class Dist'!$C$9:$BE$9,0))),AE64-AG64)),0)","v":98671.670074109337},0,240435.08606685273]
[null,null,2030,0,0,0,0,0,0,0,0,0,0,151633.94059401588,159309.23047814591,163905.84135268614,169184.93045186112,174547.002951453,179010.32679131182,185290.63313982132,193041.64837693371,201512.7573555992,210756.96508931852,219748.17935094959,227442.65388790992,233864.65133690694,240435.08606685273,247153.11843576402,null,2030,247153.11843576402,2956836.9656595304,146615.63831681944,{"$f":"IFERROR(IF(AD65-$AD$16<=_1to5Life,0,IF(AD65<=StandardYear,AF64*(INDEX('Product Class Dist'!$C$9:$BE$13,4,MATCH('SM - 1-5 HP'!$AD65,'Product Class Dist'!$C$9:$BE$9,0))),AE65-AG65)),0)","v":100537.48011894457},0,247153.11843576402]
[null,null,2031,0,0,0,0,0,0,0,0,0,0,159309.23047814591,163905.84135268614,169184.93045186112,174547.002951453,179010.32679131182,185290.63313982132,193041.64837693371,201512.7573555992,210756.96508931852,219748.17935094959,227442.65388790992,233864.65133690694,240435.08606685273,247153.11843576402,252911.79269412273,null,2031,252911.79269412273,3058114.8177596368,151633.94059401588,{"$f":"IFERROR(IF(AD66-$AD$16<=_1to5Life,0,IF(AD66<=StandardYear,AF65*(INDEX('Product Class Dist'!$C$9:$BE$13,4,MATCH('SM - 1-5 HP'!$AD66,'Product Class Dist'!$C$9:$BE$9,0))),AE66-AG66)),0)","v":101277.85210010686},0,252911.79269412273]
[null,null,2032,0,0,0,0,0,0,0,0,0,0,163905.84135268614,169184.93045186112,174547.002951453,179010.32679131182,185290.63313982132,193041.64837693371,201512.7573555992,210756.96508931852,219748.17935094959,227442.65388790992,233864.65133690694,240435.08606685273,247153.11843576402,252911.79269412273,260722.51911629035,null,2032,260722.51911629035,3159528.1063977811,159309.23047814591,{"$f":"IFERROR(IF(AD67-$AD$16<=_1to5Life,0,IF(AD67<=StandardYear,AF66*(INDEX('Product Class Dist'!$C$9:$BE$13,4,MATCH('SM - 1-5 HP'!$AD67,'Product Class Dist'!$C$9:$BE$9,0))),AE67-AG67)),0)","v":101413.28863814444},0,260722.51911629035]
[null,null,2033,0,0,0,0,0,0,0,0,0,0,169184.93045186112,174547.002951453,179010.32679131182,185290.63313982132,193041.64837693371,201512.7573555992,210756.96508931852,219748.17935094959,227442.65388790992,233864.65133690694,240435.08606685273,247153.11843576402,252911.79269412273,260722.51911629035,268584.86184378841,null,2033,268584.86184378841,3264207.1268888833,163905.84135268614,{"$f":"IFERROR(IF(AD68-$AD$16<=_1to5Life,0,IF(AD68<=StandardYear,AF67*(INDEX('Product Class Dist'!$C$9:$BE$13,4,MATCH('SM - 1-5 HP'!$AD68,'Product Class Dist'!$C$9:$BE$9,0))),AE68-AG68)),0)","v":104679.02049110227},0,268584.86184378841]
[null,null,2034,0,0,0,0,0,0,0,0,0,0,174547.002951453,179010.32679131182,185290.63313982132,193041.64837693371,201512.7573555992,210756.96508931852,219748.17935094959,227442.65388790992,233864.65133690694,240435.08606685273,247153.11843576402,252911.79269412273,260722.51911629035,268584.86184378841,277898.81003225484,null,2034,277898.81003225484,3372921.0064692772,169184.93045186112,{"$f":"IFERROR(IF(AD69-$AD$16<=_1to5Life,0,IF(AD69<=StandardYear,AF68*(INDEX('Product Class Dist'!$C$9:$BE$13,4,MATCH('SM - 1-5 HP'!$AD69,'Product Class Dist'!$C$9:$BE$9,0))),AE69-AG69)),0)","v":108713.87958039372},0,277898.81003225484]

{"sheet":"SM - 6-20 HP","index":14,"n_rows":69,"n_cols":36,"rows_kept":69,"cut":false,"hidden":false,"merged":[[1,2,1,3],[3,2,3,3],[13,3,13,27],[5,2,5,3]]}
[]
[null,null,"Stock Model - 6-20 HP"]
[]
[null,null,"NAVIGATION"]
[]
[null,null,"COMMENTS"]
[]
[]
[]
[null,null,"Stock Model","Initial Year","Product"]
[null,null,"6-20 HP",1981,"EM"]
[]
[null,null,"Quantity of Stock by AGE and YEAR"]
[null,null,null,"Unit Age in Years"]
[null,null,"Year",25,24,23,22,21,20,19,18,17,16,15,14,13,12,11,10,9,8,7,6,5,4,3,2,1,null,"Year","New Shipments","Stock","Replacements for Retiring Units","Shipment due to New Construction","Shipment due to Stock Buildout","Total Shipments"]
[null,null,1981,{"$f":"IF(AND(Year-Age+1>=Initial_Year,Age <=_6to20Life),OFFSET($AE16,1-Age,0),0)","v":0},0,0,0,0,0,0,0,0,0,{"$f":"IF(AND(Year-Age+1>=Initial_Year,Age <=_6to20Life),OFFSET($AE16,1-Age,0),0)","v":0},0,0,0,0,0,0,{"$f":"IF(AND(Year-Age+1>=Initial_Year,Age <=_6to20Life),OFFSET($AE16,1-Age,0),0)","v":0},0,0,0,0,0,0,18836.762582961044,null,1981,{"$f":"TRANSPOSE('Product Class Dist'!$D$18:$BE$18)","v":18836.762582961044},{"$f":"SUM(D16:AB16)","v":18836.762582961044},"-",{"$f":"IFERROR(IF(AD16-$AD$16<=_6to20Life,0,IF(AD16<=StandardYear,AF15*(INDEX('Product Class Dist'!$C$9:$BE$13,4,MATCH('SM - 6-20 HP'!$AD16,'Product Class Dist'!$C$9:$BE$9,0))),AE16-AG16)),0)","v":0},{"$f":"IF(AD16-$AD$16<=_6to20Life,AE16-AH16,0)","v":18836.762582961044},"-"]
[null,null,1982,0,0,0,0,0,0,0,0,0,0,0,0,0,0,0,0,0,0,0,0,0,0,0,18836.762582961044,19481.499867812043,null,1982,19481.499867812043,{"$f":"SUM(D17:AB17)","v":38318.262450773087},{"$f":"IF(AD17-$AD$16>_6to20Life,OFFSET(AE17,-_6to20Life,0),0)","v":0},{"$f":"IFERROR(IF(AD17-$AD$16<=_6to20Life,0,IF(AD17<=StandardYear,AF16*(INDEX('Product Class Dist'!$C$9:$BE$13,4,MATCH('SM - 6-20 HP'!$AD17,'Product Class Dist'!$C$9:$BE$9,0))),AE17-AG17)),0)","v":0},{"$f":"IF(AD17-$AD$16<=_6to20Life,AE17-AH17,0)","v":19481.499867812043},{"$f":"AG17+AH17+AI17","v":19481.499867812043}]
[null,null,1983,0,0,0,0,0,0,0,0,0,0,0,0,0,0,0,0,0,0,0,0,0,0,18836.762582961044,19481.499867812043,20148.30496631447,null,1983,20148.30496631447,{"$f":"SUM(D18:AB18)","v":58466.567417087557},{"$f":"IF(AD18-$AD$16>_6to20Life,OFFSET(AE18,-_6to20Life,0),0)","v":0},{"$f":"IFERROR(IF(AD18-$AD$16<=_6to20Life,0,IF(AD18<=StandardYear,AF17*(INDEX('Product Class Dist'!$C$9:$BE$13,4,MATCH('SM - 6-20 HP'!$AD18,'Product Class Dist'!$C$9:$BE$9,0))),AE18-AG18)),0)","v":0},{"$f":"IF(AD18-$AD$16<=_6to20Life,AE18-AH18,0)","v":20148.30496631447},{"$f":"AG18+AH18+AI18","v":20148.30496631447}]
[null,null,1984,0,0,0,0,0,0,0,0,0,0,0,0,0,0,0,0,0,0,0,0,0,18836.762582961044,19481.499867812043,20148.30496631447,20837.933206895577,null,1984,20837.933206895577,79304.500623983127,0,{"$f":"IFERROR(IF(AD19-$AD$16<=_6to20Life,0,IF(AD19<=StandardYear,AF18*(INDEX('Product Class Dist'!$C$9:$BE$13,4,MATCH('SM - 6-20 HP'!$AD19,'Product Class Dist'!$C$9:$BE$9,0))),AE19-AG19)),0)","v":0},20837.933206895577,20837.933206895577]
[null,null,1985,0,0,0,0,0,0,0,0,0,0,0,0,0,0,0,0,0,0,0,0,18836.762582961044,19481.499867812043,20148.30496631447,20837.933206895577,21551.165771066295,null,1985,21551.165771066295,100855.66639504943,0,{"$f":"IFERROR(IF(AD20-$AD$16<=_6to20Life,0,IF(AD20<=StandardYear,AF19*(INDEX('Product Class Dist'!$C$9:$BE$13,4,MATCH('SM - 6-20 HP'!$AD20,'Product Class Dist'!$C$9:$BE$9,0))),AE20-AG20)),0)","v":0},21551.165771066295,21551.165771066295]
[null,null,1986,0,0,0,0,0,0,0,0,0,0,0,0,0,0,0,0,0,0,0,18836.762582961044,19481.499867812043,20148.30496631447,20837.933206895577,21551.165771066295,22288.810578310389,null,1986,22288.810578310389,123144.47697335982,0,{"$f":"IFERROR(IF(AD21-$AD$16<=_6to20Life,0,IF(AD21<=StandardYear,AF20*(INDEX('Product Class Dist'!$C$9:$BE$13,4,MATCH('SM - 6-20 HP'!$AD21,'Product Class Dist'!$C$9:$BE$9,0))),AE21-AG21)),0)","v":0},22288.810578310389,22288.810578310389]
[null,null,1987,0,0,0,0,0,0,0,0,0,0,0,0,0,0,0,0,0,0,18836.762582961044,19481.499867812043,20148.30496631447,20837.933206895577,21551.165771066295,22288.810578310389,23051.703201261265,null,1987,23051.703201261265,146196.18017462108,0,{"$f":"IFERROR(IF(AD22-$AD$16<=_6to20Life,0,IF(AD22<=StandardYear,AF21*(INDEX('Product Class Dist'!$C$9:$BE$13,4,MATCH('SM - 6-20 HP'!$AD22,'Product Class Dist'!$C$9:$BE$9,0))),AE22-AG22)),0)","v":0},23051.703201261265,23051.703201261265]
[null,null,1988,0,0,0,0,0,0,0,0,0,0,0,0,0,0,0,0,0,18836.762582961044,19481.499867812043,20148.30496631447,20837.933206895577,21551.165771066295,22288.810578310389,23051.703201261265,23840.707812203069,null,1988,23840.707812203069,170036.88798682415,0,{"$f":"IFERROR(IF(AD23-$AD$16<=_6to20Life,0,IF(AD23<=StandardYear,AF22*(INDEX('Product Class Dist'!$C$9:$BE$13,4,MATCH('SM - 6-20 HP'!$AD23,'Product Class Dist'!$C$9:$BE$9,0))),AE23-AG23)),0)","v":0},23840.707812203069,23840.707812203069]
[null,null,1989,0,0,0,0,0,0,0,0,0,0,0,0,0,0,0,0,18836.762582961044,19481.499867812043,20148.30496631447,20837.933206895577,21551.165771066295,22288.810578310389,23051.703201261265,23840.707812203069,24656.718161968252,null,1989,24656.718161968252,194693.6061487924,0,{"$f":"IFERROR(IF(AD24-$AD$16<=_6to20Life,0,IF(AD24<=StandardYear,AF23*(INDEX('Product Class Dist'!$C$9:$BE$13,4,MATCH('SM - 6-20 HP'!$AD24,'Product Class Dist'!$C$9:$BE$9,0))),AE24-AG24)),0)","v":0},24656.718161968252,24656.718161968252]
[null,null,1990,0,0,0,0,0,0,0,0,0,0,0,0,0,0,0,18836.762582961044,19481.499867812043,20148.30496631447,20837.933206895577,21551.165771066295,22288.810578310389,23051.703201261265,23840.707812203069,24656.718161968252,25500.658592340485,null,1990,25500.658592340485,220194.26474113288,0,{"$f":"IFERROR(IF(AD25-$AD$16<=_6to20Life,0,IF(AD25<=StandardYear,AF24*(INDEX('Product Class Dist'!$C$9:$BE$13,4,MATCH('SM - 6-20 HP'!$AD25,'Product Class Dist'!$C$9:$BE$9,0))),AE25-AG25)),0)","v":0},25500.658592340485,25500.658592340485]
[null,null,1991,0,0,0,0,0,0,0,0,0,0,0,0,0,0,18836.762582961044,19481.499867812043,20148.30496631447,20837.933206895577,21551.165771066295,22288.810578310389,23051.703201261265,23840.707812203069,24656.718161968252,25500.658592340485,26373.485083109656,null,1991,26373.485083109656,{"$f":"SUM(D26:AB26)","v":246567.74982424255},{"$f":"IF(AD26-$AD$16>_6to20Life,OFFSET(AE26,-_6to20Life,0),0)","v":0},{"$f":"IFERROR(IF(AD26-$AD$16<=_6to20Life,0,IF(AD26<=StandardYear,AF25*(INDEX('Product Class Dist'!$C$9:$BE$13,4,MATCH('SM - 6-20 HP'!$AD26,'Product Class Dist'!$C$9:$BE$9,0))),AE26-AG26)),0)","v":0},26373.485083109656,{"$f":"AG26+AH26+AI26","v":26373.485083109656}]
[null,null,1992,0,0,0,0,0,0,0,0,0,0,0,0,0,18836.762582961044,19481.499867812043,20148.30496631447,20837.933206895577,21551.165771066295,22288.810578310389,23051.703201261265,23840.707812203069,24656.718161968252,25500.658592340485,26373.485083109656,27276.186334965081,null,1992,27276.186334965081,273843.9361592076,0,{"$f":"IFERROR(IF(AD27-$AD$16<=_6to20Life,0,IF(AD27<=StandardYear,AF26*(INDEX('Product Class Dist'!$C$9:$BE$13,4,MATCH('SM - 6-20 HP'!$AD27,'Product Class Dist'!$C$9:$BE$9,0))),AE27-AG27)),0)","v":0},27276.186334965081,{"$f":"AG27+AH27+AI27","v":27276.186334965081}]
[null,null,{"$f":"C29-1","v":1993},0,0,0,0,0,0,0,0,0,0,0,0,18836.762582961044,19481.499867812043,20148.30496631447,20837.933206895577,21551.165771066295,22288.810578310389,23051.703201261265,23840.707812203069,24656.718161968252,25500.658592340485,26373.485083109656,27276.186334965081,28209.784889453575,null,{"$f":"AD29-1","v":1993},28209.784889453575,302053.72104866116,0,{"$f":"IFERROR(IF(AD28-$AD$16<=_6to20Life,0,IF(AD28<=StandardYear,AF27*(INDEX('Product Class Dist'!$C$9:$BE$13,4,MATCH('SM - 6-20 HP'!$AD28,'Product Class Dist'!$C$9:$BE$9,0))),AE28-AG28)),0)","v":0},28209.784889453575,28209.784889453575]
[null,null,1994,0,0,0,0,0,0,0,0,0,0,0,18836.762582961044,19481.499867812043,20148.30496631447,20837.933206895577,21551.165771066295,22288.810578310389,23051.703201261265,23840.707812203069,24656.718161968252,25500.658592340485,26373.485083109656,27276.186334965081,28209.784889453575,29175.338287270937,null,1994,29175.338287270937,331229.05933593208,0,{"$f":"IFERROR(IF(AD29-$AD$16<=_6to20Life,0,IF(AD29<=StandardYear,AF28*(INDEX('Product Class Dist'!$C$9:$BE$13,4,MATCH('SM - 6-20 HP'!$AD29,'Product Class Dist'!$C$9:$BE$9,0))),AE29-AG29)),0)","v":0},29175.338287270937,29175.338287270937]
[null,null,1995,0,0,0,0,0,0,0,0,0,0,18836.762582961044,19481.499867812043,20148.30496631447,20837.933206895577,21551.165771066295,22288.810578310389,23051.703201261265,23840.707812203069,24656.718161968252,25500.658592340485,26373.485083109656,27276.186334965081,28209.784889453575,29175.338287270937,30173.940266199079,null,1995,30173.940266199079,361402.99960213114,0,{"$f":"IFERROR(IF(AD30-$AD$16<=_6to20Life,0,IF(AD30<=StandardYear,AF29*(INDEX('Product Class Dist'!$C$9:$BE$13,4,MATCH('SM - 6-20 HP'!$AD30,'Product Class Dist'!$C$9:$BE$9,0))),AE30-AG30)),0)","v":0},30173.940266199079,30173.940266199079]
[null,null,1996,0,0,0,0,0,0,0,0,0,18836.762582961044,19481.499867812043,20148.30496631447,20837.933206895577,21551.165771066295,22288.810578310389,23051.703201261265,23840.707812203069,24656.718161968252,25500.658592340485,26373.485083109656,27276.186334965081,28209.784889453575,29175.338287270937,30173.940266199079,31206.722000045578,null,1996,31206.722000045578,392609.72160217672,0,{"$f":"IFERROR(IF(AD31-$AD$16<=_6to20Life,0,IF(AD31<=StandardYear,AF30*(INDEX('Product Class Dist'!$C$9:$BE$13,4,MATCH('SM - 6-20 HP'!$AD31,'Product Class Dist'!$C$9:$BE$9,0))),AE31-AG31)),0)","v":0},31206.722000045578,31206.722000045578]
[null,null,1997,0,0,0,0,0,0,0,0,0,19481.499867812043,20148.30496631447,20837.933206895577,21551.165771066295,22288.810578310389,23051.703201261265,23840.707812203069,24656.718161968252,25500.658592340485,26373.485083109656,27276.186334965081,28209.784889453575,29175.338287270937,30173.940266199079,31206.722000045578,32274.853379989243,null,1997,32274.853379989243,406047.81239920494,0,{"$f":"IFERROR(IF(AD32-$AD$16<=_6to20Life,0,IF(AD32<=StandardYear,AF31*(INDEX('Product Class Dist'!$C$9:$BE$13,4,MATCH('SM - 6-20 HP'!$AD32,'Product Class Dist'!$C$9:$BE$9,0))),AE32-AG32)),0)","v":0},32274.853379989243,32274.853379989243]
[null,null,1998,0,0,0,0,0,0,0,0,0,20148.30496631447,20837.933206895577,21551.165771066295,22288.810578310389,23051.703201261265,23840.707812203069,24656.718161968252,25500.658592340485,26373.485083109656,27276.186334965081,28209.784889453575,29175.338287270937,30173.940266199079,31206.722000045578,32274.853379989243,33379.544339783002,null,1998,33379.544339783002,419945.85687117593,19481.499867812043,{"$f":"IFERROR(IF(AD33-$AD$16<=_6to20Life,0,IF(AD33<=StandardYear,AF32*(INDEX('Product Class Dist'!$C$9:$BE$13,4,MATCH('SM - 6-20 HP'!$AD33,'Product Class Dist'!$C$9:$BE$9,0))),AE33-AG33)),0)","v":13898.044471970963},0,33379.544339783009]
[null,null,1999,0,0,0,0,0,0,0,0,0,20837.933206895577,21551.165771066295,22288.810578310389,23051.703201261265,23840.707812203069,24656.718161968252,25500.658592340485,26373.485083109656,27276.186334965081,28209.784889453575,29175.338287270937,30173.940266199079,31206.722000045578,32274.853379989243,33379.544339783002,34522.046226315368,null,1999,34522.046226315368,434319.59813117684,20148.30496631447,{"$f":"IFERROR(IF(AD34-$AD$16<=_6to20Life,0,IF(AD34<=StandardYear,AF33*(INDEX('Product Class Dist'!$C$9:$BE$13,4,MATCH('SM - 6-20 HP'!$AD34,'Product Class Dist'!$C$9:$BE$9,0))),AE34-AG34)),0)","v":14373.741260000897},0,34522.046226315368]
[null,null,2000,{"$f":"IF(AND(Year-Age+1>=Initial_Year,Age <=_6to20Life),OFFSET($AE35,1-Age,0),0)","v":0},0,0,0,0,0,0,0,0,21551.165771066295,{"$f":"IF(AND(Year-Age+1>=Initial_Year,Age <=_6to20Life),OFFSET($AE35,1-Age,0),0)","v":22288.810578310389},23051.703201261265,23840.707812203069,24656.718161968252,25500.658592340485,26373.485083109656,27276.186334965081,{"$f":"IF(AND(Year-Age+1>=Initial_Year,Age <=_6to20Life),OFFSET($AE35,1-Age,0),0)","v":28209.784889453575},29175.338287270937,30173.940266199079,31206.722000045578,32274.853379989243,33379.544339783002,34522.046226315368,35703.653217082909,null,2000,35703.653217082909,449185.3181413642,20837.933206895577,{"$f":"IFERROR(IF(AD35-$AD$16<=_6to20Life,0,IF(AD35<=StandardYear,AF34*(INDEX('Product Class Dist'!$C$9:$BE$13,4,MATCH('SM - 6-20 HP'!$AD35,'Product Class Dist'!$C$9:$BE$9,0))),AE35-AG35)),0)","v":14865.720010187331},0,35703.653217082909]
[null,null,2001,0,0,0,0,0,0,0,0,0,22288.810578310389,23051.703201261265,23840.707812203069,24656.718161968252,25500.658592340485,26373.485083109656,27276.186334965081,28209.784889453575,29175.338287270937,30173.940266199079,31206.722000045578,32274.853379989243,33379.544339783002,34522.046226315368,35703.653217082909,36925.703786179431,null,2001,36925.703786179431,464559.85615647736,21551.165771066295,{"$f":"IFERROR(IF(AD36-$AD$16<=_6to20Life,0,IF(AD36<=StandardYear,AF35*(INDEX('Product Class Dist'!$C$9:$BE$13,4,MATCH('SM - 6-20 HP'!$AD36,'Product Class Dist'!$C$9:$BE$9,0))),AE36-AG36)),0)","v":15374.538015113139},0,36925.703786179438]
[null,null,2002,0,0,0,0,0,0,0,0,0,23051.703201261265,23840.707812203069,24656.718161968252,25500.658592340485,26373.485083109656,27276.186334965081,28209.784889453575,29175.338287270937,30173.940266199079,31206.722000045578,32274.853379989243,33379.544339783002,34522.046226315368,35703.653217082909,36925.703786179431,38189.582220462449,null,2002,38189.582220462449,480460.62779862934,22288.810578310389,{"$f":"IFERROR(IF(AD37-$AD$16<=_6to20Life,0,IF(AD37<=StandardYear,AF36*(INDEX('Product Class Dist'!$C$9:$BE$13,4,MATCH('SM - 6-20 HP'!$AD37,'Product Class Dist'!$C$9:$BE$9,0))),AE37-AG37)),0)","v":15900.771642152056},0,38189.582220462442]
[null,null,2003,0,0,0,0,0,0,0,0,0,23840.707812203069,24656.718161968252,25500.658592340485,26373.485083109656,27276.186334965081,28209.784889453575,29175.338287270937,30173.940266199079,31206.722000045578,32274.853379989243,33379.544339783002,34522.046226315368,35703.653217082909,36925.703786179431,38189.582220462449,39496.720187614359,null,2003,39496.720187614359,496905.64478498249,23051.703201261265,{"$f":"IFERROR(IF(AD38-$AD$16<=_6to20Life,0,IF(AD38<=StandardYear,AF37*(INDEX('Product Class Dist'!$C$9:$BE$13,4,MATCH('SM - 6-20 HP'!$AD38,'Product Class Dist'!$C$9:$BE$9,0))),AE38-AG38)),0)","v":16445.01698635309},0,39496.720187614352]
[null,null,{"$f":"C40-1","v":2004},0,0,0,0,0,0,0,0,0,24656.718161968252,25500.658592340485,26373.485083109656,27276.186334965081,28209.784889453575,29175.338287270937,30173.940266199079,31206.722000045578,32274.853379989243,33379.544339783002,34522.046226315368,35703.653217082909,36925.703786179431,38189.582220462449,39496.720187614359,40848.598357874718,null,{"$f":"AD40-1","v":2004},40848.598357874718,513913.53533065418,23840.707812203069,{"$f":"IFERROR(IF(AD39-$AD$16<=_6to20Life,0,IF(AD39<=StandardYear,AF38*(INDEX('Product Class Dist'!$C$9:$BE$13,4,MATCH('SM - 6-20 HP'!$AD39,'Product Class Dist'!$C$9:$BE$9,0))),AE39-AG39)),0)","v":17007.890545671649},0,40848.598357874718]
[null,null,2005,0,0,0,0,0,0,0,0,0,25500.658592340485,26373.485083109656,27276.186334965081,28209.784889453575,29175.338287270937,30173.940266199079,31206.722000045578,32274.853379989243,33379.544339783002,34522.046226315368,35703.653217082909,36925.703786179431,38189.582220462449,39496.720187614359,40848.598357874718,42246.748081280377,null,2005,42246.748081280377,531503.56524996622,24656.718161968252,{"$f":"IFERROR(IF(AD40-$AD$16<=_6to20Life,0,IF(AD40<=StandardYear,AF39*(INDEX('Product Class Dist'!$C$9:$BE$13,4,MATCH('SM - 6-20 HP'!$AD40,'Product Class Dist'!$C$9:$BE$9,0))),AE40-AG40)),0)","v":17590.029919312128},0,42246.748081280384]
[null,null,{"$f":"C40+1","v":2006},0,0,0,0,0,0,0,0,0,26373.485083109656,27276.186334965081,28209.784889453575,29175.338287270937,30173.940266199079,31206.722000045578,32274.853379989243,33379.544339783002,34522.046226315368,35703.653217082909,36925.703786179431,38189.582220462449,39496.720187614359,40848.598357874718,42246.748081280377,43692.753122313661,null,{"$f":"AD40+1","v":2006},43692.753122313661,549695.65977993945,25500.658592340485,{"$f":"IFERROR(IF(AD41-$AD$16<=_6to20Life,0,IF(AD41<=StandardYear,AF40*(INDEX('Product Class Dist'!$C$9:$BE$13,4,MATCH('SM - 6-20 HP'!$AD41,'Product Class Dist'!$C$9:$BE$9,0))),AE41-AG41)),0)","v":18192.094529973176},0,43692.753122313661]
[null,null,2007,0,0,0,0,0,0,0,0,0,27276.186334965081,28209.784889453575,29175.338287270937,30173.940266199079,31206.722000045578,32274.853379989243,33379.544339783002,34522.046226315368,35703.653217082909,36925.703786179431,38189.582220462449,39496.720187614359,40848.598357874718,42246.748081280377,43692.753122313661,45188.251453923323,null,2007,45188.251453923323,568510.42615075305,26373.485083109656,{"$f":"IFERROR(IF(AD42-$AD$16<=_6to20Life,0,IF(AD42<=StandardYear,AF41*(INDEX('Product Class Dist'!$C$9:$BE$13,4,MATCH('SM - 6-20 HP'!$AD42,'Product Class Dist'!$C$9:$BE$9,0))),AE42-AG42)),0)","v":18814.766370813668},0,45188.251453923323]
[null,null,2008,0,0,0,0,0,0,0,0,0,28209.784889453575,29175.338287270937,30173.940266199079,31206.722000045578,32274.853379989243,33379.544339783002,34522.046226315368,35703.653217082909,36925.703786179431,38189.582220462449,39496.720187614359,40848.598357874718,42246.748081280377,43692.753122313661,45188.251453923323,46734.937112950567,null,2008,46734.937112950567,587969.1769287386,27276.186334965081,{"$f":"IFERROR(IF(AD43-$AD$16<=_6to20Life,0,IF(AD43<=StandardYear,AF42*(INDEX('Product Class Dist'!$C$9:$BE$13,4,MATCH('SM - 6-20 HP'!$AD43,'Product Class Dist'!$C$9:$BE$9,0))),AE43-AG43)),0)","v":19458.750777985475},0,46734.93711295056]
[null,null,2009,0,0,0,0,0,0,0,0,0,29175.338287270937,30173.940266199079,31206.722000045578,32274.853379989243,33379.544339783002,34522.046226315368,35703.653217082909,36925.703786179431,38189.582220462449,39496.720187614359,40848.598357874718,42246.748081280377,43692.753122313661,45188.251453923323,46734.937112950567,48334.562119061855,null,2009,48334.562119061855,608093.95415834687,28209.784889453575,{"$f":"IFERROR(IF(AD44-$AD$16<=_6to20Life,0,IF(AD44<=StandardYear,AF43*(INDEX('Product Class Dist'!$C$9:$BE$13,4,MATCH('SM - 6-20 HP'!$AD44,'Product Class Dist'!$C$9:$BE$9,0))),AE44-AG44)),0)","v":20124.777229608277},0,48334.562119061855]
[null,null,2010,{"$f":"IF(AND(Year-Age+1>=Initial_Year,Age <=_6to20Life),OFFSET($AE45,1-Age,0),0)","v":0},0,0,0,0,0,0,0,0,30173.940266199079,{"$f":"IF(AND(Year-Age+1>=Initial_Year,Age <=_6to20Life),OFFSET($AE45,1-Age,0),0)","v":31206.722000045578},32274.853379989243,33379.544339783002,34522.046226315368,35703.653217082909,36925.703786179431,38189.582220462449,{"$f":"IF(AND(Year-Age+1>=Initial_Year,Age <=_6to20Life),OFFSET($AE45,1-Age,0),0)","v":39496.720187614359},40848.598357874718,42246.748081280377,43692.753122313661,45188.251453923323,46734.937112950567,48334.562119061855,49988.938459362216,null,2010,49988.938459362216,628907.55433043826,29175.338287270937,{"$f":"IFERROR(IF(AD45-$AD$16<=_6to20Life,0,IF(AD45<=StandardYear,AF44*(INDEX('Product Class Dist'!$C$9:$BE$13,4,MATCH('SM - 6-20 HP'!$AD45,'Product Class Dist'!$C$9:$BE$9,0))),AE45-AG45)),0)","v":20813.600172091272},0,49988.938459362209]
[null,null,2011,0,0,0,0,0,0,0,0,0,31206.722000045578,32274.853379989243,33379.544339783002,34522.046226315368,35703.653217082909,36925.703786179431,38189.582220462449,39496.720187614359,40848.598357874718,42246.748081280377,43692.753122313661,45188.251453923323,46734.937112950567,48334.562119061855,49988.938459362216,51699.940140937084,null,2011,51699.940140937084,650433.55420517619,30173.940266199079,{"$f":"IFERROR(IF(AD46-$AD$16<=_6to20Life,0,IF(AD46<=StandardYear,AF45*(INDEX('Product Class Dist'!$C$9:$BE$13,4,MATCH('SM - 6-20 HP'!$AD46,'Product Class Dist'!$C$9:$BE$9,0))),AE46-AG46)),0)","v":21525.999874738001},0,51699.940140937077]
[null,null,2012,0,0,0,0,0,0,0,0,0,32274.853379989243,33379.544339783002,34522.046226315368,35703.653217082909,36925.703786179431,38189.582220462449,39496.720187614359,40848.598357874718,42246.748081280377,43692.753122313661,45188.251453923323,46734.937112950567,48334.562119061855,49988.938459362216,51699.940140937084,53469.505313647729,null,2012,53469.505313647729,672696.33751877828,31206.722000045578,{"$f":"IFERROR(IF(AD47-$AD$16<=_6to20Life,0,IF(AD47<=StandardYear,AF46*(INDEX('Product Class Dist'!$C$9:$BE$13,4,MATCH('SM - 6-20 HP'!$AD47,'Product Class Dist'!$C$9:$BE$9,0))),AE47-AG47)),0)","v":22262.783313602147},0,53469.505313647722]
[null,null,2013,0,0,0,0,0,0,0,0,0,33379.544339783002,34522.046226315368,35703.653217082909,36925.703786179431,38189.582220462449,39496.720187614359,40848.598357874718,42246.748081280377,43692.753122313661,45188.251453923323,46734.937112950567,48334.562119061855,49988.938459362216,51699.940140937084,53469.505313647729,55299.63846558494,null,2013,55299.63846558494,695721.12260437396,32274.853379989243,{"$f":"IFERROR(IF(AD48-$AD$16<=_6to20Life,0,IF(AD48<=StandardYear,AF47*(INDEX('Product Class Dist'!$C$9:$BE$13,4,MATCH('SM - 6-20 HP'!$AD48,'Product Class Dist'!$C$9:$BE$9,0))),AE48-AG48)),0)","v":23024.785085595686},0,55299.638465584925]
[null,null,2014,0,0,0,0,0,0,0,0,0,34522.046226315368,35703.653217082909,36925.703786179431,38189.582220462449,39496.720187614359,40848.598357874718,42246.748081280377,43692.753122313661,45188.251453923323,46734.937112950567,48334.562119061855,49988.938459362216,51699.940140937084,53469.505313647729,55299.63846558494,57192.412693667742,null,2014,57192.412693667742,719533.99095825851,33379.544339783002,{"$f":"IFERROR(IF(AD49-$AD$16<=_6to20Life,0,IF(AD49<=StandardYear,AF48*(INDEX('Product Class Dist'!$C$9:$BE$13,4,MATCH('SM - 6-20 HP'!$AD49,'Product Class Dist'!$C$9:$BE$9,0))),AE49-AG49)),0)","v":23812.868353884733},0,57192.412693667735]
[null,null,2015,0,0,0,0,0,0,0,0,0,35703.653217082909,36925.703786179431,38189.582220462449,39496.720187614359,40848.598357874718,42246.748081280377,43692.753122313661,45188.251453923323,46734.937112950567,48334.562119061855,49988.938459362216,51699.940140937084,53469.505313647729,55299.63846558494,57192.412693667742,59149.972051959376,null,2015,59149.972051959376,744161.91678390268,34522.046226315368,{"$f":"IFERROR(IF(AD50-$AD$16<=_6to20Life,0,IF(AD50<=StandardYear,AF49*(INDEX('Product Class Dist'!$C$9:$BE$13,4,MATCH('SM - 6-20 HP'!$AD50,'Product Class Dist'!$C$9:$BE$9,0))),AE50-AG50)),0)","v":24627.925825644001},0,59149.972051959368]
[null,null,2016,0,0,0,0,0,0,0,0,0,36925.703786179431,38189.582220462449,39496.720187614359,40848.598357874718,42246.748081280377,43692.753122313661,45188.251453923323,46734.937112950567,48334.562119061855,49988.938459362216,51699.940140937084,53469.505313647729,55299.63846558494,57192.412693667742,59149.972051959376,61174.533980360444,null,2016,61174.533980360444,769632.79754718032,35703.653217082909,{"$f":"IFERROR(IF(AD51-$AD$16<=_6to20Life,0,IF(AD51<=StandardYear,AF50*(INDEX('Product Class Dist'!$C$9:$BE$13,4,MATCH('SM - 6-20 HP'!$AD51,'Product Class Dist'!$C$9:$BE$9,0))),AE51-AG51)),0)","v":25470.880763277535},0,61174.533980360444]
[null,null,2017,0,0,0,0,0,0,0,0,0,38189.582220462449,39496.720187614359,40848.598357874718,42246.748081280377,43692.753122313661,45188.251453923323,46734.937112950567,48334.562119061855,49988.938459362216,51699.940140937084,53469.505313647729,55299.63846558494,57192.412693667742,59149.972051959376,61174.533980360444,64271.019371338669,null,2017,64271.019371338669,796978.11313233955,36925.703786179431,{"$f":"IFERROR(IF(AD52-$AD$16<=_6to20Life,0,IF(AD52<=StandardYear,AF51*(INDEX('Product Class Dist'!$C$9:$BE$13,4,MATCH('SM - 6-20 HP'!$AD52,'Product Class Dist'!$C$9:$BE$9,0))),AE52-AG52)),0)","v":27345.315585159238},0,64271.019371338669]
[null,null,2018,0,0,0,0,0,0,0,0,0,39496.720187614359,40848.598357874718,42246.748081280377,43692.753122313661,45188.251453923323,46734.937112950567,48334.562119061855,49988.938459362216,51699.940140937084,53469.505313647729,55299.63846558494,57192.412693667742,59149.972051959376,61174.533980360444,64271.019371338669,66125.455964079651,null,2018,66125.455964079651,824913.98687595665,38189.582220462449,{"$f":"IFERROR(IF(AD53-$AD$16<=_6to20Life,0,IF(AD53<=StandardYear,AF52*(INDEX('Product Class Dist'!$C$9:$BE$13,4,MATCH('SM - 6-20 HP'!$AD53,'Product Class Dist'!$C$9:$BE$9,0))),AE53-AG53)),0)","v":27935.873743617201},0,66125.455964079651]
[null,null,2019,0,0,0,0,0,0,0,0,0,40848.598357874718,42246.748081280377,43692.753122313661,45188.251453923323,46734.937112950567,48334.562119061855,49988.938459362216,51699.940140937084,53469.505313647729,55299.63846558494,57192.412693667742,59149.972051959376,61174.533980360444,64271.019371338669,66125.455964079651,68255.228587660575,null,2019,68255.228587660575,853672.49527600303,39496.720187614359,{"$f":"IFERROR(IF(AD54-$AD$16<=_6to20Life,0,IF(AD54<=StandardYear,AF53*(INDEX('Product Class Dist'!$C$9:$BE$13,4,MATCH('SM - 6-20 HP'!$AD54,'Product Class Dist'!$C$9:$BE$9,0))),AE54-AG54)),0)","v":28758.508400046216},0,68255.228587660575]
[null,null,2020,{"$f":"IF(AND(Year-Age+1>=Initial_Year,Age <=_6to20Life),OFFSET($AE55,1-Age,0),0)","v":0},0,0,0,0,0,0,0,0,42246.748081280377,{"$f":"IF(AND(Year-Age+1>=Initial_Year,Age <=_6to20Life),OFFSET($AE55,1-Age,0),0)","v":43692.753122313661},45188.251453923323,46734.937112950567,48334.562119061855,49988.938459362216,51699.940140937084,53469.505313647729,{"$f":"IF(AND(Year-Age+1>=Initial_Year,Age <=_6to20Life),OFFSET($AE55,1-Age,0),0)","v":55299.63846558494},57192.412693667742,59149.972051959376,61174.533980360444,64271.019371338669,66125.455964079651,68255.228587660575,70418.479671464331,null,2020,70418.479671464331,883242.37658959266,40848.598357874718,{"$f":"IFERROR(IF(AD55-$AD$16<=_6to20Life,0,IF(AD55<=StandardYear,AF54*(INDEX('Product Class Dist'!$C$9:$BE$13,4,MATCH('SM - 6-20 HP'!$AD55,'Product Class Dist'!$C$9:$BE$9,0))),AE55-AG55)),0)","v":29569.881313589613},0,70418.479671464331]
[null,null,2021,0,0,0,0,0,0,0,0,0,43692.753122313661,45188.251453923323,46734.937112950567,48334.562119061855,49988.938459362216,51699.940140937084,53469.505313647729,55299.63846558494,57192.412693667742,59149.972051959376,61174.533980360444,64271.019371338669,66125.455964079651,68255.228587660575,70418.479671464331,72219.143525725274,null,2021,72219.143525725274,913214.77203403751,42246.748081280377,{"$f":"IFERROR(IF(AD56-$AD$16<=_6to20Life,0,IF(AD56<=StandardYear,AF55*(INDEX('Product Class Dist'!$C$9:$BE$13,4,MATCH('SM - 6-20 HP'!$AD56,'Product Class Dist'!$C$9:$BE$9,0))),AE56-AG56)),0)","v":29972.395444444897},0,72219.143525725274]
[null,null,2022,0,0,0,0,0,0,0,0,0,45188.251453923323,46734.937112950567,48334.562119061855,49988.938459362216,51699.940140937084,53469.505313647729,55299.63846558494,57192.412693667742,59149.972051959376,61174.533980360444,64271.019371338669,66125.455964079651,68255.228587660575,70418.479671464331,72219.143525725274,74752.84285859832,null,2022,74752.84285859832,944274.86177032196,43692.753122313661,{"$f":"IFERROR(IF(AD57-$AD$16<=_6to20Life,0,IF(AD57<=StandardYear,AF56*(INDEX('Product Class Dist'!$C$9:$BE$13,4,MATCH('SM - 6-20 HP'!$AD57,'Product Class Dist'!$C$9:$BE$9,0))),AE57-AG57)),0)","v":31060.089736284659},0,74752.84285859832]
[null,null,2023,0,0,0,0,0,0,0,0,0,46734.937112950567,48334.562119061855,49988.938459362216,51699.940140937084,53469.505313647729,55299.63846558494,57192.412693667742,59149.972051959376,61174.533980360444,64271.019371338669,66125.455964079651,68255.228587660575,70418.479671464331,72219.143525725274,74752.84285859832,77879.878554877883,null,2023,77879.878554877883,976966.48887127661,45188.251453923323,{"$f":"IFERROR(IF(AD58-$AD$16<=_6to20Life,0,IF(AD58<=StandardYear,AF57*(INDEX('Product Class Dist'!$C$9:$BE$13,4,MATCH('SM - 6-20 HP'!$AD58,'Product Class Dist'!$C$9:$BE$9,0))),AE58-AG58)),0)","v":32691.62710095456},0,77879.878554877883]
[null,null,2024,0,0,0,0,0,0,0,0,0,48334.562119061855,49988.938459362216,51699.940140937084,53469.505313647729,55299.63846558494,57192.412693667742,59149.972051959376,61174.533980360444,64271.019371338669,66125.455964079651,68255.228587660575,70418.479671464331,72219.143525725274,74752.84285859832,77879.878554877883,81297.425721670705,null,2024,81297.425721670705,1011528.9774799969,46734.937112950567,{"$f":"IFERROR(IF(AD59-$AD$16<=_6to20Life,0,IF(AD59<=StandardYear,AF58*(INDEX('Product Class Dist'!$C$9:$BE$13,4,MATCH('SM - 6-20 HP'!$AD59,'Product Class Dist'!$C$9:$BE$9,0))),AE59-AG59)),0)","v":34562.488608720138},0,81297.425721670705]
[null,null,2025,0,0,0,0,0,0,0,0,0,49988.938459362216,51699.940140937084,53469.505313647729,55299.63846558494,57192.412693667742,59149.972051959376,61174.533980360444,64271.019371338669,66125.455964079651,68255.228587660575,70418.479671464331,72219.143525725274,74752.84285859832,77879.878554877883,81297.425721670705,85026.868469861336,null,2025,85026.868469861336,1048221.2838307961,48334.562119061855,{"$f":"IFERROR(IF(AD60-$AD$16<=_6to20Life,0,IF(AD60<=StandardYear,AF59*(INDEX('Product Class Dist'!$C$9:$BE$13,4,MATCH('SM - 6-20 HP'!$AD60,'Product Class Dist'!$C$9:$BE$9,0))),AE60-AG60)),0)","v":36692.306350799481},0,85026.868469861336]
[null,null,2026,0,0,0,0,0,0,0,0,0,51699.940140937084,53469.505313647729,55299.63846558494,57192.412693667742,59149.972051959376,61174.533980360444,64271.019371338669,66125.455964079651,68255.228587660575,70418.479671464331,72219.143525725274,74752.84285859832,77879.878554877883,81297.425721670705,85026.868469861336,88654.244637875789,null,2026,88654.244637875789,1086886.5900093098,49988.938459362216,{"$f":"IFERROR(IF(AD61-$AD$16<=_6to20Life,0,IF(AD61<=StandardYear,AF60*(INDEX('Product Class Dist'!$C$9:$BE$13,4,MATCH('SM - 6-20 HP'!$AD61,'Product Class Dist'!$C$9:$BE$9,0))),AE61-AG61)),0)","v":38665.306178513572},0,88654.244637875789]
[null,null,2027,0,0,0,0,0,0,0,0,0,53469.505313647729,55299.63846558494,57192.412693667742,59149.972051959376,61174.533980360444,64271.019371338669,66125.455964079651,68255.228587660575,70418.479671464331,72219.143525725274,74752.84285859832,77879.878554877883,81297.425721670705,85026.868469861336,88654.244637875789,91758.469801307787,null,2027,91758.469801307787,1126945.1196696807,51699.940140937084,{"$f":"IFERROR(IF(AD62-$AD$16<=_6to20Life,0,IF(AD62<=StandardYear,AF61*(INDEX('Product Class Dist'!$C$9:$BE$13,4,MATCH('SM - 6-20 HP'!$AD62,'Product Class Dist'!$C$9:$BE$9,0))),AE62-AG62)),0)","v":40058.529660370703},0,91758.469801307787]
[null,null,2028,0,0,0,0,0,0,0,0,0,55299.63846558494,57192.412693667742,59149.972051959376,61174.533980360444,64271.019371338669,66125.455964079651,68255.228587660575,70418.479671464331,72219.143525725274,74752.84285859832,77879.878554877883,81297.425721670705,85026.868469861336,88654.244637875789,91758.469801307787,94349.33237222326,null,2028,94349.33237222326,1167824.9467282563,53469.505313647729,{"$f":"IFERROR(IF(AD63-$AD$16<=_6to20Life,0,IF(AD63<=StandardYear,AF62*(INDEX('Product Class Dist'!$C$9:$BE$13,4,MATCH('SM - 6-20 HP'!$AD63,'Product Class Dist'!$C$9:$BE$9,0))),AE63-AG63)),0)","v":40879.827058575531},0,94349.33237222326]
[null,null,2029,0,0,0,0,0,0,0,0,0,57192.412693667742,59149.972051959376,61174.533980360444,64271.019371338669,66125.455964079651,68255.228587660575,70418.479671464331,72219.143525725274,74752.84285859832,77879.878554877883,81297.425721670705,85026.868469861336,88654.244637875789,91758.469801307787,94349.33237222326,97000.079830729068,null,2029,97000.079830729068,1209525.3880934005,55299.63846558494,{"$f":"IFERROR(IF(AD64-$AD$16<=_6to20Life,0,IF(AD64<=StandardYear,AF63*(INDEX('Product Class Dist'!$C$9:$BE$13,4,MATCH('SM - 6-20 HP'!$AD64,'Product Class Dist'!$C$9:$BE$9,0))),AE64-AG64)),0)","v":41700.441365144128},0,97000.079830729068]
[null,null,2030,0,0,0,0,0,0,0,0,0,59149.972051959376,61174.533980360444,64271.019371338669,66125.455964079651,68255.228587660575,70418.479671464331,72219.143525725274,74752.84285859832,77879.878554877883,81297.425721670705,85026.868469861336,88654.244637875789,91758.469801307787,94349.33237222326,97000.079830729068,99710.373435334797,null,2030,99710.373435334797,1252043.3488350676,57192.412693667742,{"$f":"IFERROR(IF(AD65-$AD$16<=_6to20Life,0,IF(AD65<=StandardYear,AF64*(INDEX('Product Class Dist'!$C$9:$BE$13,4,MATCH('SM - 6-20 HP'!$AD65,'Product Class Dist'!$C$9:$BE$9,0))),AE65-AG65)),0)","v":42517.960741667055},0,99710.373435334797]
[null,null,2031,0,0,0,0,0,0,0,0,0,61174.533980360444,64271.019371338669,66125.455964079651,68255.228587660575,70418.479671464331,72219.143525725274,74752.84285859832,77879.878554877883,81297.425721670705,85026.868469861336,88654.244637875789,91758.469801307787,94349.33237222326,97000.079830729068,99710.373435334797,102033.62779857129,null,2031,102033.62779857129,1294927.0045816791,59149.972051959376,{"$f":"IFERROR(IF(AD66-$AD$16<=_6to20Life,0,IF(AD66<=StandardYear,AF65*(INDEX('Product Class Dist'!$C$9:$BE$13,4,MATCH('SM - 6-20 HP'!$AD66,'Product Class Dist'!$C$9:$BE$9,0))),AE66-AG66)),0)","v":42883.655746611919},0,102033.62779857129]
[null,null,2032,0,0,0,0,0,0,0,0,0,64271.019371338669,66125.455964079651,68255.228587660575,70418.479671464331,72219.143525725274,74752.84285859832,77879.878554877883,81297.425721670705,85026.868469861336,88654.244637875789,91758.469801307787,94349.33237222326,97000.079830729068,99710.373435334797,102033.62779857129,105184.75311426497,null,2032,105184.75311426497,1338937.2237155838,61174.533980360444,{"$f":"IFERROR(IF(AD67-$AD$16<=_6to20Life,0,IF(AD67<=StandardYear,AF66*(INDEX('Product Class Dist'!$C$9:$BE$13,4,MATCH('SM - 6-20 HP'!$AD67,'Product Class Dist'!$C$9:$BE$9,0))),AE67-AG67)),0)","v":44010.219133904524},0,105184.75311426497]
[null,null,2033,0,0,0,0,0,0,0,0,0,66125.455964079651,68255.228587660575,70418.479671464331,72219.143525725274,74752.84285859832,77879.878554877883,81297.425721670705,85026.868469861336,88654.244637875789,91758.469801307787,94349.33237222326,97000.079830729068,99710.373435334797,102033.62779857129,105184.75311426497,108356.70228649107,null,2033,108356.70228649107,1383022.9066307361,64271.019371338669,{"$f":"IFERROR(IF(AD68-$AD$16<=_6to20Life,0,IF(AD68<=StandardYear,AF67*(INDEX('Product Class Dist'!$C$9:$BE$13,4,MATCH('SM - 6-20 HP'!$AD68,'Product Class Dist'!$C$9:$BE$9,0))),AE68-AG68)),0)","v":44085.6829151524},0,108356.70228649107]
[null,null,2034,0,0,0,0,0,0,0,0,0,68255.228587660575,70418.479671464331,72219.143525725274,74752.84285859832,77879.878554877883,81297.425721670705,85026.868469861336,88654.244637875789,91758.469801307787,94349.33237222326,97000.079830729068,99710.373435334797,102033.62779857129,105184.75311426497,108356.70228649107,112114.28081880773,null,2034,112114.28081880773,1429011.7314854641,66125.455964079651,{"$f":"IFERROR(IF(AD69-$AD$16<=_6to20Life,0,IF(AD69<=StandardYear,AF68*(INDEX('Product Class Dist'!$C$9:$BE$13,4,MATCH('SM - 6-20 HP'!$AD69,'Product Class Dist'!$C$9:$BE$9,0))),AE69-AG69)),0)","v":45988.824854728082},0,112114.28081880773]

{"sheet":"SM - 21-50 HP","index":15,"n_rows":69,"n_cols":36,"rows_kept":69,"cut":false,"hidden":false,"merged":[[1,2,1,3],[3,2,3,3],[13,3,13,27],[5,2,5,3]]}
[]
[null,null,"Stock Model - 21-50 HP"]
[]
[null,null,"NAVIGATION"]
[]
[null,null,"COMMENTS"]
[]
[]
[]
[null,null,"Stock Model","Initial Year","Product"]
[null,null,"21-50 HP",1981,"EM"]
[]
[null,null,"Quantity of Stock by AGE and YEAR"]
[null,null,null,"Unit Age in Years"]
[null,null,"Year",25,24,23,22,21,20,19,18,17,16,15,14,13,12,11,10,9,8,7,6,5,4,3,2,1,null,"Year","New Shipments","Stock","Replacements for Retiring Units","Shipment due to New Construction","Shipment due to Stock Buildout","Total Shipments"]
[null,null,1981,{"$f":"IF(AND(Year-Age+1>=Initial_Year,Age <=_21to50Life),OFFSET($AE16,1-Age,0),0)","v":0},0,0,0,0,0,0,0,0,0,{"$f":"IF(AND(Year-Age+1>=Initial_Year,Age <=_21to50Life),OFFSET($AE16,1-Age,0),0)","v":0},0,0,0,0,0,0,{"$f":"IF(AND(Year-Age+1>=Initial_Year,Age <=_21to50Life),OFFSET($AE16,1-Age,0),0)","v":0},0,0,0,0,0,0,4755.6952822662251,null,1981,{"$f":"TRANSPOSE('Product Class Dist'!$D$19:$BE$19)","v":4755.6952822662251},{"$f":"SUM(D16:AB16)","v":4755.6952822662251},"-",{"$f":"IFERROR(IF(AD16-$AD$16<=_21to50Life,0,IF(AD16<=StandardYear,AF15*(INDEX('Product Class Dist'!$C$9:$BE$13,4,MATCH('SM - 21-50 HP'!$AD16,'Product Class Dist'!$C$9:$BE$9,0))),AE16-AG16)),0)","v":0},{"$f":"IF(AD16-$AD$16<=_21to50Life,AE16-AH16,0)","v":4755.6952822662251},"-"]
[null,null,1982,0,0,0,0,0,0,0,0,0,0,0,0,0,0,0,0,0,0,0,0,0,0,0,4755.6952822662251,4918.4713458473725,null,1982,4918.4713458473725,{"$f":"SUM(D17:AB17)","v":9674.1666281135986},{"$f":"IF(AD17-$AD$16>_21to50Life,OFFSET(AE17,-_21to50Life,0),0)","v":0},{"$f":"IFERROR(IF(AD17-$AD$16<=_21to50Life,0,IF(AD17<=StandardYear,AF16*(INDEX('Product Class Dist'!$C$9:$BE$13,4,MATCH('SM - 21-50 HP'!$AD17,'Product Class Dist'!$C$9:$BE$9,0))),AE17-AG17)),0)","v":0},{"$f":"IF(AD17-$AD$16<=_21to50Life,AE17-AH17,0)","v":4918.4713458473725},{"$f":"AG17+AH17+AI17","v":4918.4713458473725}]
[null,null,1983,0,0,0,0,0,0,0,0,0,0,0,0,0,0,0,0,0,0,0,0,0,0,4755.6952822662251,4918.4713458473725,5086.818844371749,null,1983,5086.818844371749,{"$f":"SUM(D18:AB18)","v":14760.985472485347},{"$f":"IF(AD18-$AD$16>_21to50Life,OFFSET(AE18,-_21to50Life,0),0)","v":0},{"$f":"IFERROR(IF(AD18-$AD$16<=_21to50Life,0,IF(AD18<=StandardYear,AF17*(INDEX('Product Class Dist'!$C$9:$BE$13,4,MATCH('SM - 21-50 HP'!$AD18,'Product Class Dist'!$C$9:$BE$9,0))),AE18-AG18)),0)","v":0},{"$f":"IF(AD18-$AD$16<=_21to50Life,AE18-AH18,0)","v":5086.818844371749},{"$f":"AG18+AH18+AI18","v":5086.818844371749}]
[null,null,1984,0,0,0,0,0,0,0,0,0,0,0,0,0,0,0,0,0,0,0,0,0,4755.6952822662251,4918.4713458473725,5086.818844371749,5260.9284747185147,null,1984,5260.9284747185147,20021.913947203862,0,{"$f":"IFERROR(IF(AD19-$AD$16<=_21to50Life,0,IF(AD19<=StandardYear,AF18*(INDEX('Product Class Dist'!$C$9:$BE$13,4,MATCH('SM - 21-50 HP'!$AD19,'Product Class Dist'!$C$9:$BE$9,0))),AE19-AG19)),0)","v":0},5260.9284747185147,5260.9284747185147]
[null,null,1985,0,0,0,0,0,0,0,0,0,0,0,0,0,0,0,0,0,0,0,0,4755.6952822662251,4918.4713458473725,5086.818844371749,5260.9284747185147,5440.9974608644416,null,1985,5440.9974608644416,25462.911408068303,0,{"$f":"IFERROR(IF(AD20-$AD$16<=_21to50Life,0,IF(AD20<=StandardYear,AF19*(INDEX('Product Class Dist'!$C$9:$BE$13,4,MATCH('SM - 21-50 HP'!$AD20,'Product Class Dist'!$C$9:$BE$9,0))),AE20-AG20)),0)","v":0},5440.9974608644416,5440.9974608644416]
[null,null,1986,0,0,0,0,0,0,0,0,0,0,0,0,0,0,0,0,0,0,0,4755.6952822662251,4918.4713458473725,5086.818844371749,5260.9284747185147,5440.9974608644416,5627.2297772908387,null,1986,5627.2297772908387,31090.141185359142,0,{"$f":"IFERROR(IF(AD21-$AD$16<=_21to50Life,0,IF(AD21<=StandardYear,AF20*(INDEX('Product Class Dist'!$C$9:$BE$13,4,MATCH('SM - 21-50 HP'!$AD21,'Product Class Dist'!$C$9:$BE$9,0))),AE21-AG21)),0)","v":0},5627.2297772908387,5627.2297772908387]
[null,null,1987,0,0,0,0,0,0,0,0,0,0,0,0,0,0,0,0,0,0,4755.6952822662251,4918.4713458473725,5086.818844371749,5260.9284747185147,5440.9974608644416,5627.2297772908387,5819.8363800371617,null,1987,5819.8363800371617,36909.977565396301,0,{"$f":"IFERROR(IF(AD22-$AD$16<=_21to50Life,0,IF(AD22<=StandardYear,AF21*(INDEX('Product Class Dist'!$C$9:$BE$13,4,MATCH('SM - 21-50 HP'!$AD22,'Product Class Dist'!$C$9:$BE$9,0))),AE22-AG22)),0)","v":0},5819.8363800371617,5819.8363800371617]
[null,null,1988,0,0,0,0,0,0,0,0,0,0,0,0,0,0,0,0,0,4755.6952822662251,4918.4713458473725,5086.818844371749,5260.9284747185147,5440.9974608644416,5627.2297772908387,5819.8363800371617,6019.0354456630339,null,1988,6019.0354456630339,42929.013011059331,0,{"$f":"IFERROR(IF(AD23-$AD$16<=_21to50Life,0,IF(AD23<=StandardYear,AF22*(INDEX('Product Class Dist'!$C$9:$BE$13,4,MATCH('SM - 21-50 HP'!$AD23,'Product Class Dist'!$C$9:$BE$9,0))),AE23-AG23)),0)","v":0},6019.0354456630339,6019.0354456630339]
[null,null,1989,0,0,0,0,0,0,0,0,0,0,0,0,0,0,0,0,4755.6952822662251,4918.4713458473725,5086.818844371749,5260.9284747185147,5440.9974608644416,5627.2297772908387,5819.8363800371617,6019.0354456630339,6225.0526183893608,null,1989,6225.0526183893608,49154.065629448691,0,{"$f":"IFERROR(IF(AD24-$AD$16<=_21to50Life,0,IF(AD24<=StandardYear,AF23*(INDEX('Product Class Dist'!$C$9:$BE$13,4,MATCH('SM - 21-50 HP'!$AD24,'Product Class Dist'!$C$9:$BE$9,0))),AE24-AG24)),0)","v":0},6225.0526183893608,6225.0526183893608]
[null,null,1990,0,0,0,0,0,0,0,0,0,0,0,0,0,0,0,4755.6952822662251,4918.4713458473725,5086.818844371749,5260.9284747185147,5440.9974608644416,5627.2297772908387,5819.8363800371617,6019.0354456630339,6225.0526183893608,6438.1212656985017,null,1990,6438.1212656985017,55592.186895147192,0,{"$f":"IFERROR(IF(AD25-$AD$16<=_21to50Life,0,IF(AD25<=StandardYear,AF24*(INDEX('Product Class Dist'!$C$9:$BE$13,4,MATCH('SM - 21-50 HP'!$AD25,'Product Class Dist'!$C$9:$BE$9,0))),AE25-AG25)),0)","v":0},6438.1212656985017,6438.1212656985017]
[null,null,1991,0,0,0,0,0,0,0,0,0,0,0,0,0,0,4755.6952822662251,4918.4713458473725,5086.818844371749,5260.9284747185147,5440.9974608644416,5627.2297772908387,5819.8363800371617,6019.0354456630339,6225.0526183893608,6438.1212656985017,6658.4827426830161,null,1991,6658.4827426830161,{"$f":"SUM(D26:AB26)","v":62250.669637830208},{"$f":"IF(AD26-$AD$16>_21to50Life,OFFSET(AE26,-_21to50Life,0),0)","v":0},{"$f":"IFERROR(IF(AD26-$AD$16<=_21to50Life,0,IF(AD26<=StandardYear,AF25*(INDEX('Product Class Dist'!$C$9:$BE$13,4,MATCH('SM - 21-50 HP'!$AD26,'Product Class Dist'!$C$9:$BE$9,0))),AE26-AG26)),0)","v":0},{"$f":"IF(AD26-$AD$16<=_21to50Life,AE26-AH26,0)","v":6658.4827426830161},{"$f":"AG26+AH26+AI26","v":6658.4827426830161}]
[null,null,1992,0,0,0,0,0,0,0,0,0,0,0,0,0,4755.6952822662251,4918.4713458473725,5086.818844371749,5260.9284747185147,5440.9974608644416,5627.2297772908387,5819.8363800371617,6019.0354456630339,6225.0526183893608,6438.1212656985017,6658.4827426830161,6886.3866654424355,null,1992,6886.3866654424355,{"$f":"SUM(D27:AB27)","v":69137.05630327265},{"$f":"IF(AD27-$AD$16>_21to50Life,OFFSET(AE27,-_21to50Life,0),0)","v":0},{"$f":"IFERROR(IF(AD27-$AD$16<=_21to50Life,0,IF(AD27<=StandardYear,AF26*(INDEX('Product Class Dist'!$C$9:$BE$13,4,MATCH('SM - 21-50 HP'!$AD27,'Product Class Dist'!$C$9:$BE$9,0))),AE27-AG27)),0)","v":0},6886.3866654424355,{"$f":"AG27+AH27+AI27","v":6886.3866654424355}]
[null,null,{"$f":"C29-1","v":1993},0,0,0,0,0,0,0,0,0,0,0,0,4755.6952822662251,4918.4713458473725,5086.818844371749,5260.9284747185147,5440.9974608644416,5627.2297772908387,5819.8363800371617,6019.0354456630339,6225.0526183893608,6438.1212656985017,6658.4827426830161,6886.3866654424355,7122.0911938377576,null,{"$f":"AD29-1","v":1993},7122.0911938377576,76259.147497110403,0,{"$f":"IFERROR(IF(AD28-$AD$16<=_21to50Life,0,IF(AD28<=StandardYear,AF27*(INDEX('Product Class Dist'!$C$9:$BE$13,4,MATCH('SM - 21-50 HP'!$AD28,'Product Class Dist'!$C$9:$BE$9,0))),AE28-AG28)),0)","v":0},7122.0911938377576,7122.0911938377576]
[null,null,1994,0,0,0,0,0,0,0,0,0,0,0,4755.6952822662251,4918.4713458473725,5086.818844371749,5260.9284747185147,5440.9974608644416,5627.2297772908387,5819.8363800371617,6019.0354456630339,6225.0526183893608,6438.1212656985017,6658.4827426830161,6886.3866654424355,7122.0911938377576,7365.8633239239425,null,1994,7365.8633239239425,83625.010821034346,0,{"$f":"IFERROR(IF(AD29-$AD$16<=_21to50Life,0,IF(AD29<=StandardYear,AF28*(INDEX('Product Class Dist'!$C$9:$BE$13,4,MATCH('SM - 21-50 HP'!$AD29,'Product Class Dist'!$C$9:$BE$9,0))),AE29-AG29)),0)","v":0},7365.8633239239425,7365.8633239239425]
[null,null,1995,0,0,0,0,0,0,0,0,0,0,4755.6952822662251,4918.4713458473725,5086.818844371749,5260.9284747185147,5440.9974608644416,5627.2297772908387,5819.8363800371617,6019.0354456630339,6225.0526183893608,6438.1212656985017,6658.4827426830161,6886.3866654424355,7122.0911938377576,7365.8633239239425,7617.9791903916803,null,1995,7617.9791903916803,91242.990011426024,0,{"$f":"IFERROR(IF(AD30-$AD$16<=_21to50Life,0,IF(AD30<=StandardYear,AF29*(INDEX('Product Class Dist'!$C$9:$BE$13,4,MATCH('SM - 21-50 HP'!$AD30,'Product Class Dist'!$C$9:$BE$9,0))),AE30-AG30)),0)","v":0},7617.9791903916803,7617.9791903916803]
[null,null,1996,0,0,0,0,0,0,0,0,0,4755.6952822662251,4918.4713458473725,5086.818844371749,5260.9284747185147,5440.9974608644416,5627.2297772908387,5819.8363800371617,6019.0354456630339,6225.0526183893608,6438.1212656985017,6658.4827426830161,6886.3866654424355,7122.0911938377576,7365.8633239239425,7617.9791903916803,7878.7243793610078,null,1996,7878.7243793610078,99121.714390787034,0,{"$f":"IFERROR(IF(AD31-$AD$16<=_21to50Life,0,IF(AD31<=StandardYear,AF30*(INDEX('Product Class Dist'!$C$9:$BE$13,4,MATCH('SM - 21-50 HP'!$AD31,'Product Class Dist'!$C$9:$BE$9,0))),AE31-AG31)),0)","v":0},7878.7243793610078,7878.7243793610078]
[null,null,1997,0,0,0,0,0,0,0,0,4755.6952822662251,4918.4713458473725,5086.818844371749,5260.9284747185147,5440.9974608644416,5627.2297772908387,5819.8363800371617,6019.0354456630339,6225.0526183893608,6438.1212656985017,6658.4827426830161,6886.3866654424355,7122.0911938377576,7365.8633239239425,7617.9791903916803,7878.7243793610078,8148.3942518811127,null,1997,8148.3942518811127,107270.10864266814,0,{"$f":"IFERROR(IF(AD32-$AD$16<=_21to50Life,0,IF(AD32<=StandardYear,AF31*(INDEX('Product Class Dist'!$C$9:$BE$13,4,MATCH('SM - 21-50 HP'!$AD32,'Product Class Dist'!$C$9:$BE$9,0))),AE32-AG32)),0)","v":0},8148.3942518811127,8148.3942518811127]
[null,null,1998,0,0,0,0,0,0,0,4755.6952822662251,4918.4713458473725,5086.818844371749,5260.9284747185147,5440.9974608644416,5627.2297772908387,5819.8363800371617,6019.0354456630339,6225.0526183893608,6438.1212656985017,6658.4827426830161,6886.3866654424355,7122.0911938377576,7365.8633239239425,7617.9791903916803,7878.7243793610078,8148.3942518811127,8427.2942785027517,null,1998,8427.2942785027517,115697.4029211709,0,{"$f":"IFERROR(IF(AD33-$AD$16<=_21to50Life,0,IF(AD33<=StandardYear,AF32*(INDEX('Product Class Dist'!$C$9:$BE$13,4,MATCH('SM - 21-50 HP'!$AD33,'Product Class Dist'!$C$9:$BE$9,0))),AE33-AG33)),0)","v":0},8427.2942785027517,8427.2942785027517]
[null,null,1999,0,0,0,0,0,0,4755.6952822662251,4918.4713458473725,5086.818844371749,5260.9284747185147,5440.9974608644416,5627.2297772908387,5819.8363800371617,6019.0354456630339,6225.0526183893608,6438.1212656985017,6658.4827426830161,6886.3866654424355,7122.0911938377576,7365.8633239239425,7617.9791903916803,7878.7243793610078,8148.3942518811127,8427.2942785027517,8715.7403853022861,null,1999,8715.7403853022861,124413.14330647318,0,{"$f":"IFERROR(IF(AD34-$AD$16<=_21to50Life,0,IF(AD34<=StandardYear,AF33*(INDEX('Product Class Dist'!$C$9:$BE$13,4,MATCH('SM - 21-50 HP'!$AD34,'Product Class Dist'!$C$9:$BE$9,0))),AE34-AG34)),0)","v":0},8715.7403853022861,8715.7403853022861]
[null,null,2000,{"$f":"IF(AND(Year-Age+1>=Initial_Year,Age <=_21to50Life),OFFSET($AE35,1-Age,0),0)","v":0},0,0,0,0,4755.6952822662251,4918.4713458473725,5086.818844371749,5260.9284747185147,5440.9974608644416,{"$f":"IF(AND(Year-Age+1>=Initial_Year,Age <=_21to50Life),OFFSET($AE35,1-Age,0),0)","v":5627.2297772908387},5819.8363800371617,6019.0354456630339,6225.0526183893608,6438.1212656985017,6658.4827426830161,6886.3866654424355,{"$f":"IF(AND(Year-Age+1>=Initial_Year,Age <=_21to50Life),OFFSET($AE35,1-Age,0),0)","v":7122.0911938377576},7365.8633239239425,7617.9791903916803,7878.7243793610078,8148.3942518811127,8427.2942785027517,8715.7403853022861,9014.0593117492863,null,2000,9014.0593117492863,133427.20261822248,0,{"$f":"IFERROR(IF(AD35-$AD$16<=_21to50Life,0,IF(AD35<=StandardYear,AF34*(INDEX('Product Class Dist'!$C$9:$BE$13,4,MATCH('SM - 21-50 HP'!$AD35,'Product Class Dist'!$C$9:$BE$9,0))),AE35-AG35)),0)","v":0},9014.0593117492863,9014.0593117492863]
[null,null,2001,0,0,0,0,0,4918.4713458473725,5086.818844371749,5260.9284747185147,5440.9974608644416,5627.2297772908387,5819.8363800371617,6019.0354456630339,6225.0526183893608,6438.1212656985017,6658.4827426830161,6886.3866654424355,7122.0911938377576,7365.8633239239425,7617.9791903916803,7878.7243793610078,8148.3942518811127,8427.2942785027517,8715.7403853022861,9014.0593117492863,9322.5889808231077,null,2001,9322.5889808231077,137994.09631677935,0,{"$f":"IFERROR(IF(AD36-$AD$16<=_21to50Life,0,IF(AD36<=StandardYear,AF35*(INDEX('Product Class Dist'!$C$9:$BE$13,4,MATCH('SM - 21-50 HP'!$AD36,'Product Class Dist'!$C$9:$BE$9,0))),AE36-AG36)),0)","v":0},9322.5889808231077,9322.5889808231077]
[null,null,2002,0,0,0,0,0,5086.818844371749,5260.9284747185147,5440.9974608644416,5627.2297772908387,5819.8363800371617,6019.0354456630339,6225.0526183893608,6438.1212656985017,6658.4827426830161,6886.3866654424355,7122.0911938377576,7365.8633239239425,7617.9791903916803,7878.7243793610078,8148.3942518811127,8427.2942785027517,8715.7403853022861,9014.0593117492863,9322.5889808231077,9641.6788817976358,null,2002,9641.6788817976358,142717.30385272962,4918.4713458473725,{"$f":"IFERROR(IF(AD37-$AD$16<=_21to50Life,0,IF(AD37<=StandardYear,AF36*(INDEX('Product Class Dist'!$C$9:$BE$13,4,MATCH('SM - 21-50 HP'!$AD37,'Product Class Dist'!$C$9:$BE$9,0))),AE37-AG37)),0)","v":4723.2075359502642},0,9641.6788817976376]
[null,null,2003,0,0,0,0,0,5260.9284747185147,5440.9974608644416,5627.2297772908387,5819.8363800371617,6019.0354456630339,6225.0526183893608,6438.1212656985017,6658.4827426830161,6886.3866654424355,7122.0911938377576,7365.8633239239425,7617.9791903916803,7878.7243793610078,8148.3942518811127,8427.2942785027517,8715.7403853022861,9014.0593117492863,9322.5889808231077,9641.6788817976358,9971.6904661278677,null,2003,9971.6904661278677,147602.17547448573,5086.818844371749,{"$f":"IFERROR(IF(AD38-$AD$16<=_21to50Life,0,IF(AD38<=StandardYear,AF37*(INDEX('Product Class Dist'!$C$9:$BE$13,4,MATCH('SM - 21-50 HP'!$AD38,'Product Class Dist'!$C$9:$BE$9,0))),AE38-AG38)),0)","v":4884.8716217561205},0,9971.6904661278695]
[null,null,{"$f":"C40-1","v":2004},0,0,0,0,0,5440.9974608644416,5627.2297772908387,5819.8363800371617,6019.0354456630339,6225.0526183893608,6438.1212656985017,6658.4827426830161,6886.3866654424355,7122.0911938377576,7365.8633239239425,7617.9791903916803,7878.7243793610078,8148.3942518811127,8427.2942785027517,8715.7403853022861,9014.0593117492863,9322.5889808231077,9641.6788817976358,9971.6904661278677,10312.997556886734,null,{"$f":"AD40-1","v":2004},10312.997556886734,152654.24455665398,5260.9284747185147,{"$f":"IFERROR(IF(AD39-$AD$16<=_21to50Life,0,IF(AD39<=StandardYear,AF38*(INDEX('Product Class Dist'!$C$9:$BE$13,4,MATCH('SM - 21-50 HP'!$AD39,'Product Class Dist'!$C$9:$BE$9,0))),AE39-AG39)),0)","v":5052.0690821682192},0,10312.997556886734]
[null,null,2005,0,0,0,0,0,5627.2297772908387,5819.8363800371617,6019.0354456630339,6225.0526183893608,6438.1212656985017,6658.4827426830161,6886.3866654424355,7122.0911938377576,7365.8633239239425,7617.9791903916803,7878.7243793610078,8148.3942518811127,8427.2942785027517,8715.7403853022861,9014.0593117492863,9322.5889808231077,9641.6788817976358,9971.6904661278677,10312.997556886734,10665.986772215949,null,2005,10665.986772215949,157879.23386800545,5440.9974608644416,{"$f":"IFERROR(IF(AD40-$AD$16<=_21to50Life,0,IF(AD40<=StandardYear,AF39*(INDEX('Product Class Dist'!$C$9:$BE$13,4,MATCH('SM - 21-50 HP'!$AD40,'Product Class Dist'!$C$9:$BE$9,0))),AE40-AG40)),0)","v":5224.9893113515081},0,10665.986772215951]
[null,null,{"$f":"C40+1","v":2006},0,0,0,0,0,5819.8363800371617,6019.0354456630339,6225.0526183893608,6438.1212656985017,6658.4827426830161,6886.3866654424355,7122.0911938377576,7365.8633239239425,7617.9791903916803,7878.7243793610078,8148.3942518811127,8427.2942785027517,8715.7403853022861,9014.0593117492863,9322.5889808231077,9641.6788817976358,9971.6904661278677,10312.997556886734,10665.986772215949,11031.057963270594,null,{"$f":"AD40+1","v":2006},11031.057963270594,163283.06205398522,5627.2297772908387,{"$f":"IFERROR(IF(AD41-$AD$16<=_21to50Life,0,IF(AD41<=StandardYear,AF40*(INDEX('Product Class Dist'!$C$9:$BE$13,4,MATCH('SM - 21-50 HP'!$AD41,'Product Class Dist'!$C$9:$BE$9,0))),AE41-AG41)),0)","v":5403.8281859797562},0,11031.057963270596]
[null,null,2007,0,0,0,0,0,6019.0354456630339,6225.0526183893608,6438.1212656985017,6658.4827426830161,6886.3866654424355,7122.0911938377576,7365.8633239239425,7617.9791903916803,7878.7243793610078,8148.3942518811127,8427.2942785027517,8715.7403853022861,9014.0593117492863,9322.5889808231077,9641.6788817976358,9971.6904661278677,10312.997556886734,10665.986772215949,11031.057963270594,11408.624667153481,null,2007,11408.624667153481,168871.85034110156,5819.8363800371617,{"$f":"IFERROR(IF(AD42-$AD$16<=_21to50Life,0,IF(AD42<=StandardYear,AF41*(INDEX('Product Class Dist'!$C$9:$BE$13,4,MATCH('SM - 21-50 HP'!$AD42,'Product Class Dist'!$C$9:$BE$9,0))),AE42-AG42)),0)","v":5588.7882871163192},0,11408.624667153481]
[null,null,2008,0,0,0,0,0,6225.0526183893608,6438.1212656985017,6658.4827426830161,6886.3866654424355,7122.0911938377576,7365.8633239239425,7617.9791903916803,7878.7243793610078,8148.3942518811127,8427.2942785027517,8715.7403853022861,9014.0593117492863,9322.5889808231077,9641.6788817976358,9971.6904661278677,10312.997556886734,10665.986772215949,11031.057963270594,11408.624667153481,11799.114575352367,null,2008,11799.114575352367,174651.9294707909,6019.0354456630339,{"$f":"IFERROR(IF(AD43-$AD$16<=_21to50Life,0,IF(AD43<=StandardYear,AF42*(INDEX('Product Class Dist'!$C$9:$BE$13,4,MATCH('SM - 21-50 HP'!$AD43,'Product Class Dist'!$C$9:$BE$9,0))),AE43-AG43)),0)","v":5780.0791296893331},0,11799.114575352367]
[null,null,2009,0,0,0,0,0,6438.1212656985017,6658.4827426830161,6886.3866654424355,7122.0911938377576,7365.8633239239425,7617.9791903916803,7878.7243793610078,8148.3942518811127,8427.2942785027517,8715.7403853022861,9014.0593117492863,9322.5889808231077,9641.6788817976358,9971.6904661278677,10312.997556886734,10665.986772215949,11031.057963270594,11408.624667153481,11799.114575352367,12202.970018210675,null,2009,12202.970018210675,180629.84687061221,6225.0526183893608,{"$f":"IFERROR(IF(AD44-$AD$16<=_21to50Life,0,IF(AD44<=StandardYear,AF43*(INDEX('Product Class Dist'!$C$9:$BE$13,4,MATCH('SM - 21-50 HP'!$AD44,'Product Class Dist'!$C$9:$BE$9,0))),AE44-AG44)),0)","v":5977.9173998213137},0,12202.970018210675]
[null,null,2010,{"$f":"IF(AND(Year-Age+1>=Initial_Year,Age <=_21to50Life),OFFSET($AE45,1-Age,0),0)","v":0},0,0,0,0,6658.4827426830161,6886.3866654424355,7122.0911938377576,7365.8633239239425,7617.9791903916803,{"$f":"IF(AND(Year-Age+1>=Initial_Year,Age <=_21to50Life),OFFSET($AE45,1-Age,0),0)","v":7878.7243793610078},8148.3942518811127,8427.2942785027517,8715.7403853022861,9014.0593117492863,9322.5889808231077,9641.6788817976358,{"$f":"IF(AND(Year-Age+1>=Initial_Year,Age <=_21to50Life),OFFSET($AE45,1-Age,0),0)","v":9971.6904661278677},10312.997556886734,10665.986772215949,11031.057963270594,11408.624667153481,11799.114575352367,12202.970018210675,12620.648465980468,null,2010,12620.648465980468,186812.37407089418,6438.1212656985017,{"$f":"IFERROR(IF(AD45-$AD$16<=_21to50Life,0,IF(AD45<=StandardYear,AF44*(INDEX('Product Class Dist'!$C$9:$BE$13,4,MATCH('SM - 21-50 HP'!$AD45,'Product Class Dist'!$C$9:$BE$9,0))),AE45-AG45)),0)","v":6182.5272002819656},0,12620.648465980466]
[null,null,2011,0,0,0,0,0,6886.3866654424355,7122.0911938377576,7365.8633239239425,7617.9791903916803,7878.7243793610078,8148.3942518811127,8427.2942785027517,8715.7403853022861,9014.0593117492863,9322.5889808231077,9641.6788817976358,9971.6904661278677,10312.997556886734,10665.986772215949,11031.057963270594,11408.624667153481,11799.114575352367,12202.970018210675,12620.648465980468,13052.623047025279,null,2011,13052.623047025279,193206.51437523644,6658.4827426830161,{"$f":"IFERROR(IF(AD46-$AD$16<=_21to50Life,0,IF(AD46<=StandardYear,AF45*(INDEX('Product Class Dist'!$C$9:$BE$13,4,MATCH('SM - 21-50 HP'!$AD46,'Product Class Dist'!$C$9:$BE$9,0))),AE46-AG46)),0)","v":6394.1403043422633},0,13052.623047025279]
[null,null,2012,0,0,0,0,0,7122.0911938377576,7365.8633239239425,7617.9791903916803,7878.7243793610078,8148.3942518811127,8427.2942785027517,8715.7403853022861,9014.0593117492863,9322.5889808231077,9641.6788817976358,9971.6904661278677,10312.997556886734,10665.986772215949,11031.057963270594,11408.624667153481,11799.114575352367,12202.970018210675,12620.648465980468,13052.623047025279,13499.383083759774,null,2012,13499.383083759774,199819.51079355378,6886.3866654424355,{"$f":"IFERROR(IF(AD47-$AD$16<=_21to50Life,0,IF(AD47<=StandardYear,AF46*(INDEX('Product Class Dist'!$C$9:$BE$13,4,MATCH('SM - 21-50 HP'!$AD47,'Product Class Dist'!$C$9:$BE$9,0))),AE47-AG47)),0)","v":6612.9964183173388},0,13499.383083759774]
[null,null,2013,0,0,0,0,0,7365.8633239239425,7617.9791903916803,7878.7243793610078,8148.3942518811127,8427.2942785027517,8715.7403853022861,9014.0593117492863,9322.5889808231077,9641.6788817976358,9971.6904661278677,10312.997556886734,10665.986772215949,11031.057963270594,11408.624667153481,11799.114575352367,12202.970018210675,12620.648465980468,13052.623047025279,13499.383083759774,13961.434646933358,null,2013,13961.434646933358,206658.85424664937,7122.0911938377576,{"$f":"IFERROR(IF(AD48-$AD$16<=_21to50Life,0,IF(AD48<=StandardYear,AF47*(INDEX('Product Class Dist'!$C$9:$BE$13,4,MATCH('SM - 21-50 HP'!$AD48,'Product Class Dist'!$C$9:$BE$9,0))),AE48-AG48)),0)","v":6839.3434530955992},0,13961.434646933358]
[null,null,2014,0,0,0,0,0,7617.9791903916803,7878.7243793610078,8148.3942518811127,8427.2942785027517,8715.7403853022861,9014.0593117492863,9322.5889808231077,9641.6788817976358,9971.6904661278677,10312.997556886734,10665.986772215949,11031.057963270594,11408.624667153481,11799.114575352367,12202.970018210675,12620.648465980468,13052.623047025279,13499.383083759774,13961.434646933358,14439.30112888556,null,2014,14439.30112888556,213732.292051611,7365.8633239239425,{"$f":"IFERROR(IF(AD49-$AD$16<=_21to50Life,0,IF(AD49<=StandardYear,AF48*(INDEX('Product Class Dist'!$C$9:$BE$13,4,MATCH('SM - 21-50 HP'!$AD49,'Product Class Dist'!$C$9:$BE$9,0))),AE49-AG49)),0)","v":7073.4378049616162},0,14439.30112888556]
[null,null,2015,0,0,0,0,0,7878.7243793610078,8148.3942518811127,8427.2942785027517,8715.7403853022861,9014.0593117492863,9322.5889808231077,9641.6788817976358,9971.6904661278677,10312.997556886734,10665.986772215949,11031.057963270594,11408.624667153481,11799.114575352367,12202.970018210675,12620.648465980468,13052.623047025279,13499.383083759774,13961.434646933358,14439.30112888556,14933.523836422612,null,2015,14933.523836422612,221047.83669764193,7617.9791903916803,{"$f":"IFERROR(IF(AD50-$AD$16<=_21to50Life,0,IF(AD50<=StandardYear,AF49*(INDEX('Product Class Dist'!$C$9:$BE$13,4,MATCH('SM - 21-50 HP'!$AD50,'Product Class Dist'!$C$9:$BE$9,0))),AE50-AG50)),0)","v":7315.5446460309313},0,14933.523836422612]
[null,null,2016,0,0,0,0,0,8148.3942518811127,8427.2942785027517,8715.7403853022861,9014.0593117492863,9322.5889808231077,9641.6788817976358,9971.6904661278677,10312.997556886734,10665.986772215949,11031.057963270594,11408.624667153481,11799.114575352367,12202.970018210675,12620.648465980468,13052.623047025279,13499.383083759774,13961.434646933358,14439.30112888556,14933.523836422612,15444.662603986739,null,2016,15444.662603986739,228613.77492226765,7878.7243793610078,{"$f":"IFERROR(IF(AD51-$AD$16<=_21to50Life,0,IF(AD51<=StandardYear,AF50*(INDEX('Product Class Dist'!$C$9:$BE$13,4,MATCH('SM - 21-50 HP'!$AD51,'Product Class Dist'!$C$9:$BE$9,0))),AE51-AG51)),0)","v":7565.938224625731},0,15444.662603986739]
[null,null,2017,0,0,0,0,0,8427.2942785027517,8715.7403853022861,9014.0593117492863,9322.5889808231077,9641.6788817976358,9971.6904661278677,10312.997556886734,10665.986772215949,11031.057963270594,11408.624667153481,11799.114575352367,12202.970018210675,12620.648465980468,13052.623047025279,13499.383083759774,13961.434646933358,14439.30112888556,14933.523836422612,15444.662603986739,16226.428626710936,null,2017,16226.428626710936,236691.8092970975,8148.3942518811127,{"$f":"IFERROR(IF(AD52-$AD$16<=_21to50Life,0,IF(AD52<=StandardYear,AF51*(INDEX('Product Class Dist'!$C$9:$BE$13,4,MATCH('SM - 21-50 HP'!$AD52,'Product Class Dist'!$C$9:$BE$9,0))),AE52-AG52)),0)","v":8078.0343748298237},0,16226.428626710936]
[null,null,2018,0,0,0,0,0,8715.7403853022861,9014.0593117492863,9322.5889808231077,9641.6788817976358,9971.6904661278677,10312.997556886734,10665.986772215949,11031.057963270594,11408.624667153481,11799.114575352367,12202.970018210675,12620.648465980468,13052.623047025279,13499.383083759774,13961.434646933358,14439.30112888556,14933.523836422612,15444.662603986739,16226.428626710936,16694.616050984019,null,2018,16694.616050984019,244959.13106957875,8427.2942785027517,{"$f":"IFERROR(IF(AD53-$AD$16<=_21to50Life,0,IF(AD53<=StandardYear,AF52*(INDEX('Product Class Dist'!$C$9:$BE$13,4,MATCH('SM - 21-50 HP'!$AD53,'Product Class Dist'!$C$9:$BE$9,0))),AE53-AG53)),0)","v":8267.3217724812675},0,16694.616050984019]
[null,null,2019,0,0,0,0,0,9014.0593117492863,9322.5889808231077,9641.6788817976358,9971.6904661278677,10312.997556886734,10665.986772215949,11031.057963270594,11408.624667153481,11799.114575352367,12202.970018210675,12620.648465980468,13052.623047025279,13499.383083759774,13961.434646933358,14439.30112888556,14933.523836422612,15444.662603986739,16226.428626710936,16694.616050984019,17232.317238948526,null,2019,17232.317238948526,253475.70792322501,8715.7403853022861,{"$f":"IFERROR(IF(AD54-$AD$16<=_21to50Life,0,IF(AD54<=StandardYear,AF53*(INDEX('Product Class Dist'!$C$9:$BE$13,4,MATCH('SM - 21-50 HP'!$AD54,'Product Class Dist'!$C$9:$BE$9,0))),AE54-AG54)),0)","v":8516.5768536462401},0,17232.317238948526]
[null,null,2020,{"$f":"IF(AND(Year-Age+1>=Initial_Year,Age <=_21to50Life),OFFSET($AE55,1-Age,0),0)","v":0},0,0,0,0,9322.5889808231077,9641.6788817976358,9971.6904661278677,10312.997556886734,10665.986772215949,{"$f":"IF(AND(Year-Age+1>=Initial_Year,Age <=_21to50Life),OFFSET($AE55,1-Age,0),0)","v":11031.057963270594},11408.624667153481,11799.114575352367,12202.970018210675,12620.648465980468,13052.623047025279,13499.383083759774,{"$f":"IF(AND(Year-Age+1>=Initial_Year,Age <=_21to50Life),OFFSET($AE55,1-Age,0),0)","v":13961.434646933358},14439.30112888556,14933.523836422612,15444.662603986739,16226.428626710936,16694.616050984019,17232.317238948526,17778.47069436813,null,2020,17778.47069436813,262240.11930584384,9014.0593117492863,{"$f":"IFERROR(IF(AD55-$AD$16<=_21to50Life,0,IF(AD55<=StandardYear,AF54*(INDEX('Product Class Dist'!$C$9:$BE$13,4,MATCH('SM - 21-50 HP'!$AD55,'Product Class Dist'!$C$9:$BE$9,0))),AE55-AG55)),0)","v":8764.4113826188441},0,17778.47069436813]
[null,null,2021,0,0,0,0,0,9641.6788817976358,9971.6904661278677,10312.997556886734,10665.986772215949,11031.057963270594,11408.624667153481,11799.114575352367,12202.970018210675,12620.648465980468,13052.623047025279,13499.383083759774,13961.434646933358,14439.30112888556,14933.523836422612,15444.662603986739,16226.428626710936,16694.616050984019,17232.317238948526,17778.47069436813,18233.082178636781,null,2021,18233.082178636781,271150.61250365752,9322.5889808231077,{"$f":"IFERROR(IF(AD56-$AD$16<=_21to50Life,0,IF(AD56<=StandardYear,AF55*(INDEX('Product Class Dist'!$C$9:$BE$13,4,MATCH('SM - 21-50 HP'!$AD56,'Product Class Dist'!$C$9:$BE$9,0))),AE56-AG56)),0)","v":8910.4931978136738},0,18233.082178636781]
[null,null,2022,0,0,0,0,0,9971.6904661278677,10312.997556886734,10665.986772215949,11031.057963270594,11408.624667153481,11799.114575352367,12202.970018210675,12620.648465980468,13052.623047025279,13499.383083759774,13961.434646933358,14439.30112888556,14933.523836422612,15444.662603986739,16226.428626710936,16694.616050984019,17232.317238948526,17778.47069436813,18233.082178636781,18872.762267556354,null,2022,18872.762267556354,280381.69588941621,9641.6788817976358,{"$f":"IFERROR(IF(AD57-$AD$16<=_21to50Life,0,IF(AD57<=StandardYear,AF56*(INDEX('Product Class Dist'!$C$9:$BE$13,4,MATCH('SM - 21-50 HP'!$AD57,'Product Class Dist'!$C$9:$BE$9,0))),AE57-AG57)),0)","v":9231.0833857587186},0,18872.762267556354]
[null,null,2023,0,0,0,0,0,10312.997556886734,10665.986772215949,11031.057963270594,11408.624667153481,11799.114575352367,12202.970018210675,12620.648465980468,13052.623047025279,13499.383083759774,13961.434646933358,14439.30112888556,14933.523836422612,15444.662603986739,16226.428626710936,16694.616050984019,17232.317238948526,17778.47069436813,18233.082178636781,18872.762267556354,19662.241289908459,null,2023,19662.241289908459,290072.2467131968,9971.6904661278677,{"$f":"IFERROR(IF(AD58-$AD$16<=_21to50Life,0,IF(AD58<=StandardYear,AF57*(INDEX('Product Class Dist'!$C$9:$BE$13,4,MATCH('SM - 21-50 HP'!$AD58,'Product Class Dist'!$C$9:$BE$9,0))),AE58-AG58)),0)","v":9690.5508237805916},0,19662.241289908459]
[null,null,2024,0,0,0,0,0,10665.986772215949,11031.057963270594,11408.624667153481,11799.114575352367,12202.970018210675,12620.648465980468,13052.623047025279,13499.383083759774,13961.434646933358,14439.30112888556,14933.523836422612,15444.662603986739,16226.428626710936,16694.616050984019,17232.317238948526,17778.47069436813,18233.082178636781,18872.762267556354,19662.241289908459,20525.065401347892,null,2024,20525.065401347892,300284.31455765793,10312.997556886734,{"$f":"IFERROR(IF(AD59-$AD$16<=_21to50Life,0,IF(AD59<=StandardYear,AF58*(INDEX('Product Class Dist'!$C$9:$BE$13,4,MATCH('SM - 21-50 HP'!$AD59,'Product Class Dist'!$C$9:$BE$9,0))),AE59-AG59)),0)","v":10212.067844461159},0,20525.065401347892]
[null,null,2025,0,0,0,0,0,11031.057963270594,11408.624667153481,11799.114575352367,12202.970018210675,12620.648465980468,13052.623047025279,13499.383083759774,13961.434646933358,14439.30112888556,14933.523836422612,15444.662603986739,16226.428626710936,16694.616050984019,17232.317238948526,17778.47069436813,18233.082178636781,18872.762267556354,19662.241289908459,20525.065401347892,21466.63342318491,null,2025,21466.63342318491,311084.96120862692,10665.986772215949,{"$f":"IFERROR(IF(AD60-$AD$16<=_21to50Life,0,IF(AD60<=StandardYear,AF59*(INDEX('Product Class Dist'!$C$9:$BE$13,4,MATCH('SM - 21-50 HP'!$AD60,'Product Class Dist'!$C$9:$BE$9,0))),AE60-AG60)),0)","v":10800.646650968962},0,21466.63342318491]
[null,null,2026,0,0,0,0,0,11408.624667153481,11799.114575352367,12202.970018210675,12620.648465980468,13052.623047025279,13499.383083759774,13961.434646933358,14439.30112888556,14933.523836422612,15444.662603986739,16226.428626710936,16694.616050984019,17232.317238948526,17778.47069436813,18233.082178636781,18872.762267556354,19662.241289908459,20525.065401347892,21466.63342318491,22382.432815636537,null,2026,22382.432815636537,322436.33606099279,11031.057963270594,{"$f":"IFERROR(IF(AD61-$AD$16<=_21to50Life,0,IF(AD61<=StandardYear,AF60*(INDEX('Product Class Dist'!$C$9:$BE$13,4,MATCH('SM - 21-50 HP'!$AD61,'Product Class Dist'!$C$9:$BE$9,0))),AE61-AG61)),0)","v":11351.374852365943},0,22382.432815636537]
[null,null,2027,0,0,0,0,0,11799.114575352367,12202.970018210675,12620.648465980468,13052.623047025279,13499.383083759774,13961.434646933358,14439.30112888556,14933.523836422612,15444.662603986739,16226.428626710936,16694.616050984019,17232.317238948526,17778.47069436813,18233.082178636781,18872.762267556354,19662.241289908459,20525.065401347892,21466.63342318491,22382.432815636537,23166.152889603993,null,2027,23166.152889603993,334193.86428344331,11408.624667153481,{"$f":"IFERROR(IF(AD62-$AD$16<=_21to50Life,0,IF(AD62<=StandardYear,AF61*(INDEX('Product Class Dist'!$C$9:$BE$13,4,MATCH('SM - 21-50 HP'!$AD62,'Product Class Dist'!$C$9:$BE$9,0))),AE62-AG62)),0)","v":11757.528222450512},0,23166.152889603993]
[null,null,2028,0,0,0,0,0,12202.970018210675,12620.648465980468,13052.623047025279,13499.383083759774,13961.434646933358,14439.30112888556,14933.523836422612,15444.662603986739,16226.428626710936,16694.616050984019,17232.317238948526,17778.47069436813,18233.082178636781,18872.762267556354,19662.241289908459,20525.065401347892,21466.63342318491,22382.432815636537,23166.152889603993,23820.26491396259,null,2028,23820.26491396259,346215.0146220536,11799.114575352367,{"$f":"IFERROR(IF(AD63-$AD$16<=_21to50Life,0,IF(AD63<=StandardYear,AF62*(INDEX('Product Class Dist'!$C$9:$BE$13,4,MATCH('SM - 21-50 HP'!$AD63,'Product Class Dist'!$C$9:$BE$9,0))),AE63-AG63)),0)","v":12021.150338610223},0,23820.26491396259]
[null,null,2029,0,0,0,0,0,12620.648465980468,13052.623047025279,13499.383083759774,13961.434646933358,14439.30112888556,14933.523836422612,15444.662603986739,16226.428626710936,16694.616050984019,17232.317238948526,17778.47069436813,18233.082178636781,18872.762267556354,19662.241289908459,20525.065401347892,21466.63342318491,22382.432815636537,23166.152889603993,23820.26491396259,24489.496005418732,null,2029,24489.496005418732,358501.5406092616,12202.970018210675,{"$f":"IFERROR(IF(AD64-$AD$16<=_21to50Life,0,IF(AD64<=StandardYear,AF63*(INDEX('Product Class Dist'!$C$9:$BE$13,4,MATCH('SM - 21-50 HP'!$AD64,'Product Class Dist'!$C$9:$BE$9,0))),AE64-AG64)),0)","v":12286.525987208057},0,24489.496005418732]
[null,null,2030,0,0,0,0,0,13052.623047025279,13499.383083759774,13961.434646933358,14439.30112888556,14933.523836422612,15444.662603986739,16226.428626710936,16694.616050984019,17232.317238948526,17778.47069436813,18233.082178636781,18872.762267556354,19662.241289908459,20525.065401347892,21466.63342318491,22382.432815636537,23166.152889603993,23820.26491396259,24489.496005418732,25173.76064230697,null,2030,25173.76064230697,371054.65278558817,12620.648465980468,{"$f":"IFERROR(IF(AD65-$AD$16<=_21to50Life,0,IF(AD65<=StandardYear,AF64*(INDEX('Product Class Dist'!$C$9:$BE$13,4,MATCH('SM - 21-50 HP'!$AD65,'Product Class Dist'!$C$9:$BE$9,0))),AE65-AG65)),0)","v":12553.112176326502},0,25173.76064230697]
[null,null,2031,0,0,0,0,0,13499.383083759774,13961.434646933358,14439.30112888556,14933.523836422612,15444.662603986739,16226.428626710936,16694.616050984019,17232.317238948526,17778.47069436813,18233.082178636781,18872.762267556354,19662.241289908459,20525.065401347892,21466.63342318491,22382.432815636537,23166.152889603993,23820.26491396259,24489.496005418732,25173.76064230697,25760.309937393507,null,2031,25760.309937393507,383762.33967595641,13052.623047025279,{"$f":"IFERROR(IF(AD66-$AD$16<=_21to50Life,0,IF(AD66<=StandardYear,AF65*(INDEX('Product Class Dist'!$C$9:$BE$13,4,MATCH('SM - 21-50 HP'!$AD66,'Product Class Dist'!$C$9:$BE$9,0))),AE66-AG66)),0)","v":12707.686890368228},0,25760.309937393507]
[null,null,2032,0,0,0,0,0,13961.434646933358,14439.30112888556,14933.523836422612,15444.662603986739,16226.428626710936,16694.616050984019,17232.317238948526,17778.47069436813,18233.082178636781,18872.762267556354,19662.241289908459,20525.065401347892,21466.63342318491,22382.432815636537,23166.152889603993,23820.26491396259,24489.496005418732,25173.76064230697,25760.309937393507,26555.870837610488,null,2032,26555.870837610488,396818.82742980716,13499.383083759774,{"$f":"IFERROR(IF(AD67-$AD$16<=_21to50Life,0,IF(AD67<=StandardYear,AF66*(INDEX('Product Class Dist'!$C$9:$BE$13,4,MATCH('SM - 21-50 HP'!$AD67,'Product Class Dist'!$C$9:$BE$9,0))),AE67-AG67)),0)","v":13056.487753850713},0,26555.870837610488]
[null,null,2033,0,0,0,0,0,14439.30112888556,14933.523836422612,15444.662603986739,16226.428626710936,16694.616050984019,17232.317238948526,17778.47069436813,18233.082178636781,18872.762267556354,19662.241289908459,20525.065401347892,21466.63342318491,22382.432815636537,23166.152889603993,23820.26491396259,24489.496005418732,25173.76064230697,25760.309937393507,26555.870837610488,27356.689112380751,null,2033,27356.689112380751,410214.08189525449,13961.434646933358,{"$f":"IFERROR(IF(AD68-$AD$16<=_21to50Life,0,IF(AD68<=StandardYear,AF67*(INDEX('Product Class Dist'!$C$9:$BE$13,4,MATCH('SM - 21-50 HP'!$AD68,'Product Class Dist'!$C$9:$BE$9,0))),AE68-AG68)),0)","v":13395.254465447393},0,27356.689112380751]
[null,null,2034,0,0,0,0,0,14933.523836422612,15444.662603986739,16226.428626710936,16694.616050984019,17232.317238948526,17778.47069436813,18233.082178636781,18872.762267556354,19662.241289908459,20525.065401347892,21466.63342318491,22382.432815636537,23166.152889603993,23820.26491396259,24489.496005418732,25173.76064230697,25760.309937393507,26555.870837610488,27356.689112380751,28305.360542525952,null,2034,28305.360542525952,424080.1413088949,14439.30112888556,{"$f":"IFERROR(IF(AD69-$AD$16<=_21to50Life,0,IF(AD69<=StandardYear,AF68*(INDEX('Product Class Dist'!$C$9:$BE$13,4,MATCH('SM - 21-50 HP'!$AD69,'Product Class Dist'!$C$9:$BE$9,0))),AE69-AG69)),0)","v":13866.059413640392},0,28305.360542525952]

{"sheet":"SM - 51-100 HP","index":16,"n_rows":69,"n_cols":36,"rows_kept":69,"cut":false,"hidden":false,"merged":[[1,2,1,3],[3,2,3,3],[13,3,13,27],[5,2,5,3]]}
[]
[null,null,"Stock Model - 51-100 HP"]
[]
[null,null,"NAVIGATION"]
[]
[null,null,"COMMENTS"]
[]
[]
[]
[null,null,"Stock Model","Initial Year","Product"]
[null,null,"51-100 HP",1981,"EM"]
[]
[null,null,"Quantity of Stock by AGE and YEAR"]
[null,null,null,"Unit Age in Years"]
[null,null,"Year",25,24,23,22,21,20,19,18,17,16,15,14,13,12,11,10,9,8,7,6,5,4,3,2,1,null,"Year","New Shipments","Stock","Replacements for Retiring Units","Shipment due to New Construction","Shipment due to Stock Buildout","Total Shipments"]
[null,null,1981,{"$f":"IF(AND(Year-Age+1>=Initial_Year,Age <=_51to100Life),OFFSET($AE16,1-Age,0),0)","v":0},0,0,0,0,0,0,0,0,0,{"$f":"IF(AND(Year-Age+1>=Initial_Year,Age <=_51to100Life),OFFSET($AE16,1-Age,0),0)","v":0},0,0,0,0,0,0,0,0,0,0,0,0,0,1568.6449038386957,null,1981,{"$f":"TRANSPOSE('Product Class Dist'!$D$20:$BE$20)","v":1568.6449038386957},{"$f":"SUM(D16:AB16)","v":1568.6449038386957},"-",{"$f":"IFERROR(IF(AD16-$AD$16<=_51to100Life,0,IF(AD16<=StandardYear,AF15*(INDEX('Product Class Dist'!$C$9:$BE$13,4,MATCH('SM - 51-100 HP'!$AD16,'Product Class Dist'!$C$9:$BE$9,0))),AE16-AG16)),0)","v":0},{"$f":"IF(AD16-$AD$16<=_51to100Life,AE16-AH16,0)","v":1568.6449038386957},"-"]
[null,null,1982,0,0,0,0,0,0,0,0,0,0,0,0,0,0,0,0,0,0,0,0,0,0,0,1568.6449038386957,1622.3358632985319,null,1982,1622.3358632985319,{"$f":"SUM(D17:AB17)","v":3190.9807671372273},{"$f":"IF(AD17-$AD$16>_51to100Life,OFFSET(AE17,-_51to100Life,0),0)","v":0},{"$f":"IFERROR(IF(AD17-$AD$16<=_51to100Life,0,IF(AD17<=StandardYear,AF16*(INDEX('Product Class Dist'!$C$9:$BE$13,4,MATCH('SM - 51-100 HP'!$AD17,'Product Class Dist'!$C$9:$BE$9,0))),AE17-AG17)),0)","v":0},{"$f":"IF(AD17-$AD$16<=_51to100Life,AE17-AH17,0)","v":1622.3358632985319},{"$f":"AG17+AH17+AI17","v":1622.3358632985319}]
[null,null,1983,0,0,0,0,0,0,0,0,0,0,0,0,0,0,0,0,0,0,0,0,0,0,1568.6449038386957,1622.3358632985319,1677.8645357555306,null,1983,1677.8645357555306,{"$f":"SUM(D18:AB18)","v":4868.8453028927579},0,{"$f":"IFERROR(IF(AD18-$AD$16<=_51to100Life,0,IF(AD18<=StandardYear,AF17*(INDEX('Product Class Dist'!$C$9:$BE$13,4,MATCH('SM - 51-100 HP'!$AD18,'Product Class Dist'!$C$9:$BE$9,0))),AE18-AG18)),0)","v":0},{"$f":"IF(AD18-$AD$16<=_51to100Life,AE18-AH18,0)","v":1677.8645357555306},{"$f":"AG18+AH18+AI18","v":1677.8645357555306}]
[null,null,1984,0,0,0,0,0,0,0,0,0,0,0,0,0,0,0,0,0,0,0,0,0,1568.6449038386957,1622.3358632985319,1677.8645357555306,1735.2938217257927,null,1984,1735.2938217257927,6604.1391246185503,0,{"$f":"IFERROR(IF(AD19-$AD$16<=_51to100Life,0,IF(AD19<=StandardYear,AF18*(INDEX('Product Class Dist'!$C$9:$BE$13,4,MATCH('SM - 51-100 HP'!$AD19,'Product Class Dist'!$C$9:$BE$9,0))),AE19-AG19)),0)","v":0},1735.2938217257927,1735.2938217257927]
[null,null,1985,0,0,0,0,0,0,0,0,0,0,0,0,0,0,0,0,0,0,0,0,1568.6449038386957,1622.3358632985319,1677.8645357555306,1735.2938217257927,1794.6887746594898,null,1985,1794.6887746594898,8398.8278992780397,0,{"$f":"IFERROR(IF(AD20-$AD$16<=_51to100Life,0,IF(AD20<=StandardYear,AF19*(INDEX('Product Class Dist'!$C$9:$BE$13,4,MATCH('SM - 51-100 HP'!$AD20,'Product Class Dist'!$C$9:$BE$9,0))),AE20-AG20)),0)","v":0},1794.6887746594898,1794.6887746594898]
[null,null,1986,0,0,0,0,0,0,0,0,0,0,0,0,0,0,0,0,0,0,0,1568.6449038386957,1622.3358632985319,1677.8645357555306,1735.2938217257927,1794.6887746594898,1856.1166746306449,null,1986,1856.1166746306449,10254.944573908684,0,{"$f":"IFERROR(IF(AD21-$AD$16<=_51to100Life,0,IF(AD21<=StandardYear,AF20*(INDEX('Product Class Dist'!$C$9:$BE$13,4,MATCH('SM - 51-100 HP'!$AD21,'Product Class Dist'!$C$9:$BE$9,0))),AE21-AG21)),0)","v":0},1856.1166746306449,1856.1166746306449]
[null,null,1987,0,0,0,0,0,0,0,0,0,0,0,0,0,0,0,0,0,0,1568.6449038386957,1622.3358632985319,1677.8645357555306,1735.2938217257927,1794.6887746594898,1856.1166746306449,1919.6471045491339,null,1987,1919.6471045491339,12174.591678457818,0,{"$f":"IFERROR(IF(AD22-$AD$16<=_51to100Life,0,IF(AD22<=StandardYear,AF21*(INDEX('Product Class Dist'!$C$9:$BE$13,4,MATCH('SM - 51-100 HP'!$AD22,'Product Class Dist'!$C$9:$BE$9,0))),AE22-AG22)),0)","v":0},1919.6471045491339,1919.6471045491339]
[null,null,1988,0,0,0,0,0,0,0,0,0,0,0,0,0,0,0,0,0,1568.6449038386957,1622.3358632985319,1677.8645357555306,1735.2938217257927,1794.6887746594898,1856.1166746306449,1919.6471045491339,1985.3520289812459,null,1988,1985.3520289812459,14159.943707439064,0,{"$f":"IFERROR(IF(AD23-$AD$16<=_51to100Life,0,IF(AD23<=StandardYear,AF22*(INDEX('Product Class Dist'!$C$9:$BE$13,4,MATCH('SM - 51-100 HP'!$AD23,'Product Class Dist'!$C$9:$BE$9,0))),AE23-AG23)),0)","v":0},1985.3520289812459,1985.3520289812459]
[null,null,1989,0,0,0,0,0,0,0,0,0,0,0,0,0,0,0,0,{"$f":"IF(AND(Year-Age+1>=Initial_Year,Age <=_51to100Life),OFFSET($AE24,1-Age,0),0)","v":1568.6449038386957},1622.3358632985319,1677.8645357555306,1735.2938217257927,1794.6887746594898,1856.1166746306449,1919.6471045491339,1985.3520289812459,2053.305875668078,null,1989,2053.305875668078,16213.249583107143,0,{"$f":"IFERROR(IF(AD24-$AD$16<=_51to100Life,0,IF(AD24<=StandardYear,AF23*(INDEX('Product Class Dist'!$C$9:$BE$13,4,MATCH('SM - 51-100 HP'!$AD24,'Product Class Dist'!$C$9:$BE$9,0))),AE24-AG24)),0)","v":0},2053.305875668078,2053.305875668078]
[null,null,1990,0,0,0,0,0,0,0,0,0,0,0,0,0,0,0,1568.6449038386957,1622.3358632985319,1677.8645357555306,1735.2938217257927,1794.6887746594898,1856.1166746306449,1919.6471045491339,1985.3520289812459,2053.305875668078,2123.585619834113,null,1990,2123.585619834113,18336.835202941256,0,{"$f":"IFERROR(IF(AD25-$AD$16<=_51to100Life,0,IF(AD25<=StandardYear,AF24*(INDEX('Product Class Dist'!$C$9:$BE$13,4,MATCH('SM - 51-100 HP'!$AD25,'Product Class Dist'!$C$9:$BE$9,0))),AE25-AG25)),0)","v":0},2123.585619834113,2123.585619834113]
[null,null,1991,0,0,0,0,0,0,0,0,0,0,0,0,0,0,1568.6449038386957,1622.3358632985319,1677.8645357555306,1735.2938217257927,1794.6887746594898,1856.1166746306449,1919.6471045491339,1985.3520289812459,2053.305875668078,2123.585619834113,2196.2708713814754,null,1991,2196.2708713814754,{"$f":"SUM(D26:AB26)","v":20533.106074322732},0,{"$f":"IFERROR(IF(AD26-$AD$16<=_51to100Life,0,IF(AD26<=StandardYear,AF25*(INDEX('Product Class Dist'!$C$9:$BE$13,4,MATCH('SM - 51-100 HP'!$AD26,'Product Class Dist'!$C$9:$BE$9,0))),AE26-AG26)),0)","v":0},2196.2708713814754,{"$f":"AG26+AH26+AI26","v":2196.2708713814754}]
[null,null,1992,0,0,0,0,0,0,0,0,0,0,0,0,0,1568.6449038386957,1622.3358632985319,1677.8645357555306,1735.2938217257927,1794.6887746594898,1856.1166746306449,1919.6471045491339,1985.3520289812459,2053.305875668078,2123.585619834113,2196.2708713814754,2271.4439650686409,null,1992,2271.4439650686409,22804.550039391372,0,{"$f":"IFERROR(IF(AD27-$AD$16<=_51to100Life,0,IF(AD27<=StandardYear,AF26*(INDEX('Product Class Dist'!$C$9:$BE$13,4,MATCH('SM - 51-100 HP'!$AD27,'Product Class Dist'!$C$9:$BE$9,0))),AE27-AG27)),0)","v":0},2271.4439650686409,{"$f":"AG27+AH27+AI27","v":2271.4439650686409}]
[null,null,{"$f":"C29-1","v":1993},0,0,0,0,0,0,0,0,0,0,0,0,1568.6449038386957,1622.3358632985319,1677.8645357555306,1735.2938217257927,1794.6887746594898,1856.1166746306449,1919.6471045491339,1985.3520289812459,2053.305875668078,2123.585619834113,2196.2708713814754,2271.4439650686409,2349.1900537757451,null,{"$f":"AD29-1","v":1993},2349.1900537757451,25153.740093167118,0,{"$f":"IFERROR(IF(AD28-$AD$16<=_51to100Life,0,IF(AD28<=StandardYear,AF27*(INDEX('Product Class Dist'!$C$9:$BE$13,4,MATCH('SM - 51-100 HP'!$AD28,'Product Class Dist'!$C$9:$BE$9,0))),AE28-AG28)),0)","v":0},2349.1900537757451,2349.1900537757451]
[null,null,1994,0,0,0,0,0,0,0,0,0,0,0,1568.6449038386957,1622.3358632985319,1677.8645357555306,1735.2938217257927,1794.6887746594898,1856.1166746306449,1919.6471045491339,1985.3520289812459,2053.305875668078,2123.585619834113,2196.2708713814754,2271.4439650686409,2349.1900537757451,2429.5972049621382,null,1994,2429.5972049621382,27583.337298129256,0,{"$f":"IFERROR(IF(AD29-$AD$16<=_51to100Life,0,IF(AD29<=StandardYear,AF28*(INDEX('Product Class Dist'!$C$9:$BE$13,4,MATCH('SM - 51-100 HP'!$AD29,'Product Class Dist'!$C$9:$BE$9,0))),AE29-AG29)),0)","v":0},2429.5972049621382,2429.5972049621382]
[null,null,1995,0,0,0,0,0,0,0,0,0,0,1568.6449038386957,1622.3358632985319,1677.8645357555306,1735.2938217257927,1794.6887746594898,1856.1166746306449,1919.6471045491339,1985.3520289812459,2053.305875668078,2123.585619834113,2196.2708713814754,2271.4439650686409,2349.1900537757451,2429.5972049621382,2512.7565004254579,null,1995,2512.7565004254579,30096.093798554713,0,{"$f":"IFERROR(IF(AD30-$AD$16<=_51to100Life,0,IF(AD30<=StandardYear,AF29*(INDEX('Product Class Dist'!$C$9:$BE$13,4,MATCH('SM - 51-100 HP'!$AD30,'Product Class Dist'!$C$9:$BE$9,0))),AE30-AG30)),0)","v":0},2512.7565004254579,2512.7565004254579]
[null,null,1996,0,0,0,0,0,0,0,0,0,1568.6449038386957,1622.3358632985319,1677.8645357555306,1735.2938217257927,1794.6887746594898,1856.1166746306449,1919.6471045491339,1985.3520289812459,2053.305875668078,2123.585619834113,2196.2708713814754,2271.4439650686409,2349.1900537757451,2429.5972049621382,2512.7565004254579,2598.7621394752091,null,1996,2598.7621394752091,32694.855938029923,0,{"$f":"IFERROR(IF(AD31-$AD$16<=_51to100Life,0,IF(AD31<=StandardYear,AF30*(INDEX('Product Class Dist'!$C$9:$BE$13,4,MATCH('SM - 51-100 HP'!$AD31,'Product Class Dist'!$C$9:$BE$9,0))),AE31-AG31)),0)","v":0},2598.7621394752091,2598.7621394752091]
[null,null,1997,0,0,0,0,0,0,0,0,1568.6449038386957,1622.3358632985319,1677.8645357555306,1735.2938217257927,1794.6887746594898,1856.1166746306449,1919.6471045491339,1985.3520289812459,2053.305875668078,2123.585619834113,2196.2708713814754,2271.4439650686409,2349.1900537757451,2429.5972049621382,2512.7565004254579,2598.7621394752091,2687.7115456377323,null,1997,2687.7115456377323,35382.567483667655,0,{"$f":"IFERROR(IF(AD32-$AD$16<=_51to100Life,0,IF(AD32<=StandardYear,AF31*(INDEX('Product Class Dist'!$C$9:$BE$13,4,MATCH('SM - 51-100 HP'!$AD32,'Product Class Dist'!$C$9:$BE$9,0))),AE32-AG32)),0)","v":0},2687.7115456377323,2687.7115456377323]
[null,null,1998,0,0,0,0,0,0,0,1568.6449038386957,1622.3358632985319,1677.8645357555306,1735.2938217257927,1794.6887746594898,1856.1166746306449,1919.6471045491339,1985.3520289812459,2053.305875668078,2123.585619834113,2196.2708713814754,2271.4439650686409,2349.1900537757451,2429.5972049621382,2512.7565004254579,2598.7621394752091,2687.7115456377323,2779.7054770134264,null,1998,2779.7054770134264,38162.272960681083,0,{"$f":"IFERROR(IF(AD33-$AD$16<=_51to100Life,0,IF(AD33<=StandardYear,AF32*(INDEX('Product Class Dist'!$C$9:$BE$13,4,MATCH('SM - 51-100 HP'!$AD33,'Product Class Dist'!$C$9:$BE$9,0))),AE33-AG33)),0)","v":0},2779.7054770134264,2779.7054770134264]
[null,null,1999,0,0,0,0,0,0,1568.6449038386957,1622.3358632985319,1677.8645357555306,1735.2938217257927,1794.6887746594898,1856.1166746306449,1919.6471045491339,1985.3520289812459,2053.305875668078,2123.585619834113,2196.2708713814754,2271.4439650686409,2349.1900537757451,2429.5972049621382,2512.7565004254579,2598.7621394752091,2687.7115456377323,2779.7054770134264,2874.8481404112345,null,1999,2874.8481404112345,41037.121101092314,0,{"$f":"IFERROR(IF(AD34-$AD$16<=_51to100Life,0,IF(AD34<=StandardYear,AF33*(INDEX('Product Class Dist'!$C$9:$BE$13,4,MATCH('SM - 51-100 HP'!$AD34,'Product Class Dist'!$C$9:$BE$9,0))),AE34-AG34)),0)","v":0},2874.8481404112345,2874.8481404112345]
[null,null,2000,{"$f":"IF(AND(Year-Age+1>=Initial_Year,Age <=_51to100Life),OFFSET($AE35,1-Age,0),0)","v":0},0,0,0,0,0,1622.3358632985319,1677.8645357555306,1735.2938217257927,1794.6887746594898,{"$f":"IF(AND(Year-Age+1>=Initial_Year,Age <=_51to100Life),OFFSET($AE35,1-Age,0),0)","v":1856.1166746306449},1919.6471045491339,1985.3520289812459,2053.305875668078,2123.585619834113,2196.2708713814754,2271.4439650686409,2349.1900537757451,2429.5972049621382,2512.7565004254579,2598.7621394752091,2687.7115456377323,2779.7054770134264,2874.8481404112345,2973.247309389682,null,2000,2973.247309389682,42441.723506643299,0,{"$f":"IFERROR(IF(AD35-$AD$16<=_51to100Life,0,IF(AD35<=StandardYear,AF34*(INDEX('Product Class Dist'!$C$9:$BE$13,4,MATCH('SM - 51-100 HP'!$AD35,'Product Class Dist'!$C$9:$BE$9,0))),AE35-AG35)),0)","v":0},2973.247309389682,2973.247309389682]
[null,null,2001,0,0,0,0,0,0,1677.8645357555306,1735.2938217257927,1794.6887746594898,1856.1166746306449,1919.6471045491339,1985.3520289812459,2053.305875668078,2123.585619834113,2196.2708713814754,2271.4439650686409,2349.1900537757451,2429.5972049621382,2512.7565004254579,2598.7621394752091,2687.7115456377323,2779.7054770134264,2874.8481404112345,2973.247309389682,3075.0144463381748,null,2001,3075.0144463381748,43894.402089682939,1622.3358632985319,{"$f":"IFERROR(IF(AD36-$AD$16<=_51to100Life,0,IF(AD36<=StandardYear,AF35*(INDEX('Product Class Dist'!$C$9:$BE$13,4,MATCH('SM - 51-100 HP'!$AD36,'Product Class Dist'!$C$9:$BE$9,0))),AE36-AG36)),0)","v":1452.6785830396434},0,3075.0144463381753]
[null,null,2002,0,0,0,0,0,0,1735.2938217257927,1794.6887746594898,1856.1166746306449,1919.6471045491339,1985.3520289812459,2053.305875668078,2123.585619834113,2196.2708713814754,2271.4439650686409,2349.1900537757451,2429.5972049621382,2512.7565004254579,2598.7621394752091,2687.7115456377323,2779.7054770134264,2874.8481404112345,2973.247309389682,3075.0144463381748,3180.2648287368484,null,2002,3180.2648287368484,45396.802382664267,1677.8645357555306,{"$f":"IFERROR(IF(AD37-$AD$16<=_51to100Life,0,IF(AD37<=StandardYear,AF36*(INDEX('Product Class Dist'!$C$9:$BE$13,4,MATCH('SM - 51-100 HP'!$AD37,'Product Class Dist'!$C$9:$BE$9,0))),AE37-AG37)),0)","v":1502.4002929813178},0,3180.2648287368484]
[null,null,2003,0,0,0,0,0,0,1794.6887746594898,1856.1166746306449,1919.6471045491339,1985.3520289812459,2053.305875668078,2123.585619834113,2196.2708713814754,2271.4439650686409,2349.1900537757451,2429.5972049621382,2512.7565004254579,2598.7621394752091,2687.7115456377323,2779.7054770134264,2874.8481404112345,2973.247309389682,3075.0144463381748,3180.2648287368484,3289.117679737989,null,2003,3289.117679737989,46950.626240676465,1735.2938217257927,{"$f":"IFERROR(IF(AD38-$AD$16<=_51to100Life,0,IF(AD38<=StandardYear,AF37*(INDEX('Product Class Dist'!$C$9:$BE$13,4,MATCH('SM - 51-100 HP'!$AD38,'Product Class Dist'!$C$9:$BE$9,0))),AE38-AG38)),0)","v":1553.8238580121968},0,3289.1176797379894]
[null,null,{"$f":"C40-1","v":2004},0,0,0,0,0,0,1856.1166746306449,1919.6471045491339,1985.3520289812459,2053.305875668078,2123.585619834113,2196.2708713814754,2271.4439650686409,2349.1900537757451,2429.5972049621382,2512.7565004254579,2598.7621394752091,2687.7115456377323,2779.7054770134264,2874.8481404112345,2973.247309389682,3075.0144463381748,3180.2648287368484,3289.117679737989,3401.6963032169469,null,{"$f":"AD40-1","v":2004},3401.6963032169469,48557.633769233915,1794.6887746594898,{"$f":"IFERROR(IF(AD39-$AD$16<=_51to100Life,0,IF(AD39<=StandardYear,AF38*(INDEX('Product Class Dist'!$C$9:$BE$13,4,MATCH('SM - 51-100 HP'!$AD39,'Product Class Dist'!$C$9:$BE$9,0))),AE39-AG39)),0)","v":1607.0075285574571},0,3401.6963032169469]
[null,null,2005,0,0,0,0,0,0,1919.6471045491339,1985.3520289812459,2053.305875668078,2123.585619834113,2196.2708713814754,2271.4439650686409,2349.1900537757451,2429.5972049621382,2512.7565004254579,2598.7621394752091,2687.7115456377323,2779.7054770134264,2874.8481404112345,2973.247309389682,3075.0144463381748,3180.2648287368484,3289.117679737989,3401.6963032169469,3518.1282234455139,null,2005,3518.1282234455139,50219.645318048788,1856.1166746306449,{"$f":"IFERROR(IF(AD40-$AD$16<=_51to100Life,0,IF(AD40<=StandardYear,AF39*(INDEX('Product Class Dist'!$C$9:$BE$13,4,MATCH('SM - 51-100 HP'!$AD40,'Product Class Dist'!$C$9:$BE$9,0))),AE40-AG40)),0)","v":1662.011548814869},0,3518.1282234455139]
[null,null,{"$f":"C40+1","v":2006},0,0,0,0,0,0,1985.3520289812459,2053.305875668078,2123.585619834113,2196.2708713814754,2271.4439650686409,2349.1900537757451,2429.5972049621382,2512.7565004254579,2598.7621394752091,2687.7115456377323,2779.7054770134264,2874.8481404112345,2973.247309389682,3075.0144463381748,3180.2648287368484,3289.117679737989,3401.6963032169469,3518.1282234455139,3638.5453295459915,null,{"$f":"AD40+1","v":2006},3638.5453295459915,51938.543543045642,1919.6471045491339,{"$f":"IFERROR(IF(AD41-$AD$16<=_51to100Life,0,IF(AD41<=StandardYear,AF40*(INDEX('Product Class Dist'!$C$9:$BE$13,4,MATCH('SM - 51-100 HP'!$AD41,'Product Class Dist'!$C$9:$BE$9,0))),AE41-AG41)),0)","v":1718.8982249968576},0,3638.5453295459915]
[null,null,2007,0,0,0,0,0,0,2053.305875668078,2123.585619834113,2196.2708713814754,2271.4439650686409,2349.1900537757451,2429.5972049621382,2512.7565004254579,2598.7621394752091,2687.7115456377323,2779.7054770134264,2874.8481404112345,2973.247309389682,3075.0144463381748,3180.2648287368484,3289.117679737989,3401.6963032169469,3518.1282234455139,3638.5453295459915,3763.0840248895734,null,2007,3763.0840248895734,53716.275538953967,1985.3520289812459,{"$f":"IFERROR(IF(AD42-$AD$16<=_51to100Life,0,IF(AD42<=StandardYear,AF41*(INDEX('Product Class Dist'!$C$9:$BE$13,4,MATCH('SM - 51-100 HP'!$AD42,'Product Class Dist'!$C$9:$BE$9,0))),AE42-AG42)),0)","v":1777.7319959083272},0,3763.0840248895729]
[null,null,2008,0,0,0,0,0,0,2123.585619834113,2196.2708713814754,2271.4439650686409,2349.1900537757451,2429.5972049621382,2512.7565004254579,2598.7621394752091,2687.7115456377323,2779.7054770134264,2874.8481404112345,2973.247309389682,3075.0144463381748,3180.2648287368484,3289.117679737989,3401.6963032169469,3518.1282234455139,3638.5453295459915,3763.0840248895734,3891.885381608276,null,2008,3891.885381608276,55554.855044894168,2053.305875668078,{"$f":"IFERROR(IF(AD43-$AD$16<=_51to100Life,0,IF(AD43<=StandardYear,AF42*(INDEX('Product Class Dist'!$C$9:$BE$13,4,MATCH('SM - 51-100 HP'!$AD43,'Product Class Dist'!$C$9:$BE$9,0))),AE43-AG43)),0)","v":1838.5795059401976},0,3891.8853816082756]
[null,null,2009,0,0,0,0,0,0,2196.2708713814754,2271.4439650686409,2349.1900537757451,2429.5972049621382,2512.7565004254579,2598.7621394752091,2687.7115456377323,2779.7054770134264,2874.8481404112345,2973.247309389682,3075.0144463381748,3180.2648287368484,3289.117679737989,3401.6963032169469,3518.1282234455139,3638.5453295459915,3763.0840248895734,3891.885381608276,4025.0953003954446,null,2009,4025.0953003954446,57456.364725455496,2123.585619834113,{"$f":"IFERROR(IF(AD44-$AD$16<=_51to100Life,0,IF(AD44<=StandardYear,AF43*(INDEX('Product Class Dist'!$C$9:$BE$13,4,MATCH('SM - 51-100 HP'!$AD44,'Product Class Dist'!$C$9:$BE$9,0))),AE44-AG44)),0)","v":1901.5096805613312},0,4025.0953003954442]
[null,null,2010,{"$f":"IF(AND(Year-Age+1>=Initial_Year,Age <=_51to100Life),OFFSET($AE45,1-Age,0),0)","v":0},0,0,0,0,0,2271.4439650686409,2349.1900537757451,2429.5972049621382,2512.7565004254579,{"$f":"IF(AND(Year-Age+1>=Initial_Year,Age <=_51to100Life),OFFSET($AE45,1-Age,0),0)","v":2598.7621394752091},2687.7115456377323,2779.7054770134264,2874.8481404112345,2973.247309389682,3075.0144463381748,3180.2648287368484,3289.117679737989,3401.6963032169469,3518.1282234455139,3638.5453295459915,3763.0840248895734,3891.885381608276,4025.0953003954446,4162.864675775847,null,2010,4162.864675775847,59422.958529849871,2196.2708713814754,{"$f":"IFERROR(IF(AD45-$AD$16<=_51to100Life,0,IF(AD45<=StandardYear,AF44*(INDEX('Product Class Dist'!$C$9:$BE$13,4,MATCH('SM - 51-100 HP'!$AD45,'Product Class Dist'!$C$9:$BE$9,0))),AE45-AG45)),0)","v":1966.5938043943706},0,4162.8646757758461]
[null,null,2011,0,0,0,0,0,0,2349.1900537757451,2429.5972049621382,2512.7565004254579,2598.7621394752091,2687.7115456377323,2779.7054770134264,2874.8481404112345,2973.247309389682,3075.0144463381748,3180.2648287368484,3289.117679737989,3401.6963032169469,3518.1282234455139,3638.5453295459915,3763.0840248895734,3891.885381608276,4025.0953003954446,4162.864675775847,4305.3495670325665,null,2011,4305.3495670325665,61456.864131813796,2271.4439650686409,{"$f":"IFERROR(IF(AD46-$AD$16<=_51to100Life,0,IF(AD46<=StandardYear,AF45*(INDEX('Product Class Dist'!$C$9:$BE$13,4,MATCH('SM - 51-100 HP'!$AD46,'Product Class Dist'!$C$9:$BE$9,0))),AE46-AG46)),0)","v":2033.9056019639249},0,4305.3495670325656]
[null,null,2012,0,0,0,0,0,0,2429.5972049621382,2512.7565004254579,2598.7621394752091,2687.7115456377323,2779.7054770134264,2874.8481404112345,2973.247309389682,3075.0144463381748,3180.2648287368484,3289.117679737989,3401.6963032169469,3518.1282234455139,3638.5453295459915,3763.0840248895734,3891.885381608276,4025.0953003954446,4162.864675775847,4305.3495670325665,4452.7113749843156,null,2012,4452.7113749843156,63560.385453022362,2349.1900537757451,{"$f":"IFERROR(IF(AD47-$AD$16<=_51to100Life,0,IF(AD47<=StandardYear,AF46*(INDEX('Product Class Dist'!$C$9:$BE$13,4,MATCH('SM - 51-100 HP'!$AD47,'Product Class Dist'!$C$9:$BE$9,0))),AE47-AG47)),0)","v":2103.5213212085705},0,4452.7113749843156]
[null,null,2013,0,0,0,0,0,0,2512.7565004254579,2598.7621394752091,2687.7115456377323,2779.7054770134264,2874.8481404112345,2973.247309389682,3075.0144463381748,3180.2648287368484,3289.117679737989,3401.6963032169469,3518.1282234455139,3638.5453295459915,3763.0840248895734,3891.885381608276,4025.0953003954446,4162.864675775847,4305.3495670325665,4452.7113749843156,4605.1170248134104,null,2013,4605.1170248134104,65735.905272873642,2429.5972049621382,{"$f":"IFERROR(IF(AD48-$AD$16<=_51to100Life,0,IF(AD48<=StandardYear,AF47*(INDEX('Product Class Dist'!$C$9:$BE$13,4,MATCH('SM - 51-100 HP'!$AD48,'Product Class Dist'!$C$9:$BE$9,0))),AE48-AG48)),0)","v":2175.5198198512712},0,4605.1170248134094]
[null,null,2014,0,0,0,0,0,0,2598.7621394752091,2687.7115456377323,2779.7054770134264,2874.8481404112345,2973.247309389682,3075.0144463381748,3180.2648287368484,3289.117679737989,3401.6963032169469,3518.1282234455139,3638.5453295459915,3763.0840248895734,3891.885381608276,4025.0953003954446,4162.864675775847,4305.3495670325665,4452.7113749843156,4605.1170248134104,4762.7391551515093,null,2014,4762.7391551515093,67985.887927599688,2512.7565004254579,{"$f":"IFERROR(IF(AD49-$AD$16<=_51to100Life,0,IF(AD49<=StandardYear,AF48*(INDEX('Product Class Dist'!$C$9:$BE$13,4,MATCH('SM - 51-100 HP'!$AD49,'Product Class Dist'!$C$9:$BE$9,0))),AE49-AG49)),0)","v":2249.9826547260504},0,4762.7391551515084]
[null,null,2015,0,0,0,0,0,0,2687.7115456377323,2779.7054770134264,2874.8481404112345,2973.247309389682,3075.0144463381748,3180.2648287368484,3289.117679737989,3401.6963032169469,3518.1282234455139,3638.5453295459915,3763.0840248895734,3891.885381608276,4025.0953003954446,4162.864675775847,4305.3495670325665,4452.7113749843156,4605.1170248134104,4762.7391551515093,4925.7563136373074,null,2015,4925.7563136373074,70312.882101761788,2598.7621394752091,{"$f":"IFERROR(IF(AD50-$AD$16<=_51to100Life,0,IF(AD50<=StandardYear,AF49*(INDEX('Product Class Dist'!$C$9:$BE$13,4,MATCH('SM - 51-100 HP'!$AD50,'Product Class Dist'!$C$9:$BE$9,0))),AE50-AG50)),0)","v":2326.9941741620978},0,4925.7563136373064]
[null,null,2016,0,0,0,0,0,0,2779.7054770134264,2874.8481404112345,2973.247309389682,3075.0144463381748,3180.2648287368484,3289.117679737989,3401.6963032169469,3518.1282234455139,3638.5453295459915,3763.0840248895734,3891.885381608276,4025.0953003954446,4162.864675775847,4305.3495670325665,4452.7113749843156,4605.1170248134104,4762.7391551515093,4925.7563136373074,5094.3531591677011,null,2016,5094.3531591677011,72719.523715291754,2687.7115456377323,{"$f":"IFERROR(IF(AD51-$AD$16<=_51to100Life,0,IF(AD51<=StandardYear,AF50*(INDEX('Product Class Dist'!$C$9:$BE$13,4,MATCH('SM - 51-100 HP'!$AD51,'Product Class Dist'!$C$9:$BE$9,0))),AE51-AG51)),0)","v":2406.6416135299683},0,5094.3531591677001]
[null,null,2017,0,0,0,0,0,0,2874.8481404112345,2973.247309389682,3075.0144463381748,3180.2648287368484,3289.117679737989,3401.6963032169469,3518.1282234455139,3638.5453295459915,3763.0840248895734,3891.885381608276,4025.0953003954446,4162.864675775847,4305.3495670325665,4452.7113749843156,4605.1170248134104,4762.7391551515093,4925.7563136373074,5094.3531591677011,5352.2151992595936,null,2017,5352.2151992595936,75292.033437537917,2779.7054770134264,{"$f":"IFERROR(IF(AD52-$AD$16<=_51to100Life,0,IF(AD52<=StandardYear,AF51*(INDEX('Product Class Dist'!$C$9:$BE$13,4,MATCH('SM - 51-100 HP'!$AD52,'Product Class Dist'!$C$9:$BE$9,0))),AE52-AG52)),0)","v":2572.5097222461673},0,5352.2151992595936]
[null,null,2018,0,0,0,0,0,0,2973.247309389682,3075.0144463381748,3180.2648287368484,3289.117679737989,3401.6963032169469,3518.1282234455139,3638.5453295459915,3763.0840248895734,3891.885381608276,4025.0953003954446,4162.864675775847,4305.3495670325665,4452.7113749843156,4605.1170248134104,4762.7391551515093,4925.7563136373074,5094.3531591677011,5352.2151992595936,5506.6447355391692,null,2018,5506.6447355391692,77923.83003266585,2874.8481404112345,{"$f":"IFERROR(IF(AD53-$AD$16<=_51to100Life,0,IF(AD53<=StandardYear,AF52*(INDEX('Product Class Dist'!$C$9:$BE$13,4,MATCH('SM - 51-100 HP'!$AD53,'Product Class Dist'!$C$9:$BE$9,0))),AE53-AG53)),0)","v":2631.7965951279348},0,5506.6447355391692]
[null,null,2019,0,0,0,0,0,0,3075.0144463381748,3180.2648287368484,3289.117679737989,3401.6963032169469,3518.1282234455139,3638.5453295459915,3763.0840248895734,3891.885381608276,4025.0953003954446,4162.864675775847,4305.3495670325665,4452.7113749843156,4605.1170248134104,4762.7391551515093,4925.7563136373074,5094.3531591677011,5352.2151992595936,5506.6447355391692,5684.0030771120137,null,2019,5684.0030771120137,80634.585800388188,2973.247309389682,{"$f":"IFERROR(IF(AD54-$AD$16<=_51to100Life,0,IF(AD54<=StandardYear,AF53*(INDEX('Product Class Dist'!$C$9:$BE$13,4,MATCH('SM - 51-100 HP'!$AD54,'Product Class Dist'!$C$9:$BE$9,0))),AE54-AG54)),0)","v":2710.7557677223317},0,5684.0030771120137]
[null,null,2020,{"$f":"IF(AND(Year-Age+1>=Initial_Year,Age <=_51to100Life),OFFSET($AE55,1-Age,0),0)","v":0},0,0,0,0,0,3180.2648287368484,3289.117679737989,3401.6963032169469,3518.1282234455139,{"$f":"IF(AND(Year-Age+1>=Initial_Year,Age <=_51to100Life),OFFSET($AE55,1-Age,0),0)","v":3638.5453295459915},3763.0840248895734,3891.885381608276,4025.0953003954446,4162.864675775847,4305.3495670325665,4452.7113749843156,4605.1170248134104,4762.7391551515093,4925.7563136373074,5094.3531591677011,5352.2151992595936,5506.6447355391692,5684.0030771120137,5864.1493614529227,null,2020,5864.1493614529227,83423.720715502917,3075.0144463381748,{"$f":"IFERROR(IF(AD55-$AD$16<=_51to100Life,0,IF(AD55<=StandardYear,AF54*(INDEX('Product Class Dist'!$C$9:$BE$13,4,MATCH('SM - 51-100 HP'!$AD55,'Product Class Dist'!$C$9:$BE$9,0))),AE55-AG55)),0)","v":2789.1349151147479},0,5864.1493614529227]
[null,null,2021,0,0,0,0,0,0,3289.117679737989,3401.6963032169469,3518.1282234455139,3638.5453295459915,3763.0840248895734,3891.885381608276,4025.0953003954446,4162.864675775847,4305.3495670325665,4452.7113749843156,4605.1170248134104,4762.7391551515093,4925.7563136373074,5094.3531591677011,5352.2151992595936,5506.6447355391692,5684.0030771120137,5864.1493614529227,6014.1009343982651,null,2021,6014.1009343982651,86257.55682116434,3180.2648287368484,{"$f":"IFERROR(IF(AD56-$AD$16<=_51to100Life,0,IF(AD56<=StandardYear,AF55*(INDEX('Product Class Dist'!$C$9:$BE$13,4,MATCH('SM - 51-100 HP'!$AD56,'Product Class Dist'!$C$9:$BE$9,0))),AE56-AG56)),0)","v":2833.8361056614167},0,6014.1009343982651]
[null,null,2022,0,0,0,0,0,0,3401.6963032169469,3518.1282234455139,3638.5453295459915,3763.0840248895734,3891.885381608276,4025.0953003954446,4162.864675775847,4305.3495670325665,4452.7113749843156,4605.1170248134104,4762.7391551515093,4925.7563136373074,5094.3531591677011,5352.2151992595936,5506.6447355391692,5684.0030771120137,5864.1493614529227,6014.1009343982651,6225.096562169565,null,2022,6225.096562169565,89193.535703595917,3289.117679737989,{"$f":"IFERROR(IF(AD57-$AD$16<=_51to100Life,0,IF(AD57<=StandardYear,AF56*(INDEX('Product Class Dist'!$C$9:$BE$13,4,MATCH('SM - 51-100 HP'!$AD57,'Product Class Dist'!$C$9:$BE$9,0))),AE57-AG57)),0)","v":2935.978882431576},0,6225.096562169565]
[null,null,2023,0,0,0,0,0,0,3518.1282234455139,3638.5453295459915,3763.0840248895734,3891.885381608276,4025.0953003954446,4162.864675775847,4305.3495670325665,4452.7113749843156,4605.1170248134104,4762.7391551515093,4925.7563136373074,5094.3531591677011,5352.2151992595936,5506.6447355391692,5684.0030771120137,5864.1493614529227,6014.1009343982651,6225.096562169565,6485.5027008299148,null,2023,6485.5027008299148,92277.342101208895,3401.6963032169469,{"$f":"IFERROR(IF(AD58-$AD$16<=_51to100Life,0,IF(AD58<=StandardYear,AF57*(INDEX('Product Class Dist'!$C$9:$BE$13,4,MATCH('SM - 51-100 HP'!$AD58,'Product Class Dist'!$C$9:$BE$9,0))),AE58-AG58)),0)","v":3083.8063976129679},0,6485.5027008299148]
[null,null,2024,0,0,0,0,0,0,3638.5453295459915,3763.0840248895734,3891.885381608276,4025.0953003954446,4162.864675775847,4305.3495670325665,4452.7113749843156,4605.1170248134104,4762.7391551515093,4925.7563136373074,5094.3531591677011,5352.2151992595936,5506.6447355391692,5684.0030771120137,5864.1493614529227,6014.1009343982651,6225.096562169565,6485.5027008299148,6770.1013903981093,null,2024,6770.1013903981093,95529.315268161503,3518.1282234455139,{"$f":"IFERROR(IF(AD59-$AD$16<=_51to100Life,0,IF(AD59<=StandardYear,AF58*(INDEX('Product Class Dist'!$C$9:$BE$13,4,MATCH('SM - 51-100 HP'!$AD59,'Product Class Dist'!$C$9:$BE$9,0))),AE59-AG59)),0)","v":3251.9731669525954},0,6770.1013903981093]
[null,null,2025,0,0,0,0,0,0,3763.0840248895734,3891.885381608276,4025.0953003954446,4162.864675775847,4305.3495670325665,4452.7113749843156,4605.1170248134104,4762.7391551515093,4925.7563136373074,5094.3531591677011,5352.2151992595936,5506.6447355391692,5684.0030771120137,5864.1493614529227,6014.1009343982651,6225.096562169565,6485.5027008299148,6770.1013903981093,7080.6734080334145,null,2025,7080.6734080334145,98971.443346648914,3638.5453295459915,{"$f":"IFERROR(IF(AD60-$AD$16<=_51to100Life,0,IF(AD60<=StandardYear,AF59*(INDEX('Product Class Dist'!$C$9:$BE$13,4,MATCH('SM - 51-100 HP'!$AD60,'Product Class Dist'!$C$9:$BE$9,0))),AE60-AG60)),0)","v":3442.128078487423},0,7080.6734080334145]
[null,null,2026,0,0,0,0,0,0,3891.885381608276,4025.0953003954446,4162.864675775847,4305.3495670325665,4452.7113749843156,4605.1170248134104,4762.7391551515093,4925.7563136373074,5094.3531591677011,5352.2151992595936,5506.6447355391692,5684.0030771120137,5864.1493614529227,6014.1009343982651,6225.096562169565,6485.5027008299148,6770.1013903981093,7080.6734080334145,7382.7457580564915,null,2026,7382.7457580564915,102591.10507981584,3763.0840248895734,{"$f":"IFERROR(IF(AD61-$AD$16<=_51to100Life,0,IF(AD61<=StandardYear,AF60*(INDEX('Product Class Dist'!$C$9:$BE$13,4,MATCH('SM - 51-100 HP'!$AD61,'Product Class Dist'!$C$9:$BE$9,0))),AE61-AG61)),0)","v":3619.6617331669181},0,7382.7457580564915]
[null,null,2027,0,0,0,0,0,0,4025.0953003954446,4162.864675775847,4305.3495670325665,4452.7113749843156,4605.1170248134104,4762.7391551515093,4925.7563136373074,5094.3531591677011,5352.2151992595936,5506.6447355391692,5684.0030771120137,5864.1493614529227,6014.1009343982651,6225.096562169565,6485.5027008299148,6770.1013903981093,7080.6734080334145,7382.7457580564915,7641.2523332463343,null,2027,7641.2523332463343,106340.4720314539,3891.885381608276,{"$f":"IFERROR(IF(AD62-$AD$16<=_51to100Life,0,IF(AD62<=StandardYear,AF61*(INDEX('Product Class Dist'!$C$9:$BE$13,4,MATCH('SM - 51-100 HP'!$AD62,'Product Class Dist'!$C$9:$BE$9,0))),AE62-AG62)),0)","v":3749.3669516380583},0,7641.2523332463343]
[null,null,2028,0,0,0,0,0,0,4162.864675775847,4305.3495670325665,4452.7113749843156,4605.1170248134104,4762.7391551515093,4925.7563136373074,5094.3531591677011,5352.2151992595936,5506.6447355391692,5684.0030771120137,5864.1493614529227,6014.1009343982651,6225.096562169565,6485.5027008299148,6770.1013903981093,7080.6734080334145,7382.7457580564915,7641.2523332463343,7857.0082706327958,null,2028,7857.0082706327958,110172.38500169125,4025.0953003954446,{"$f":"IFERROR(IF(AD63-$AD$16<=_51to100Life,0,IF(AD63<=StandardYear,AF62*(INDEX('Product Class Dist'!$C$9:$BE$13,4,MATCH('SM - 51-100 HP'!$AD63,'Product Class Dist'!$C$9:$BE$9,0))),AE63-AG63)),0)","v":3831.9129702373511},0,7857.0082706327958]
[null,null,2029,0,0,0,0,0,0,4305.3495670325665,4452.7113749843156,4605.1170248134104,4762.7391551515093,4925.7563136373074,5094.3531591677011,5352.2151992595936,5506.6447355391692,5684.0030771120137,5864.1493614529227,6014.1009343982651,6225.096562169565,6485.5027008299148,6770.1013903981093,7080.6734080334145,7382.7457580564915,7641.2523332463343,7857.0082706327958,8077.7511649510452,null,2029,8077.7511649510452,114087.27149086645,4162.864675775847,{"$f":"IFERROR(IF(AD64-$AD$16<=_51to100Life,0,IF(AD64<=StandardYear,AF63*(INDEX('Product Class Dist'!$C$9:$BE$13,4,MATCH('SM - 51-100 HP'!$AD64,'Product Class Dist'!$C$9:$BE$9,0))),AE64-AG64)),0)","v":3914.8864891751982},0,8077.7511649510452]
[null,null,2030,0,0,0,0,0,0,4452.7113749843156,4605.1170248134104,4762.7391551515093,4925.7563136373074,5094.3531591677011,5352.2151992595936,5506.6447355391692,5684.0030771120137,5864.1493614529227,6014.1009343982651,6225.096562169565,6485.5027008299148,6770.1013903981093,7080.6734080334145,7382.7457580564915,7641.2523332463343,7857.0082706327958,8077.7511649510452,8303.4528072607009,null,2030,8303.4528072607009,118085.37473109459,4305.3495670325665,{"$f":"IFERROR(IF(AD65-$AD$16<=_51to100Life,0,IF(AD65<=StandardYear,AF64*(INDEX('Product Class Dist'!$C$9:$BE$13,4,MATCH('SM - 51-100 HP'!$AD65,'Product Class Dist'!$C$9:$BE$9,0))),AE65-AG65)),0)","v":3998.1032402281344},0,8303.4528072607009]
[null,null,2031,0,0,0,0,0,0,4605.1170248134104,4762.7391551515093,4925.7563136373074,5094.3531591677011,5352.2151992595936,5506.6447355391692,5684.0030771120137,5864.1493614529227,6014.1009343982651,6225.096562169565,6485.5027008299148,6770.1013903981093,7080.6734080334145,7382.7457580564915,7641.2523332463343,7857.0082706327958,8077.7511649510452,8303.4528072607009,8496.9234793659216,null,2031,8496.9234793659216,122129.58683547619,4452.7113749843156,{"$f":"IFERROR(IF(AD66-$AD$16<=_51to100Life,0,IF(AD66<=StandardYear,AF65*(INDEX('Product Class Dist'!$C$9:$BE$13,4,MATCH('SM - 51-100 HP'!$AD66,'Product Class Dist'!$C$9:$BE$9,0))),AE66-AG66)),0)","v":4044.212104381606},0,8496.9234793659216]
[null,null,2032,0,0,0,0,0,0,4762.7391551515093,4925.7563136373074,5094.3531591677011,5352.2151992595936,5506.6447355391692,5684.0030771120137,5864.1493614529227,6014.1009343982651,6225.096562169565,6485.5027008299148,6770.1013903981093,7080.6734080334145,7382.7457580564915,7641.2523332463343,7857.0082706327958,8077.7511649510452,8303.4528072607009,8496.9234793659216,8759.3356983472877,null,2032,8759.3356983472877,126283.80550901008,4605.1170248134104,{"$f":"IFERROR(IF(AD67-$AD$16<=_51to100Life,0,IF(AD67<=StandardYear,AF66*(INDEX('Product Class Dist'!$C$9:$BE$13,4,MATCH('SM - 51-100 HP'!$AD67,'Product Class Dist'!$C$9:$BE$9,0))),AE67-AG67)),0)","v":4154.2186735338773},0,8759.3356983472877]
[null,null,2033,0,0,0,0,0,0,4925.7563136373074,5094.3531591677011,5352.2151992595936,5506.6447355391692,5684.0030771120137,5864.1493614529227,6014.1009343982651,6225.096562169565,6485.5027008299148,6770.1013903981093,7080.6734080334145,7382.7457580564915,7641.2523332463343,7857.0082706327958,8077.7511649510452,8303.4528072607009,8496.9234793659216,8759.3356983472877,9023.4820389052238,null,2033,9023.4820389052238,130544.54839276378,4762.7391551515093,{"$f":"IFERROR(IF(AD68-$AD$16<=_51to100Life,0,IF(AD68<=StandardYear,AF67*(INDEX('Product Class Dist'!$C$9:$BE$13,4,MATCH('SM - 51-100 HP'!$AD68,'Product Class Dist'!$C$9:$BE$9,0))),AE68-AG68)),0)","v":4260.7428837537145},0,9023.4820389052238]
[null,null,2034,0,0,0,0,0,0,5094.3531591677011,5352.2151992595936,5506.6447355391692,5684.0030771120137,5864.1493614529227,6014.1009343982651,6225.096562169565,6485.5027008299148,6770.1013903981093,7080.6734080334145,7382.7457580564915,7641.2523332463343,7857.0082706327958,8077.7511649510452,8303.4528072607009,8496.9234793659216,8759.3356983472877,9023.4820389052238,9336.3970841276969,null,2034,9336.3970841276969,134955.18916325417,4925.7563136373074,{"$f":"IFERROR(IF(AD69-$AD$16<=_51to100Life,0,IF(AD69<=StandardYear,AF68*(INDEX('Product Class Dist'!$C$9:$BE$13,4,MATCH('SM - 51-100 HP'!$AD69,'Product Class Dist'!$C$9:$BE$9,0))),AE69-AG69)),0)","v":4410.6407704903895},0,9336.3970841276969]

{"sheet":"SM - 101-200 HP","index":17,"n_rows":69,"n_cols":36,"rows_kept":69,"cut":false,"hidden":false,"merged":[[1,2,1,3],[3,2,3,3],[13,3,13,27],[5,2,5,3]]}
[]
[null,null,"Stock Model - 101-200 HP"]
[]
[null,null,"NAVIGATION"]
[]
[null,null,"COMMENTS"]
[]
[]
[]
[null,null,"Stock Model","Initial Year","Product"]
[null,null,"101-200 HP",1981,"EM"]
[]
[null,null,"Quantity of Stock by AGE and YEAR"]
[null,null,null,"Unit Age in Years"]
[null,null,"Year",25,24,23,22,21,20,19,18,17,16,15,14,13,12,11,10,9,8,7,6,5,4,3,2,1,null,"Year","New Shipments","Stock","Replacements for Retiring Units","Shipment due to New Construction","Shipment due to Stock Buildout","Total Shipments"]
[null,null,1981,{"$f":"IF(AND(Year-Age+1>=Initial_Year,Age <=_101to200Life),OFFSET($AE16,1-Age,0),0)","v":0},0,0,0,0,0,0,0,0,0,{"$f":"IF(AND(Year-Age+1>=Initial_Year,Age <=_101to200Life),OFFSET($AE16,1-Age,0),0)","v":0},0,0,0,0,0,0,0,0,0,0,0,0,0,515.25357512488824,null,1981,{"$f":"TRANSPOSE('Product Class Dist'!$D$21:$BE$21)","v":515.25357512488824},{"$f":"SUM(D16:AB16)","v":515.25357512488824},"-",{"$f":"IFERROR(IF(AD16-$AD$16<=_101to200Life,0,IF(AD16<=StandardYear,AF15*(INDEX('Product Class Dist'!$C$9:$BE$13,4,MATCH('SM - 101-200 HP'!$AD16,'Product Class Dist'!$C$9:$BE$9,0))),AE16-AG16)),0)","v":0},{"$f":"IF(AD16-$AD$16<=_101to200Life,AE16-AH16,0)","v":515.25357512488824},"-"]
[null,null,1982,0,0,0,0,0,0,0,0,0,0,0,0,0,0,0,0,0,0,0,0,0,0,0,515.25357512488824,532.88947139807738,null,1982,532.88947139807738,{"$f":"SUM(D17:AB17)","v":1048.1430465229655},{"$f":"IF(AD17-$AD$16>_101to200Life,OFFSET(AE17,-_101to200Life,0),0)","v":0},{"$f":"IFERROR(IF(AD17-$AD$16<=_101to200Life,0,IF(AD17<=StandardYear,AF16*(INDEX('Product Class Dist'!$C$9:$BE$13,4,MATCH('SM - 101-200 HP'!$AD17,'Product Class Dist'!$C$9:$BE$9,0))),AE17-AG17)),0)","v":0},{"$f":"IF(AD17-$AD$16<=_101to200Life,AE17-AH17,0)","v":532.88947139807738},{"$f":"AG17+AH17+AI17","v":532.88947139807738}]
[null,null,1983,0,0,0,0,0,0,0,0,0,0,0,0,0,0,0,0,0,0,0,0,0,0,515.25357512488824,532.88947139807738,551.12900217740901,null,1983,551.12900217740901,{"$f":"SUM(D18:AB18)","v":1599.2720487003744},{"$f":"IF(AD18-$AD$16>_101to200Life,OFFSET(AE18,-_101to200Life,0),0)","v":0},{"$f":"IFERROR(IF(AD18-$AD$16<=_101to200Life,0,IF(AD18<=StandardYear,AF17*(INDEX('Product Class Dist'!$C$9:$BE$13,4,MATCH('SM - 101-200 HP'!$AD18,'Product Class Dist'!$C$9:$BE$9,0))),AE18-AG18)),0)","v":0},{"$f":"IF(AD18-$AD$16<=_101to200Life,AE18-AH18,0)","v":551.12900217740901},{"$f":"AG18+AH18+AI18","v":551.12900217740901}]
[null,null,1984,0,0,0,0,0,0,0,0,0,0,0,0,0,0,0,0,0,0,0,0,0,515.25357512488824,532.88947139807738,551.12900217740901,569.99282842682624,null,1984,569.99282842682624,2169.2648771272006,0,{"$f":"IFERROR(IF(AD19-$AD$16<=_101to200Life,0,IF(AD19<=StandardYear,AF18*(INDEX('Product Class Dist'!$C$9:$BE$13,4,MATCH('SM - 101-200 HP'!$AD19,'Product Class Dist'!$C$9:$BE$9,0))),AE19-AG19)),0)","v":0},569.99282842682624,569.99282842682624]
[null,null,1985,0,0,0,0,0,0,0,0,0,0,0,0,0,0,0,0,0,0,0,0,515.25357512488824,532.88947139807738,551.12900217740901,569.99282842682624,589.50231828560243,null,1985,589.50231828560243,2758.7671954128032,0,{"$f":"IFERROR(IF(AD20-$AD$16<=_101to200Life,0,IF(AD20<=StandardYear,AF19*(INDEX('Product Class Dist'!$C$9:$BE$13,4,MATCH('SM - 101-200 HP'!$AD20,'Product Class Dist'!$C$9:$BE$9,0))),AE20-AG20)),0)","v":0},589.50231828560243,589.50231828560243]
[null,null,1986,0,0,0,0,0,0,0,0,0,0,0,0,0,0,0,0,0,0,0,515.25357512488824,532.88947139807738,551.12900217740901,569.99282842682624,589.50231828560243,609.67957127325906,null,1986,609.67957127325906,3368.4467666860623,0,{"$f":"IFERROR(IF(AD21-$AD$16<=_101to200Life,0,IF(AD21<=StandardYear,AF20*(INDEX('Product Class Dist'!$C$9:$BE$13,4,MATCH('SM - 101-200 HP'!$AD21,'Product Class Dist'!$C$9:$BE$9,0))),AE21-AG21)),0)","v":0},609.67957127325906,609.67957127325906]
[null,null,1987,0,0,0,0,0,0,0,0,0,0,0,0,0,0,0,0,0,0,515.25357512488824,532.88947139807738,551.12900217740901,569.99282842682624,589.50231828560243,609.67957127325906,630.54744332296093,null,1987,630.54744332296093,3998.9942100090234,0,{"$f":"IFERROR(IF(AD22-$AD$16<=_101to200Life,0,IF(AD22<=StandardYear,AF21*(INDEX('Product Class Dist'!$C$9:$BE$13,4,MATCH('SM - 101-200 HP'!$AD22,'Product Class Dist'!$C$9:$BE$9,0))),AE22-AG22)),0)","v":0},630.54744332296093,630.54744332296093]
[null,null,1988,0,0,0,0,0,0,0,0,0,0,0,0,0,0,0,0,0,515.25357512488824,532.88947139807738,551.12900217740901,569.99282842682624,589.50231828560243,609.67957127325906,630.54744332296093,652.12957267174409,null,1988,652.12957267174409,4651.1237826807674,0,{"$f":"IFERROR(IF(AD23-$AD$16<=_101to200Life,0,IF(AD23<=StandardYear,AF22*(INDEX('Product Class Dist'!$C$9:$BE$13,4,MATCH('SM - 101-200 HP'!$AD23,'Product Class Dist'!$C$9:$BE$9,0))),AE23-AG23)),0)","v":0},652.12957267174409,652.12957267174409]
[null,null,1989,0,0,0,0,0,0,0,0,0,0,0,0,0,0,0,0,{"$f":"IF(AND(Year-Age+1>=Initial_Year,Age <=_101to200Life),OFFSET($AE24,1-Age,0),0)","v":515.25357512488824},532.88947139807738,551.12900217740901,569.99282842682624,589.50231828560243,609.67957127325906,630.54744332296093,652.12957267174409,674.45040663690463,null,1989,674.45040663690463,5325.5741893176719,0,{"$f":"IFERROR(IF(AD24-$AD$16<=_101to200Life,0,IF(AD24<=StandardYear,AF23*(INDEX('Product Class Dist'!$C$9:$BE$13,4,MATCH('SM - 101-200 HP'!$AD24,'Product Class Dist'!$C$9:$BE$9,0))),AE24-AG24)),0)","v":0},674.45040663690463,674.45040663690463]
[null,null,1990,0,0,0,0,0,0,0,0,0,0,0,0,0,0,0,515.25357512488824,532.88947139807738,551.12900217740901,569.99282842682624,589.50231828560243,609.67957127325906,630.54744332296093,652.12957267174409,674.45040663690463,697.53522930887857,null,1990,697.53522930887857,6023.1094186265509,0,{"$f":"IFERROR(IF(AD25-$AD$16<=_101to200Life,0,IF(AD25<=StandardYear,AF24*(INDEX('Product Class Dist'!$C$9:$BE$13,4,MATCH('SM - 101-200 HP'!$AD25,'Product Class Dist'!$C$9:$BE$9,0))),AE25-AG25)),0)","v":0},697.53522930887857,697.53522930887857]
[null,null,1991,0,0,0,0,0,0,0,0,0,0,0,0,0,0,515.25357512488824,532.88947139807738,551.12900217740901,569.99282842682624,589.50231828560243,609.67957127325906,630.54744332296093,652.12957267174409,674.45040663690463,697.53522930887857,721.41019019198325,null,1991,721.41019019198325,{"$f":"SUM(D26:AB26)","v":6744.5196088185339},{"$f":"IF(AD26-$AD$16>_101to200Life,OFFSET(AE26,-_101to200Life,0),0)","v":0},{"$f":"IFERROR(IF(AD26-$AD$16<=_101to200Life,0,IF(AD26<=StandardYear,AF25*(INDEX('Product Class Dist'!$C$9:$BE$13,4,MATCH('SM - 101-200 HP'!$AD26,'Product Class Dist'!$C$9:$BE$9,0))),AE26-AG26)),0)","v":0},721.41019019198325,{"$f":"AG26+AH26+AI26","v":721.41019019198325}]
[null,null,1992,0,0,0,0,0,0,0,0,0,0,0,0,0,515.25357512488824,532.88947139807738,551.12900217740901,569.99282842682624,589.50231828560243,609.67957127325906,630.54744332296093,652.12957267174409,674.45040663690463,697.53522930887857,721.41019019198325,746.10233382546255,null,1992,746.10233382546255,7490.6219426439966,0,{"$f":"IFERROR(IF(AD27-$AD$16<=_101to200Life,0,IF(AD27<=StandardYear,AF26*(INDEX('Product Class Dist'!$C$9:$BE$13,4,MATCH('SM - 101-200 HP'!$AD27,'Product Class Dist'!$C$9:$BE$9,0))),AE27-AG27)),0)","v":0},746.10233382546255,{"$f":"AG27+AH27+AI27","v":746.10233382546255}]
[null,null,{"$f":"C29-1","v":1993},0,0,0,0,0,0,0,0,0,0,0,0,515.25357512488824,532.88947139807738,551.12900217740901,569.99282842682624,589.50231828560243,609.67957127325906,630.54744332296093,652.12957267174409,674.45040663690463,697.53522930887857,721.41019019198325,746.10233382546255,771.63963041838929,null,{"$f":"AD29-1","v":1993},771.63963041838929,8262.2615730623857,0,{"$f":"IFERROR(IF(AD28-$AD$16<=_101to200Life,0,IF(AD28<=StandardYear,AF27*(INDEX('Product Class Dist'!$C$9:$BE$13,4,MATCH('SM - 101-200 HP'!$AD28,'Product Class Dist'!$C$9:$BE$9,0))),AE28-AG28)),0)","v":0},771.63963041838929,771.63963041838929]
[null,null,1994,0,0,0,0,0,0,0,0,0,0,0,515.25357512488824,532.88947139807738,551.12900217740901,569.99282842682624,589.50231828560243,609.67957127325906,630.54744332296093,652.12957267174409,674.45040663690463,697.53522930887857,721.41019019198325,746.10233382546255,771.63963041838929,798.05100753312786,null,1994,798.05100753312786,9060.3125805955133,0,{"$f":"IFERROR(IF(AD29-$AD$16<=_101to200Life,0,IF(AD29<=StandardYear,AF28*(INDEX('Product Class Dist'!$C$9:$BE$13,4,MATCH('SM - 101-200 HP'!$AD29,'Product Class Dist'!$C$9:$BE$9,0))),AE29-AG29)),0)","v":0},798.05100753312786,798.05100753312786]
[null,null,1995,0,0,0,0,0,0,0,0,0,0,515.25357512488824,532.88947139807738,551.12900217740901,569.99282842682624,589.50231828560243,609.67957127325906,630.54744332296093,652.12957267174409,674.45040663690463,697.53522930887857,721.41019019198325,746.10233382546255,771.63963041838929,798.05100753312786,825.36638285324466,null,1995,825.36638285324466,9885.6789634487577,0,{"$f":"IFERROR(IF(AD30-$AD$16<=_101to200Life,0,IF(AD30<=StandardYear,AF29*(INDEX('Product Class Dist'!$C$9:$BE$13,4,MATCH('SM - 101-200 HP'!$AD30,'Product Class Dist'!$C$9:$BE$9,0))),AE30-AG30)),0)","v":0},825.36638285324466,825.36638285324466]
[null,null,1996,0,0,0,0,0,0,0,0,0,515.25357512488824,532.88947139807738,551.12900217740901,569.99282842682624,589.50231828560243,609.67957127325906,630.54744332296093,652.12957267174409,674.45040663690463,697.53522930887857,721.41019019198325,746.10233382546255,771.63963041838929,798.05100753312786,825.36638285324466,853.61669807298665,null,1996,853.61669807298665,10739.295661521744,0,{"$f":"IFERROR(IF(AD31-$AD$16<=_101to200Life,0,IF(AD31<=StandardYear,AF30*(INDEX('Product Class Dist'!$C$9:$BE$13,4,MATCH('SM - 101-200 HP'!$AD31,'Product Class Dist'!$C$9:$BE$9,0))),AE31-AG31)),0)","v":0},853.61669807298665,853.61669807298665]
[null,null,1997,0,0,0,0,0,0,0,0,515.25357512488824,532.88947139807738,551.12900217740901,569.99282842682624,589.50231828560243,609.67957127325906,630.54744332296093,652.12957267174409,674.45040663690463,697.53522930887857,721.41019019198325,746.10233382546255,771.63963041838929,798.05100753312786,825.36638285324466,853.61669807298665,882.83395394671538,null,1997,882.83395394671538,11622.129615468461,0,{"$f":"IFERROR(IF(AD32-$AD$16<=_101to200Life,0,IF(AD32<=StandardYear,AF31*(INDEX('Product Class Dist'!$C$9:$BE$13,4,MATCH('SM - 101-200 HP'!$AD32,'Product Class Dist'!$C$9:$BE$9,0))),AE32-AG32)),0)","v":0},882.83395394671538,882.83395394671538]
[null,null,1998,0,0,0,0,0,0,0,515.25357512488824,532.88947139807738,551.12900217740901,569.99282842682624,589.50231828560243,609.67957127325906,630.54744332296093,652.12957267174409,674.45040663690463,697.53522930887857,721.41019019198325,746.10233382546255,771.63963041838929,798.05100753312786,825.36638285324466,853.61669807298665,882.83395394671538,913.05124653799908,null,1998,913.05124653799908,12535.18086200646,0,{"$f":"IFERROR(IF(AD33-$AD$16<=_101to200Life,0,IF(AD33<=StandardYear,AF32*(INDEX('Product Class Dist'!$C$9:$BE$13,4,MATCH('SM - 101-200 HP'!$AD33,'Product Class Dist'!$C$9:$BE$9,0))),AE33-AG33)),0)","v":0},913.05124653799908,913.05124653799908]
[null,null,1999,0,0,0,0,0,0,515.25357512488824,532.88947139807738,551.12900217740901,569.99282842682624,589.50231828560243,609.67957127325906,630.54744332296093,652.12957267174409,674.45040663690463,697.53522930887857,721.41019019198325,746.10233382546255,771.63963041838929,798.05100753312786,825.36638285324466,853.61669807298665,882.83395394671538,913.05124653799908,944.30280470942421,null,1999,944.30280470942421,13479.483666715885,0,{"$f":"IFERROR(IF(AD34-$AD$16<=_101to200Life,0,IF(AD34<=StandardYear,AF33*(INDEX('Product Class Dist'!$C$9:$BE$13,4,MATCH('SM - 101-200 HP'!$AD34,'Product Class Dist'!$C$9:$BE$9,0))),AE34-AG34)),0)","v":0},944.30280470942421,944.30280470942421]
[null,null,2000,{"$f":"IF(AND(Year-Age+1>=Initial_Year,Age <=_101to200Life),OFFSET($AE35,1-Age,0),0)","v":0},0,0,0,0,515.25357512488824,532.88947139807738,551.12900217740901,569.99282842682624,589.50231828560243,{"$f":"IF(AND(Year-Age+1>=Initial_Year,Age <=_101to200Life),OFFSET($AE35,1-Age,0),0)","v":609.67957127325906},630.54744332296093,652.12957267174409,674.45040663690463,697.53522930887857,721.41019019198325,746.10233382546255,771.63963041838929,798.05100753312786,825.36638285324466,853.61669807298665,882.83395394671538,913.05124653799908,944.30280470942421,976.62402889559394,null,2000,976.62402889559394,14456.107695611479,0,{"$f":"IFERROR(IF(AD35-$AD$16<=_101to200Life,0,IF(AD35<=StandardYear,AF34*(INDEX('Product Class Dist'!$C$9:$BE$13,4,MATCH('SM - 101-200 HP'!$AD35,'Product Class Dist'!$C$9:$BE$9,0))),AE35-AG35)),0)","v":0},976.62402889559394,976.62402889559394]
[null,null,2001,0,0,0,0,515.25357512488824,532.88947139807738,551.12900217740901,569.99282842682624,589.50231828560243,609.67957127325906,630.54744332296093,652.12957267174409,674.45040663690463,697.53522930887857,721.41019019198325,746.10233382546255,771.63963041838929,798.05100753312786,825.36638285324466,853.61669807298665,882.83395394671538,913.05124653799908,944.30280470942421,976.62402889559394,1010.0515312032334,null,2001,1010.0515312032334,15466.159226814712,0,{"$f":"IFERROR(IF(AD36-$AD$16<=_101to200Life,0,IF(AD36<=StandardYear,AF35*(INDEX('Product Class Dist'!$C$9:$BE$13,4,MATCH('SM - 101-200 HP'!$AD36,'Product Class Dist'!$C$9:$BE$9,0))),AE36-AG36)),0)","v":0},1010.0515312032334,1010.0515312032334]
[null,null,2002,0,0,0,515.25357512488824,532.88947139807738,551.12900217740901,569.99282842682624,589.50231828560243,609.67957127325906,630.54744332296093,652.12957267174409,674.45040663690463,697.53522930887857,721.41019019198325,746.10233382546255,771.63963041838929,798.05100753312786,825.36638285324466,853.61669807298665,882.83395394671538,913.05124653799908,944.30280470942421,976.62402889559394,1010.0515312032334,1044.6231768838256,null,2002,1044.6231768838256,16510.782403698537,0,{"$f":"IFERROR(IF(AD37-$AD$16<=_101to200Life,0,IF(AD37<=StandardYear,AF36*(INDEX('Product Class Dist'!$C$9:$BE$13,4,MATCH('SM - 101-200 HP'!$AD37,'Product Class Dist'!$C$9:$BE$9,0))),AE37-AG37)),0)","v":0},1044.6231768838256,1044.6231768838256]
[null,null,2003,0,0,0,532.88947139807738,551.12900217740901,569.99282842682624,589.50231828560243,609.67957127325906,630.54744332296093,652.12957267174409,674.45040663690463,697.53522930887857,721.41019019198325,746.10233382546255,771.63963041838929,798.05100753312786,825.36638285324466,853.61669807298665,882.83395394671538,913.05124653799908,944.30280470942421,976.62402889559394,1010.0515312032334,1044.6231768838256,1080.3781272257559,null,2003,1080.3781272257559,17075.906955799404,0,{"$f":"IFERROR(IF(AD38-$AD$16<=_101to200Life,0,IF(AD38<=StandardYear,AF37*(INDEX('Product Class Dist'!$C$9:$BE$13,4,MATCH('SM - 101-200 HP'!$AD38,'Product Class Dist'!$C$9:$BE$9,0))),AE38-AG38)),0)","v":0},1080.3781272257559,1080.3781272257559]
[null,null,{"$f":"C40-1","v":2004},0,0,0,551.12900217740901,569.99282842682624,589.50231828560243,609.67957127325906,630.54744332296093,652.12957267174409,674.45040663690463,697.53522930887857,721.41019019198325,746.10233382546255,771.63963041838929,798.05100753312786,825.36638285324466,853.61669807298665,882.83395394671538,913.05124653799908,944.30280470942421,976.62402889559394,1010.0515312032334,1044.6231768838256,1080.3781272257559,1117.3568839145526,null,{"$f":"AD40-1","v":2004},1117.3568839145526,17660.374368315879,532.88947139807738,{"$f":"IFERROR(IF(AD39-$AD$16<=_101to200Life,0,IF(AD39<=StandardYear,AF38*(INDEX('Product Class Dist'!$C$9:$BE$13,4,MATCH('SM - 101-200 HP'!$AD39,'Product Class Dist'!$C$9:$BE$9,0))),AE39-AG39)),0)","v":584.46741251647518},0,1117.3568839145526]
[null,null,2005,0,0,0,569.99282842682624,589.50231828560243,609.67957127325906,630.54744332296093,652.12957267174409,674.45040663690463,697.53522930887857,721.41019019198325,746.10233382546255,771.63963041838929,798.05100753312786,825.36638285324466,853.61669807298665,882.83395394671538,913.05124653799908,944.30280470942421,976.62402889559394,1010.0515312032334,1044.6231768838256,1080.3781272257559,1117.3568839145526,1155.601334911471,null,2005,1155.601334911471,18264.846701049944,551.12900217740901,{"$f":"IFERROR(IF(AD40-$AD$16<=_101to200Life,0,IF(AD40<=StandardYear,AF39*(INDEX('Product Class Dist'!$C$9:$BE$13,4,MATCH('SM - 101-200 HP'!$AD40,'Product Class Dist'!$C$9:$BE$9,0))),AE40-AG40)),0)","v":604.47233273406198},0,1155.601334911471]
[null,null,{"$f":"C40+1","v":2006},0,0,0,589.50231828560243,609.67957127325906,630.54744332296093,652.12957267174409,674.45040663690463,697.53522930887857,721.41019019198325,746.10233382546255,771.63963041838929,798.05100753312786,825.36638285324466,853.61669807298665,882.83395394671538,913.05124653799908,944.30280470942421,976.62402889559394,1010.0515312032334,1044.6231768838256,1080.3781272257559,1117.3568839145526,1155.601334911471,1195.1548019023942,null,{"$f":"AD40+1","v":2006},1195.1548019023942,18890.008674525514,569.99282842682624,{"$f":"IFERROR(IF(AD41-$AD$16<=_101to200Life,0,IF(AD41<=StandardYear,AF40*(INDEX('Product Class Dist'!$C$9:$BE$13,4,MATCH('SM - 101-200 HP'!$AD41,'Product Class Dist'!$C$9:$BE$9,0))),AE41-AG41)),0)","v":625.16197347556817},0,1195.1548019023944]
[null,null,2007,0,0,0,609.67957127325906,630.54744332296093,652.12957267174409,674.45040663690463,697.53522930887857,721.41019019198325,746.10233382546255,771.63963041838929,798.05100753312786,825.36638285324466,853.61669807298665,882.83395394671538,913.05124653799908,944.30280470942421,976.62402889559394,1010.0515312032334,1044.6231768838256,1080.3781272257559,1117.3568839145526,1155.601334911471,1195.1548019023942,1236.0620893707942,null,2007,1236.0620893707942,19536.568445610701,589.50231828560243,{"$f":"IFERROR(IF(AD42-$AD$16<=_101to200Life,0,IF(AD42<=StandardYear,AF41*(INDEX('Product Class Dist'!$C$9:$BE$13,4,MATCH('SM - 101-200 HP'!$AD42,'Product Class Dist'!$C$9:$BE$9,0))),AE42-AG42)),0)","v":646.55977108519176},0,1236.0620893707942]
[null,null,2008,0,0,0,630.54744332296093,652.12957267174409,674.45040663690463,697.53522930887857,721.41019019198325,746.10233382546255,771.63963041838929,798.05100753312786,825.36638285324466,853.61669807298665,882.83395394671538,913.05124653799908,944.30280470942421,976.62402889559394,1010.0515312032334,1044.6231768838256,1080.3781272257559,1117.3568839145526,1155.601334911471,1195.1548019023942,1236.0620893707942,1278.3695353503413,null,2008,1278.3695353503413,20205.258409687784,609.67957127325906,{"$f":"IFERROR(IF(AD43-$AD$16<=_101to200Life,0,IF(AD43<=StandardYear,AF42*(INDEX('Product Class Dist'!$C$9:$BE$13,4,MATCH('SM - 101-200 HP'!$AD43,'Product Class Dist'!$C$9:$BE$9,0))),AE43-AG43)),0)","v":668.68996407708221},0,1278.3695353503413]
[null,null,2009,0,0,0,652.12957267174409,674.45040663690463,697.53522930887857,721.41019019198325,746.10233382546255,771.63963041838929,798.05100753312786,825.36638285324466,853.61669807298665,882.83395394671538,913.05124653799908,944.30280470942421,976.62402889559394,1010.0515312032334,1044.6231768838256,1080.3781272257559,1117.3568839145526,1155.601334911471,1195.1548019023942,1236.0620893707942,1278.3695353503413,1322.1250639146583,null,2009,1322.1250639146583,20896.836030279483,630.54744332296093,{"$f":"IFERROR(IF(AD44-$AD$16<=_101to200Life,0,IF(AD44<=StandardYear,AF43*(INDEX('Product Class Dist'!$C$9:$BE$13,4,MATCH('SM - 101-200 HP'!$AD44,'Product Class Dist'!$C$9:$BE$9,0))),AE44-AG44)),0)","v":691.5776205916975},0,1322.1250639146583]
[null,null,2010,{"$f":"IF(AND(Year-Age+1>=Initial_Year,Age <=_101to200Life),OFFSET($AE45,1-Age,0),0)","v":0},0,0,674.45040663690463,697.53522930887857,721.41019019198325,746.10233382546255,771.63963041838929,798.05100753312786,825.36638285324466,{"$f":"IF(AND(Year-Age+1>=Initial_Year,Age <=_101to200Life),OFFSET($AE45,1-Age,0),0)","v":853.61669807298665},882.83395394671538,913.05124653799908,944.30280470942421,976.62402889559394,1010.0515312032334,1044.6231768838256,1080.3781272257559,1117.3568839145526,1155.601334911471,1195.1548019023942,1236.0620893707942,1278.3695353503413,1322.1250639146583,1367.3782394636701,null,2010,1367.3782394636701,21612.084697071408,652.12957267174409,{"$f":"IFERROR(IF(AD45-$AD$16<=_101to200Life,0,IF(AD45<=StandardYear,AF44*(INDEX('Product Class Dist'!$C$9:$BE$13,4,MATCH('SM - 101-200 HP'!$AD45,'Product Class Dist'!$C$9:$BE$9,0))),AE45-AG45)),0)","v":715.24866679192598},0,1367.3782394636701]
[null,null,2011,0,0,0,697.53522930887857,721.41019019198325,746.10233382546255,771.63963041838929,798.05100753312786,825.36638285324466,853.61669807298665,882.83395394671538,913.05124653799908,944.30280470942421,976.62402889559394,1010.0515312032334,1044.6231768838256,1080.3781272257559,1117.3568839145526,1155.601334911471,1195.1548019023942,1236.0620893707942,1278.3695353503413,1322.1250639146583,1367.3782394636701,1414.1803228680446,null,2011,1414.1803228680446,22351.814613302548,674.45040663690463,{"$f":"IFERROR(IF(AD46-$AD$16<=_101to200Life,0,IF(AD46<=StandardYear,AF45*(INDEX('Product Class Dist'!$C$9:$BE$13,4,MATCH('SM - 101-200 HP'!$AD46,'Product Class Dist'!$C$9:$BE$9,0))),AE46-AG46)),0)","v":739.72991623114001},0,1414.1803228680446]
[null,null,2012,0,0,0,721.41019019198325,746.10233382546255,771.63963041838929,798.05100753312786,825.36638285324466,853.61669807298665,882.83395394671538,913.05124653799908,944.30280470942421,976.62402889559394,1010.0515312032334,1044.6231768838256,1080.3781272257559,1117.3568839145526,1155.601334911471,1195.1548019023942,1236.0620893707942,1278.3695353503413,1322.1250639146583,1367.3782394636701,1414.1803228680446,1462.5843295353266,null,2012,1462.5843295353266,23116.863713528994,697.53522930887857,{"$f":"IFERROR(IF(AD47-$AD$16<=_101to200Life,0,IF(AD47<=StandardYear,AF46*(INDEX('Product Class Dist'!$C$9:$BE$13,4,MATCH('SM - 101-200 HP'!$AD47,'Product Class Dist'!$C$9:$BE$9,0))),AE47-AG47)),0)","v":765.04910022644788},0,1462.5843295353266]
[null,null,2013,0,0,0,746.10233382546255,771.63963041838929,798.05100753312786,825.36638285324466,853.61669807298665,882.83395394671538,913.05124653799908,944.30280470942421,976.62402889559394,1010.0515312032334,1044.6231768838256,1080.3781272257559,1117.3568839145526,1155.601334911471,1195.1548019023942,1236.0620893707942,1278.3695353503413,1322.1250639146583,1367.3782394636701,1414.1803228680446,1462.5843295353266,1512.6450894635325,null,2013,1512.6450894635325,23908.098612800539,721.41019019198325,{"$f":"IFERROR(IF(AD48-$AD$16<=_101to200Life,0,IF(AD48<=StandardYear,AF47*(INDEX('Product Class Dist'!$C$9:$BE$13,4,MATCH('SM - 101-200 HP'!$AD48,'Product Class Dist'!$C$9:$BE$9,0))),AE48-AG48)),0)","v":791.23489927154901},0,1512.6450894635323]
[null,null,2014,0,0,0,771.63963041838929,798.05100753312786,825.36638285324466,853.61669807298665,882.83395394671538,913.05124653799908,944.30280470942421,976.62402889559394,1010.0515312032334,1044.6231768838256,1080.3781272257559,1117.3568839145526,1155.601334911471,1195.1548019023942,1236.0620893707942,1278.3695353503413,1322.1250639146583,1367.3782394636701,1414.1803228680446,1462.5843295353266,1512.6450894635325,1564.4193093502392,null,2014,1564.4193093502392,24726.415588325319,746.10233382546255,{"$f":"IFERROR(IF(AD49-$AD$16<=_101to200Life,0,IF(AD49<=StandardYear,AF48*(INDEX('Product Class Dist'!$C$9:$BE$13,4,MATCH('SM - 101-200 HP'!$AD49,'Product Class Dist'!$C$9:$BE$9,0))),AE49-AG49)),0)","v":818.31697552477635},0,1564.419309350239]
[null,null,2015,0,0,0,798.05100753312786,825.36638285324466,853.61669807298665,882.83395394671538,913.05124653799908,944.30280470942421,976.62402889559394,1010.0515312032334,1044.6231768838256,1080.3781272257559,1117.3568839145526,1155.601334911471,1195.1548019023942,1236.0620893707942,1278.3695353503413,1322.1250639146583,1367.3782394636701,1414.1803228680446,1462.5843295353266,1512.6450894635325,1564.4193093502392,1617.9656368275162,null,2015,1617.9656368275162,25572.741594734445,771.63963041838929,{"$f":"IFERROR(IF(AD50-$AD$16<=_101to200Life,0,IF(AD50<=StandardYear,AF49*(INDEX('Product Class Dist'!$C$9:$BE$13,4,MATCH('SM - 101-200 HP'!$AD50,'Product Class Dist'!$C$9:$BE$9,0))),AE50-AG50)),0)","v":846.32600640912653},0,1617.9656368275159]
[null,null,2016,0,0,0,825.36638285324466,853.61669807298665,882.83395394671538,913.05124653799908,944.30280470942421,976.62402889559394,1010.0515312032334,1044.6231768838256,1080.3781272257559,1117.3568839145526,1155.601334911471,1195.1548019023942,1236.0620893707942,1278.3695353503413,1322.1250639146583,1367.3782394636701,1414.1803228680446,1462.5843295353266,1512.6450894635325,1564.4193093502392,1617.9656368275162,1673.344726895466,null,2016,1673.344726895466,26448.035314096782,798.05100753312786,{"$f":"IFERROR(IF(AD51-$AD$16<=_101to200Life,0,IF(AD51<=StandardYear,AF50*(INDEX('Product Class Dist'!$C$9:$BE$13,4,MATCH('SM - 101-200 HP'!$AD51,'Product Class Dist'!$C$9:$BE$9,0))),AE51-AG51)),0)","v":875.29371936233804},0,1673.344726895466]
[null,null,2017,0,0,0,853.61669807298665,882.83395394671538,913.05124653799908,944.30280470942421,976.62402889559394,1010.0515312032334,1044.6231768838256,1080.3781272257559,1117.3568839145526,1155.601334911471,1195.1548019023942,1236.0620893707942,1278.3695353503413,1322.1250639146583,1367.3782394636701,1414.1803228680446,1462.5843295353266,1512.6450894635325,1564.4193093502392,1617.9656368275162,1673.344726895466,1758.0448000102972,null,2017,1758.0448000102972,27380.713731253836,825.36638285324466,{"$f":"IFERROR(IF(AD52-$AD$16<=_101to200Life,0,IF(AD52<=StandardYear,AF51*(INDEX('Product Class Dist'!$C$9:$BE$13,4,MATCH('SM - 101-200 HP'!$AD52,'Product Class Dist'!$C$9:$BE$9,0))),AE52-AG52)),0)","v":932.67841715705254},0,1758.0448000102972]
[null,null,2018,0,0,0,882.83395394671538,913.05124653799908,944.30280470942421,976.62402889559394,1010.0515312032334,1044.6231768838256,1080.3781272257559,1117.3568839145526,1155.601334911471,1195.1548019023942,1236.0620893707942,1278.3695353503413,1322.1250639146583,1367.3782394636701,1414.1803228680446,1462.5843295353266,1512.6450894635325,1564.4193093502392,1617.9656368275162,1673.344726895466,1758.0448000102972,1808.7703469318535,null,2018,1808.7703469318535,28335.867380112708,853.61669807298665,{"$f":"IFERROR(IF(AD53-$AD$16<=_101to200Life,0,IF(AD53<=StandardYear,AF52*(INDEX('Product Class Dist'!$C$9:$BE$13,4,MATCH('SM - 101-200 HP'!$AD53,'Product Class Dist'!$C$9:$BE$9,0))),AE53-AG53)),0)","v":955.15364885886686},0,1808.7703469318535]
[null,null,2019,0,0,0,913.05124653799908,944.30280470942421,976.62402889559394,1010.0515312032334,1044.6231768838256,1080.3781272257559,1117.3568839145526,1155.601334911471,1195.1548019023942,1236.0620893707942,1278.3695353503413,1322.1250639146583,1367.3782394636701,1414.1803228680446,1462.5843295353266,1512.6450894635325,1564.4193093502392,1617.9656368275162,1673.344726895466,1758.0448000102972,1808.7703469318535,1867.0273299813623,null,2019,1867.0273299813623,29320.060756147355,882.83395394671538,{"$f":"IFERROR(IF(AD54-$AD$16<=_101to200Life,0,IF(AD54<=StandardYear,AF53*(INDEX('Product Class Dist'!$C$9:$BE$13,4,MATCH('SM - 101-200 HP'!$AD54,'Product Class Dist'!$C$9:$BE$9,0))),AE54-AG54)),0)","v":984.19337603464692},0,1867.0273299813623]
[null,null,2020,{"$f":"IF(AND(Year-Age+1>=Initial_Year,Age <=_101to200Life),OFFSET($AE55,1-Age,0),0)","v":0},0,0,944.30280470942421,976.62402889559394,1010.0515312032334,1044.6231768838256,1080.3781272257559,1117.3568839145526,1155.601334911471,{"$f":"IF(AND(Year-Age+1>=Initial_Year,Age <=_101to200Life),OFFSET($AE55,1-Age,0),0)","v":1195.1548019023942},1236.0620893707942,1278.3695353503413,1322.1250639146583,1367.3782394636701,1414.1803228680446,1462.5843295353266,1512.6450894635325,1564.4193093502392,1617.9656368275162,1673.344726895466,1758.0448000102972,1808.7703469318535,1867.0273299813623,1926.2000699845155,null,2020,1926.2000699845155,30333.209579593873,913.05124653799908,{"$f":"IFERROR(IF(AD55-$AD$16<=_101to200Life,0,IF(AD55<=StandardYear,AF54*(INDEX('Product Class Dist'!$C$9:$BE$13,4,MATCH('SM - 101-200 HP'!$AD55,'Product Class Dist'!$C$9:$BE$9,0))),AE55-AG55)),0)","v":1013.1488234465164},0,1926.2000699845155]
[null,null,2021,0,0,0,976.62402889559394,1010.0515312032334,1044.6231768838256,1080.3781272257559,1117.3568839145526,1155.601334911471,1195.1548019023942,1236.0620893707942,1278.3695353503413,1322.1250639146583,1367.3782394636701,1414.1803228680446,1462.5843295353266,1512.6450894635325,1564.4193093502392,1617.9656368275162,1673.344726895466,1758.0448000102972,1808.7703469318535,1867.0273299813623,1926.2000699845155,1975.4547380528682,null,2021,1975.4547380528682,31364.361512937314,944.30280470942421,{"$f":"IFERROR(IF(AD56-$AD$16<=_101to200Life,0,IF(AD56<=StandardYear,AF55*(INDEX('Product Class Dist'!$C$9:$BE$13,4,MATCH('SM - 101-200 HP'!$AD56,'Product Class Dist'!$C$9:$BE$9,0))),AE56-AG56)),0)","v":1031.1519333434439},0,1975.4547380528682]
[null,null,2022,0,0,0,1010.0515312032334,1044.6231768838256,1080.3781272257559,1117.3568839145526,1155.601334911471,1195.1548019023942,1236.0620893707942,1278.3695353503413,1322.1250639146583,1367.3782394636701,1414.1803228680446,1462.5843295353266,1512.6450894635325,1564.4193093502392,1617.9656368275162,1673.344726895466,1758.0448000102972,1808.7703469318535,1867.0273299813623,1926.2000699845155,1975.4547380528682,2044.7605773022983,null,2022,2044.7605773022983,32432.49806134402,976.62402889559394,{"$f":"IFERROR(IF(AD57-$AD$16<=_101to200Life,0,IF(AD57<=StandardYear,AF56*(INDEX('Product Class Dist'!$C$9:$BE$13,4,MATCH('SM - 101-200 HP'!$AD57,'Product Class Dist'!$C$9:$BE$9,0))),AE57-AG57)),0)","v":1068.1365484067044},0,2044.7605773022983]
[null,null,2023,0,0,0,1044.6231768838256,1080.3781272257559,1117.3568839145526,1155.601334911471,1195.1548019023942,1236.0620893707942,1278.3695353503413,1322.1250639146583,1367.3782394636701,1414.1803228680446,1462.5843295353266,1512.6450894635325,1564.4193093502392,1617.9656368275162,1673.344726895466,1758.0448000102972,1808.7703469318535,1867.0273299813623,1926.2000699845155,1975.4547380528682,2044.7605773022983,2130.2963117447248,null,2023,2130.2963117447248,33552.742841885512,1010.0515312032334,{"$f":"IFERROR(IF(AD58-$AD$16<=_101to200Life,0,IF(AD58<=StandardYear,AF57*(INDEX('Product Class Dist'!$C$9:$BE$13,4,MATCH('SM - 101-200 HP'!$AD58,'Product Class Dist'!$C$9:$BE$9,0))),AE58-AG58)),0)","v":1120.2447805414913},0,2130.2963117447248]
[null,null,2024,0,0,0,1080.3781272257559,1117.3568839145526,1155.601334911471,1195.1548019023942,1236.0620893707942,1278.3695353503413,1322.1250639146583,1367.3782394636701,1414.1803228680446,1462.5843295353266,1512.6450894635325,1564.4193093502392,1617.9656368275162,1673.344726895466,1758.0448000102972,1808.7703469318535,1867.0273299813623,1926.2000699845155,1975.4547380528682,2044.7605773022983,2130.2963117447248,2223.778585468383,null,2024,2223.778585468383,34731.898250470069,1044.6231768838256,{"$f":"IFERROR(IF(AD59-$AD$16<=_101to200Life,0,IF(AD59<=StandardYear,AF58*(INDEX('Product Class Dist'!$C$9:$BE$13,4,MATCH('SM - 101-200 HP'!$AD59,'Product Class Dist'!$C$9:$BE$9,0))),AE59-AG59)),0)","v":1179.1554085845573},0,2223.778585468383]
[null,null,2025,0,0,0,1117.3568839145526,1155.601334911471,1195.1548019023942,1236.0620893707942,1278.3695353503413,1322.1250639146583,1367.3782394636701,1414.1803228680446,1462.5843295353266,1512.6450894635325,1564.4193093502392,1617.9656368275162,1673.344726895466,1758.0448000102972,1808.7703469318535,1867.0273299813623,1926.2000699845155,1975.4547380528682,2044.7605773022983,2130.2963117447248,2223.778585468383,2325.7923312363009,null,2025,2325.7923312363009,35977.312454480612,1080.3781272257559,{"$f":"IFERROR(IF(AD60-$AD$16<=_101to200Life,0,IF(AD60<=StandardYear,AF59*(INDEX('Product Class Dist'!$C$9:$BE$13,4,MATCH('SM - 101-200 HP'!$AD60,'Product Class Dist'!$C$9:$BE$9,0))),AE60-AG60)),0)","v":1245.4142040105451},0,2325.7923312363009]
[null,null,2026,0,0,0,1155.601334911471,1195.1548019023942,1236.0620893707942,1278.3695353503413,1322.1250639146583,1367.3782394636701,1414.1803228680446,1462.5843295353266,1512.6450894635325,1564.4193093502392,1617.9656368275162,1673.344726895466,1758.0448000102972,1808.7703469318535,1867.0273299813623,1926.2000699845155,1975.4547380528682,2044.7605773022983,2130.2963117447248,2223.778585468383,2325.7923312363009,2425.0141869379227,null,2026,2425.0141869379227,37284.969757503983,1117.3568839145526,{"$f":"IFERROR(IF(AD61-$AD$16<=_101to200Life,0,IF(AD61<=StandardYear,AF60*(INDEX('Product Class Dist'!$C$9:$BE$13,4,MATCH('SM - 101-200 HP'!$AD61,'Product Class Dist'!$C$9:$BE$9,0))),AE61-AG61)),0)","v":1307.6573030233701},0,2425.0141869379227]
[null,null,2027,0,0,0,1195.1548019023942,1236.0620893707942,1278.3695353503413,1322.1250639146583,1367.3782394636701,1414.1803228680446,1462.5843295353266,1512.6450894635325,1564.4193093502392,1617.9656368275162,1673.344726895466,1758.0448000102972,1808.7703469318535,1867.0273299813623,1926.2000699845155,1975.4547380528682,2044.7605773022983,2130.2963117447248,2223.778585468383,2325.7923312363009,2425.0141869379227,2509.9259708183322,null,2027,2509.9259708183322,38639.294393410841,1155.601334911471,{"$f":"IFERROR(IF(AD62-$AD$16<=_101to200Life,0,IF(AD62<=StandardYear,AF61*(INDEX('Product Class Dist'!$C$9:$BE$13,4,MATCH('SM - 101-200 HP'!$AD62,'Product Class Dist'!$C$9:$BE$9,0))),AE62-AG62)),0)","v":1354.3246359068612},0,2509.9259708183322]
[null,null,2028,0,0,0,1236.0620893707942,1278.3695353503413,1322.1250639146583,1367.3782394636701,1414.1803228680446,1462.5843295353266,1512.6450894635325,1564.4193093502392,1617.9656368275162,1673.344726895466,1758.0448000102972,1808.7703469318535,1867.0273299813623,1926.2000699845155,1975.4547380528682,2044.7605773022983,2130.2963117447248,2223.778585468383,2325.7923312363009,2425.0141869379227,2509.9259708183322,2580.7954313448986,null,2028,2580.7954313448986,40024.935022853351,1195.1548019023942,{"$f":"IFERROR(IF(AD63-$AD$16<=_101to200Life,0,IF(AD63<=StandardYear,AF62*(INDEX('Product Class Dist'!$C$9:$BE$13,4,MATCH('SM - 101-200 HP'!$AD63,'Product Class Dist'!$C$9:$BE$9,0))),AE63-AG63)),0)","v":1385.6406294425044},0,2580.7954313448986]
[null,null,2029,0,0,0,1278.3695353503413,1322.1250639146583,1367.3782394636701,1414.1803228680446,1462.5843295353266,1512.6450894635325,1564.4193093502392,1617.9656368275162,1673.344726895466,1758.0448000102972,1808.7703469318535,1867.0273299813623,1926.2000699845155,1975.4547380528682,2044.7605773022983,2130.2963117447248,2223.778585468383,2325.7923312363009,2425.0141869379227,2509.9259708183322,2580.7954313448986,2653.3029601059065,null,2029,2653.3029601059065,41442.175893588465,1236.0620893707942,{"$f":"IFERROR(IF(AD64-$AD$16<=_101to200Life,0,IF(AD64<=StandardYear,AF63*(INDEX('Product Class Dist'!$C$9:$BE$13,4,MATCH('SM - 101-200 HP'!$AD64,'Product Class Dist'!$C$9:$BE$9,0))),AE64-AG64)),0)","v":1417.2408707351124},0,2653.3029601059065]
[null,null,2030,0,0,0,1322.1250639146583,1367.3782394636701,1414.1803228680446,1462.5843295353266,1512.6450894635325,1564.4193093502392,1617.9656368275162,1673.344726895466,1758.0448000102972,1808.7703469318535,1867.0273299813623,1926.2000699845155,1975.4547380528682,2044.7605773022983,2130.2963117447248,2223.778585468383,2325.7923312363009,2425.0141869379227,2509.9259708183322,2580.7954313448986,2653.3029601059065,2727.4392912966191,null,2030,2727.4392912966191,42891.245649534743,1278.3695353503413,{"$f":"IFERROR(IF(AD65-$AD$16<=_101to200Life,0,IF(AD65<=StandardYear,AF64*(INDEX('Product Class Dist'!$C$9:$BE$13,4,MATCH('SM - 101-200 HP'!$AD65,'Product Class Dist'!$C$9:$BE$9,0))),AE65-AG65)),0)","v":1449.0697559462778},0,2727.4392912966191]
[null,null,2031,0,0,0,1367.3782394636701,1414.1803228680446,1462.5843295353266,1512.6450894635325,1564.4193093502392,1617.9656368275162,1673.344726895466,1758.0448000102972,1808.7703469318535,1867.0273299813623,1926.2000699845155,1975.4547380528682,2044.7605773022983,2130.2963117447248,2223.778585468383,2325.7923312363009,2425.0141869379227,2509.9259708183322,2580.7954313448986,2653.3029601059065,2727.4392912966191,2790.9886996044415,null,2031,2790.9886996044415,44360.109285224527,1322.1250639146583,{"$f":"IFERROR(IF(AD66-$AD$16<=_101to200Life,0,IF(AD66<=StandardYear,AF65*(INDEX('Product Class Dist'!$C$9:$BE$13,4,MATCH('SM - 101-200 HP'!$AD66,'Product Class Dist'!$C$9:$BE$9,0))),AE66-AG66)),0)","v":1468.8636356897832},0,2790.9886996044415]
[null,null,2032,0,0,0,1414.1803228680446,1462.5843295353266,1512.6450894635325,1564.4193093502392,1617.9656368275162,1673.344726895466,1758.0448000102972,1808.7703469318535,1867.0273299813623,1926.2000699845155,1975.4547380528682,2044.7605773022983,2130.2963117447248,2223.778585468383,2325.7923312363009,2425.0141869379227,2509.9259708183322,2580.7954313448986,2653.3029601059065,2727.4392912966191,2790.9886996044415,2877.1833722519787,null,2032,2877.1833722519787,45869.914418012835,1367.3782394636701,{"$f":"IFERROR(IF(AD67-$AD$16<=_101to200Life,0,IF(AD67<=StandardYear,AF66*(INDEX('Product Class Dist'!$C$9:$BE$13,4,MATCH('SM - 101-200 HP'!$AD67,'Product Class Dist'!$C$9:$BE$9,0))),AE67-AG67)),0)","v":1509.8051327883086},0,2877.1833722519787]
[null,null,2033,0,0,0,1462.5843295353266,1512.6450894635325,1564.4193093502392,1617.9656368275162,1673.344726895466,1758.0448000102972,1808.7703469318535,1867.0273299813623,1926.2000699845155,1975.4547380528682,2044.7605773022983,2130.2963117447248,2223.778585468383,2325.7923312363009,2425.0141869379227,2509.9259708183322,2580.7954313448986,2653.3029601059065,2727.4392912966191,2790.9886996044415,2877.1833722519787,2963.9476526799913,null,2033,2963.9476526799913,47419.681747824783,1414.1803228680446,{"$f":"IFERROR(IF(AD68-$AD$16<=_101to200Life,0,IF(AD68<=StandardYear,AF67*(INDEX('Product Class Dist'!$C$9:$BE$13,4,MATCH('SM - 101-200 HP'!$AD68,'Product Class Dist'!$C$9:$BE$9,0))),AE68-AG68)),0)","v":1549.7673298119466},0,2963.9476526799913]
[null,null,2034,0,0,0,1512.6450894635325,1564.4193093502392,1617.9656368275162,1673.344726895466,1758.0448000102972,1808.7703469318535,1867.0273299813623,1926.2000699845155,1975.4547380528682,2044.7605773022983,2130.2963117447248,2223.778585468383,2325.7923312363009,2425.0141869379227,2509.9259708183322,2580.7954313448986,2653.3029601059065,2727.4392912966191,2790.9886996044415,2877.1833722519787,2963.9476526799913,3066.7310138898424,null,2034,3066.7310138898424,49023.828432179289,1462.5843295353266,{"$f":"IFERROR(IF(AD69-$AD$16<=_101to200Life,0,IF(AD69<=StandardYear,AF68*(INDEX('Product Class Dist'!$C$9:$BE$13,4,MATCH('SM - 101-200 HP'!$AD69,'Product Class Dist'!$C$9:$BE$9,0))),AE69-AG69)),0)","v":1604.1466843545159},0,3066.7310138898424]

{"sheet":"SM - 201-500 HP","index":18,"n_rows":69,"n_cols":36,"rows_kept":69,"cut":false,"hidden":false,"merged":[[1,2,1,3],[3,2,3,3],[13,3,13,27],[5,2,5,3]]}
[]
[null,null,"Stock Model - 201-500 HP"]
[]
[null,null,"NAVIGATION"]
[]
[null,null,"COMMENTS"]
[]
[]
[]
[null,null,"Stock Model","Initial Year","Product"]
[null,null,"201-500 HP",1981,"EM"]
[]
[null,null,"Quantity of Stock by AGE and YEAR"]
[null,null,null,"Unit Age in Years"]
[null,null,"Year",25,24,23,22,21,20,19,18,17,16,15,14,13,12,11,10,9,8,7,6,5,4,3,2,1,null,"Year","New Shipments","Stock","Replacements for Retiring Units","Shipment due to New Construction","Shipment due to Stock Buildout","Total Shipments"]
[null,null,1981,{"$f":"IF(AND(Year-Age+1>=Initial_Year,Age <=_201to500Life),OFFSET($AE16,1-Age,0),0)","v":0},0,0,0,0,0,0,0,0,0,{"$f":"IF(AND(Year-Age+1>=Initial_Year,Age <=_201to500Life),OFFSET($AE16,1-Age,0),0)","v":0},0,0,0,0,0,0,0,0,0,0,0,0,0,269.36954078709078,null,1981,{"$f":"TRANSPOSE('Product Class Dist'!$D$22:$BE$22)","v":269.36954078709078},{"$f":"SUM(D16:AB16)","v":269.36954078709078},"-",{"$f":"IFERROR(IF(AD16-$AD$16<=_201to500Life,0,IF(AD16<=StandardYear,AF15*(INDEX('Product Class Dist'!$C$9:$BE$13,4,MATCH('SM - 201-500 HP'!$AD16,'Product Class Dist'!$C$9:$BE$9,0))),AE16-AG16)),0)","v":0},{"$f":"IF(AD16-$AD$16<=_201to500Life,AE16-AH16,0)","v":269.36954078709078},"-"]
[null,null,1982,0,0,0,0,0,0,0,0,0,0,0,0,0,0,0,0,0,0,0,0,0,0,0,269.36954078709078,278.58941525244751,null,1982,278.58941525244751,{"$f":"SUM(D17:AB17)","v":547.95895603953829},{"$f":"IF(AD17-$AD$16>_201to500Life,OFFSET(AE17,-_201to500Life,0),0)","v":0},{"$f":"IFERROR(IF(AD17-$AD$16<=_201to500Life,0,IF(AD17<=StandardYear,AF16*(INDEX('Product Class Dist'!$C$9:$BE$13,4,MATCH('SM - 201-500 HP'!$AD17,'Product Class Dist'!$C$9:$BE$9,0))),AE17-AG17)),0)","v":0},{"$f":"IF(AD17-$AD$16<=_201to500Life,AE17-AH17,0)","v":278.58941525244751},{"$f":"AG17+AH17+AI17","v":278.58941525244751}]
[null,null,1983,0,0,0,0,0,0,0,0,0,0,0,0,0,0,0,0,0,0,0,0,0,0,269.36954078709078,278.58941525244751,288.12486394683009,null,1983,288.12486394683009,{"$f":"SUM(D18:AB18)","v":836.08381998636833},{"$f":"IF(AD18-$AD$16>_201to500Life,OFFSET(AE18,-_201to500Life,0),0)","v":0},{"$f":"IFERROR(IF(AD18-$AD$16<=_201to500Life,0,IF(AD18<=StandardYear,AF17*(INDEX('Product Class Dist'!$C$9:$BE$13,4,MATCH('SM - 201-500 HP'!$AD18,'Product Class Dist'!$C$9:$BE$9,0))),AE18-AG18)),0)","v":0},{"$f":"IF(AD18-$AD$16<=_201to500Life,AE18-AH18,0)","v":288.12486394683009},{"$f":"AG18+AH18+AI18","v":288.12486394683009}]
[null,null,1984,0,0,0,0,0,0,0,0,0,0,0,0,0,0,0,0,0,0,0,0,0,269.36954078709078,278.58941525244751,288.12486394683009,297.9866882205605,null,1984,297.9866882205605,1134.0705082069289,0,{"$f":"IFERROR(IF(AD19-$AD$16<=_201to500Life,0,IF(AD19<=StandardYear,AF18*(INDEX('Product Class Dist'!$C$9:$BE$13,4,MATCH('SM - 201-500 HP'!$AD19,'Product Class Dist'!$C$9:$BE$9,0))),AE19-AG19)),0)","v":0},297.9866882205605,297.9866882205605]
[null,null,1985,0,0,0,0,0,0,0,0,0,0,0,0,0,0,0,0,0,0,0,0,269.36954078709078,278.58941525244751,288.12486394683009,297.9866882205605,308.18605912832214,null,1985,308.18605912832214,1442.256567335251,0,{"$f":"IFERROR(IF(AD20-$AD$16<=_201to500Life,0,IF(AD20<=StandardYear,AF19*(INDEX('Product Class Dist'!$C$9:$BE$13,4,MATCH('SM - 201-500 HP'!$AD20,'Product Class Dist'!$C$9:$BE$9,0))),AE20-AG20)),0)","v":0},308.18605912832214,308.18605912832214]
[null,null,1986,0,0,0,0,0,0,0,0,0,0,0,0,0,0,0,0,0,0,0,269.36954078709078,278.58941525244751,288.12486394683009,297.9866882205605,308.18605912832214,318.73453008325464,null,1986,318.73453008325464,1760.9910974185057,0,{"$f":"IFERROR(IF(AD21-$AD$16<=_201to500Life,0,IF(AD21<=StandardYear,AF20*(INDEX('Product Class Dist'!$C$9:$BE$13,4,MATCH('SM - 201-500 HP'!$AD21,'Product Class Dist'!$C$9:$BE$9,0))),AE21-AG21)),0)","v":0},318.73453008325464,318.73453008325464]
[null,null,1987,0,0,0,0,0,0,0,0,0,0,0,0,0,0,0,0,0,0,269.36954078709078,278.58941525244751,288.12486394683009,297.9866882205605,308.18605912832214,318.73453008325464,329.64404994416867,null,1987,329.64404994416867,2090.6351473626742,0,{"$f":"IFERROR(IF(AD22-$AD$16<=_201to500Life,0,IF(AD22<=StandardYear,AF21*(INDEX('Product Class Dist'!$C$9:$BE$13,4,MATCH('SM - 201-500 HP'!$AD22,'Product Class Dist'!$C$9:$BE$9,0))),AE22-AG22)),0)","v":0},329.64404994416867,329.64404994416867]
[null,null,1988,0,0,0,0,0,0,0,0,0,0,0,0,0,0,0,0,0,269.36954078709078,278.58941525244751,288.12486394683009,297.9866882205605,308.18605912832214,318.73453008325464,329.64404994416867,340.92697655070452,null,1988,340.92697655070452,2431.5621239133789,0,{"$f":"IFERROR(IF(AD23-$AD$16<=_201to500Life,0,IF(AD23<=StandardYear,AF22*(INDEX('Product Class Dist'!$C$9:$BE$13,4,MATCH('SM - 201-500 HP'!$AD23,'Product Class Dist'!$C$9:$BE$9,0))),AE23-AG23)),0)","v":0},340.92697655070452,340.92697655070452]
[null,null,1989,0,0,0,0,0,0,0,0,0,0,0,0,0,0,0,0,{"$f":"IF(AND(Year-Age+1>=Initial_Year,Age <=_201to500Life),OFFSET($AE24,1-Age,0),0)","v":269.36954078709078},278.58941525244751,288.12486394683009,297.9866882205605,308.18605912832214,318.73453008325464,329.64404994416867,340.92697655070452,352.59609072176653,null,1989,352.59609072176653,2784.1582146351452,0,{"$f":"IFERROR(IF(AD24-$AD$16<=_201to500Life,0,IF(AD24<=StandardYear,AF23*(INDEX('Product Class Dist'!$C$9:$BE$13,4,MATCH('SM - 201-500 HP'!$AD24,'Product Class Dist'!$C$9:$BE$9,0))),AE24-AG24)),0)","v":0},352.59609072176653,352.59609072176653]
[null,null,1990,0,0,0,0,0,0,0,0,0,0,0,0,0,0,0,269.36954078709078,278.58941525244751,288.12486394683009,297.9866882205605,308.18605912832214,318.73453008325464,329.64404994416867,340.92697655070452,352.59609072176653,364.66461073309074,null,1990,364.66461073309074,3148.822825368236,0,{"$f":"IFERROR(IF(AD25-$AD$16<=_201to500Life,0,IF(AD25<=StandardYear,AF24*(INDEX('Product Class Dist'!$C$9:$BE$13,4,MATCH('SM - 201-500 HP'!$AD25,'Product Class Dist'!$C$9:$BE$9,0))),AE25-AG25)),0)","v":0},364.66461073309074,364.66461073309074]
[null,null,1991,0,0,0,0,0,0,0,0,0,0,0,0,0,0,269.36954078709078,278.58941525244751,288.12486394683009,297.9866882205605,308.18605912832214,318.73453008325464,329.64404994416867,340.92697655070452,352.59609072176653,364.66461073309074,377.14620729034482,null,1991,377.14620729034482,{"$f":"SUM(D26:AB26)","v":3525.9690326585805},{"$f":"IF(AD26-$AD$16>_201to500Life,OFFSET(AE26,-_201to500Life,0),0)","v":0},{"$f":"IFERROR(IF(AD26-$AD$16<=_201to500Life,0,IF(AD26<=StandardYear,AF25*(INDEX('Product Class Dist'!$C$9:$BE$13,4,MATCH('SM - 201-500 HP'!$AD26,'Product Class Dist'!$C$9:$BE$9,0))),AE26-AG26)),0)","v":0},377.14620729034482,{"$f":"AG26+AH26+AI26","v":377.14620729034482}]
[null,null,1992,0,0,0,0,0,0,0,0,0,0,0,0,0,269.36954078709078,278.58941525244751,288.12486394683009,297.9866882205605,308.18605912832214,318.73453008325464,329.64404994416867,340.92697655070452,352.59609072176653,364.66461073309074,377.14620729034482,390.05501901472155,null,1992,390.05501901472155,3916.024051673302,0,{"$f":"IFERROR(IF(AD27-$AD$16<=_201to500Life,0,IF(AD27<=StandardYear,AF26*(INDEX('Product Class Dist'!$C$9:$BE$13,4,MATCH('SM - 201-500 HP'!$AD27,'Product Class Dist'!$C$9:$BE$9,0))),AE27-AG27)),0)","v":0},390.05501901472155,{"$f":"AG27+AH27+AI27","v":390.05501901472155}]
[null,null,{"$f":"C29-1","v":1993},0,0,0,0,0,0,0,0,0,0,0,0,269.36954078709078,278.58941525244751,288.12486394683009,297.9866882205605,308.18605912832214,318.73453008325464,329.64404994416867,340.92697655070452,352.59609072176653,364.66461073309074,377.14620729034482,390.05501901472155,403.40566845856694,null,{"$f":"AD29-1","v":1993},403.40566845856694,4319.4297201318686,0,{"$f":"IFERROR(IF(AD28-$AD$16<=_201to500Life,0,IF(AD28<=StandardYear,AF27*(INDEX('Product Class Dist'!$C$9:$BE$13,4,MATCH('SM - 201-500 HP'!$AD28,'Product Class Dist'!$C$9:$BE$9,0))),AE28-AG28)),0)","v":0},403.40566845856694,403.40566845856694]
[null,null,1994,0,0,0,0,0,0,0,0,0,0,0,269.36954078709078,278.58941525244751,288.12486394683009,297.9866882205605,308.18605912832214,318.73453008325464,329.64404994416867,340.92697655070452,352.59609072176653,364.66461073309074,377.14620729034482,390.05501901472155,403.40566845856694,417.21327866918489,null,1994,417.21327866918489,4736.6429988010532,0,{"$f":"IFERROR(IF(AD29-$AD$16<=_201to500Life,0,IF(AD29<=StandardYear,AF28*(INDEX('Product Class Dist'!$C$9:$BE$13,4,MATCH('SM - 201-500 HP'!$AD29,'Product Class Dist'!$C$9:$BE$9,0))),AE29-AG29)),0)","v":0},417.21327866918489,417.21327866918489]
[null,null,1995,0,0,0,0,0,0,0,0,0,0,269.36954078709078,278.58941525244751,288.12486394683009,297.9866882205605,308.18605912832214,318.73453008325464,329.64404994416867,340.92697655070452,352.59609072176653,364.66461073309074,377.14620729034482,390.05501901472155,403.40566845856694,417.21327866918489,431.49349031958138,null,1995,431.49349031958138,5168.1364891206349,0,{"$f":"IFERROR(IF(AD30-$AD$16<=_201to500Life,0,IF(AD30<=StandardYear,AF29*(INDEX('Product Class Dist'!$C$9:$BE$13,4,MATCH('SM - 201-500 HP'!$AD30,'Product Class Dist'!$C$9:$BE$9,0))),AE30-AG30)),0)","v":0},431.49349031958138,431.49349031958138]
[null,null,1996,0,0,0,0,0,0,0,0,0,269.36954078709078,278.58941525244751,288.12486394683009,297.9866882205605,308.18605912832214,318.73453008325464,329.64404994416867,340.92697655070452,352.59609072176653,364.66461073309074,377.14620729034482,390.05501901472155,403.40566845856694,417.21327866918489,431.49349031958138,446.26247942555312,null,1996,446.26247942555312,5614.3989685461884,0,{"$f":"IFERROR(IF(AD31-$AD$16<=_201to500Life,0,IF(AD31<=StandardYear,AF30*(INDEX('Product Class Dist'!$C$9:$BE$13,4,MATCH('SM - 201-500 HP'!$AD31,'Product Class Dist'!$C$9:$BE$9,0))),AE31-AG31)),0)","v":0},446.26247942555312,446.26247942555312]
[null,null,1997,0,0,0,0,0,0,0,0,269.36954078709078,278.58941525244751,288.12486394683009,297.9866882205605,308.18605912832214,318.73453008325464,329.64404994416867,340.92697655070452,352.59609072176653,364.66461073309074,377.14620729034482,390.05501901472155,403.40566845856694,417.21327866918489,431.49349031958138,446.26247942555312,461.53697566918936,null,1997,461.53697566918936,6075.9359442153782,0,{"$f":"IFERROR(IF(AD32-$AD$16<=_201to500Life,0,IF(AD32<=StandardYear,AF31*(INDEX('Product Class Dist'!$C$9:$BE$13,4,MATCH('SM - 201-500 HP'!$AD32,'Product Class Dist'!$C$9:$BE$9,0))),AE32-AG32)),0)","v":0},461.53697566918936,461.53697566918936]
[null,null,1998,0,0,0,0,0,0,0,269.36954078709078,278.58941525244751,288.12486394683009,297.9866882205605,308.18605912832214,318.73453008325464,329.64404994416867,340.92697655070452,352.59609072176653,364.66461073309074,377.14620729034482,390.05501901472155,403.40566845856694,417.21327866918489,431.49349031958138,446.26247942555312,461.53697566918936,477.33428134954369,null,1998,477.33428134954369,6553.2702255649219,0,{"$f":"IFERROR(IF(AD33-$AD$16<=_201to500Life,0,IF(AD33<=StandardYear,AF32*(INDEX('Product Class Dist'!$C$9:$BE$13,4,MATCH('SM - 201-500 HP'!$AD33,'Product Class Dist'!$C$9:$BE$9,0))),AE33-AG33)),0)","v":0},477.33428134954369,477.33428134954369]
[null,null,1999,0,0,0,0,0,0,269.36954078709078,278.58941525244751,288.12486394683009,297.9866882205605,308.18605912832214,318.73453008325464,329.64404994416867,340.92697655070452,352.59609072176653,364.66461073309074,377.14620729034482,390.05501901472155,403.40566845856694,417.21327866918489,431.49349031958138,446.26247942555312,461.53697566918936,477.33428134954369,493.6722909819415,null,1999,493.6722909819415,7046.9425165468638,0,{"$f":"IFERROR(IF(AD34-$AD$16<=_201to500Life,0,IF(AD34<=StandardYear,AF33*(INDEX('Product Class Dist'!$C$9:$BE$13,4,MATCH('SM - 201-500 HP'!$AD34,'Product Class Dist'!$C$9:$BE$9,0))),AE34-AG34)),0)","v":0},493.6722909819415,493.6722909819415]
[null,null,2000,{"$f":"IF(AND(Year-Age+1>=Initial_Year,Age <=_201to500Life),OFFSET($AE35,1-Age,0),0)","v":0},0,0,0,0,269.36954078709078,278.58941525244751,288.12486394683009,297.9866882205605,308.18605912832214,{"$f":"IF(AND(Year-Age+1>=Initial_Year,Age <=_201to500Life),OFFSET($AE35,1-Age,0),0)","v":318.73453008325464},329.64404994416867,340.92697655070452,352.59609072176653,364.66461073309074,377.14620729034482,390.05501901472155,403.40566845856694,417.21327866918489,431.49349031958138,446.26247942555312,461.53697566918936,477.33428134954369,493.6722909819415,510.56951156812545,null,2000,510.56951156812545,7557.5120281149893,0,{"$f":"IFERROR(IF(AD35-$AD$16<=_201to500Life,0,IF(AD35<=StandardYear,AF34*(INDEX('Product Class Dist'!$C$9:$BE$13,4,MATCH('SM - 201-500 HP'!$AD35,'Product Class Dist'!$C$9:$BE$9,0))),AE35-AG35)),0)","v":0},510.56951156812545,510.56951156812545]
[null,null,2001,0,0,0,0,269.36954078709078,278.58941525244751,288.12486394683009,297.9866882205605,308.18605912832214,318.73453008325464,329.64404994416867,340.92697655070452,352.59609072176653,364.66461073309074,377.14620729034482,390.05501901472155,403.40566845856694,417.21327866918489,431.49349031958138,446.26247942555312,461.53697566918936,477.33428134954369,493.6722909819415,510.56951156812545,528.04508356019903,null,2001,528.04508356019903,8085.557111675188,0,{"$f":"IFERROR(IF(AD36-$AD$16<=_201to500Life,0,IF(AD36<=StandardYear,AF35*(INDEX('Product Class Dist'!$C$9:$BE$13,4,MATCH('SM - 201-500 HP'!$AD36,'Product Class Dist'!$C$9:$BE$9,0))),AE36-AG36)),0)","v":0},528.04508356019903,528.04508356019903]
[null,null,2002,0,0,0,269.36954078709078,278.58941525244751,288.12486394683009,297.9866882205605,308.18605912832214,318.73453008325464,329.64404994416867,340.92697655070452,352.59609072176653,364.66461073309074,377.14620729034482,390.05501901472155,403.40566845856694,417.21327866918489,431.49349031958138,446.26247942555312,461.53697566918936,477.33428134954369,493.6722909819415,510.56951156812545,528.04508356019903,546.11880254211576,null,2002,546.11880254211576,8631.6759142173032,0,{"$f":"IFERROR(IF(AD37-$AD$16<=_201to500Life,0,IF(AD37<=StandardYear,AF36*(INDEX('Product Class Dist'!$C$9:$BE$13,4,MATCH('SM - 201-500 HP'!$AD37,'Product Class Dist'!$C$9:$BE$9,0))),AE37-AG37)),0)","v":0},546.11880254211576,546.11880254211576]
[null,null,2003,0,0,269.36954078709078,278.58941525244751,288.12486394683009,297.9866882205605,308.18605912832214,318.73453008325464,329.64404994416867,340.92697655070452,352.59609072176653,364.66461073309074,377.14620729034482,390.05501901472155,403.40566845856694,417.21327866918489,431.49349031958138,446.26247942555312,461.53697566918936,477.33428134954369,493.6722909819415,510.56951156812545,528.04508356019903,546.11880254211576,564.81114165327381,null,2003,564.81114165327381,9196.487055870577,0,{"$f":"IFERROR(IF(AD38-$AD$16<=_201to500Life,0,IF(AD38<=StandardYear,AF37*(INDEX('Product Class Dist'!$C$9:$BE$13,4,MATCH('SM - 201-500 HP'!$AD38,'Product Class Dist'!$C$9:$BE$9,0))),AE38-AG38)),0)","v":0},564.81114165327381,564.81114165327381]
[null,null,{"$f":"C40-1","v":2004},0,0,278.58941525244751,288.12486394683009,297.9866882205605,308.18605912832214,318.73453008325464,329.64404994416867,340.92697655070452,352.59609072176653,364.66461073309074,377.14620729034482,390.05501901472155,403.40566845856694,417.21327866918489,431.49349031958138,446.26247942555312,461.53697566918936,477.33428134954369,493.6722909819415,510.56951156812545,528.04508356019903,546.11880254211576,564.81114165327381,584.14327477961717,null,{"$f":"AD40-1","v":2004},584.14327477961717,9511.2607898631049,0,{"$f":"IFERROR(IF(AD39-$AD$16<=_201to500Life,0,IF(AD39<=StandardYear,AF38*(INDEX('Product Class Dist'!$C$9:$BE$13,4,MATCH('SM - 201-500 HP'!$AD39,'Product Class Dist'!$C$9:$BE$9,0))),AE39-AG39)),0)","v":0},584.14327477961717,584.14327477961717]
[null,null,2005,0,0,288.12486394683009,297.9866882205605,308.18605912832214,318.73453008325464,329.64404994416867,340.92697655070452,352.59609072176653,364.66461073309074,377.14620729034482,390.05501901472155,403.40566845856694,417.21327866918489,431.49349031958138,446.26247942555312,461.53697566918936,477.33428134954369,493.6722909819415,510.56951156812545,528.04508356019903,546.11880254211576,564.81114165327381,584.14327477961717,604.13710053851139,null,2005,604.13710053851139,9836.8084751491697,278.58941525244751,{"$f":"IFERROR(IF(AD40-$AD$16<=_201to500Life,0,IF(AD40<=StandardYear,AF39*(INDEX('Product Class Dist'!$C$9:$BE$13,4,MATCH('SM - 201-500 HP'!$AD40,'Product Class Dist'!$C$9:$BE$9,0))),AE40-AG40)),0)","v":325.54768528606394},0,604.1371005385115]
[null,null,{"$f":"C40+1","v":2006},0,0,297.9866882205605,308.18605912832214,318.73453008325464,329.64404994416867,340.92697655070452,352.59609072176653,364.66461073309074,377.14620729034482,390.05501901472155,403.40566845856694,417.21327866918489,431.49349031958138,446.26247942555312,461.53697566918936,477.33428134954369,493.6722909819415,510.56951156812545,528.04508356019903,546.11880254211576,564.81114165327381,584.14327477961717,604.13710053851139,624.81526708456579,null,{"$f":"AD40+1","v":2006},624.81526708456579,10173.498878286908,288.12486394683009,{"$f":"IFERROR(IF(AD41-$AD$16<=_201to500Life,0,IF(AD41<=StandardYear,AF40*(INDEX('Product Class Dist'!$C$9:$BE$13,4,MATCH('SM - 201-500 HP'!$AD41,'Product Class Dist'!$C$9:$BE$9,0))),AE41-AG41)),0)","v":336.69040313773581},0,624.8152670845659]
[null,null,2007,0,0,308.18605912832214,318.73453008325464,329.64404994416867,340.92697655070452,352.59609072176653,364.66461073309074,377.14620729034482,390.05501901472155,403.40566845856694,417.21327866918489,431.49349031958138,446.26247942555312,461.53697566918936,477.33428134954369,493.6722909819415,510.56951156812545,528.04508356019903,546.11880254211576,564.81114165327381,584.14327477961717,604.13710053851139,624.81526708456579,646.20119776449849,null,2007,646.20119776449849,10521.713387830843,297.9866882205605,{"$f":"IFERROR(IF(AD42-$AD$16<=_201to500Life,0,IF(AD42<=StandardYear,AF41*(INDEX('Product Class Dist'!$C$9:$BE$13,4,MATCH('SM - 201-500 HP'!$AD42,'Product Class Dist'!$C$9:$BE$9,0))),AE42-AG42)),0)","v":348.21450954393811},0,646.2011977644986]
[null,null,2008,0,0,318.73453008325464,329.64404994416867,340.92697655070452,352.59609072176653,364.66461073309074,377.14620729034482,390.05501901472155,403.40566845856694,417.21327866918489,431.49349031958138,446.26247942555312,461.53697566918936,477.33428134954369,493.6722909819415,510.56951156812545,528.04508356019903,546.11880254211576,564.81114165327381,584.14327477961717,604.13710053851139,624.81526708456579,646.20119776449849,668.31911765010625,null,2008,668.31911765010625,10881.846446352627,308.18605912832214,{"$f":"IFERROR(IF(AD43-$AD$16<=_201to500Life,0,IF(AD43<=StandardYear,AF42*(INDEX('Product Class Dist'!$C$9:$BE$13,4,MATCH('SM - 201-500 HP'!$AD43,'Product Class Dist'!$C$9:$BE$9,0))),AE43-AG43)),0)","v":360.13305852178416},0,668.31911765010636]
[null,null,2009,0,0,329.64404994416867,340.92697655070452,352.59609072176653,364.66461073309074,377.14620729034482,390.05501901472155,403.40566845856694,417.21327866918489,431.49349031958138,446.26247942555312,461.53697566918936,477.33428134954369,493.6722909819415,510.56951156812545,528.04508356019903,546.11880254211576,564.81114165327381,584.14327477961717,604.13710053851139,624.81526708456579,646.20119776449849,668.31911765010625,691.19408097939458,null,2009,691.19408097939458,11254.305997248764,318.73453008325464,{"$f":"IFERROR(IF(AD44-$AD$16<=_201to500Life,0,IF(AD44<=StandardYear,AF43*(INDEX('Product Class Dist'!$C$9:$BE$13,4,MATCH('SM - 201-500 HP'!$AD44,'Product Class Dist'!$C$9:$BE$9,0))),AE44-AG44)),0)","v":372.45955089614006},0,691.1940809793947]
[null,null,2010,{"$f":"IF(AND(Year-Age+1>=Initial_Year,Age <=_201to500Life),OFFSET($AE45,1-Age,0),0)","v":0},0,340.92697655070452,352.59609072176653,364.66461073309074,377.14620729034482,390.05501901472155,403.40566845856694,417.21327866918489,431.49349031958138,{"$f":"IF(AND(Year-Age+1>=Initial_Year,Age <=_201to500Life),OFFSET($AE45,1-Age,0),0)","v":446.26247942555312},461.53697566918936,477.33428134954369,493.6722909819415,510.56951156812545,528.04508356019903,546.11880254211576,564.81114165327381,584.14327477961717,604.13710053851139,624.81526708456579,646.20119776449849,668.31911765010625,691.19408097939458,714.85199953695201,null,2010,714.85199953695201,11639.513946841547,329.64404994416867,{"$f":"IFERROR(IF(AD45-$AD$16<=_201to500Life,0,IF(AD45<=StandardYear,AF44*(INDEX('Product Class Dist'!$C$9:$BE$13,4,MATCH('SM - 201-500 HP'!$AD45,'Product Class Dist'!$C$9:$BE$9,0))),AE45-AG45)),0)","v":385.20794959278322},0,714.85199953695189]
[null,null,2011,0,0,352.59609072176653,364.66461073309074,377.14620729034482,390.05501901472155,403.40566845856694,417.21327866918489,431.49349031958138,446.26247942555312,461.53697566918936,477.33428134954369,493.6722909819415,510.56951156812545,528.04508356019903,546.11880254211576,564.81114165327381,584.14327477961717,604.13710053851139,624.81526708456579,646.20119776449849,668.31911765010625,691.19408097939458,714.85199953695201,739.31967200571614,null,2011,739.31967200571614,12037.906642296559,340.92697655070452,{"$f":"IFERROR(IF(AD46-$AD$16<=_201to500Life,0,IF(AD46<=StandardYear,AF45*(INDEX('Product Class Dist'!$C$9:$BE$13,4,MATCH('SM - 201-500 HP'!$AD46,'Product Class Dist'!$C$9:$BE$9,0))),AE46-AG46)),0)","v":398.39269545501151},0,739.31967200571603]
[null,null,2012,0,0,364.66461073309074,377.14620729034482,390.05501901472155,403.40566845856694,417.21327866918489,431.49349031958138,446.26247942555312,461.53697566918936,477.33428134954369,493.6722909819415,510.56951156812545,528.04508356019903,546.11880254211576,564.81114165327381,584.14327477961717,604.13710053851139,624.81526708456579,646.20119776449849,668.31911765010625,691.19408097939458,714.85199953695201,739.31967200571614,764.62481432338109,null,2012,764.62481432338109,12449.935365898174,352.59609072176653,{"$f":"IFERROR(IF(AD47-$AD$16<=_201to500Life,0,IF(AD47<=StandardYear,AF46*(INDEX('Product Class Dist'!$C$9:$BE$13,4,MATCH('SM - 201-500 HP'!$AD47,'Product Class Dist'!$C$9:$BE$9,0))),AE47-AG47)),0)","v":412.0287236016145},0,764.62481432338109]
[null,null,2013,0,0,377.14620729034482,390.05501901472155,403.40566845856694,417.21327866918489,431.49349031958138,446.26247942555312,461.53697566918936,477.33428134954369,493.6722909819415,510.56951156812545,528.04508356019903,546.11880254211576,564.81114165327381,584.14327477961717,604.13710053851139,624.81526708456579,646.20119776449849,668.31911765010625,691.19408097939458,714.85199953695201,739.31967200571614,764.62481432338109,790.79609107783187,null,2013,790.79609107783187,12876.066846242913,364.66461073309074,{"$f":"IFERROR(IF(AD48-$AD$16<=_201to500Life,0,IF(AD48<=StandardYear,AF47*(INDEX('Product Class Dist'!$C$9:$BE$13,4,MATCH('SM - 201-500 HP'!$AD48,'Product Class Dist'!$C$9:$BE$9,0))),AE48-AG48)),0)","v":426.13148034474108},0,790.79609107783176]
[null,null,2014,0,0,390.05501901472155,403.40566845856694,417.21327866918489,431.49349031958138,446.26247942555312,461.53697566918936,477.33428134954369,493.6722909819415,510.56951156812545,528.04508356019903,546.11880254211576,564.81114165327381,584.14327477961717,604.13710053851139,624.81526708456579,646.20119776449849,668.31911765010625,691.19408097939458,714.85199953695201,739.31967200571614,764.62481432338109,790.79609107783187,817.86314797716864,null,2014,817.86314797716864,13316.783786929738,377.14620729034482,{"$f":"IFERROR(IF(AD49-$AD$16<=_201to500Life,0,IF(AD49<=StandardYear,AF48*(INDEX('Product Class Dist'!$C$9:$BE$13,4,MATCH('SM - 201-500 HP'!$AD49,'Product Class Dist'!$C$9:$BE$9,0))),AE49-AG49)),0)","v":440.71694068682365},0,817.86314797716841]
[null,null,2015,0,0,403.40566845856694,417.21327866918489,431.49349031958138,446.26247942555312,461.53697566918936,477.33428134954369,493.6722909819415,510.56951156812545,528.04508356019903,546.11880254211576,564.81114165327381,584.14327477961717,604.13710053851139,624.81526708456579,646.20119776449849,668.31911765010625,691.19408097939458,714.85199953695201,739.31967200571614,764.62481432338109,790.79609107783187,817.86314797716864,845.85664543110329,null,2015,845.85664543110329,13772.585413346122,390.05501901472155,{"$f":"IFERROR(IF(AD50-$AD$16<=_201to500Life,0,IF(AD50<=StandardYear,AF49*(INDEX('Product Class Dist'!$C$9:$BE$13,4,MATCH('SM - 201-500 HP'!$AD50,'Product Class Dist'!$C$9:$BE$9,0))),AE50-AG50)),0)","v":455.80162641638157},0,845.85664543110306]
[null,null,2016,0,0,417.21327866918489,431.49349031958138,446.26247942555312,461.53697566918936,477.33428134954369,493.6722909819415,510.56951156812545,528.04508356019903,546.11880254211576,564.81114165327381,584.14327477961717,604.13710053851139,624.81526708456579,646.20119776449849,668.31911765010625,691.19408097939458,714.85199953695201,739.31967200571614,764.62481432338109,790.79609107783187,817.86314797716864,845.85664543110329,874.80829328176571,null,2016,874.80829328176571,14243.98803816932,403.40566845856694,{"$f":"IFERROR(IF(AD51-$AD$16<=_201to500Life,0,IF(AD51<=StandardYear,AF50*(INDEX('Product Class Dist'!$C$9:$BE$13,4,MATCH('SM - 201-500 HP'!$AD51,'Product Class Dist'!$C$9:$BE$9,0))),AE51-AG51)),0)","v":471.40262482319872},0,874.8082932817656]
[null,null,2017,0,0,431.49349031958138,446.26247942555312,461.53697566918936,477.33428134954369,493.6722909819415,510.56951156812545,528.04508356019903,546.11880254211576,564.81114165327381,584.14327477961717,604.13710053851139,624.81526708456579,646.20119776449849,668.31911765010625,691.19408097939458,714.85199953695201,739.31967200571614,764.62481432338109,790.79609107783187,817.86314797716864,845.85664543110329,874.80829328176571,919.08866492992945,null,2017,919.08866492992945,14745.863424430065,417.21327866918489,{"$f":"IFERROR(IF(AD52-$AD$16<=_201to500Life,0,IF(AD52<=StandardYear,AF51*(INDEX('Product Class Dist'!$C$9:$BE$13,4,MATCH('SM - 201-500 HP'!$AD52,'Product Class Dist'!$C$9:$BE$9,0))),AE52-AG52)),0)","v":501.87538626074456},0,919.08866492992945]
[null,null,2018,0,0,446.26247942555312,461.53697566918936,477.33428134954369,493.6722909819415,510.56951156812545,528.04508356019903,546.11880254211576,564.81114165327381,584.14327477961717,604.13710053851139,624.81526708456579,646.20119776449849,668.31911765010625,691.19408097939458,714.85199953695201,739.31967200571614,764.62481432338109,790.79609107783187,817.86314797716864,845.85664543110329,874.80829328176571,919.08866492992945,945.60748583693965,null,2018,945.60748583693965,15259.977419947423,431.49349031958138,{"$f":"IFERROR(IF(AD53-$AD$16<=_201to500Life,0,IF(AD53<=StandardYear,AF52*(INDEX('Product Class Dist'!$C$9:$BE$13,4,MATCH('SM - 201-500 HP'!$AD53,'Product Class Dist'!$C$9:$BE$9,0))),AE53-AG53)),0)","v":514.11399551735826},0,945.60748583693965]
[null,null,2019,0,0,461.53697566918936,477.33428134954369,493.6722909819415,510.56951156812545,528.04508356019903,546.11880254211576,564.81114165327381,584.14327477961717,604.13710053851139,624.81526708456579,646.20119776449849,668.31911765010625,691.19408097939458,714.85199953695201,739.31967200571614,764.62481432338109,790.79609107783187,817.86314797716864,845.85664543110329,874.80829328176571,919.08866492992945,945.60748583693965,976.06366805340247,null,2019,976.06366805340247,15789.778608575272,446.26247942555312,{"$f":"IFERROR(IF(AD54-$AD$16<=_201to500Life,0,IF(AD54<=StandardYear,AF53*(INDEX('Product Class Dist'!$C$9:$BE$13,4,MATCH('SM - 201-500 HP'!$AD54,'Product Class Dist'!$C$9:$BE$9,0))),AE54-AG54)),0)","v":529.80118862784934},0,976.06366805340247]
[null,null,2020,{"$f":"IF(AND(Year-Age+1>=Initial_Year,Age <=_201to500Life),OFFSET($AE55,1-Age,0),0)","v":0},0,477.33428134954369,493.6722909819415,510.56951156812545,528.04508356019903,546.11880254211576,564.81114165327381,584.14327477961717,604.13710053851139,{"$f":"IF(AND(Year-Age+1>=Initial_Year,Age <=_201to500Life),OFFSET($AE55,1-Age,0),0)","v":624.81526708456579},646.20119776449849,668.31911765010625,691.19408097939458,714.85199953695201,739.31967200571614,764.62481432338109,790.79609107783187,817.86314797716864,845.85664543110329,874.80829328176571,919.08866492992945,945.60748583693965,976.06366805340247,1006.9985990684854,null,2020,1006.9985990684854,16335.240231974567,461.53697566918936,{"$f":"IFERROR(IF(AD55-$AD$16<=_201to500Life,0,IF(AD55<=StandardYear,AF54*(INDEX('Product Class Dist'!$C$9:$BE$13,4,MATCH('SM - 201-500 HP'!$AD55,'Product Class Dist'!$C$9:$BE$9,0))),AE55-AG55)),0)","v":545.46162339929606},0,1006.9985990684854]
[null,null,2021,0,0,493.6722909819415,510.56951156812545,528.04508356019903,546.11880254211576,564.81114165327381,584.14327477961717,604.13710053851139,624.81526708456579,646.20119776449849,668.31911765010625,691.19408097939458,714.85199953695201,739.31967200571614,764.62481432338109,790.79609107783187,817.86314797716864,845.85664543110329,874.80829328176571,919.08866492992945,945.60748583693965,976.06366805340247,1006.9985990684854,1032.7484588651437,null,2021,1032.7484588651437,16890.654409490166,477.33428134954369,{"$f":"IFERROR(IF(AD56-$AD$16<=_201to500Life,0,IF(AD56<=StandardYear,AF55*(INDEX('Product Class Dist'!$C$9:$BE$13,4,MATCH('SM - 201-500 HP'!$AD56,'Product Class Dist'!$C$9:$BE$9,0))),AE56-AG56)),0)","v":555.41417751559993},0,1032.7484588651437]
[null,null,2022,0,0,510.56951156812545,528.04508356019903,546.11880254211576,564.81114165327381,584.14327477961717,604.13710053851139,624.81526708456579,646.20119776449849,668.31911765010625,691.19408097939458,714.85199953695201,739.31967200571614,764.62481432338109,790.79609107783187,817.86314797716864,845.85664543110329,874.80829328176571,919.08866492992945,945.60748583693965,976.06366805340247,1006.9985990684854,1032.7484588651437,1068.9808752786696,null,2022,1068.9808752786696,17465.962993786896,493.6722909819415,{"$f":"IFERROR(IF(AD57-$AD$16<=_201to500Life,0,IF(AD57<=StandardYear,AF56*(INDEX('Product Class Dist'!$C$9:$BE$13,4,MATCH('SM - 201-500 HP'!$AD57,'Product Class Dist'!$C$9:$BE$9,0))),AE57-AG57)),0)","v":575.3085842967281},0,1068.9808752786696]
[null,null,2023,0,0,528.04508356019903,546.11880254211576,564.81114165327381,584.14327477961717,604.13710053851139,624.81526708456579,646.20119776449849,668.31911765010625,691.19408097939458,714.85199953695201,739.31967200571614,764.62481432338109,790.79609107783187,817.86314797716864,845.85664543110329,874.80829328176571,919.08866492992945,945.60748583693965,976.06366805340247,1006.9985990684854,1032.7484588651437,1068.9808752786696,1113.698122513797,null,2023,1113.698122513797,18069.091604732566,510.56951156812545,{"$f":"IFERROR(IF(AD58-$AD$16<=_201to500Life,0,IF(AD58<=StandardYear,AF57*(INDEX('Product Class Dist'!$C$9:$BE$13,4,MATCH('SM - 201-500 HP'!$AD58,'Product Class Dist'!$C$9:$BE$9,0))),AE58-AG58)),0)","v":603.12861094567154},0,1113.698122513797]
[null,null,2024,0,0,546.11880254211576,564.81114165327381,584.14327477961717,604.13710053851139,624.81526708456579,646.20119776449849,668.31911765010625,691.19408097939458,714.85199953695201,739.31967200571614,764.62481432338109,790.79609107783187,817.86314797716864,845.85664543110329,874.80829328176571,919.08866492992945,945.60748583693965,976.06366805340247,1006.9985990684854,1032.7484588651437,1068.9808752786696,1113.698122513797,1162.5697429359775,null,2024,1162.5697429359775,18703.61626410835,528.04508356019903,{"$f":"IFERROR(IF(AD59-$AD$16<=_201to500Life,0,IF(AD59<=StandardYear,AF58*(INDEX('Product Class Dist'!$C$9:$BE$13,4,MATCH('SM - 201-500 HP'!$AD59,'Product Class Dist'!$C$9:$BE$9,0))),AE59-AG59)),0)","v":634.52465937577847},0,1162.5697429359775]
[null,null,2025,0,0,564.81114165327381,584.14327477961717,604.13710053851139,624.81526708456579,646.20119776449849,668.31911765010625,691.19408097939458,714.85199953695201,739.31967200571614,764.62481432338109,790.79609107783187,817.86314797716864,845.85664543110329,874.80829328176571,919.08866492992945,945.60748583693965,976.06366805340247,1006.9985990684854,1032.7484588651437,1068.9808752786696,1113.698122513797,1162.5697429359775,1215.9015336854441,null,2025,1215.9015336854441,19373.398995251679,546.11880254211576,{"$f":"IFERROR(IF(AD60-$AD$16<=_201to500Life,0,IF(AD60<=StandardYear,AF59*(INDEX('Product Class Dist'!$C$9:$BE$13,4,MATCH('SM - 201-500 HP'!$AD60,'Product Class Dist'!$C$9:$BE$9,0))),AE60-AG60)),0)","v":669.78273114332831},0,1215.9015336854441]
[null,null,2026,0,0,584.14327477961717,604.13710053851139,624.81526708456579,646.20119776449849,668.31911765010625,691.19408097939458,714.85199953695201,739.31967200571614,764.62481432338109,790.79609107783187,817.86314797716864,845.85664543110329,874.80829328176571,919.08866492992945,945.60748583693965,976.06366805340247,1006.9985990684854,1032.7484588651437,1068.9808752786696,1113.698122513797,1162.5697429359775,1215.9015336854441,1267.7737515539188,null,2026,1267.7737515539188,20076.36160515232,564.81114165327381,{"$f":"IFERROR(IF(AD61-$AD$16<=_201to500Life,0,IF(AD61<=StandardYear,AF60*(INDEX('Product Class Dist'!$C$9:$BE$13,4,MATCH('SM - 201-500 HP'!$AD61,'Product Class Dist'!$C$9:$BE$9,0))),AE61-AG61)),0)","v":702.96260990064502},0,1267.7737515539188]
[null,null,2027,0,0,604.13710053851139,624.81526708456579,646.20119776449849,668.31911765010625,691.19408097939458,714.85199953695201,739.31967200571614,764.62481432338109,790.79609107783187,817.86314797716864,845.85664543110329,874.80829328176571,919.08866492992945,945.60748583693965,976.06366805340247,1006.9985990684854,1032.7484588651437,1068.9808752786696,1113.698122513797,1162.5697429359775,1215.9015336854441,1267.7737515539188,1312.1648035242711,null,2027,1312.1648035242711,20804.383133896976,584.14327477961717,{"$f":"IFERROR(IF(AD62-$AD$16<=_201to500Life,0,IF(AD62<=StandardYear,AF61*(INDEX('Product Class Dist'!$C$9:$BE$13,4,MATCH('SM - 201-500 HP'!$AD62,'Product Class Dist'!$C$9:$BE$9,0))),AE62-AG62)),0)","v":728.02152874465389},0,1312.1648035242711]
[null,null,2028,0,0,624.81526708456579,646.20119776449849,668.31911765010625,691.19408097939458,714.85199953695201,739.31967200571614,764.62481432338109,790.79609107783187,817.86314797716864,845.85664543110329,874.80829328176571,919.08866492992945,945.60748583693965,976.06366805340247,1006.9985990684854,1032.7484588651437,1068.9808752786696,1113.698122513797,1162.5697429359775,1215.9015336854441,1267.7737515539188,1312.1648035242711,1349.2146658823206,null,2028,1349.2146658823206,21549.460699240786,604.13710053851139,{"$f":"IFERROR(IF(AD63-$AD$16<=_201to500Life,0,IF(AD63<=StandardYear,AF62*(INDEX('Product Class Dist'!$C$9:$BE$13,4,MATCH('SM - 201-500 HP'!$AD63,'Product Class Dist'!$C$9:$BE$9,0))),AE63-AG63)),0)","v":745.07756534380917},0,1349.2146658823206]
[null,null,2029,0,0,646.20119776449849,668.31911765010625,691.19408097939458,714.85199953695201,739.31967200571614,764.62481432338109,790.79609107783187,817.86314797716864,845.85664543110329,874.80829328176571,919.08866492992945,945.60748583693965,976.06366805340247,1006.9985990684854,1032.7484588651437,1068.9808752786696,1113.698122513797,1162.5697429359775,1215.9015336854441,1267.7737515539188,1312.1648035242711,1349.2146658823206,1387.1208943276554,null,2029,1387.1208943276554,22311.766326483874,624.81526708456579,{"$f":"IFERROR(IF(AD64-$AD$16<=_201to500Life,0,IF(AD64<=StandardYear,AF63*(INDEX('Product Class Dist'!$C$9:$BE$13,4,MATCH('SM - 201-500 HP'!$AD64,'Product Class Dist'!$C$9:$BE$9,0))),AE64-AG64)),0)","v":762.30562724308959},0,1387.1208943276554]
[null,null,2030,0,0,668.31911765010625,691.19408097939458,714.85199953695201,739.31967200571614,764.62481432338109,790.79609107783187,817.86314797716864,845.85664543110329,874.80829328176571,919.08866492992945,945.60748583693965,976.06366805340247,1006.9985990684854,1032.7484588651437,1068.9808752786696,1113.698122513797,1162.5697429359775,1215.9015336854441,1267.7737515539188,1312.1648035242711,1349.2146658823206,1387.1208943276554,1425.8786447879827,null,2030,1425.8786447879827,23091.443773507359,646.20119776449849,{"$f":"IFERROR(IF(AD65-$AD$16<=_201to500Life,0,IF(AD65<=StandardYear,AF64*(INDEX('Product Class Dist'!$C$9:$BE$13,4,MATCH('SM - 201-500 HP'!$AD65,'Product Class Dist'!$C$9:$BE$9,0))),AE65-AG65)),0)","v":779.67744702348421},0,1425.8786447879827]
[null,null,2031,0,0,691.19408097939458,714.85199953695201,739.31967200571614,764.62481432338109,790.79609107783187,817.86314797716864,845.85664543110329,874.80829328176571,919.08866492992945,945.60748583693965,976.06366805340247,1006.9985990684854,1032.7484588651437,1068.9808752786696,1113.698122513797,1162.5697429359775,1215.9015336854441,1267.7737515539188,1312.1648035242711,1349.2146658823206,1387.1208943276554,1425.8786447879827,1459.1016552814476,null,2031,1459.1016552814476,23882.2263111387,668.31911765010625,{"$f":"IFERROR(IF(AD66-$AD$16<=_201to500Life,0,IF(AD66<=StandardYear,AF65*(INDEX('Product Class Dist'!$C$9:$BE$13,4,MATCH('SM - 201-500 HP'!$AD66,'Product Class Dist'!$C$9:$BE$9,0))),AE66-AG66)),0)","v":790.78253763134137},0,1459.1016552814476]
[null,null,2032,0,0,714.85199953695201,739.31967200571614,764.62481432338109,790.79609107783187,817.86314797716864,845.85664543110329,874.80829328176571,919.08866492992945,945.60748583693965,976.06366805340247,1006.9985990684854,1032.7484588651437,1068.9808752786696,1113.698122513797,1162.5697429359775,1215.9015336854441,1267.7737515539188,1312.1648035242711,1349.2146658823206,1387.1208943276554,1425.8786447879827,1459.1016552814476,1504.1633889797204,null,2032,1504.1633889797204,24695.195619139024,691.19408097939458,{"$f":"IFERROR(IF(AD67-$AD$16<=_201to500Life,0,IF(AD67<=StandardYear,AF66*(INDEX('Product Class Dist'!$C$9:$BE$13,4,MATCH('SM - 201-500 HP'!$AD67,'Product Class Dist'!$C$9:$BE$9,0))),AE67-AG67)),0)","v":812.96930800032578},0,1504.1633889797204]
[null,null,2033,0,0,739.31967200571614,764.62481432338109,790.79609107783187,817.86314797716864,845.85664543110329,874.80829328176571,919.08866492992945,945.60748583693965,976.06366805340247,1006.9985990684854,1032.7484588651437,1068.9808752786696,1113.698122513797,1162.5697429359775,1215.9015336854441,1267.7737515539188,1312.1648035242711,1349.2146658823206,1387.1208943276554,1425.8786447879827,1459.1016552814476,1504.1633889797204,1549.5229080669023,null,2033,1549.5229080669023,25529.866527668975,714.85199953695201,{"$f":"IFERROR(IF(AD68-$AD$16<=_201to500Life,0,IF(AD68<=StandardYear,AF67*(INDEX('Product Class Dist'!$C$9:$BE$13,4,MATCH('SM - 201-500 HP'!$AD68,'Product Class Dist'!$C$9:$BE$9,0))),AE68-AG68)),0)","v":834.67090852995034},0,1549.5229080669023]
[null,null,2034,0,0,764.62481432338109,790.79609107783187,817.86314797716864,845.85664543110329,874.80829328176571,919.08866492992945,945.60748583693965,976.06366805340247,1006.9985990684854,1032.7484588651437,1068.9808752786696,1113.698122513797,1162.5697429359775,1215.9015336854441,1267.7737515539188,1312.1648035242711,1349.2146658823206,1387.1208943276554,1425.8786447879827,1459.1016552814476,1504.1633889797204,1549.5229080669023,1603.2570462588412,null,2034,1603.2570462588412,26393.803901922096,739.31967200571614,{"$f":"IFERROR(IF(AD69-$AD$16<=_201to500Life,0,IF(AD69<=StandardYear,AF68*(INDEX('Product Class Dist'!$C$9:$BE$13,4,MATCH('SM - 201-500 HP'!$AD69,'Product Class Dist'!$C$9:$BE$9,0))),AE69-AG69)),0)","v":863.93737425312509},0,1603.2570462588412]

{"sheet":"UEC Data Aggregation","index":19,"n_rows":152,"n_cols":29,"rows_kept":152,"cut":false,"hidden":false,"merged":[[5,2,5,6],[1,2,1,6],[2,2,2,6],[3,2,3,6],[4,2,4,6]]}
[]
[null,null,"UEC Data Aggregation"]
[]
[null,null,"NAVIGATION"]
[]
[null,null,"COMMENTS"]
[]
[]
[null,null,"EISA 2007 UEC Multiplier"]
[null,null,"Product Class",null,"1-5 HP","6-20 HP","21-50 HP","51-100 HP","101-200 HP","201-500 HP"]
[null,null,"Value",null,3.6258275112392324E-2,2.8211393226212245E-2,2.1125414047025393E-2,1.3052807697785607E-2,9.611433108378975E-3,2.0320008488924568E-2]
[]
[null,null,null,"Source","2012-2014 BPA Standard Impact Analysis - Electric Motors Analysis (previous electric motors model completed by Navigant), Tab 'UEC', cells AM88:AM93 divided horizontally by cells AN88:AN93"]
[]
[null,null,"Conversion Factor (Btu to kWh)"]
[null,null,"Year",null,2016]
[null,null,"Multiplier (Btu/kWh)",null,3412.1419999999998]
[]
[null,null,"Electric Motor Lifetimes"]
[null,null,"Horsepower",null,1,1.5,2,3,5,7.5,10,15,20,25,30,40,50,60,75,100,125,150,200,250,300,350,400,450,500]
[null,null,"Lifetimes",null,{"$f":"_1to5Life","v":15},14.727103120759839,14.727103120759839,14.727103120759839,14.727103120759839,{"$f":"_6to20Life","v":16},{"$f":"_6to20Life","v":16},{"$f":"_6to20Life","v":16},{"$f":"_6to20Life","v":16},{"$f":"_21to50Life","v":20},{"$f":"_21to50Life","v":20},{"$f":"_21to50Life","v":20},{"$f":"_21to50Life","v":20},{"$f":"_51to100Life","v":19},{"$f":"_51to100Life","v":19},{"$f":"_51to100Life","v":19},{"$f":"_101to200Life","v":22},{"$f":"_101to200Life","v":22},{"$f":"_101to200Life","v":22},{"$f":"_201to500Life","v":23},23,23,23,23,23]
[]
[null,null,null,"Source","DOE Electric Motors 2014 Final Rule Technical Support Document, Chapter 8: Life-Cycle Cost and Payback Period Analysis, Table 8.2.22 Motor Lifetime by Horsepower Range and Sector (page 8-22)"]
[]
[null,null,"Consolidated UEC by Horsepower (kWh/year, using estimated lifetimes)",null,null,null,null,null,null,"Consolidated UEC by Product Classes (kWh/year)"]
[]
[null,null,"Horsepower","CSL",2016,null,null,null,null,"Range","CSL",2016]
[null,null,1,"CSL 0",{"$f":"SUMIFS('UEC Data'!M$12:M$3611,'UEC Data'!$D$12:$D$3611,'UEC Data Aggregation'!$C28,'UEC Data'!$F$12:$F$3611,'UEC Data Aggregation'!$D28)/$E$17*10^9/(HLOOKUP($C28,$C$20:$AC$21,2,FALSE))","v":1450.0755899629985},null,null,null,null,"1-5 HP","CSL 0",{"$f":"HLOOKUP($C28,HPSizeDist,2,FALSE)*E28+HLOOKUP($C33,HPSizeDist,2,FALSE)*E33+HLOOKUP($C38,HPSizeDist,2,FALSE)*E38+HLOOKUP($C43,HPSizeDist,2,FALSE)*E43+HLOOKUP($C48,HPSizeDist,2,FALSE)*E48","v":4263.1519895621732}]
[null,null,1,"CSL 1",{"$f":"SUMIFS('UEC Data'!M$12:M$3611,'UEC Data'!$D$12:$D$3611,'UEC Data Aggregation'!$C29,'UEC Data'!$F$12:$F$3611,'UEC Data Aggregation'!$D29)/$E$17*10^9/(HLOOKUP($C29,$C$20:$AC$21,2,FALSE))","v":1372.5782993395492},null,null,null,null,"1-5 HP","CSL 1",{"$f":"HLOOKUP($C29,HPSizeDist,2,FALSE)*E29+HLOOKUP($C34,HPSizeDist,2,FALSE)*E34+HLOOKUP($C39,HPSizeDist,2,FALSE)*E39+HLOOKUP($C44,HPSizeDist,2,FALSE)*E44+HLOOKUP($C49,HPSizeDist,2,FALSE)*E49","v":4008.5988654924267}]
[null,null,1,"CSL 2",{"$f":"SUMIFS('UEC Data'!M$12:M$3611,'UEC Data'!$D$12:$D$3611,'UEC Data Aggregation'!$C30,'UEC Data'!$F$12:$F$3611,'UEC Data Aggregation'!$D30)/$E$17*10^9/(HLOOKUP($C30,$C$20:$AC$21,2,FALSE))","v":1329.6414396131934},null,null,null,null,"1-5 HP","CSL 2",{"$f":"HLOOKUP($C30,HPSizeDist,2,FALSE)*E30+HLOOKUP($C35,HPSizeDist,2,FALSE)*E35+HLOOKUP($C40,HPSizeDist,2,FALSE)*E40+HLOOKUP($C45,HPSizeDist,2,FALSE)*E45+HLOOKUP($C50,HPSizeDist,2,FALSE)*E50","v":3919.1570770279945}]
[null,null,1,"CSL 3",{"$f":"SUMIFS('UEC Data'!M$12:M$3611,'UEC Data'!$D$12:$D$3611,'UEC Data Aggregation'!$C31,'UEC Data'!$F$12:$F$3611,'UEC Data Aggregation'!$D31)/$E$17*10^9/(HLOOKUP($C31,$C$20:$AC$21,2,FALSE))","v":1311.2468031169217},null,null,null,null,"1-5 HP","CSL 3",{"$f":"HLOOKUP($C31,HPSizeDist,2,FALSE)*E31+HLOOKUP($C36,HPSizeDist,2,FALSE)*E36+HLOOKUP($C41,HPSizeDist,2,FALSE)*E41+HLOOKUP($C46,HPSizeDist,2,FALSE)*E46+HLOOKUP($C51,HPSizeDist,2,FALSE)*E51","v":3882.4673241238133}]
[null,null,1,"CSL 4",{"$f":"SUMIFS('UEC Data'!M$12:M$3611,'UEC Data'!$D$12:$D$3611,'UEC Data Aggregation'!$C32,'UEC Data'!$F$12:$F$3611,'UEC Data Aggregation'!$D32)/$E$17*10^9/(HLOOKUP($C32,$C$20:$AC$21,2,FALSE))","v":1293.3829847622949},null,null,null,null,"1-5 HP","CSL 4",{"$f":"HLOOKUP($C32,HPSizeDist,2,FALSE)*E32+HLOOKUP($C37,HPSizeDist,2,FALSE)*E37+HLOOKUP($C42,HPSizeDist,2,FALSE)*E42+HLOOKUP($C47,HPSizeDist,2,FALSE)*E47+HLOOKUP($C52,HPSizeDist,2,FALSE)*E52","v":3845.3164801439602}]
[null,null,1.5,"CSL 0",{"$f":"SUMIFS('UEC Data'!M$12:M$3611,'UEC Data'!$D$12:$D$3611,'UEC Data Aggregation'!$C33,'UEC Data'!$F$12:$F$3611,'UEC Data Aggregation'!$D33)/$E$17*10^9/(HLOOKUP($C33,$C$20:$AC$21,2,FALSE))","v":2154.8915365357843},null,null,null,null,"6-20 HP","CSL 0",{"$f":"HLOOKUP($C53,HPSizeDist,2,FALSE)*E53+HLOOKUP($C58,HPSizeDist,2,FALSE)*E58+HLOOKUP($C63,HPSizeDist,2,FALSE)*E63+HLOOKUP($C68,HPSizeDist,2,FALSE)*E68","v":18340.550322108236}]
[null,null,1.5,"CSL 1",{"$f":"SUMIFS('UEC Data'!M$12:M$3611,'UEC Data'!$D$12:$D$3611,'UEC Data Aggregation'!$C34,'UEC Data'!$F$12:$F$3611,'UEC Data Aggregation'!$D34)/$E$17*10^9/(HLOOKUP($C34,$C$20:$AC$21,2,FALSE))","v":2024.462389212242},null,null,null,null,"6-20 HP","CSL 1",{"$f":"HLOOKUP($C54,HPSizeDist,2,FALSE)*E54+HLOOKUP($C59,HPSizeDist,2,FALSE)*E59+HLOOKUP($C64,HPSizeDist,2,FALSE)*E64+HLOOKUP($C69,HPSizeDist,2,FALSE)*E69","v":17636.615159330777}]
[null,null,1.5,"CSL 2",{"$f":"SUMIFS('UEC Data'!M$12:M$3611,'UEC Data'!$D$12:$D$3611,'UEC Data Aggregation'!$C35,'UEC Data'!$F$12:$F$3611,'UEC Data Aggregation'!$D35)/$E$17*10^9/(HLOOKUP($C35,$C$20:$AC$21,2,FALSE))","v":1971.2529337125241},null,null,null,null,"6-20 HP","CSL 2",{"$f":"HLOOKUP($C55,HPSizeDist,2,FALSE)*E55+HLOOKUP($C60,HPSizeDist,2,FALSE)*E60+HLOOKUP($C65,HPSizeDist,2,FALSE)*E65+HLOOKUP($C70,HPSizeDist,2,FALSE)*E70","v":17318.720744717662}]
[null,null,1.5,"CSL 3",{"$f":"SUMIFS('UEC Data'!M$12:M$3611,'UEC Data'!$D$12:$D$3611,'UEC Data Aggregation'!$C36,'UEC Data'!$F$12:$F$3611,'UEC Data Aggregation'!$D36)/$E$17*10^9/(HLOOKUP($C36,$C$20:$AC$21,2,FALSE))","v":1946.1601251839884},null,null,null,null,"6-20 HP","CSL 3",{"$f":"HLOOKUP($C56,HPSizeDist,2,FALSE)*E56+HLOOKUP($C61,HPSizeDist,2,FALSE)*E61+HLOOKUP($C66,HPSizeDist,2,FALSE)*E66+HLOOKUP($C71,HPSizeDist,2,FALSE)*E71","v":17193.826523811797}]
[null,null,1.5,"CSL 4",{"$f":"SUMIFS('UEC Data'!M$12:M$3611,'UEC Data'!$D$12:$D$3611,'UEC Data Aggregation'!$C37,'UEC Data'!$F$12:$F$3611,'UEC Data Aggregation'!$D37)/$E$17*10^9/(HLOOKUP($C37,$C$20:$AC$21,2,FALSE))","v":1923.6026532060787},null,null,null,null,"6-20 HP","CSL 4",{"$f":"HLOOKUP($C57,HPSizeDist,2,FALSE)*E57+HLOOKUP($C62,HPSizeDist,2,FALSE)*E62+HLOOKUP($C67,HPSizeDist,2,FALSE)*E67+HLOOKUP($C72,HPSizeDist,2,FALSE)*E72","v":17066.353022129351}]
[null,null,2,"CSL 0",{"$f":"SUMIFS('UEC Data'!M$12:M$3611,'UEC Data'!$D$12:$D$3611,'UEC Data Aggregation'!$C38,'UEC Data'!$F$12:$F$3611,'UEC Data Aggregation'!$D38)/$E$17*10^9/(HLOOKUP($C38,$C$20:$AC$21,2,FALSE))","v":2841.1253347351103},null,null,null,null,"21-50 HP","CSL 0",{"$f":"HLOOKUP($C73,HPSizeDist,2,FALSE)*E73+HLOOKUP($C78,HPSizeDist,2,FALSE)*E78+HLOOKUP($C83,HPSizeDist,2,FALSE)*E83+HLOOKUP($C88,HPSizeDist,2,FALSE)*E88","v":49215.523475852067}]
[null,null,2,"CSL 1",{"$f":"SUMIFS('UEC Data'!M$12:M$3611,'UEC Data'!$D$12:$D$3611,'UEC Data Aggregation'!$C39,'UEC Data'!$F$12:$F$3611,'UEC Data Aggregation'!$D39)/$E$17*10^9/(HLOOKUP($C39,$C$20:$AC$21,2,FALSE))","v":2680.8060233380006},null,null,null,null,"21-50 HP","CSL 1",{"$f":"HLOOKUP($C74,HPSizeDist,2,FALSE)*E74+HLOOKUP($C79,HPSizeDist,2,FALSE)*E79+HLOOKUP($C84,HPSizeDist,2,FALSE)*E84+HLOOKUP($C89,HPSizeDist,2,FALSE)*E89","v":47257.452121479291}]
[null,null,2,"CSL 2",{"$f":"SUMIFS('UEC Data'!M$12:M$3611,'UEC Data'!$D$12:$D$3611,'UEC Data Aggregation'!$C40,'UEC Data'!$F$12:$F$3611,'UEC Data Aggregation'!$D40)/$E$17*10^9/(HLOOKUP($C40,$C$20:$AC$21,2,FALSE))","v":2611.0520041585746},null,null,null,null,"21-50 HP","CSL 2",{"$f":"HLOOKUP($C75,HPSizeDist,2,FALSE)*E75+HLOOKUP($C80,HPSizeDist,2,FALSE)*E80+HLOOKUP($C85,HPSizeDist,2,FALSE)*E85+HLOOKUP($C90,HPSizeDist,2,FALSE)*E90","v":46668.178499041358}]
[null,null,2,"CSL 3",{"$f":"SUMIFS('UEC Data'!M$12:M$3611,'UEC Data'!$D$12:$D$3611,'UEC Data Aggregation'!$C41,'UEC Data'!$F$12:$F$3611,'UEC Data Aggregation'!$D41)/$E$17*10^9/(HLOOKUP($C41,$C$20:$AC$21,2,FALSE))","v":2580.7105498951059},null,null,null,null,"21-50 HP","CSL 3",{"$f":"HLOOKUP($C76,HPSizeDist,2,FALSE)*E76+HLOOKUP($C81,HPSizeDist,2,FALSE)*E81+HLOOKUP($C86,HPSizeDist,2,FALSE)*E86+HLOOKUP($C91,HPSizeDist,2,FALSE)*E91","v":46417.107957449487}]
[null,null,2,"CSL 4",{"$f":"SUMIFS('UEC Data'!M$12:M$3611,'UEC Data'!$D$12:$D$3611,'UEC Data Aggregation'!$C42,'UEC Data'!$F$12:$F$3611,'UEC Data Aggregation'!$D42)/$E$17*10^9/(HLOOKUP($C42,$C$20:$AC$21,2,FALSE))","v":2552.0848499650269},null,null,null,null,"21-50 HP","CSL 4",{"$f":"HLOOKUP($C77,HPSizeDist,2,FALSE)*E77+HLOOKUP($C82,HPSizeDist,2,FALSE)*E82+HLOOKUP($C87,HPSizeDist,2,FALSE)*E87+HLOOKUP($C92,HPSizeDist,2,FALSE)*E92","v":46186.824128121734}]
[null,null,3,"CSL 0",{"$f":"SUMIFS('UEC Data'!M$12:M$3611,'UEC Data'!$D$12:$D$3611,'UEC Data Aggregation'!$C43,'UEC Data'!$F$12:$F$3611,'UEC Data Aggregation'!$D43)/$E$17*10^9/(HLOOKUP($C43,$C$20:$AC$21,2,FALSE))","v":4211.8913271698239},null,null,null,null,"51-100 HP","CSL 0",{"$f":"HLOOKUP($C93,HPSizeDist,2,FALSE)*E93+HLOOKUP($C98,HPSizeDist,2,FALSE)*E98+HLOOKUP($C103,HPSizeDist,2,FALSE)*E103","v":142683.82353592472}]
[null,null,3,"CSL 1",{"$f":"SUMIFS('UEC Data'!M$12:M$3611,'UEC Data'!$D$12:$D$3611,'UEC Data Aggregation'!$C44,'UEC Data'!$F$12:$F$3611,'UEC Data Aggregation'!$D44)/$E$17*10^9/(HLOOKUP($C44,$C$20:$AC$21,2,FALSE))","v":3901.1103226771543},null,null,null,null,"51-100 HP","CSL 1",{"$f":"HLOOKUP($C94,HPSizeDist,2,FALSE)*E94+HLOOKUP($C99,HPSizeDist,2,FALSE)*E99+HLOOKUP($C104,HPSizeDist,2,FALSE)*E104","v":138999.96305035768}]
[null,null,3,"CSL 2",{"$f":"SUMIFS('UEC Data'!M$12:M$3611,'UEC Data'!$D$12:$D$3611,'UEC Data Aggregation'!$C45,'UEC Data'!$F$12:$F$3611,'UEC Data Aggregation'!$D45)/$E$17*10^9/(HLOOKUP($C45,$C$20:$AC$21,2,FALSE))","v":3811.8990439023673},null,null,null,null,"51-100 HP","CSL 2",{"$f":"HLOOKUP($C95,HPSizeDist,2,FALSE)*E95+HLOOKUP($C100,HPSizeDist,2,FALSE)*E100+HLOOKUP($C105,HPSizeDist,2,FALSE)*E105","v":137514.68341630185}]
[null,null,3,"CSL 3",{"$f":"SUMIFS('UEC Data'!M$12:M$3611,'UEC Data'!$D$12:$D$3611,'UEC Data Aggregation'!$C46,'UEC Data'!$F$12:$F$3611,'UEC Data Aggregation'!$D46)/$E$17*10^9/(HLOOKUP($C46,$C$20:$AC$21,2,FALSE))","v":3779.0090416977837},null,null,null,null,"51-100 HP","CSL 3",{"$f":"HLOOKUP($C96,HPSizeDist,2,FALSE)*E96+HLOOKUP($C101,HPSizeDist,2,FALSE)*E101+HLOOKUP($C106,HPSizeDist,2,FALSE)*E106","v":136907.74092518404}]
[null,null,3,"CSL 4",{"$f":"SUMIFS('UEC Data'!M$12:M$3611,'UEC Data'!$D$12:$D$3611,'UEC Data Aggregation'!$C47,'UEC Data'!$F$12:$F$3611,'UEC Data Aggregation'!$D47)/$E$17*10^9/(HLOOKUP($C47,$C$20:$AC$21,2,FALSE))","v":3743.9263997520075},null,null,null,null,"51-100 HP","CSL 4",{"$f":"HLOOKUP($C97,HPSizeDist,2,FALSE)*E97+HLOOKUP($C102,HPSizeDist,2,FALSE)*E102+HLOOKUP($C107,HPSizeDist,2,FALSE)*E107","v":136325.83025037753}]
[null,null,5,"CSL 0",{"$f":"SUMIFS('UEC Data'!M$12:M$3611,'UEC Data'!$D$12:$D$3611,'UEC Data Aggregation'!$C48,'UEC Data'!$F$12:$F$3611,'UEC Data Aggregation'!$D48)/$E$17*10^9/(HLOOKUP($C48,$C$20:$AC$21,2,FALSE))","v":6835.5515794783196},null,null,null,null,"101-200 HP","CSL 0",{"$f":"HLOOKUP($C108,HPSizeDist,2,FALSE)*E108+HLOOKUP($C113,HPSizeDist,2,FALSE)*E113+HLOOKUP($C118,HPSizeDist,2,FALSE)*E118","v":439043.31626275752}]
[null,null,5,"CSL 1",{"$f":"SUMIFS('UEC Data'!M$12:M$3611,'UEC Data'!$D$12:$D$3611,'UEC Data Aggregation'!$C49,'UEC Data'!$F$12:$F$3611,'UEC Data Aggregation'!$D49)/$E$17*10^9/(HLOOKUP($C49,$C$20:$AC$21,2,FALSE))","v":6456.2918149367151},null,null,null,null,"101-200 HP","CSL 1",{"$f":"HLOOKUP($C109,HPSizeDist,2,FALSE)*E109+HLOOKUP($C114,HPSizeDist,2,FALSE)*E114+HLOOKUP($C119,HPSizeDist,2,FALSE)*E119","v":431601.04979820328}]
[null,null,5,"CSL 2",{"$f":"SUMIFS('UEC Data'!M$12:M$3611,'UEC Data'!$D$12:$D$3611,'UEC Data Aggregation'!$C50,'UEC Data'!$F$12:$F$3611,'UEC Data Aggregation'!$D50)/$E$17*10^9/(HLOOKUP($C50,$C$20:$AC$21,2,FALSE))","v":6326.2587727086457},null,null,null,null,"101-200 HP","CSL 2",{"$f":"HLOOKUP($C110,HPSizeDist,2,FALSE)*E110+HLOOKUP($C115,HPSizeDist,2,FALSE)*E115+HLOOKUP($C120,HPSizeDist,2,FALSE)*E120","v":427701.56485287054}]
[null,null,5,"CSL 3",{"$f":"SUMIFS('UEC Data'!M$12:M$3611,'UEC Data'!$D$12:$D$3611,'UEC Data Aggregation'!$C51,'UEC Data'!$F$12:$F$3611,'UEC Data Aggregation'!$D51)/$E$17*10^9/(HLOOKUP($C51,$C$20:$AC$21,2,FALSE))","v":6272.6745494362094},null,null,null,null,"101-200 HP","CSL 3",{"$f":"HLOOKUP($C111,HPSizeDist,2,FALSE)*E111+HLOOKUP($C116,HPSizeDist,2,FALSE)*E116+HLOOKUP($C121,HPSizeDist,2,FALSE)*E121","v":426008.5624363774}]
[null,null,5,"CSL 4",{"$f":"SUMIFS('UEC Data'!M$12:M$3611,'UEC Data'!$D$12:$D$3611,'UEC Data Aggregation'!$C52,'UEC Data'!$F$12:$F$3611,'UEC Data Aggregation'!$D52)/$E$17*10^9/(HLOOKUP($C52,$C$20:$AC$21,2,FALSE))","v":6217.3859084831593},null,null,null,null,"101-200 HP","CSL 4",{"$f":"HLOOKUP($C112,HPSizeDist,2,FALSE)*E112+HLOOKUP($C117,HPSizeDist,2,FALSE)*E117+HLOOKUP($C122,HPSizeDist,2,FALSE)*E122","v":424500.48604007869}]
[null,null,7.5,"CSL 0",{"$f":"SUMIFS('UEC Data'!M$12:M$3611,'UEC Data'!$D$12:$D$3611,'UEC Data Aggregation'!$C53,'UEC Data'!$F$12:$F$3611,'UEC Data Aggregation'!$D53)/$E$17*10^9/(HLOOKUP($C53,$C$20:$AC$21,2,FALSE))","v":11554.170562858104},null,null,null,null,"201-500 HP","CSL 0",{"$f":"HLOOKUP($C123,HPSizeDist,2,FALSE)*E123+HLOOKUP($C128,HPSizeDist,2,FALSE)*E128+HLOOKUP($C133,HPSizeDist,2,FALSE)*E133+HLOOKUP($C138,HPSizeDist,2,FALSE)*E138+HLOOKUP($C143,HPSizeDist,2,FALSE)*E143+HLOOKUP($C148,HPSizeDist,2,FALSE)*E148","v":793162.39471852826}]
[null,null,7.5,"CSL 1",{"$f":"SUMIFS('UEC Data'!M$12:M$3611,'UEC Data'!$D$12:$D$3611,'UEC Data Aggregation'!$C54,'UEC Data'!$F$12:$F$3611,'UEC Data Aggregation'!$D54)/$E$17*10^9/(HLOOKUP($C54,$C$20:$AC$21,2,FALSE))","v":10875.483310996744},null,null,null,null,"201-500 HP","CSL 1",{"$f":"HLOOKUP($C124,HPSizeDist,2,FALSE)*E124+HLOOKUP($C129,HPSizeDist,2,FALSE)*E129+HLOOKUP($C134,HPSizeDist,2,FALSE)*E134+HLOOKUP($C139,HPSizeDist,2,FALSE)*E139+HLOOKUP($C144,HPSizeDist,2,FALSE)*E144+HLOOKUP($C149,HPSizeDist,2,FALSE)*E149","v":788973.01836923684}]
[null,null,7.5,"CSL 2",{"$f":"SUMIFS('UEC Data'!M$12:M$3611,'UEC Data'!$D$12:$D$3611,'UEC Data Aggregation'!$C55,'UEC Data'!$F$12:$F$3611,'UEC Data Aggregation'!$D55)/$E$17*10^9/(HLOOKUP($C55,$C$20:$AC$21,2,FALSE))","v":10645.231758654876},null,null,null,null,"201-500 HP","CSL 2",{"$f":"HLOOKUP($C125,HPSizeDist,2,FALSE)*E125+HLOOKUP($C130,HPSizeDist,2,FALSE)*E130+HLOOKUP($C135,HPSizeDist,2,FALSE)*E135+HLOOKUP($C140,HPSizeDist,2,FALSE)*E140+HLOOKUP($C145,HPSizeDist,2,FALSE)*E145+HLOOKUP($C150,HPSizeDist,2,FALSE)*E150","v":783892.54308890027}]
[null,null,7.5,"CSL 3",{"$f":"SUMIFS('UEC Data'!M$12:M$3611,'UEC Data'!$D$12:$D$3611,'UEC Data Aggregation'!$C56,'UEC Data'!$F$12:$F$3611,'UEC Data Aggregation'!$D56)/$E$17*10^9/(HLOOKUP($C56,$C$20:$AC$21,2,FALSE))","v":10562.461434291899},null,null,null,null,"201-500 HP","CSL 3",{"$f":"HLOOKUP($C126,HPSizeDist,2,FALSE)*E126+HLOOKUP($C131,HPSizeDist,2,FALSE)*E131+HLOOKUP($C136,HPSizeDist,2,FALSE)*E136+HLOOKUP($C141,HPSizeDist,2,FALSE)*E141+HLOOKUP($C146,HPSizeDist,2,FALSE)*E146+HLOOKUP($C151,HPSizeDist,2,FALSE)*E151","v":781013.71542830567}]
[null,null,7.5,"CSL 4",{"$f":"SUMIFS('UEC Data'!M$12:M$3611,'UEC Data'!$D$12:$D$3611,'UEC Data Aggregation'!$C57,'UEC Data'!$F$12:$F$3611,'UEC Data Aggregation'!$D57)/$E$17*10^9/(HLOOKUP($C57,$C$20:$AC$21,2,FALSE))","v":10485.612619500187},null,null,null,null,"201-500 HP","CSL 4",{"$f":"HLOOKUP($C127,HPSizeDist,2,FALSE)*E127+HLOOKUP($C132,HPSizeDist,2,FALSE)*E132+HLOOKUP($C137,HPSizeDist,2,FALSE)*E137+HLOOKUP($C142,HPSizeDist,2,FALSE)*E142+HLOOKUP($C147,HPSizeDist,2,FALSE)*E147+HLOOKUP($C152,HPSizeDist,2,FALSE)*E152","v":778530.79750161467}]
[null,null,10,"CSL 0",{"$f":"SUMIFS('UEC Data'!M$12:M$3611,'UEC Data'!$D$12:$D$3611,'UEC Data Aggregation'!$C58,'UEC Data'!$F$12:$F$3611,'UEC Data Aggregation'!$D58)/$E$17*10^9/(HLOOKUP($C58,$C$20:$AC$21,2,FALSE))","v":14890.930835002908}]
[null,null,10,"CSL 1",{"$f":"SUMIFS('UEC Data'!M$12:M$3611,'UEC Data'!$D$12:$D$3611,'UEC Data Aggregation'!$C59,'UEC Data'!$F$12:$F$3611,'UEC Data Aggregation'!$D59)/$E$17*10^9/(HLOOKUP($C59,$C$20:$AC$21,2,FALSE))","v":14425.640492107297}]
[null,null,10,"CSL 2",{"$f":"SUMIFS('UEC Data'!M$12:M$3611,'UEC Data'!$D$12:$D$3611,'UEC Data Aggregation'!$C60,'UEC Data'!$F$12:$F$3611,'UEC Data Aggregation'!$D60)/$E$17*10^9/(HLOOKUP($C60,$C$20:$AC$21,2,FALSE))","v":14139.849755988167}]
[null,null,10,"CSL 3",{"$f":"SUMIFS('UEC Data'!M$12:M$3611,'UEC Data'!$D$12:$D$3611,'UEC Data Aggregation'!$C61,'UEC Data'!$F$12:$F$3611,'UEC Data Aggregation'!$D61)/$E$17*10^9/(HLOOKUP($C61,$C$20:$AC$21,2,FALSE))","v":14029.104634803478}]
[null,null,10,"CSL 4",{"$f":"SUMIFS('UEC Data'!M$12:M$3611,'UEC Data'!$D$12:$D$3611,'UEC Data Aggregation'!$C62,'UEC Data'!$F$12:$F$3611,'UEC Data Aggregation'!$D62)/$E$17*10^9/(HLOOKUP($C62,$C$20:$AC$21,2,FALSE))","v":13933.340392703527}]
[null,null,15,"CSL 0",{"$f":"SUMIFS('UEC Data'!M$12:M$3611,'UEC Data'!$D$12:$D$3611,'UEC Data Aggregation'!$C63,'UEC Data'!$F$12:$F$3611,'UEC Data Aggregation'!$D63)/$E$17*10^9/(HLOOKUP($C63,$C$20:$AC$21,2,FALSE))","v":22260.854718830738}]
[null,null,15,"CSL 1",{"$f":"SUMIFS('UEC Data'!M$12:M$3611,'UEC Data'!$D$12:$D$3611,'UEC Data Aggregation'!$C64,'UEC Data'!$F$12:$F$3611,'UEC Data Aggregation'!$D64)/$E$17*10^9/(HLOOKUP($C64,$C$20:$AC$21,2,FALSE))","v":21340.191164268879}]
[null,null,15,"CSL 2",{"$f":"SUMIFS('UEC Data'!M$12:M$3611,'UEC Data'!$D$12:$D$3611,'UEC Data Aggregation'!$C65,'UEC Data'!$F$12:$F$3611,'UEC Data Aggregation'!$D65)/$E$17*10^9/(HLOOKUP($C65,$C$20:$AC$21,2,FALSE))","v":21022.793449285105}]
[null,null,15,"CSL 3",{"$f":"SUMIFS('UEC Data'!M$12:M$3611,'UEC Data'!$D$12:$D$3611,'UEC Data Aggregation'!$C66,'UEC Data'!$F$12:$F$3611,'UEC Data Aggregation'!$D66)/$E$17*10^9/(HLOOKUP($C66,$C$20:$AC$21,2,FALSE))","v":20879.093615896963}]
[null,null,15,"CSL 4",{"$f":"SUMIFS('UEC Data'!M$12:M$3611,'UEC Data'!$D$12:$D$3611,'UEC Data Aggregation'!$C67,'UEC Data'!$F$12:$F$3611,'UEC Data Aggregation'!$D67)/$E$17*10^9/(HLOOKUP($C67,$C$20:$AC$21,2,FALSE))","v":20686.627229695885}]
[null,null,20,"CSL 0",{"$f":"SUMIFS('UEC Data'!M$12:M$3611,'UEC Data'!$D$12:$D$3611,'UEC Data Aggregation'!$C68,'UEC Data'!$F$12:$F$3611,'UEC Data Aggregation'!$D68)/$E$17*10^9/(HLOOKUP($C68,$C$20:$AC$21,2,FALSE))","v":29255.191808280488}]
[null,null,20,"CSL 1",{"$f":"SUMIFS('UEC Data'!M$12:M$3611,'UEC Data'!$D$12:$D$3611,'UEC Data Aggregation'!$C69,'UEC Data'!$F$12:$F$3611,'UEC Data Aggregation'!$D69)/$E$17*10^9/(HLOOKUP($C69,$C$20:$AC$21,2,FALSE))","v":28440.549296522506}]
[null,null,20,"CSL 2",{"$f":"SUMIFS('UEC Data'!M$12:M$3611,'UEC Data'!$D$12:$D$3611,'UEC Data Aggregation'!$C70,'UEC Data'!$F$12:$F$3611,'UEC Data Aggregation'!$D70)/$E$17*10^9/(HLOOKUP($C70,$C$20:$AC$21,2,FALSE))","v":27924.532659629538}]
[null,null,20,"CSL 3",{"$f":"SUMIFS('UEC Data'!M$12:M$3611,'UEC Data'!$D$12:$D$3611,'UEC Data Aggregation'!$C71,'UEC Data'!$F$12:$F$3611,'UEC Data Aggregation'!$D71)/$E$17*10^9/(HLOOKUP($C71,$C$20:$AC$21,2,FALSE))","v":27735.630808174566}]
[null,null,20,"CSL 4",{"$f":"SUMIFS('UEC Data'!M$12:M$3611,'UEC Data'!$D$12:$D$3611,'UEC Data Aggregation'!$C72,'UEC Data'!$F$12:$F$3611,'UEC Data Aggregation'!$D72)/$E$17*10^9/(HLOOKUP($C72,$C$20:$AC$21,2,FALSE))","v":27571.280658035132}]
[null,null,25,"CSL 0",{"$f":"SUMIFS('UEC Data'!M$12:M$3611,'UEC Data'!$D$12:$D$3611,'UEC Data Aggregation'!$C73,'UEC Data'!$F$12:$F$3611,'UEC Data Aggregation'!$D73)/$E$17*10^9/(HLOOKUP($C73,$C$20:$AC$21,2,FALSE))","v":35313.167896876927}]
[null,null,25,"CSL 1",{"$f":"SUMIFS('UEC Data'!M$12:M$3611,'UEC Data'!$D$12:$D$3611,'UEC Data Aggregation'!$C74,'UEC Data'!$F$12:$F$3611,'UEC Data Aggregation'!$D74)/$E$17*10^9/(HLOOKUP($C74,$C$20:$AC$21,2,FALSE))","v":33495.605416486636}]
[null,null,25,"CSL 2",{"$f":"SUMIFS('UEC Data'!M$12:M$3611,'UEC Data'!$D$12:$D$3611,'UEC Data Aggregation'!$C75,'UEC Data'!$F$12:$F$3611,'UEC Data Aggregation'!$D75)/$E$17*10^9/(HLOOKUP($C75,$C$20:$AC$21,2,FALSE))","v":33059.898805261895}]
[null,null,25,"CSL 3",{"$f":"SUMIFS('UEC Data'!M$12:M$3611,'UEC Data'!$D$12:$D$3611,'UEC Data Aggregation'!$C76,'UEC Data'!$F$12:$F$3611,'UEC Data Aggregation'!$D76)/$E$17*10^9/(HLOOKUP($C76,$C$20:$AC$21,2,FALSE))","v":32864.151925726001}]
[null,null,25,"CSL 4",{"$f":"SUMIFS('UEC Data'!M$12:M$3611,'UEC Data'!$D$12:$D$3611,'UEC Data Aggregation'!$C77,'UEC Data'!$F$12:$F$3611,'UEC Data Aggregation'!$D77)/$E$17*10^9/(HLOOKUP($C77,$C$20:$AC$21,2,FALSE))","v":32705.320424040365}]
[null,null,30,"CSL 0",{"$f":"SUMIFS('UEC Data'!M$12:M$3611,'UEC Data'!$D$12:$D$3611,'UEC Data Aggregation'!$C78,'UEC Data'!$F$12:$F$3611,'UEC Data Aggregation'!$D78)/$E$17*10^9/(HLOOKUP($C78,$C$20:$AC$21,2,FALSE))","v":41948.878287609099}]
[null,null,30,"CSL 1",{"$f":"SUMIFS('UEC Data'!M$12:M$3611,'UEC Data'!$D$12:$D$3611,'UEC Data Aggregation'!$C79,'UEC Data'!$F$12:$F$3611,'UEC Data Aggregation'!$D79)/$E$17*10^9/(HLOOKUP($C79,$C$20:$AC$21,2,FALSE))","v":40137.924176005785}]
[null,null,30,"CSL 2",{"$f":"SUMIFS('UEC Data'!M$12:M$3611,'UEC Data'!$D$12:$D$3611,'UEC Data Aggregation'!$C80,'UEC Data'!$F$12:$F$3611,'UEC Data Aggregation'!$D80)/$E$17*10^9/(HLOOKUP($C80,$C$20:$AC$21,2,FALSE))","v":39630.452261778395}]
[null,null,30,"CSL 3",{"$f":"SUMIFS('UEC Data'!M$12:M$3611,'UEC Data'!$D$12:$D$3611,'UEC Data Aggregation'!$C81,'UEC Data'!$F$12:$F$3611,'UEC Data Aggregation'!$D81)/$E$17*10^9/(HLOOKUP($C81,$C$20:$AC$21,2,FALSE))","v":39403.163506748067}]
[null,null,30,"CSL 4",{"$f":"SUMIFS('UEC Data'!M$12:M$3611,'UEC Data'!$D$12:$D$3611,'UEC Data Aggregation'!$C82,'UEC Data'!$F$12:$F$3611,'UEC Data Aggregation'!$D82)/$E$17*10^9/(HLOOKUP($C82,$C$20:$AC$21,2,FALSE))","v":39207.803247029617}]
[null,null,40,"CSL 0",{"$f":"SUMIFS('UEC Data'!M$12:M$3611,'UEC Data'!$D$12:$D$3611,'UEC Data Aggregation'!$C83,'UEC Data'!$F$12:$F$3611,'UEC Data Aggregation'!$D83)/$E$17*10^9/(HLOOKUP($C83,$C$20:$AC$21,2,FALSE))","v":55037.116663584718}]
[null,null,40,"CSL 1",{"$f":"SUMIFS('UEC Data'!M$12:M$3611,'UEC Data'!$D$12:$D$3611,'UEC Data Aggregation'!$C84,'UEC Data'!$F$12:$F$3611,'UEC Data Aggregation'!$D84)/$E$17*10^9/(HLOOKUP($C84,$C$20:$AC$21,2,FALSE))","v":53113.477663261874}]
[null,null,40,"CSL 2",{"$f":"SUMIFS('UEC Data'!M$12:M$3611,'UEC Data'!$D$12:$D$3611,'UEC Data Aggregation'!$C85,'UEC Data'!$F$12:$F$3611,'UEC Data Aggregation'!$D85)/$E$17*10^9/(HLOOKUP($C85,$C$20:$AC$21,2,FALSE))","v":52538.056616286267}]
[null,null,40,"CSL 3",{"$f":"SUMIFS('UEC Data'!M$12:M$3611,'UEC Data'!$D$12:$D$3611,'UEC Data Aggregation'!$C86,'UEC Data'!$F$12:$F$3611,'UEC Data Aggregation'!$D86)/$E$17*10^9/(HLOOKUP($C86,$C$20:$AC$21,2,FALSE))","v":52290.612193155539}]
[null,null,40,"CSL 4",{"$f":"SUMIFS('UEC Data'!M$12:M$3611,'UEC Data'!$D$12:$D$3611,'UEC Data Aggregation'!$C87,'UEC Data'!$F$12:$F$3611,'UEC Data Aggregation'!$D87)/$E$17*10^9/(HLOOKUP($C87,$C$20:$AC$21,2,FALSE))","v":52002.864992138297}]
[null,null,50,"CSL 0",{"$f":"SUMIFS('UEC Data'!M$12:M$3611,'UEC Data'!$D$12:$D$3611,'UEC Data Aggregation'!$C88,'UEC Data'!$F$12:$F$3611,'UEC Data Aggregation'!$D88)/$E$17*10^9/(HLOOKUP($C88,$C$20:$AC$21,2,FALSE))","v":68629.864327825198}]
[null,null,50,"CSL 1",{"$f":"SUMIFS('UEC Data'!M$12:M$3611,'UEC Data'!$D$12:$D$3611,'UEC Data Aggregation'!$C89,'UEC Data'!$F$12:$F$3611,'UEC Data Aggregation'!$D89)/$E$17*10^9/(HLOOKUP($C89,$C$20:$AC$21,2,FALSE))","v":66287.075941341434}]
[null,null,50,"CSL 2",{"$f":"SUMIFS('UEC Data'!M$12:M$3611,'UEC Data'!$D$12:$D$3611,'UEC Data Aggregation'!$C90,'UEC Data'!$F$12:$F$3611,'UEC Data Aggregation'!$D90)/$E$17*10^9/(HLOOKUP($C90,$C$20:$AC$21,2,FALSE))","v":65394.715312177199}]
[null,null,50,"CSL 3",{"$f":"SUMIFS('UEC Data'!M$12:M$3611,'UEC Data'!$D$12:$D$3611,'UEC Data Aggregation'!$C91,'UEC Data'!$F$12:$F$3611,'UEC Data Aggregation'!$D91)/$E$17*10^9/(HLOOKUP($C91,$C$20:$AC$21,2,FALSE))","v":65042.521393540628}]
[null,null,50,"CSL 4",{"$f":"SUMIFS('UEC Data'!M$12:M$3611,'UEC Data'!$D$12:$D$3611,'UEC Data Aggregation'!$C92,'UEC Data'!$F$12:$F$3611,'UEC Data Aggregation'!$D92)/$E$17*10^9/(HLOOKUP($C92,$C$20:$AC$21,2,FALSE))","v":64745.859133641134}]
[null,null,60,"CSL 0",{"$f":"SUMIFS('UEC Data'!M$12:M$3611,'UEC Data'!$D$12:$D$3611,'UEC Data Aggregation'!$C93,'UEC Data'!$F$12:$F$3611,'UEC Data Aggregation'!$D93)/$E$17*10^9/(HLOOKUP($C93,$C$20:$AC$21,2,FALSE))","v":108813.15239535314}]
[null,null,60,"CSL 1",{"$f":"SUMIFS('UEC Data'!M$12:M$3611,'UEC Data'!$D$12:$D$3611,'UEC Data Aggregation'!$C94,'UEC Data'!$F$12:$F$3611,'UEC Data Aggregation'!$D94)/$E$17*10^9/(HLOOKUP($C94,$C$20:$AC$21,2,FALSE))","v":105248.44192582948}]
[null,null,60,"CSL 2",{"$f":"SUMIFS('UEC Data'!M$12:M$3611,'UEC Data'!$D$12:$D$3611,'UEC Data Aggregation'!$C95,'UEC Data'!$F$12:$F$3611,'UEC Data Aggregation'!$D95)/$E$17*10^9/(HLOOKUP($C95,$C$20:$AC$21,2,FALSE))","v":103929.58844874777}]
[null,null,60,"CSL 3",{"$f":"SUMIFS('UEC Data'!M$12:M$3611,'UEC Data'!$D$12:$D$3611,'UEC Data Aggregation'!$C96,'UEC Data'!$F$12:$F$3611,'UEC Data Aggregation'!$D96)/$E$17*10^9/(HLOOKUP($C96,$C$20:$AC$21,2,FALSE))","v":103450.5297237347}]
[null,null,60,"CSL 4",{"$f":"SUMIFS('UEC Data'!M$12:M$3611,'UEC Data'!$D$12:$D$3611,'UEC Data Aggregation'!$C97,'UEC Data'!$F$12:$F$3611,'UEC Data Aggregation'!$D97)/$E$17*10^9/(HLOOKUP($C97,$C$20:$AC$21,2,FALSE))","v":103010.53908110214}]
[null,null,75,"CSL 0",{"$f":"SUMIFS('UEC Data'!M$12:M$3611,'UEC Data'!$D$12:$D$3611,'UEC Data Aggregation'!$C98,'UEC Data'!$F$12:$F$3611,'UEC Data Aggregation'!$D98)/$E$17*10^9/(HLOOKUP($C98,$C$20:$AC$21,2,FALSE))","v":135076.2796367461}]
[null,null,75,"CSL 1",{"$f":"SUMIFS('UEC Data'!M$12:M$3611,'UEC Data'!$D$12:$D$3611,'UEC Data Aggregation'!$C99,'UEC Data'!$F$12:$F$3611,'UEC Data Aggregation'!$D99)/$E$17*10^9/(HLOOKUP($C99,$C$20:$AC$21,2,FALSE))","v":131027.18448439297}]
[null,null,75,"CSL 2",{"$f":"SUMIFS('UEC Data'!M$12:M$3611,'UEC Data'!$D$12:$D$3611,'UEC Data Aggregation'!$C100,'UEC Data'!$F$12:$F$3611,'UEC Data Aggregation'!$D100)/$E$17*10^9/(HLOOKUP($C100,$C$20:$AC$21,2,FALSE))","v":129550.08290040679}]
[null,null,75,"CSL 3",{"$f":"SUMIFS('UEC Data'!M$12:M$3611,'UEC Data'!$D$12:$D$3611,'UEC Data Aggregation'!$C101,'UEC Data'!$F$12:$F$3611,'UEC Data Aggregation'!$D101)/$E$17*10^9/(HLOOKUP($C101,$C$20:$AC$21,2,FALSE))","v":128962.7537532592}]
[null,null,75,"CSL 4",{"$f":"SUMIFS('UEC Data'!M$12:M$3611,'UEC Data'!$D$12:$D$3611,'UEC Data Aggregation'!$C102,'UEC Data'!$F$12:$F$3611,'UEC Data Aggregation'!$D102)/$E$17*10^9/(HLOOKUP($C102,$C$20:$AC$21,2,FALSE))","v":128421.3111856269}]
[null,null,100,"CSL 0",{"$f":"SUMIFS('UEC Data'!M$12:M$3611,'UEC Data'!$D$12:$D$3611,'UEC Data Aggregation'!$C103,'UEC Data'!$F$12:$F$3611,'UEC Data Aggregation'!$D103)/$E$17*10^9/(HLOOKUP($C103,$C$20:$AC$21,2,FALSE))","v":177426.1602307194}]
[null,null,100,"CSL 1",{"$f":"SUMIFS('UEC Data'!M$12:M$3611,'UEC Data'!$D$12:$D$3611,'UEC Data Aggregation'!$C104,'UEC Data'!$F$12:$F$3611,'UEC Data Aggregation'!$D104)/$E$17*10^9/(HLOOKUP($C104,$C$20:$AC$21,2,FALSE))","v":174018.9329073093}]
[null,null,100,"CSL 2",{"$f":"SUMIFS('UEC Data'!M$12:M$3611,'UEC Data'!$D$12:$D$3611,'UEC Data Aggregation'!$C105,'UEC Data'!$F$12:$F$3611,'UEC Data Aggregation'!$D105)/$E$17*10^9/(HLOOKUP($C105,$C$20:$AC$21,2,FALSE))","v":172392.65685241297}]
[null,null,100,"CSL 3",{"$f":"SUMIFS('UEC Data'!M$12:M$3611,'UEC Data'!$D$12:$D$3611,'UEC Data Aggregation'!$C106,'UEC Data'!$F$12:$F$3611,'UEC Data Aggregation'!$D106)/$E$17*10^9/(HLOOKUP($C106,$C$20:$AC$21,2,FALSE))","v":171663.8088306406}]
[null,null,100,"CSL 4",{"$f":"SUMIFS('UEC Data'!M$12:M$3611,'UEC Data'!$D$12:$D$3611,'UEC Data Aggregation'!$C107,'UEC Data'!$F$12:$F$3611,'UEC Data Aggregation'!$D107)/$E$17*10^9/(HLOOKUP($C107,$C$20:$AC$21,2,FALSE))","v":170927.58351764054}]
[null,null,125,"CSL 0",{"$f":"SUMIFS('UEC Data'!M$12:M$3611,'UEC Data'!$D$12:$D$3611,'UEC Data Aggregation'!$C108,'UEC Data'!$F$12:$F$3611,'UEC Data Aggregation'!$D108)/$E$17*10^9/(HLOOKUP($C108,$C$20:$AC$21,2,FALSE))","v":345198.98578940582}]
[null,null,125,"CSL 1",{"$f":"SUMIFS('UEC Data'!M$12:M$3611,'UEC Data'!$D$12:$D$3611,'UEC Data Aggregation'!$C109,'UEC Data'!$F$12:$F$3611,'UEC Data Aggregation'!$D109)/$E$17*10^9/(HLOOKUP($C109,$C$20:$AC$21,2,FALSE))","v":340946.4762374743}]
[null,null,125,"CSL 2",{"$f":"SUMIFS('UEC Data'!M$12:M$3611,'UEC Data'!$D$12:$D$3611,'UEC Data Aggregation'!$C110,'UEC Data'!$F$12:$F$3611,'UEC Data Aggregation'!$D110)/$E$17*10^9/(HLOOKUP($C110,$C$20:$AC$21,2,FALSE))","v":337923.03771894868}]
[null,null,125,"CSL 3",{"$f":"SUMIFS('UEC Data'!M$12:M$3611,'UEC Data'!$D$12:$D$3611,'UEC Data Aggregation'!$C111,'UEC Data'!$F$12:$F$3611,'UEC Data Aggregation'!$D111)/$E$17*10^9/(HLOOKUP($C111,$C$20:$AC$21,2,FALSE))","v":336508.74909616535}]
[null,null,125,"CSL 4",{"$f":"SUMIFS('UEC Data'!M$12:M$3611,'UEC Data'!$D$12:$D$3611,'UEC Data Aggregation'!$C112,'UEC Data'!$F$12:$F$3611,'UEC Data Aggregation'!$D112)/$E$17*10^9/(HLOOKUP($C112,$C$20:$AC$21,2,FALSE))","v":335077.64791443566}]
[null,null,150,"CSL 0",{"$f":"SUMIFS('UEC Data'!M$12:M$3611,'UEC Data'!$D$12:$D$3611,'UEC Data Aggregation'!$C113,'UEC Data'!$F$12:$F$3611,'UEC Data Aggregation'!$D113)/$E$17*10^9/(HLOOKUP($C113,$C$20:$AC$21,2,FALSE))","v":416081.00950863888}]
[null,null,150,"CSL 1",{"$f":"SUMIFS('UEC Data'!M$12:M$3611,'UEC Data'!$D$12:$D$3611,'UEC Data Aggregation'!$C114,'UEC Data'!$F$12:$F$3611,'UEC Data Aggregation'!$D114)/$E$17*10^9/(HLOOKUP($C114,$C$20:$AC$21,2,FALSE))","v":406900.24010856857}]
[null,null,150,"CSL 2",{"$f":"SUMIFS('UEC Data'!M$12:M$3611,'UEC Data'!$D$12:$D$3611,'UEC Data Aggregation'!$C115,'UEC Data'!$F$12:$F$3611,'UEC Data Aggregation'!$D115)/$E$17*10^9/(HLOOKUP($C115,$C$20:$AC$21,2,FALSE))","v":403669.81073215645}]
[null,null,150,"CSL 3",{"$f":"SUMIFS('UEC Data'!M$12:M$3611,'UEC Data'!$D$12:$D$3611,'UEC Data Aggregation'!$C116,'UEC Data'!$F$12:$F$3611,'UEC Data Aggregation'!$D116)/$E$17*10^9/(HLOOKUP($C116,$C$20:$AC$21,2,FALSE))","v":401987.96197178069}]
[null,null,150,"CSL 4",{"$f":"SUMIFS('UEC Data'!M$12:M$3611,'UEC Data'!$D$12:$D$3611,'UEC Data Aggregation'!$C117,'UEC Data'!$F$12:$F$3611,'UEC Data Aggregation'!$D117)/$E$17*10^9/(HLOOKUP($C117,$C$20:$AC$21,2,FALSE))","v":400636.39594904857}]
[null,null,200,"CSL 0",{"$f":"SUMIFS('UEC Data'!M$12:M$3611,'UEC Data'!$D$12:$D$3611,'UEC Data Aggregation'!$C118,'UEC Data'!$F$12:$F$3611,'UEC Data Aggregation'!$D118)/$E$17*10^9/(HLOOKUP($C118,$C$20:$AC$21,2,FALSE))","v":550504.41101921548}]
[null,null,200,"CSL 1",{"$f":"SUMIFS('UEC Data'!M$12:M$3611,'UEC Data'!$D$12:$D$3611,'UEC Data Aggregation'!$C119,'UEC Data'!$F$12:$F$3611,'UEC Data Aggregation'!$D119)/$E$17*10^9/(HLOOKUP($C119,$C$20:$AC$21,2,FALSE))","v":542155.55158037797}]
[null,null,200,"CSL 2",{"$f":"SUMIFS('UEC Data'!M$12:M$3611,'UEC Data'!$D$12:$D$3611,'UEC Data Aggregation'!$C120,'UEC Data'!$F$12:$F$3611,'UEC Data Aggregation'!$D120)/$E$17*10^9/(HLOOKUP($C120,$C$20:$AC$21,2,FALSE))","v":536695.34708085016}]
[null,null,200,"CSL 3",{"$f":"SUMIFS('UEC Data'!M$12:M$3611,'UEC Data'!$D$12:$D$3611,'UEC Data Aggregation'!$C121,'UEC Data'!$F$12:$F$3611,'UEC Data Aggregation'!$D121)/$E$17*10^9/(HLOOKUP($C121,$C$20:$AC$21,2,FALSE))","v":534736.57277243398}]
[null,null,200,"CSL 4",{"$f":"SUMIFS('UEC Data'!M$12:M$3611,'UEC Data'!$D$12:$D$3611,'UEC Data Aggregation'!$C122,'UEC Data'!$F$12:$F$3611,'UEC Data Aggregation'!$D122)/$E$17*10^9/(HLOOKUP($C122,$C$20:$AC$21,2,FALSE))","v":532979.55743983807}]
[null,null,250,"CSL 0",{"$f":"SUMIFS('UEC Data'!M$12:M$3611,'UEC Data'!$D$12:$D$3611,'UEC Data Aggregation'!$C123,'UEC Data'!$F$12:$F$3611,'UEC Data Aggregation'!$D123)/$E$17*10^9/(HLOOKUP($C123,$C$20:$AC$21,2,FALSE))","v":616758.61688982928}]
[null,null,250,"CSL 1",{"$f":"SUMIFS('UEC Data'!M$12:M$3611,'UEC Data'!$D$12:$D$3611,'UEC Data Aggregation'!$C124,'UEC Data'!$F$12:$F$3611,'UEC Data Aggregation'!$D124)/$E$17*10^9/(HLOOKUP($C124,$C$20:$AC$21,2,FALSE))","v":610278.48964099016}]
[null,null,250,"CSL 2",{"$f":"SUMIFS('UEC Data'!M$12:M$3611,'UEC Data'!$D$12:$D$3611,'UEC Data Aggregation'!$C125,'UEC Data'!$F$12:$F$3611,'UEC Data Aggregation'!$D125)/$E$17*10^9/(HLOOKUP($C125,$C$20:$AC$21,2,FALSE))","v":605585.92868888529}]
[null,null,250,"CSL 3",{"$f":"SUMIFS('UEC Data'!M$12:M$3611,'UEC Data'!$D$12:$D$3611,'UEC Data Aggregation'!$C126,'UEC Data'!$F$12:$F$3611,'UEC Data Aggregation'!$D126)/$E$17*10^9/(HLOOKUP($C126,$C$20:$AC$21,2,FALSE))","v":603260.90991535538}]
[null,null,250,"CSL 4",{"$f":"SUMIFS('UEC Data'!M$12:M$3611,'UEC Data'!$D$12:$D$3611,'UEC Data Aggregation'!$C127,'UEC Data'!$F$12:$F$3611,'UEC Data Aggregation'!$D127)/$E$17*10^9/(HLOOKUP($C127,$C$20:$AC$21,2,FALSE))","v":601281.0402868744}]
[null,null,300,"CSL 0",{"$f":"SUMIFS('UEC Data'!M$12:M$3611,'UEC Data'!$D$12:$D$3611,'UEC Data Aggregation'!$C128,'UEC Data'!$F$12:$F$3611,'UEC Data Aggregation'!$D128)/$E$17*10^9/(HLOOKUP($C128,$C$20:$AC$21,2,FALSE))","v":734777.93248656846}]
[null,null,300,"CSL 1",{"$f":"SUMIFS('UEC Data'!M$12:M$3611,'UEC Data'!$D$12:$D$3611,'UEC Data Aggregation'!$C129,'UEC Data'!$F$12:$F$3611,'UEC Data Aggregation'!$D129)/$E$17*10^9/(HLOOKUP($C129,$C$20:$AC$21,2,FALSE))","v":730497.98878664861}]
[null,null,300,"CSL 2",{"$f":"SUMIFS('UEC Data'!M$12:M$3611,'UEC Data'!$D$12:$D$3611,'UEC Data Aggregation'!$C130,'UEC Data'!$F$12:$F$3611,'UEC Data Aggregation'!$D130)/$E$17*10^9/(HLOOKUP($C130,$C$20:$AC$21,2,FALSE))","v":725772.3947227184}]
[null,null,300,"CSL 3",{"$f":"SUMIFS('UEC Data'!M$12:M$3611,'UEC Data'!$D$12:$D$3611,'UEC Data Aggregation'!$C131,'UEC Data'!$F$12:$F$3611,'UEC Data Aggregation'!$D131)/$E$17*10^9/(HLOOKUP($C131,$C$20:$AC$21,2,FALSE))","v":723018.56122462312}]
[null,null,300,"CSL 4",{"$f":"SUMIFS('UEC Data'!M$12:M$3611,'UEC Data'!$D$12:$D$3611,'UEC Data Aggregation'!$C132,'UEC Data'!$F$12:$F$3611,'UEC Data Aggregation'!$D132)/$E$17*10^9/(HLOOKUP($C132,$C$20:$AC$21,2,FALSE))","v":720726.52202560077}]
[null,null,350,"CSL 0",{"$f":"SUMIFS('UEC Data'!M$12:M$3611,'UEC Data'!$D$12:$D$3611,'UEC Data Aggregation'!$C133,'UEC Data'!$F$12:$F$3611,'UEC Data Aggregation'!$D133)/$E$17*10^9/(HLOOKUP($C133,$C$20:$AC$21,2,FALSE))","v":856934.99883935507}]
[null,null,350,"CSL 1",{"$f":"SUMIFS('UEC Data'!M$12:M$3611,'UEC Data'!$D$12:$D$3611,'UEC Data Aggregation'!$C134,'UEC Data'!$F$12:$F$3611,'UEC Data Aggregation'!$D134)/$E$17*10^9/(HLOOKUP($C134,$C$20:$AC$21,2,FALSE))","v":852247.65358442313}]
[null,null,350,"CSL 2",{"$f":"SUMIFS('UEC Data'!M$12:M$3611,'UEC Data'!$D$12:$D$3611,'UEC Data Aggregation'!$C135,'UEC Data'!$F$12:$F$3611,'UEC Data Aggregation'!$D135)/$E$17*10^9/(HLOOKUP($C135,$C$20:$AC$21,2,FALSE))","v":846734.46050983819}]
[null,null,350,"CSL 3",{"$f":"SUMIFS('UEC Data'!M$12:M$3611,'UEC Data'!$D$12:$D$3611,'UEC Data Aggregation'!$C136,'UEC Data'!$F$12:$F$3611,'UEC Data Aggregation'!$D136)/$E$17*10^9/(HLOOKUP($C136,$C$20:$AC$21,2,FALSE))","v":843521.65476206038}]
[null,null,350,"CSL 4",{"$f":"SUMIFS('UEC Data'!M$12:M$3611,'UEC Data'!$D$12:$D$3611,'UEC Data Aggregation'!$C137,'UEC Data'!$F$12:$F$3611,'UEC Data Aggregation'!$D137)/$E$17*10^9/(HLOOKUP($C137,$C$20:$AC$21,2,FALSE))","v":840847.60902986757}]
[null,null,400,"CSL 0",{"$f":"SUMIFS('UEC Data'!M$12:M$3611,'UEC Data'!$D$12:$D$3611,'UEC Data Aggregation'!$C138,'UEC Data'!$F$12:$F$3611,'UEC Data Aggregation'!$D138)/$E$17*10^9/(HLOOKUP($C138,$C$20:$AC$21,2,FALSE))","v":972914.34053187806}]
[null,null,400,"CSL 1",{"$f":"SUMIFS('UEC Data'!M$12:M$3611,'UEC Data'!$D$12:$D$3611,'UEC Data Aggregation'!$C139,'UEC Data'!$F$12:$F$3611,'UEC Data Aggregation'!$D139)/$E$17*10^9/(HLOOKUP($C139,$C$20:$AC$21,2,FALSE))","v":972914.34053187806}]
[null,null,400,"CSL 2",{"$f":"SUMIFS('UEC Data'!M$12:M$3611,'UEC Data'!$D$12:$D$3611,'UEC Data Aggregation'!$C140,'UEC Data'!$F$12:$F$3611,'UEC Data Aggregation'!$D140)/$E$17*10^9/(HLOOKUP($C140,$C$20:$AC$21,2,FALSE))","v":966669.96845968394}]
[null,null,400,"CSL 3",{"$f":"SUMIFS('UEC Data'!M$12:M$3611,'UEC Data'!$D$12:$D$3611,'UEC Data Aggregation'!$C141,'UEC Data'!$F$12:$F$3611,'UEC Data Aggregation'!$D141)/$E$17*10^9/(HLOOKUP($C141,$C$20:$AC$21,2,FALSE))","v":963198.8738709758}]
[null,null,400,"CSL 4",{"$f":"SUMIFS('UEC Data'!M$12:M$3611,'UEC Data'!$D$12:$D$3611,'UEC Data Aggregation'!$C142,'UEC Data'!$F$12:$F$3611,'UEC Data Aggregation'!$D142)/$E$17*10^9/(HLOOKUP($C142,$C$20:$AC$21,2,FALSE))","v":960209.49280953745}]
[null,null,450,"CSL 0",{"$f":"SUMIFS('UEC Data'!M$12:M$3611,'UEC Data'!$D$12:$D$3611,'UEC Data Aggregation'!$C143,'UEC Data'!$F$12:$F$3611,'UEC Data Aggregation'!$D143)/$E$17*10^9/(HLOOKUP($C143,$C$20:$AC$21,2,FALSE))","v":1093766.956944502}]
[null,null,450,"CSL 1",{"$f":"SUMIFS('UEC Data'!M$12:M$3611,'UEC Data'!$D$12:$D$3611,'UEC Data Aggregation'!$C144,'UEC Data'!$F$12:$F$3611,'UEC Data Aggregation'!$D144)/$E$17*10^9/(HLOOKUP($C144,$C$20:$AC$21,2,FALSE))","v":1093195.6998291065}]
[null,null,450,"CSL 2",{"$f":"SUMIFS('UEC Data'!M$12:M$3611,'UEC Data'!$D$12:$D$3611,'UEC Data Aggregation'!$C145,'UEC Data'!$F$12:$F$3611,'UEC Data Aggregation'!$D145)/$E$17*10^9/(HLOOKUP($C145,$C$20:$AC$21,2,FALSE))","v":1086181.8659320392}]
[null,null,450,"CSL 3",{"$f":"SUMIFS('UEC Data'!M$12:M$3611,'UEC Data'!$D$12:$D$3611,'UEC Data Aggregation'!$C146,'UEC Data'!$F$12:$F$3611,'UEC Data Aggregation'!$D146)/$E$17*10^9/(HLOOKUP($C146,$C$20:$AC$21,2,FALSE))","v":1082614.5380702387}]
[null,null,450,"CSL 4",{"$f":"SUMIFS('UEC Data'!M$12:M$3611,'UEC Data'!$D$12:$D$3611,'UEC Data Aggregation'!$C147,'UEC Data'!$F$12:$F$3611,'UEC Data Aggregation'!$D147)/$E$17*10^9/(HLOOKUP($C147,$C$20:$AC$21,2,FALSE))","v":1079257.5847585662}]
[null,null,500,"CSL 0",{"$f":"SUMIFS('UEC Data'!M$12:M$3611,'UEC Data'!$D$12:$D$3611,'UEC Data Aggregation'!$C148,'UEC Data'!$F$12:$F$3611,'UEC Data Aggregation'!$D148)/$E$17*10^9/(HLOOKUP($C148,$C$20:$AC$21,2,FALSE))","v":1212546.1216049488}]
[null,null,500,"CSL 1",{"$f":"SUMIFS('UEC Data'!M$12:M$3611,'UEC Data'!$D$12:$D$3611,'UEC Data Aggregation'!$C149,'UEC Data'!$F$12:$F$3611,'UEC Data Aggregation'!$D149)/$E$17*10^9/(HLOOKUP($C149,$C$20:$AC$21,2,FALSE))","v":1211911.3914767308}]
[null,null,500,"CSL 2",{"$f":"SUMIFS('UEC Data'!M$12:M$3611,'UEC Data'!$D$12:$D$3611,'UEC Data Aggregation'!$C150,'UEC Data'!$F$12:$F$3611,'UEC Data Aggregation'!$D150)/$E$17*10^9/(HLOOKUP($C150,$C$20:$AC$21,2,FALSE))","v":1206868.7399244879}]
[null,null,500,"CSL 3",{"$f":"SUMIFS('UEC Data'!M$12:M$3611,'UEC Data'!$D$12:$D$3611,'UEC Data Aggregation'!$C151,'UEC Data'!$F$12:$F$3611,'UEC Data Aggregation'!$D151)/$E$17*10^9/(HLOOKUP($C151,$C$20:$AC$21,2,FALSE))","v":1202905.042300265}]
[null,null,500,"CSL 4",{"$f":"SUMIFS('UEC Data'!M$12:M$3611,'UEC Data'!$D$12:$D$3611,'UEC Data Aggregation'!$C152,'UEC Data'!$F$12:$F$3611,'UEC Data Aggregation'!$D152)/$E$17*10^9/(HLOOKUP($C152,$C$20:$AC$21,2,FALSE))","v":1199175.0941761849}]

{"sheet":"UEC Development","index":20,"n_rows":83,"n_cols":6,"rows_kept":83,"cut":false,"hidden":false,"merged":[[5,2,5,4],[3,2,3,4],[1,2,1,4]]}
[]
[null,null,"UEC Development "]
[]
[null,null,"NAVIGATION"]
[]
[null,null,"COMMENTS"]
[]
[]
[null,null,{"$f":"'Product Classes'!H20&\" - \"&OFFSET('Product Classes'!$C$19,MATCH('Product Classes'!H20,MODEL_PCS,0),0)","v":"PC1 - NEMA Design A & B: 1-5 HP Motors"}]
[]
[null,null,"Efficiency Level","Static UEC (kWh/year)",null,"Target Pre-EISA Average UEC"]
[]
[null,null,{"$f":"'Efficiency Levels'!C12","v":"EL0"},5619.8295669455356,null,{"$f":"SUMPRODUCT(D14:D18,'Efficiency Dist'!AJ14:AJ18)*(EISA_1to5HP+1)","v":4116.6031116805507}]
[null,null,{"$f":"'Efficiency Levels'!C13","v":"EL1"},{"$f":"'UEC Data Aggregation'!L28","v":4263.1519895621732}]
[null,null,{"$f":"'Efficiency Levels'!C14","v":"EL2"},{"$f":"'UEC Data Aggregation'!L29","v":4008.5988654924267},null,"Average UEC (EL0 - EL4)"]
[null,null,{"$f":"'Efficiency Levels'!C15","v":"EL3"},{"$f":"'UEC Data Aggregation'!L30","v":3919.1570770279945}]
[null,null,{"$f":"'Efficiency Levels'!C16","v":"EL4"},{"$f":"'UEC Data Aggregation'!L31","v":3882.4673241238133},null,{"$f":"SUMPRODUCT(D13:D17,'Efficiency Dist'!AI13:AI17)","v":4116.6031000000003}]
[null,null,{"$f":"'Efficiency Levels'!C17","v":"EL5"},{"$f":"'UEC Data Aggregation'!L32","v":3845.3164801439602}]
[]
[]
[]
[null,null,{"$f":"'Product Classes'!H21&\" - \"&OFFSET('Product Classes'!$C$19,MATCH('Product Classes'!H21,MODEL_PCS,0),0)","v":"PC2 - NEMA Design A & B: 6-20 HP Motors"}]
[]
[null,null,"Efficiency Level","Static Distribution (kWh/year)",null,"Target Pre-EISA Average UEC"]
[]
[null,null,{"$f":"'Efficiency Levels'!C26","v":"EL0"},22080.851999326263,null,{"$f":"SUMPRODUCT(D27:D31,'Efficiency Dist'!AJ40:AJ44)*(EISA_6to20HP+1)","v":17961.847909245105}]
[null,null,{"$f":"'Efficiency Levels'!C27","v":"EL1"},{"$f":"'UEC Data Aggregation'!L33","v":18340.550322108236}]
[null,null,{"$f":"'Efficiency Levels'!C28","v":"EL2"},{"$f":"'UEC Data Aggregation'!L34","v":17636.615159330777},null,"Average UEC (EL0 - EL4)"]
[null,null,{"$f":"'Efficiency Levels'!C29","v":"EL3"},{"$f":"'UEC Data Aggregation'!L35","v":17318.720744717662}]
[null,null,{"$f":"'Efficiency Levels'!C30","v":"EL4"},{"$f":"'UEC Data Aggregation'!L36","v":17193.826523811797},null,{"$f":"SUMPRODUCT(D26:D30,'Efficiency Dist'!AI39:AI43)","v":17961.847900000001}]
[null,null,{"$f":"'Efficiency Levels'!C31","v":"EL5"},{"$f":"'UEC Data Aggregation'!L37","v":17066.353022129351}]
[]
[]
[]
[null,null,{"$f":"'Product Classes'!H22&\" - \"&OFFSET('Product Classes'!$C$19,MATCH('Product Classes'!H22,MODEL_PCS,0),0)","v":"PC3 - NEMA Design A & B: 21-50 HP Motors"}]
[]
[null,null,"Efficiency Level","Static Distribution (kWh/year)",null,"Target Pre-EISA Average UEC"]
[]
[null,null,{"$f":"'Efficiency Levels'!C40","v":"EL0"},59378.381081838234,null,{"$f":"SUMPRODUCT(D40:D44,'Efficiency Dist'!AJ66:AJ70)*(EISA_21to50HP+1)","v":47928.888113629255}]
[null,null,{"$f":"'Efficiency Levels'!C41","v":"EL1"},{"$f":"'UEC Data Aggregation'!L38","v":49215.523475852067}]
[null,null,{"$f":"'Efficiency Levels'!C42","v":"EL2"},{"$f":"'UEC Data Aggregation'!L39","v":47257.452121479291},null,"Average UEC (EL0 - EL4)"]
[null,null,{"$f":"'Efficiency Levels'!C43","v":"EL3"},{"$f":"'UEC Data Aggregation'!L40","v":46668.178499041358}]
[null,null,{"$f":"'Efficiency Levels'!C44","v":"EL4"},{"$f":"'UEC Data Aggregation'!L41","v":46417.107957449487},null,{"$f":"SUMPRODUCT(D39:D43,'Efficiency Dist'!AI65:AI69)","v":47928.88810099999}]
[null,null,{"$f":"'Efficiency Levels'!C45","v":"EL5"},{"$f":"'UEC Data Aggregation'!L42","v":46186.824128121734}]
[]
[]
[]
[null,null,{"$f":"'Product Classes'!H23&\" - \"&OFFSET('Product Classes'!$C$19,MATCH('Product Classes'!H23,MODEL_PCS,0),0)","v":"PC4 - NEMA Design A & B: 51-100 HP Motors"}]
[]
[null,null,"Efficiency Level","Static Distribution (kWh/year)",null,"Target Pre-EISA Average UEC"]
[]
[null,null,{"$f":"'Efficiency Levels'!C54","v":"EL0"},158045.22336400652,null,{"$f":"SUMPRODUCT(D53:D57,'Efficiency Dist'!AJ92:AJ96)*(EISA_51to100HP+1)","v":139890.68282567762}]
[null,null,{"$f":"'Efficiency Levels'!C55","v":"EL1"},{"$f":"'UEC Data Aggregation'!L43","v":142683.82353592472}]
[null,null,{"$f":"'Efficiency Levels'!C56","v":"EL2"},{"$f":"'UEC Data Aggregation'!L44","v":138999.96305035768},null,"Average UEC (EL0 - EL4)"]
[null,null,{"$f":"'Efficiency Levels'!C57","v":"EL3"},{"$f":"'UEC Data Aggregation'!L45","v":137514.68341630185}]
[null,null,{"$f":"'Efficiency Levels'!C58","v":"EL4"},{"$f":"'UEC Data Aggregation'!L46","v":136907.74092518404},null,{"$f":"SUMPRODUCT(D52:D56,'Efficiency Dist'!AI91:AI95)","v":139890.68280000001}]
[null,null,{"$f":"'Efficiency Levels'!C59","v":"EL5"},{"$f":"'UEC Data Aggregation'!L47","v":136325.83025037753}]
[]
[]
[]
[null,null,{"$f":"'Product Classes'!H24&\" - \"&OFFSET('Product Classes'!$C$19,MATCH('Product Classes'!H24,MODEL_PCS,0),0)","v":"PC5 - NEMA Design A & B: 101-200 HP Motors"}]
[]
[null,null,"Efficiency Level","Static Distribution (kWh/year)",null,"Target Pre-EISA Average UEC"]
[]
[null,null,{"$f":"'Efficiency Levels'!C68","v":"EL0"},453321.74321872054,null,{"$f":"SUMPRODUCT(D66:D70,'Efficiency Dist'!AJ118:AJ122)*(EISA_101to200HP+1)","v":432494.90229972644}]
[null,null,{"$f":"'Efficiency Levels'!C69","v":"EL1"},{"$f":"'UEC Data Aggregation'!L48","v":439043.31626275752}]
[null,null,{"$f":"'Efficiency Levels'!C70","v":"EL2"},{"$f":"'UEC Data Aggregation'!L49","v":431601.04979820328},null,"Average UEC (EL0 - EL4)"]
[null,null,{"$f":"'Efficiency Levels'!C71","v":"EL3"},{"$f":"'UEC Data Aggregation'!L50","v":427701.56485287054}]
[null,null,{"$f":"'Efficiency Levels'!C72","v":"EL4"},{"$f":"'UEC Data Aggregation'!L51","v":426008.5624363774},null,{"$f":"SUMPRODUCT(D65:D69,'Efficiency Dist'!AI117:AI121)","v":432494.90229999996}]
[null,null,{"$f":"'Efficiency Levels'!C73","v":"EL5"},{"$f":"'UEC Data Aggregation'!L52","v":424500.48604007869}]
[]
[]
[]
[null,null,{"$f":"'Product Classes'!H25&\" - \"&OFFSET('Product Classes'!$C$19,MATCH('Product Classes'!H25,MODEL_PCS,0),0)","v":"PC6 - NEMA Design A & B: 201-500 HP Motors"}]
[]
[null,null,"Efficiency Level","Static Distribution (kWh/year)",null,"Target Pre-EISA Average UEC"]
[]
[null,null,{"$f":"'Efficiency Levels'!C82","v":"EL0"},1057950.2710289496,null,{"$f":"SUMPRODUCT(D79:D83,'Efficiency Dist'!AJ144:AJ148)*(EISA_201to500HP+1)","v":802652.8647036897}]
[null,null,{"$f":"'Efficiency Levels'!C83","v":"EL1"},{"$f":"'UEC Data Aggregation'!L53","v":793162.39471852826}]
[null,null,{"$f":"'Efficiency Levels'!C84","v":"EL2"},{"$f":"'UEC Data Aggregation'!L54","v":788973.01836923684},null,"Average UEC (EL0 - EL4)"]
[null,null,{"$f":"'Efficiency Levels'!C85","v":"EL3"},{"$f":"'UEC Data Aggregation'!L55","v":783892.54308890027}]
[null,null,{"$f":"'Efficiency Levels'!C86","v":"EL4"},{"$f":"'UEC Data Aggregation'!L56","v":781013.71542830567},null,{"$f":"SUMPRODUCT(D78:D82,'Efficiency Dist'!AI143:AI147)","v":802652.86470000003}]
[null,null,{"$f":"'Efficiency Levels'!C87","v":"EL5"},{"$f":"'UEC Data Aggregation'!L57","v":778530.79750161467}]

{"sheet":"UEC - 1-5 HP","index":21,"n_rows":18,"n_cols":78,"rows_kept":18,"cut":false,"hidden":false,"merged":[]}
[]
[null,null,null,null,null,null,null,null,null,null,null,null,null,null,null,null,null,null,null,null,null,null,null,"Weighted Annual UEC - 1-5 HP"]
[]
[null,null,null,null,null,null,null,null,null,null,null,null,null,null,null,null,null,null,null,null,null,null,null,"NAVIGATION"]
[]
[null,null,null,null,null,null,null,null,null,null,null,null,null,null,null,null,null,null,null,null,null,null,null,"COMMENTS"]
[]
[]
[null,null,null,null,null,null,null,null,null,null,null,null,null,null,null,null,null,null,null,null,null,null,null,"Market UEC (Shipment Weighted Average)"]
[null,null,null,null,null,null,null,null,null,null,null,null,null,null,null,null,null,null,null,null,null,null,null,null,1981,{"$f":"Y10+1","v":1982},{"$f":"Z10+1","v":1983},1984,1985,1986,1987,1988,1989,1990,1991,1992,1993,1994,1995,1996,1997,1998,1999,2000,2001,2002,2003,2004,2005,2006,2007,2008,2009,2010,2011,2012,2013,2014,2015,2016,2017,2018,2019,2020,2021,2022,2023,2024,2025,2026,2027,2028,2029,2030,2031,2032,2033,2034]
[null,null,null,null,null,null,null,null,null,null,null,null,null,null,null,null,null,null,null,null,null,null,null,"PRE-Case UEC",{"$f":"SUMPRODUCT('Efficiency Dist'!G13:G18,UEC_1to5HP)","v":4116.6031000000003},{"$f":"SUMPRODUCT('Efficiency Dist'!H13:H18,UEC_1to5HP)","v":4116.6031000000003},{"$f":"SUMPRODUCT('Efficiency Dist'!I13:I18,UEC_1to5HP)","v":4116.6031000000003},{"$f":"SUMPRODUCT('Efficiency Dist'!J13:J18,UEC_1to5HP)","v":4116.6031000000003},{"$f":"SUMPRODUCT('Efficiency Dist'!K13:K18,UEC_1to5HP)","v":4116.6031000000003},{"$f":"SUMPRODUCT('Efficiency Dist'!L13:L18,UEC_1to5HP)","v":4116.6031000000003},{"$f":"SUMPRODUCT('Efficiency Dist'!M13:M18,UEC_1to5HP)","v":4116.6031000000003},{"$f":"SUMPRODUCT('Efficiency Dist'!N13:N18,UEC_1to5HP)","v":4116.6031000000003},{"$f":"SUMPRODUCT('Efficiency Dist'!O13:O18,UEC_1to5HP)","v":4116.6031000000003},{"$f":"SUMPRODUCT('Efficiency Dist'!P13:P18,UEC_1to5HP)","v":4116.6031000000003},{"$f":"SUMPRODUCT('Efficiency Dist'!Q13:Q18,UEC_1to5HP)","v":4116.6031000000003},{"$f":"SUMPRODUCT('Efficiency Dist'!R13:R18,UEC_1to5HP)","v":4116.6031000000003},{"$f":"SUMPRODUCT('Efficiency Dist'!S13:S18,UEC_1to5HP)","v":4116.6031000000003},{"$f":"SUMPRODUCT('Efficiency Dist'!T13:T18,UEC_1to5HP)","v":4116.6031000000003},{"$f":"SUMPRODUCT('Efficiency Dist'!U13:U18,UEC_1to5HP)","v":4116.6031000000003},{"$f":"SUMPRODUCT('Efficiency Dist'!V13:V18,UEC_1to5HP)","v":4116.6031000000003},{"$f":"SUMPRODUCT('Efficiency Dist'!W13:W18,UEC_1to5HP)","v":4116.6031000000003},{"$f":"SUMPRODUCT('Efficiency Dist'!X13:X18,UEC_1to5HP)","v":4116.6031000000003},{"$f":"SUMPRODUCT('Efficiency Dist'!Y13:Y18,UEC_1to5HP)","v":4116.6031000000003},{"$f":"SUMPRODUCT('Efficiency Dist'!Z13:Z18,UEC_1to5HP)","v":4116.6031000000003},{"$f":"SUMPRODUCT('Efficiency Dist'!AA13:AA18,UEC_1to5HP)","v":4116.6031000000003},{"$f":"SUMPRODUCT('Efficiency Dist'!AB13:AB18,UEC_1to5HP)","v":4116.6031000000003},{"$f":"SUMPRODUCT('Efficiency Dist'!AC13:AC18,UEC_1to5HP)","v":4116.6031000000003},{"$f":"SUMPRODUCT('Efficiency Dist'!AD13:AD18,UEC_1to5HP)","v":4116.6031000000003},{"$f":"SUMPRODUCT('Efficiency Dist'!AE13:AE18,UEC_1to5HP)","v":4116.6031000000003},{"$f":"SUMPRODUCT('Efficiency Dist'!AF13:AF18,UEC_1to5HP)","v":4116.6031000000003},{"$f":"SUMPRODUCT('Efficiency Dist'!AG13:AG18,UEC_1to5HP)","v":4116.6031000000003},{"$f":"SUMPRODUCT('Efficiency Dist'!AH13:AH18,UEC_1to5HP)","v":4116.6031000000003},{"$f":"SUMPRODUCT('Efficiency Dist'!AI13:AI18,UEC_1to5HP)","v":4116.6031000000003},{"$f":"SUMPRODUCT('Efficiency Dist'!AJ13:AJ18,UEC_1to5HP)","v":3972.5647655108614},{"$f":"SUMPRODUCT('Efficiency Dist'!AK13:AK18,UEC_1to5HP)","v":3972.5647655108614},{"$f":"SUMPRODUCT('Efficiency Dist'!AL13:AL18,UEC_1to5HP)","v":3972.5647655108614},{"$f":"SUMPRODUCT('Efficiency Dist'!AM13:AM18,UEC_1to5HP)","v":3972.5647655108614},{"$f":"SUMPRODUCT('Efficiency Dist'!AN13:AN18,UEC_1to5HP)","v":3972.5647655108614},{"$f":"SUMPRODUCT('Efficiency Dist'!AO13:AO18,UEC_1to5HP)","v":3972.5647655108614},{"$f":"SUMPRODUCT('Efficiency Dist'!AP13:AP18,UEC_1to5HP)","v":3972.5647655108614},{"$f":"SUMPRODUCT('Efficiency Dist'!AQ13:AQ18,UEC_1to5HP)","v":3970.748939377434},{"$f":"SUMPRODUCT('Efficiency Dist'!AR13:AR18,UEC_1to5HP)","v":3969.0381001519672},{"$f":"SUMPRODUCT('Efficiency Dist'!AS13:AS18,UEC_1to5HP)","v":3967.4207683278337},{"$f":"SUMPRODUCT('Efficiency Dist'!AT13:AT18,UEC_1to5HP)","v":3965.8872499918216},{"$f":"SUMPRODUCT('Efficiency Dist'!AU13:AU18,UEC_1to5HP)","v":3964.4292846843828},{"$f":"SUMPRODUCT('Efficiency Dist'!AV13:AV18,UEC_1to5HP)","v":3963.039776003824},{"$f":"SUMPRODUCT('Efficiency Dist'!AW13:AW18,UEC_1to5HP)","v":3961.7125826666806},{"$f":"SUMPRODUCT('Efficiency Dist'!AX13:AX18,UEC_1to5HP)","v":3960.4423544405627},{"$f":"SUMPRODUCT('Efficiency Dist'!AY13:AY18,UEC_1to5HP)","v":3959.2244018598531},{"$f":"SUMPRODUCT('Efficiency Dist'!AZ13:AZ18,UEC_1to5HP)","v":3958.0545917059553},{"$f":"SUMPRODUCT('Efficiency Dist'!BA13:BA18,UEC_1to5HP)","v":3956.9292623698857},{"$f":"SUMPRODUCT('Efficiency Dist'!BB13:BB18,UEC_1to5HP)","v":3955.8451547245013},{"$f":"SUMPRODUCT('Efficiency Dist'!BC13:BC18,UEC_1to5HP)","v":3954.7993552160697},{"$f":"SUMPRODUCT('Efficiency Dist'!BD13:BD18,UEC_1to5HP)","v":3953.7892486714973},{"$f":"SUMPRODUCT('Efficiency Dist'!BE13:BE18,UEC_1to5HP)","v":3952.8124788963332},{"$f":"SUMPRODUCT('Efficiency Dist'!BF13:BF18,UEC_1to5HP)","v":3951.8669155693779},{"$f":"SUMPRODUCT('Efficiency Dist'!BG13:BG18,UEC_1to5HP)","v":3950.9506262637424},{"$f":"SUMPRODUCT('Efficiency Dist'!BH13:BH18,UEC_1to5HP)","v":3950.0618526702801}]
[null,null,null,null,null,null,null,null,null,null,null,null,null,null,null,null,null,null,null,null,null,null,null,"POST-Case UEC",{"$f":"SUMPRODUCT('Efficiency Dist'!G23:G28,UEC_1to5HP)","v":4116.6031000000003},{"$f":"SUMPRODUCT('Efficiency Dist'!H23:H28,UEC_1to5HP)","v":4116.6031000000003},{"$f":"SUMPRODUCT('Efficiency Dist'!I23:I28,UEC_1to5HP)","v":4116.6031000000003},{"$f":"SUMPRODUCT('Efficiency Dist'!J23:J28,UEC_1to5HP)","v":4116.6031000000003},{"$f":"SUMPRODUCT('Efficiency Dist'!K23:K28,UEC_1to5HP)","v":4116.6031000000003},{"$f":"SUMPRODUCT('Efficiency Dist'!L23:L28,UEC_1to5HP)","v":4116.6031000000003},{"$f":"SUMPRODUCT('Efficiency Dist'!M23:M28,UEC_1to5HP)","v":4116.6031000000003},{"$f":"SUMPRODUCT('Efficiency Dist'!N23:N28,UEC_1to5HP)","v":4116.6031000000003},{"$f":"SUMPRODUCT('Efficiency Dist'!O23:O28,UEC_1to5HP)","v":4116.6031000000003},{"$f":"SUMPRODUCT('Efficiency Dist'!P23:P28,UEC_1to5HP)","v":4116.6031000000003},{"$f":"SUMPRODUCT('Efficiency Dist'!Q23:Q28,UEC_1to5HP)","v":4116.6031000000003},{"$f":"SUMPRODUCT('Efficiency Dist'!R23:R28,UEC_1to5HP)","v":4116.6031000000003},{"$f":"SUMPRODUCT('Efficiency Dist'!S23:S28,UEC_1to5HP)","v":4116.6031000000003},{"$f":"SUMPRODUCT('Efficiency Dist'!T23:T28,UEC_1to5HP)","v":4116.6031000000003},{"$f":"SUMPRODUCT('Efficiency Dist'!U23:U28,UEC_1to5HP)","v":4116.6031000000003},{"$f":"SUMPRODUCT('Efficiency Dist'!V23:V28,UEC_1to5HP)","v":4116.6031000000003},{"$f":"SUMPRODUCT('Efficiency Dist'!W23:W28,UEC_1to5HP)","v":4116.6031000000003},{"$f":"SUMPRODUCT('Efficiency Dist'!X23:X28,UEC_1to5HP)","v":4116.6031000000003},{"$f":"SUMPRODUCT('Efficiency Dist'!Y23:Y28,UEC_1to5HP)","v":4116.6031000000003},{"$f":"SUMPRODUCT('Efficiency Dist'!Z23:Z28,UEC_1to5HP)","v":4116.6031000000003},{"$f":"SUMPRODUCT('Efficiency Dist'!AA23:AA28,UEC_1to5HP)","v":4116.6031000000003},{"$f":"SUMPRODUCT('Efficiency Dist'!AB23:AB28,UEC_1to5HP)","v":4116.6031000000003},{"$f":"SUMPRODUCT('Efficiency Dist'!AC23:AC28,UEC_1to5HP)","v":4116.6031000000003},{"$f":"SUMPRODUCT('Efficiency Dist'!AD23:AD28,UEC_1to5HP)","v":4116.6031000000003},{"$f":"SUMPRODUCT('Efficiency Dist'!AE23:AE28,UEC_1to5HP)","v":4116.6031000000003},{"$f":"SUMPRODUCT('Efficiency Dist'!AF23:AF28,UEC_1to5HP)","v":4116.6031000000003},{"$f":"SUMPRODUCT('Efficiency Dist'!AG23:AG28,UEC_1to5HP)","v":4116.6031000000003},{"$f":"SUMPRODUCT('Efficiency Dist'!AH23:AH28,UEC_1to5HP)","v":4116.6031000000003},{"$f":"SUMPRODUCT('Efficiency Dist'!AI23:AI28,UEC_1to5HP)","v":4116.6031000000003},{"$f":"SUMPRODUCT('Efficiency Dist'!AJ23:AJ28,UEC_1to5HP)","v":3972.5647655108614},{"$f":"SUMPRODUCT('Efficiency Dist'!AK23:AK28,UEC_1to5HP)","v":3972.5647655108614},{"$f":"SUMPRODUCT('Efficiency Dist'!AL23:AL28,UEC_1to5HP)","v":3972.5647655108614},{"$f":"SUMPRODUCT('Efficiency Dist'!AM23:AM28,UEC_1to5HP)","v":3972.5647655108614},{"$f":"SUMPRODUCT('Efficiency Dist'!AN23:AN28,UEC_1to5HP)","v":3972.5647655108614},{"$f":"SUMPRODUCT('Efficiency Dist'!AO23:AO28,UEC_1to5HP)","v":3972.5647655108614},{"$f":"SUMPRODUCT('Efficiency Dist'!AP23:AP28,UEC_1to5HP)","v":3905.3482323202293},{"$f":"SUMPRODUCT('Efficiency Dist'!AQ23:AQ28,UEC_1to5HP)","v":3902.8005159929389},{"$f":"SUMPRODUCT('Efficiency Dist'!AR23:AR28,UEC_1to5HP)","v":3901.4092069035596},{"$f":"SUMPRODUCT('Efficiency Dist'!AS23:AS28,UEC_1to5HP)","v":3900.4468068865722},{"$f":"SUMPRODUCT('Efficiency Dist'!AT23:AT28,UEC_1to5HP)","v":3899.7102730450965},{"$f":"SUMPRODUCT('Efficiency Dist'!AU23:AU28,UEC_1to5HP)","v":3899.1134850471803},{"$f":"SUMPRODUCT('Efficiency Dist'!AV23:AV28,UEC_1to5HP)","v":3898.6117769567468},{"$f":"SUMPRODUCT('Efficiency Dist'!AW23:AW28,UEC_1to5HP)","v":3898.1789751891847},{"$f":"SUMPRODUCT('Efficiency Dist'!AX23:AX28,UEC_1to5HP)","v":3897.7984176119676},{"$f":"SUMPRODUCT('Efficiency Dist'!AY23:AY28,UEC_1to5HP)","v":3897.4588389599107},{"$f":"SUMPRODUCT('Efficiency Dist'!AZ23:AZ28,UEC_1to5HP)","v":3897.1522655868985},{"$f":"SUMPRODUCT('Efficiency Dist'!BA23:BA28,UEC_1to5HP)","v":3896.8728461436026},{"$f":"SUMPRODUCT('Efficiency Dist'!BB23:BB28,UEC_1to5HP)","v":3896.6161594034584},{"$f":"SUMPRODUCT('Efficiency Dist'!BC23:BC28,UEC_1to5HP)","v":3896.3787831222376},{"$f":"SUMPRODUCT('Efficiency Dist'!BD23:BD28,UEC_1to5HP)","v":3896.1580140423425},{"$f":"SUMPRODUCT('Efficiency Dist'!BE23:BE28,UEC_1to5HP)","v":3895.9516796028042},{"$f":"SUMPRODUCT('Efficiency Dist'!BF23:BF28,UEC_1to5HP)","v":3895.7580075171868},{"$f":"SUMPRODUCT('Efficiency Dist'!BG23:BG28,UEC_1to5HP)","v":3895.5755331079613},{"$f":"SUMPRODUCT('Efficiency Dist'!BH23:BH28,UEC_1to5HP)","v":3895.4030319957951}]
[]
[]
[null,null,null,null,null,null,null,null,null,null,null,null,null,null,null,null,null,null,null,null,null,null,null,"Installed UEC (Vintage Weighted Average) "]
[null,null,null,null,null,null,null,null,null,null,null,null,null,null,null,null,null,null,null,null,null,null,null,null,1981,{"$f":"Y16+1","v":1982},{"$f":"Z16+1","v":1983},1984,1985,1986,1987,1988,1989,1990,1991,1992,1993,1994,1995,1996,1997,1998,1999,2000,2001,2002,2003,2004,2005,2006,2007,2008,2009,2010,2011,2012,2013,2014,2015,2016,2017,2018,2019,2020,2021,2022,2023,2024,2025,2026,2027,2028,2029,2030,2031,2032,2033,2034]
[null,null,null,null,null,null,null,null,null,null,null,null,null,null,null,null,null,null,null,null,null,null,null,"PRE-Case UEC",{"$f":"SUMPRODUCT(OFFSET('SM - 1-5 HP'!$C$15,MATCH(Y$16,$Y$16:$BZ$16,0),1,1,25)/SUM(OFFSET('SM - 1-5 HP'!$C$15,MATCH(Y$16,$Y$16:$BZ$16,0),1,1,25)),OFFSET(Y$10,1,-25+1,1,25))","v":4116.6031000000003},{"$f":"SUMPRODUCT(OFFSET('SM - 1-5 HP'!$C$15,MATCH(Z$16,$Y$16:$BZ$16,0),1,1,25)/SUM(OFFSET('SM - 1-5 HP'!$C$15,MATCH(Z$16,$Y$16:$BZ$16,0),1,1,25)),OFFSET(Z$10,1,-25+1,1,25))","v":4116.6031000000003},{"$f":"SUMPRODUCT(OFFSET('SM - 1-5 HP'!$C$15,MATCH(AA$16,$Y$16:$BZ$16,0),1,1,25)/SUM(OFFSET('SM - 1-5 HP'!$C$15,MATCH(AA$16,$Y$16:$BZ$16,0),1,1,25)),OFFSET(AA$10,1,-25+1,1,25))","v":4116.6031000000003},{"$f":"SUMPRODUCT(OFFSET('SM - 1-5 HP'!$C$15,MATCH(AB$16,$Y$16:$BZ$16,0),1,1,25)/SUM(OFFSET('SM - 1-5 HP'!$C$15,MATCH(AB$16,$Y$16:$BZ$16,0),1,1,25)),OFFSET(AB$10,1,-25+1,1,25))","v":4116.6031000000003},{"$f":"SUMPRODUCT(OFFSET('SM - 1-5 HP'!$C$15,MATCH(AC$16,$Y$16:$BZ$16,0),1,1,25)/SUM(OFFSET('SM - 1-5 HP'!$C$15,MATCH(AC$16,$Y$16:$BZ$16,0),1,1,25)),OFFSET(AC$10,1,-25+1,1,25))","v":4116.6031000000003},{"$f":"SUMPRODUCT(OFFSET('SM - 1-5 HP'!$C$15,MATCH(AD$16,$Y$16:$BZ$16,0),1,1,25)/SUM(OFFSET('SM - 1-5 HP'!$C$15,MATCH(AD$16,$Y$16:$BZ$16,0),1,1,25)),OFFSET(AD$10,1,-25+1,1,25))","v":4116.6031000000003},{"$f":"SUMPRODUCT(OFFSET('SM - 1-5 HP'!$C$15,MATCH(AE$16,$Y$16:$BZ$16,0),1,1,25)/SUM(OFFSET('SM - 1-5 HP'!$C$15,MATCH(AE$16,$Y$16:$BZ$16,0),1,1,25)),OFFSET(AE$10,1,-25+1,1,25))","v":4116.6031000000012},{"$f":"SUMPRODUCT(OFFSET('SM - 1-5 HP'!$C$15,MATCH(AF$16,$Y$16:$BZ$16,0),1,1,25)/SUM(OFFSET('SM - 1-5 HP'!$C$15,MATCH(AF$16,$Y$16:$BZ$16,0),1,1,25)),OFFSET(AF$10,1,-25+1,1,25))","v":4116.6031000000003},{"$f":"SUMPRODUCT(OFFSET('SM - 1-5 HP'!$C$15,MATCH(AG$16,$Y$16:$BZ$16,0),1,1,25)/SUM(OFFSET('SM - 1-5 HP'!$C$15,MATCH(AG$16,$Y$16:$BZ$16,0),1,1,25)),OFFSET(AG$10,1,-25+1,1,25))","v":4116.6031000000003},{"$f":"SUMPRODUCT(OFFSET('SM - 1-5 HP'!$C$15,MATCH(AH$16,$Y$16:$BZ$16,0),1,1,25)/SUM(OFFSET('SM - 1-5 HP'!$C$15,MATCH(AH$16,$Y$16:$BZ$16,0),1,1,25)),OFFSET(AH$10,1,-25+1,1,25))","v":4116.6031000000012},{"$f":"SUMPRODUCT(OFFSET('SM - 1-5 HP'!$C$15,MATCH(AI$16,$Y$16:$BZ$16,0),1,1,25)/SUM(OFFSET('SM - 1-5 HP'!$C$15,MATCH(AI$16,$Y$16:$BZ$16,0),1,1,25)),OFFSET(AI$10,1,-25+1,1,25))","v":4116.6031000000012},{"$f":"SUMPRODUCT(OFFSET('SM - 1-5 HP'!$C$15,MATCH(AJ$16,$Y$16:$BZ$16,0),1,1,25)/SUM(OFFSET('SM - 1-5 HP'!$C$15,MATCH(AJ$16,$Y$16:$BZ$16,0),1,1,25)),OFFSET(AJ$10,1,-25+1,1,25))","v":4116.6031000000003},{"$f":"SUMPRODUCT(OFFSET('SM - 1-5 HP'!$C$15,MATCH(AK$16,$Y$16:$BZ$16,0),1,1,25)/SUM(OFFSET('SM - 1-5 HP'!$C$15,MATCH(AK$16,$Y$16:$BZ$16,0),1,1,25)),OFFSET(AK$10,1,-25+1,1,25))","v":4116.6031000000003},{"$f":"SUMPRODUCT(OFFSET('SM - 1-5 HP'!$C$15,MATCH(AL$16,$Y$16:$BZ$16,0),1,1,25)/SUM(OFFSET('SM - 1-5 HP'!$C$15,MATCH(AL$16,$Y$16:$BZ$16,0),1,1,25)),OFFSET(AL$10,1,-25+1,1,25))","v":4116.6031000000012},{"$f":"SUMPRODUCT(OFFSET('SM - 1-5 HP'!$C$15,MATCH(AM$16,$Y$16:$BZ$16,0),1,1,25)/SUM(OFFSET('SM - 1-5 HP'!$C$15,MATCH(AM$16,$Y$16:$BZ$16,0),1,1,25)),OFFSET(AM$10,1,-25+1,1,25))","v":4116.6031000000003},{"$f":"SUMPRODUCT(OFFSET('SM - 1-5 HP'!$C$15,MATCH(AN$16,$Y$16:$BZ$16,0),1,1,25)/SUM(OFFSET('SM - 1-5 HP'!$C$15,MATCH(AN$16,$Y$16:$BZ$16,0),1,1,25)),OFFSET(AN$10,1,-25+1,1,25))","v":4116.6031000000003},{"$f":"SUMPRODUCT(OFFSET('SM - 1-5 HP'!$C$15,MATCH(AO$16,$Y$16:$BZ$16,0),1,1,25)/SUM(OFFSET('SM - 1-5 HP'!$C$15,MATCH(AO$16,$Y$16:$BZ$16,0),1,1,25)),OFFSET(AO$10,1,-25+1,1,25))","v":4116.6030999999994},{"$f":"SUMPRODUCT(OFFSET('SM - 1-5 HP'!$C$15,MATCH(AP$16,$Y$16:$BZ$16,0),1,1,25)/SUM(OFFSET('SM - 1-5 HP'!$C$15,MATCH(AP$16,$Y$16:$BZ$16,0),1,1,25)),OFFSET(AP$10,1,-25+1,1,25))","v":4116.6031000000003},{"$f":"SUMPRODUCT(OFFSET('SM - 1-5 HP'!$C$15,MATCH(AQ$16,$Y$16:$BZ$16,0),1,1,25)/SUM(OFFSET('SM - 1-5 HP'!$C$15,MATCH(AQ$16,$Y$16:$BZ$16,0),1,1,25)),OFFSET(AQ$10,1,-25+1,1,25))","v":4116.6031000000003},{"$f":"SUMPRODUCT(OFFSET('SM - 1-5 HP'!$C$15,MATCH(AR$16,$Y$16:$BZ$16,0),1,1,25)/SUM(OFFSET('SM - 1-5 HP'!$C$15,MATCH(AR$16,$Y$16:$BZ$16,0),1,1,25)),OFFSET(AR$10,1,-25+1,1,25))","v":4116.6031000000003},{"$f":"SUMPRODUCT(OFFSET('SM - 1-5 HP'!$C$15,MATCH(AS$16,$Y$16:$BZ$16,0),1,1,25)/SUM(OFFSET('SM - 1-5 HP'!$C$15,MATCH(AS$16,$Y$16:$BZ$16,0),1,1,25)),OFFSET(AS$10,1,-25+1,1,25))","v":4116.6031000000003},{"$f":"SUMPRODUCT(OFFSET('SM - 1-5 HP'!$C$15,MATCH(AT$16,$Y$16:$BZ$16,0),1,1,25)/SUM(OFFSET('SM - 1-5 HP'!$C$15,MATCH(AT$16,$Y$16:$BZ$16,0),1,1,25)),OFFSET(AT$10,1,-25+1,1,25))","v":4116.6031000000012},{"$f":"SUMPRODUCT(OFFSET('SM - 1-5 HP'!$C$15,MATCH(AU$16,$Y$16:$BZ$16,0),1,1,25)/SUM(OFFSET('SM - 1-5 HP'!$C$15,MATCH(AU$16,$Y$16:$BZ$16,0),1,1,25)),OFFSET(AU$10,1,-25+1,1,25))","v":4116.6031000000003},{"$f":"SUMPRODUCT(OFFSET('SM - 1-5 HP'!$C$15,MATCH(AV$16,$Y$16:$BZ$16,0),1,1,25)/SUM(OFFSET('SM - 1-5 HP'!$C$15,MATCH(AV$16,$Y$16:$BZ$16,0),1,1,25)),OFFSET(AV$10,1,-25+1,1,25))","v":4116.6031000000003},{"$f":"SUMPRODUCT(OFFSET('SM - 1-5 HP'!$C$15,MATCH(AW$16,$Y$16:$BZ$16,0),1,1,25)/SUM(OFFSET('SM - 1-5 HP'!$C$15,MATCH(AW$16,$Y$16:$BZ$16,0),1,1,25)),OFFSET(AW$10,1,-25+1,1,25))","v":4116.6031000000003},{"$f":"SUMPRODUCT(OFFSET('SM - 1-5 HP'!$C$15,MATCH(AX$16,$Y$16:$BZ$16,0),1,1,25)/SUM(OFFSET('SM - 1-5 HP'!$C$15,MATCH(AX$16,$Y$16:$BZ$16,0),1,1,25)),OFFSET(AX$10,1,-25+1,1,25))","v":4116.6030999999994},{"$f":"SUMPRODUCT(OFFSET('SM - 1-5 HP'!$C$15,MATCH(AY$16,$Y$16:$BZ$16,0),1,1,25)/SUM(OFFSET('SM - 1-5 HP'!$C$15,MATCH(AY$16,$Y$16:$BZ$16,0),1,1,25)),OFFSET(AY$10,1,-25+1,1,25))","v":4116.6030999999994},{"$f":"SUMPRODUCT(OFFSET('SM - 1-5 HP'!$C$15,MATCH(AZ$16,$Y$16:$BZ$16,0),1,1,25)/SUM(OFFSET('SM - 1-5 HP'!$C$15,MATCH(AZ$16,$Y$16:$BZ$16,0),1,1,25)),OFFSET(AZ$10,1,-25+1,1,25))","v":4116.6031000000003},{"$f":"SUMPRODUCT(OFFSET('SM - 1-5 HP'!$C$15,MATCH(BA$16,$Y$16:$BZ$16,0),1,1,25)/SUM(OFFSET('SM - 1-5 HP'!$C$15,MATCH(BA$16,$Y$16:$BZ$16,0),1,1,25)),OFFSET(BA$10,1,-25+1,1,25))","v":4116.6031000000012},{"$f":"SUMPRODUCT(OFFSET('SM - 1-5 HP'!$C$15,MATCH(BB$16,$Y$16:$BZ$16,0),1,1,25)/SUM(OFFSET('SM - 1-5 HP'!$C$15,MATCH(BB$16,$Y$16:$BZ$16,0),1,1,25)),OFFSET(BB$10,1,-25+1,1,25))","v":4104.5771785059815},{"$f":"SUMPRODUCT(OFFSET('SM - 1-5 HP'!$C$15,MATCH(BC$16,$Y$16:$BZ$16,0),1,1,25)/SUM(OFFSET('SM - 1-5 HP'!$C$15,MATCH(BC$16,$Y$16:$BZ$16,0),1,1,25)),OFFSET(BC$10,1,-25+1,1,25))","v":4092.9492530607522},{"$f":"SUMPRODUCT(OFFSET('SM - 1-5 HP'!$C$15,MATCH(BD$16,$Y$16:$BZ$16,0),1,1,25)/SUM(OFFSET('SM - 1-5 HP'!$C$15,MATCH(BD$16,$Y$16:$BZ$16,0),1,1,25)),OFFSET(BD$10,1,-25+1,1,25))","v":4081.7061520454117},{"$f":"SUMPRODUCT(OFFSET('SM - 1-5 HP'!$C$15,MATCH(BE$16,$Y$16:$BZ$16,0),1,1,25)/SUM(OFFSET('SM - 1-5 HP'!$C$15,MATCH(BE$16,$Y$16:$BZ$16,0),1,1,25)),OFFSET(BE$10,1,-25+1,1,25))","v":4070.8351397537899},{"$f":"SUMPRODUCT(OFFSET('SM - 1-5 HP'!$C$15,MATCH(BF$16,$Y$16:$BZ$16,0),1,1,25)/SUM(OFFSET('SM - 1-5 HP'!$C$15,MATCH(BF$16,$Y$16:$BZ$16,0),1,1,25)),OFFSET(BF$10,1,-25+1,1,25))","v":4060.3239019659818},{"$f":"SUMPRODUCT(OFFSET('SM - 1-5 HP'!$C$15,MATCH(BG$16,$Y$16:$BZ$16,0),1,1,25)/SUM(OFFSET('SM - 1-5 HP'!$C$15,MATCH(BG$16,$Y$16:$BZ$16,0),1,1,25)),OFFSET(BG$10,1,-25+1,1,25))","v":4050.1605319993223},{"$f":"SUMPRODUCT(OFFSET('SM - 1-5 HP'!$C$15,MATCH(BH$16,$Y$16:$BZ$16,0),1,1,25)/SUM(OFFSET('SM - 1-5 HP'!$C$15,MATCH(BH$16,$Y$16:$BZ$16,0),1,1,25)),OFFSET(BH$10,1,-25+1,1,25))","v":4040.3335172210068},{"$f":"SUMPRODUCT(OFFSET('SM - 1-5 HP'!$C$15,MATCH(BI$16,$Y$16:$BZ$16,0),1,1,25)/SUM(OFFSET('SM - 1-5 HP'!$C$15,MATCH(BI$16,$Y$16:$BZ$16,0),1,1,25)),OFFSET(BI$10,1,-25+1,1,25))","v":4030.6009304038153},{"$f":"SUMPRODUCT(OFFSET('SM - 1-5 HP'!$C$15,MATCH(BJ$16,$Y$16:$BZ$16,0),1,1,25)/SUM(OFFSET('SM - 1-5 HP'!$C$15,MATCH(BJ$16,$Y$16:$BZ$16,0),1,1,25)),OFFSET(BJ$10,1,-25+1,1,25))","v":4021.0930240136254},{"$f":"SUMPRODUCT(OFFSET('SM - 1-5 HP'!$C$15,MATCH(BK$16,$Y$16:$BZ$16,0),1,1,25)/SUM(OFFSET('SM - 1-5 HP'!$C$15,MATCH(BK$16,$Y$16:$BZ$16,0),1,1,25)),OFFSET(BK$10,1,-25+1,1,25))","v":4011.7861312876248},{"$f":"SUMPRODUCT(OFFSET('SM - 1-5 HP'!$C$15,MATCH(BL$16,$Y$16:$BZ$16,0),1,1,25)/SUM(OFFSET('SM - 1-5 HP'!$C$15,MATCH(BL$16,$Y$16:$BZ$16,0),1,1,25)),OFFSET(BL$10,1,-25+1,1,25))","v":4002.6775161514265},{"$f":"SUMPRODUCT(OFFSET('SM - 1-5 HP'!$C$15,MATCH(BM$16,$Y$16:$BZ$16,0),1,1,25)/SUM(OFFSET('SM - 1-5 HP'!$C$15,MATCH(BM$16,$Y$16:$BZ$16,0),1,1,25)),OFFSET(BM$10,1,-25+1,1,25))","v":3993.7761004782265},{"$f":"SUMPRODUCT(OFFSET('SM - 1-5 HP'!$C$15,MATCH(BN$16,$Y$16:$BZ$16,0),1,1,25)/SUM(OFFSET('SM - 1-5 HP'!$C$15,MATCH(BN$16,$Y$16:$BZ$16,0),1,1,25)),OFFSET(BN$10,1,-25+1,1,25))","v":3985.0472807147498},{"$f":"SUMPRODUCT(OFFSET('SM - 1-5 HP'!$C$15,MATCH(BO$16,$Y$16:$BZ$16,0),1,1,25)/SUM(OFFSET('SM - 1-5 HP'!$C$15,MATCH(BO$16,$Y$16:$BZ$16,0),1,1,25)),OFFSET(BO$10,1,-25+1,1,25))","v":3976.4842983302237},{"$f":"SUMPRODUCT(OFFSET('SM - 1-5 HP'!$C$15,MATCH(BP$16,$Y$16:$BZ$16,0),1,1,25)/SUM(OFFSET('SM - 1-5 HP'!$C$15,MATCH(BP$16,$Y$16:$BZ$16,0),1,1,25)),OFFSET(BP$10,1,-25+1,1,25))","v":3968.0989199098858},{"$f":"SUMPRODUCT(OFFSET('SM - 1-5 HP'!$C$15,MATCH(BQ$16,$Y$16:$BZ$16,0),1,1,25)/SUM(OFFSET('SM - 1-5 HP'!$C$15,MATCH(BQ$16,$Y$16:$BZ$16,0),1,1,25)),OFFSET(BQ$10,1,-25+1,1,25))","v":3967.1193730494556},{"$f":"SUMPRODUCT(OFFSET('SM - 1-5 HP'!$C$15,MATCH(BR$16,$Y$16:$BZ$16,0),1,1,25)/SUM(OFFSET('SM - 1-5 HP'!$C$15,MATCH(BR$16,$Y$16:$BZ$16,0),1,1,25)),OFFSET(BR$10,1,-25+1,1,25))","v":3966.0711004434925},{"$f":"SUMPRODUCT(OFFSET('SM - 1-5 HP'!$C$15,MATCH(BS$16,$Y$16:$BZ$16,0),1,1,25)/SUM(OFFSET('SM - 1-5 HP'!$C$15,MATCH(BS$16,$Y$16:$BZ$16,0),1,1,25)),OFFSET(BS$10,1,-25+1,1,25))","v":3964.9662275281062},{"$f":"SUMPRODUCT(OFFSET('SM - 1-5 HP'!$C$15,MATCH(BT$16,$Y$16:$BZ$16,0),1,1,25)/SUM(OFFSET('SM - 1-5 HP'!$C$15,MATCH(BT$16,$Y$16:$BZ$16,0),1,1,25)),OFFSET(BT$10,1,-25+1,1,25))","v":3963.8150055978363},{"$f":"SUMPRODUCT(OFFSET('SM - 1-5 HP'!$C$15,MATCH(BU$16,$Y$16:$BZ$16,0),1,1,25)/SUM(OFFSET('SM - 1-5 HP'!$C$15,MATCH(BU$16,$Y$16:$BZ$16,0),1,1,25)),OFFSET(BU$10,1,-25+1,1,25))","v":3962.6218273099403},{"$f":"SUMPRODUCT(OFFSET('SM - 1-5 HP'!$C$15,MATCH(BV$16,$Y$16:$BZ$16,0),1,1,25)/SUM(OFFSET('SM - 1-5 HP'!$C$15,MATCH(BV$16,$Y$16:$BZ$16,0),1,1,25)),OFFSET(BV$10,1,-25+1,1,25))","v":3961.390515057124},{"$f":"SUMPRODUCT(OFFSET('SM - 1-5 HP'!$C$15,MATCH(BW$16,$Y$16:$BZ$16,0),1,1,25)/SUM(OFFSET('SM - 1-5 HP'!$C$15,MATCH(BW$16,$Y$16:$BZ$16,0),1,1,25)),OFFSET(BW$10,1,-25+1,1,25))","v":3960.1270300792989},{"$f":"SUMPRODUCT(OFFSET('SM - 1-5 HP'!$C$15,MATCH(BX$16,$Y$16:$BZ$16,0),1,1,25)/SUM(OFFSET('SM - 1-5 HP'!$C$15,MATCH(BX$16,$Y$16:$BZ$16,0),1,1,25)),OFFSET(BX$10,1,-25+1,1,25))","v":3958.9098337353507},{"$f":"SUMPRODUCT(OFFSET('SM - 1-5 HP'!$C$15,MATCH(BY$16,$Y$16:$BZ$16,0),1,1,25)/SUM(OFFSET('SM - 1-5 HP'!$C$15,MATCH(BY$16,$Y$16:$BZ$16,0),1,1,25)),OFFSET(BY$10,1,-25+1,1,25))","v":3957.746364470082},{"$f":"SUMPRODUCT(OFFSET('SM - 1-5 HP'!$C$15,MATCH(BZ$16,$Y$16:$BZ$16,0),1,1,25)/SUM(OFFSET('SM - 1-5 HP'!$C$15,MATCH(BZ$16,$Y$16:$BZ$16,0),1,1,25)),OFFSET(BZ$10,1,-25+1,1,25))","v":3956.6279629357896}]
[null,null,null,null,null,null,null,null,null,null,null,null,null,null,null,null,null,null,null,null,null,null,null,"POST-Case UEC",{"$f":"SUMPRODUCT(OFFSET('SM - 1-5 HP'!$C$15,MATCH(Y$16,$Y$16:$BZ$16,0),1,1,25)/SUM(OFFSET('SM - 1-5 HP'!$C$15,MATCH(Y$16,$Y$16:$BZ$16,0),1,1,25)),OFFSET(Y$10,2,-25+1,1,25))","v":4116.6031000000003},{"$f":"SUMPRODUCT(OFFSET('SM - 1-5 HP'!$C$15,MATCH(Z$16,$Y$16:$BZ$16,0),1,1,25)/SUM(OFFSET('SM - 1-5 HP'!$C$15,MATCH(Z$16,$Y$16:$BZ$16,0),1,1,25)),OFFSET(Z$10,2,-25+1,1,25))","v":4116.6031000000003},{"$f":"SUMPRODUCT(OFFSET('SM - 1-5 HP'!$C$15,MATCH(AA$16,$Y$16:$BZ$16,0),1,1,25)/SUM(OFFSET('SM - 1-5 HP'!$C$15,MATCH(AA$16,$Y$16:$BZ$16,0),1,1,25)),OFFSET(AA$10,2,-25+1,1,25))","v":4116.6031000000003},{"$f":"SUMPRODUCT(OFFSET('SM - 1-5 HP'!$C$15,MATCH(AB$16,$Y$16:$BZ$16,0),1,1,25)/SUM(OFFSET('SM - 1-5 HP'!$C$15,MATCH(AB$16,$Y$16:$BZ$16,0),1,1,25)),OFFSET(AB$10,2,-25+1,1,25))","v":4116.6031000000003},{"$f":"SUMPRODUCT(OFFSET('SM - 1-5 HP'!$C$15,MATCH(AC$16,$Y$16:$BZ$16,0),1,1,25)/SUM(OFFSET('SM - 1-5 HP'!$C$15,MATCH(AC$16,$Y$16:$BZ$16,0),1,1,25)),OFFSET(AC$10,2,-25+1,1,25))","v":4116.6031000000003},{"$f":"SUMPRODUCT(OFFSET('SM - 1-5 HP'!$C$15,MATCH(AD$16,$Y$16:$BZ$16,0),1,1,25)/SUM(OFFSET('SM - 1-5 HP'!$C$15,MATCH(AD$16,$Y$16:$BZ$16,0),1,1,25)),OFFSET(AD$10,2,-25+1,1,25))","v":4116.6031000000003},{"$f":"SUMPRODUCT(OFFSET('SM - 1-5 HP'!$C$15,MATCH(AE$16,$Y$16:$BZ$16,0),1,1,25)/SUM(OFFSET('SM - 1-5 HP'!$C$15,MATCH(AE$16,$Y$16:$BZ$16,0),1,1,25)),OFFSET(AE$10,2,-25+1,1,25))","v":4116.6031000000012},{"$f":"SUMPRODUCT(OFFSET('SM - 1-5 HP'!$C$15,MATCH(AF$16,$Y$16:$BZ$16,0),1,1,25)/SUM(OFFSET('SM - 1-5 HP'!$C$15,MATCH(AF$16,$Y$16:$BZ$16,0),1,1,25)),OFFSET(AF$10,2,-25+1,1,25))","v":4116.6031000000003},{"$f":"SUMPRODUCT(OFFSET('SM - 1-5 HP'!$C$15,MATCH(AG$16,$Y$16:$BZ$16,0),1,1,25)/SUM(OFFSET('SM - 1-5 HP'!$C$15,MATCH(AG$16,$Y$16:$BZ$16,0),1,1,25)),OFFSET(AG$10,2,-25+1,1,25))","v":4116.6031000000003},{"$f":"SUMPRODUCT(OFFSET('SM - 1-5 HP'!$C$15,MATCH(AH$16,$Y$16:$BZ$16,0),1,1,25)/SUM(OFFSET('SM - 1-5 HP'!$C$15,MATCH(AH$16,$Y$16:$BZ$16,0),1,1,25)),OFFSET(AH$10,2,-25+1,1,25))","v":4116.6031000000012},{"$f":"SUMPRODUCT(OFFSET('SM - 1-5 HP'!$C$15,MATCH(AI$16,$Y$16:$BZ$16,0),1,1,25)/SUM(OFFSET('SM - 1-5 HP'!$C$15,MATCH(AI$16,$Y$16:$BZ$16,0),1,1,25)),OFFSET(AI$10,2,-25+1,1,25))","v":4116.6031000000012},{"$f":"SUMPRODUCT(OFFSET('SM - 1-5 HP'!$C$15,MATCH(AJ$16,$Y$16:$BZ$16,0),1,1,25)/SUM(OFFSET('SM - 1-5 HP'!$C$15,MATCH(AJ$16,$Y$16:$BZ$16,0),1,1,25)),OFFSET(AJ$10,2,-25+1,1,25))","v":4116.6031000000003},{"$f":"SUMPRODUCT(OFFSET('SM - 1-5 HP'!$C$15,MATCH(AK$16,$Y$16:$BZ$16,0),1,1,25)/SUM(OFFSET('SM - 1-5 HP'!$C$15,MATCH(AK$16,$Y$16:$BZ$16,0),1,1,25)),OFFSET(AK$10,2,-25+1,1,25))","v":4116.6031000000003},{"$f":"SUMPRODUCT(OFFSET('SM - 1-5 HP'!$C$15,MATCH(AL$16,$Y$16:$BZ$16,0),1,1,25)/SUM(OFFSET('SM - 1-5 HP'!$C$15,MATCH(AL$16,$Y$16:$BZ$16,0),1,1,25)),OFFSET(AL$10,2,-25+1,1,25))","v":4116.6031000000012},{"$f":"SUMPRODUCT(OFFSET('SM - 1-5 HP'!$C$15,MATCH(AM$16,$Y$16:$BZ$16,0),1,1,25)/SUM(OFFSET('SM - 1-5 HP'!$C$15,MATCH(AM$16,$Y$16:$BZ$16,0),1,1,25)),OFFSET(AM$10,2,-25+1,1,25))","v":4116.6031000000003},{"$f":"SUMPRODUCT(OFFSET('SM - 1-5 HP'!$C$15,MATCH(AN$16,$Y$16:$BZ$16,0),1,1,25)/SUM(OFFSET('SM - 1-5 HP'!$C$15,MATCH(AN$16,$Y$16:$BZ$16,0),1,1,25)),OFFSET(AN$10,2,-25+1,1,25))","v":4116.6031000000003},{"$f":"SUMPRODUCT(OFFSET('SM - 1-5 HP'!$C$15,MATCH(AO$16,$Y$16:$BZ$16,0),1,1,25)/SUM(OFFSET('SM - 1-5 HP'!$C$15,MATCH(AO$16,$Y$16:$BZ$16,0),1,1,25)),OFFSET(AO$10,2,-25+1,1,25))","v":4116.6030999999994},{"$f":"SUMPRODUCT(OFFSET('SM - 1-5 HP'!$C$15,MATCH(AP$16,$Y$16:$BZ$16,0),1,1,25)/SUM(OFFSET('SM - 1-5 HP'!$C$15,MATCH(AP$16,$Y$16:$BZ$16,0),1,1,25)),OFFSET(AP$10,2,-25+1,1,25))","v":4116.6031000000003},{"$f":"SUMPRODUCT(OFFSET('SM - 1-5 HP'!$C$15,MATCH(AQ$16,$Y$16:$BZ$16,0),1,1,25)/SUM(OFFSET('SM - 1-5 HP'!$C$15,MATCH(AQ$16,$Y$16:$BZ$16,0),1,1,25)),OFFSET(AQ$10,2,-25+1,1,25))","v":4116.6031000000003},{"$f":"SUMPRODUCT(OFFSET('SM - 1-5 HP'!$C$15,MATCH(AR$16,$Y$16:$BZ$16,0),1,1,25)/SUM(OFFSET('SM - 1-5 HP'!$C$15,MATCH(AR$16,$Y$16:$BZ$16,0),1,1,25)),OFFSET(AR$10,2,-25+1,1,25))","v":4116.6031000000003},{"$f":"SUMPRODUCT(OFFSET('SM - 1-5 HP'!$C$15,MATCH(AS$16,$Y$16:$BZ$16,0),1,1,25)/SUM(OFFSET('SM - 1-5 HP'!$C$15,MATCH(AS$16,$Y$16:$BZ$16,0),1,1,25)),OFFSET(AS$10,2,-25+1,1,25))","v":4116.6031000000003},{"$f":"SUMPRODUCT(OFFSET('SM - 1-5 HP'!$C$15,MATCH(AT$16,$Y$16:$BZ$16,0),1,1,25)/SUM(OFFSET('SM - 1-5 HP'!$C$15,MATCH(AT$16,$Y$16:$BZ$16,0),1,1,25)),OFFSET(AT$10,2,-25+1,1,25))","v":4116.6031000000012},{"$f":"SUMPRODUCT(OFFSET('SM - 1-5 HP'!$C$15,MATCH(AU$16,$Y$16:$BZ$16,0),1,1,25)/SUM(OFFSET('SM - 1-5 HP'!$C$15,MATCH(AU$16,$Y$16:$BZ$16,0),1,1,25)),OFFSET(AU$10,2,-25+1,1,25))","v":4116.6031000000003},{"$f":"SUMPRODUCT(OFFSET('SM - 1-5 HP'!$C$15,MATCH(AV$16,$Y$16:$BZ$16,0),1,1,25)/SUM(OFFSET('SM - 1-5 HP'!$C$15,MATCH(AV$16,$Y$16:$BZ$16,0),1,1,25)),OFFSET(AV$10,2,-25+1,1,25))","v":4116.6031000000003},{"$f":"SUMPRODUCT(OFFSET('SM - 1-5 HP'!$C$15,MATCH(AW$16,$Y$16:$BZ$16,0),1,1,25)/SUM(OFFSET('SM - 1-5 HP'!$C$15,MATCH(AW$16,$Y$16:$BZ$16,0),1,1,25)),OFFSET(AW$10,2,-25+1,1,25))","v":4116.6031000000003},{"$f":"SUMPRODUCT(OFFSET('SM - 1-5 HP'!$C$15,MATCH(AX$16,$Y$16:$BZ$16,0),1,1,25)/SUM(OFFSET('SM - 1-5 HP'!$C$15,MATCH(AX$16,$Y$16:$BZ$16,0),1,1,25)),OFFSET(AX$10,2,-25+1,1,25))","v":4116.6030999999994},{"$f":"SUMPRODUCT(OFFSET('SM - 1-5 HP'!$C$15,MATCH(AY$16,$Y$16:$BZ$16,0),1,1,25)/SUM(OFFSET('SM - 1-5 HP'!$C$15,MATCH(AY$16,$Y$16:$BZ$16,0),1,1,25)),OFFSET(AY$10,2,-25+1,1,25))","v":4116.6030999999994},{"$f":"SUMPRODUCT(OFFSET('SM - 1-5 HP'!$C$15,MATCH(AZ$16,$Y$16:$BZ$16,0),1,1,25)/SUM(OFFSET('SM - 1-5 HP'!$C$15,MATCH(AZ$16,$Y$16:$BZ$16,0),1,1,25)),OFFSET(AZ$10,2,-25+1,1,25))","v":4116.6031000000003},{"$f":"SUMPRODUCT(OFFSET('SM - 1-5 HP'!$C$15,MATCH(BA$16,$Y$16:$BZ$16,0),1,1,25)/SUM(OFFSET('SM - 1-5 HP'!$C$15,MATCH(BA$16,$Y$16:$BZ$16,0),1,1,25)),OFFSET(BA$10,2,-25+1,1,25))","v":4116.6031000000012},{"$f":"SUMPRODUCT(OFFSET('SM - 1-5 HP'!$C$15,MATCH(BB$16,$Y$16:$BZ$16,0),1,1,25)/SUM(OFFSET('SM - 1-5 HP'!$C$15,MATCH(BB$16,$Y$16:$BZ$16,0),1,1,25)),OFFSET(BB$10,2,-25+1,1,25))","v":4104.5771785059815},{"$f":"SUMPRODUCT(OFFSET('SM - 1-5 HP'!$C$15,MATCH(BC$16,$Y$16:$BZ$16,0),1,1,25)/SUM(OFFSET('SM - 1-5 HP'!$C$15,MATCH(BC$16,$Y$16:$BZ$16,0),1,1,25)),OFFSET(BC$10,2,-25+1,1,25))","v":4092.9492530607522},{"$f":"SUMPRODUCT(OFFSET('SM - 1-5 HP'!$C$15,MATCH(BD$16,$Y$16:$BZ$16,0),1,1,25)/SUM(OFFSET('SM - 1-5 HP'!$C$15,MATCH(BD$16,$Y$16:$BZ$16,0),1,1,25)),OFFSET(BD$10,2,-25+1,1,25))","v":4081.7061520454117},{"$f":"SUMPRODUCT(OFFSET('SM - 1-5 HP'!$C$15,MATCH(BE$16,$Y$16:$BZ$16,0),1,1,25)/SUM(OFFSET('SM - 1-5 HP'!$C$15,MATCH(BE$16,$Y$16:$BZ$16,0),1,1,25)),OFFSET(BE$10,2,-25+1,1,25))","v":4070.8351397537899},{"$f":"SUMPRODUCT(OFFSET('SM - 1-5 HP'!$C$15,MATCH(BF$16,$Y$16:$BZ$16,0),1,1,25)/SUM(OFFSET('SM - 1-5 HP'!$C$15,MATCH(BF$16,$Y$16:$BZ$16,0),1,1,25)),OFFSET(BF$10,2,-25+1,1,25))","v":4060.3239019659818},{"$f":"SUMPRODUCT(OFFSET('SM - 1-5 HP'!$C$15,MATCH(BG$16,$Y$16:$BZ$16,0),1,1,25)/SUM(OFFSET('SM - 1-5 HP'!$C$15,MATCH(BG$16,$Y$16:$BZ$16,0),1,1,25)),OFFSET(BG$10,2,-25+1,1,25))","v":4050.1605319993223},{"$f":"SUMPRODUCT(OFFSET('SM - 1-5 HP'!$C$15,MATCH(BH$16,$Y$16:$BZ$16,0),1,1,25)/SUM(OFFSET('SM - 1-5 HP'!$C$15,MATCH(BH$16,$Y$16:$BZ$16,0),1,1,25)),OFFSET(BH$10,2,-25+1,1,25))","v":4034.7215337575935},{"$f":"SUMPRODUCT(OFFSET('SM - 1-5 HP'!$C$15,MATCH(BI$16,$Y$16:$BZ$16,0),1,1,25)/SUM(OFFSET('SM - 1-5 HP'!$C$15,MATCH(BI$16,$Y$16:$BZ$16,0),1,1,25)),OFFSET(BI$10,2,-25+1,1,25))","v":4019.4264671852957},{"$f":"SUMPRODUCT(OFFSET('SM - 1-5 HP'!$C$15,MATCH(BJ$16,$Y$16:$BZ$16,0),1,1,25)/SUM(OFFSET('SM - 1-5 HP'!$C$15,MATCH(BJ$16,$Y$16:$BZ$16,0),1,1,25)),OFFSET(BJ$10,2,-25+1,1,25))","v":4004.6036412600306},{"$f":"SUMPRODUCT(OFFSET('SM - 1-5 HP'!$C$15,MATCH(BK$16,$Y$16:$BZ$16,0),1,1,25)/SUM(OFFSET('SM - 1-5 HP'!$C$15,MATCH(BK$16,$Y$16:$BZ$16,0),1,1,25)),OFFSET(BK$10,2,-25+1,1,25))","v":3990.2287323901051},{"$f":"SUMPRODUCT(OFFSET('SM - 1-5 HP'!$C$15,MATCH(BL$16,$Y$16:$BZ$16,0),1,1,25)/SUM(OFFSET('SM - 1-5 HP'!$C$15,MATCH(BL$16,$Y$16:$BZ$16,0),1,1,25)),OFFSET(BL$10,2,-25+1,1,25))","v":3976.3010995171485},{"$f":"SUMPRODUCT(OFFSET('SM - 1-5 HP'!$C$15,MATCH(BM$16,$Y$16:$BZ$16,0),1,1,25)/SUM(OFFSET('SM - 1-5 HP'!$C$15,MATCH(BM$16,$Y$16:$BZ$16,0),1,1,25)),OFFSET(BM$10,2,-25+1,1,25))","v":3962.8401361109227},{"$f":"SUMPRODUCT(OFFSET('SM - 1-5 HP'!$C$15,MATCH(BN$16,$Y$16:$BZ$16,0),1,1,25)/SUM(OFFSET('SM - 1-5 HP'!$C$15,MATCH(BN$16,$Y$16:$BZ$16,0),1,1,25)),OFFSET(BN$10,2,-25+1,1,25))","v":3949.7718379284997},{"$f":"SUMPRODUCT(OFFSET('SM - 1-5 HP'!$C$15,MATCH(BO$16,$Y$16:$BZ$16,0),1,1,25)/SUM(OFFSET('SM - 1-5 HP'!$C$15,MATCH(BO$16,$Y$16:$BZ$16,0),1,1,25)),OFFSET(BO$10,2,-25+1,1,25))","v":3937.0708126800128},{"$f":"SUMPRODUCT(OFFSET('SM - 1-5 HP'!$C$15,MATCH(BP$16,$Y$16:$BZ$16,0),1,1,25)/SUM(OFFSET('SM - 1-5 HP'!$C$15,MATCH(BP$16,$Y$16:$BZ$16,0),1,1,25)),OFFSET(BP$10,2,-25+1,1,25))","v":3924.7468634071615},{"$f":"SUMPRODUCT(OFFSET('SM - 1-5 HP'!$C$15,MATCH(BQ$16,$Y$16:$BZ$16,0),1,1,25)/SUM(OFFSET('SM - 1-5 HP'!$C$15,MATCH(BQ$16,$Y$16:$BZ$16,0),1,1,25)),OFFSET(BQ$10,2,-25+1,1,25))","v":3920.0279405503356},{"$f":"SUMPRODUCT(OFFSET('SM - 1-5 HP'!$C$15,MATCH(BR$16,$Y$16:$BZ$16,0),1,1,25)/SUM(OFFSET('SM - 1-5 HP'!$C$15,MATCH(BR$16,$Y$16:$BZ$16,0),1,1,25)),OFFSET(BR$10,2,-25+1,1,25))","v":3915.4450217204576},{"$f":"SUMPRODUCT(OFFSET('SM - 1-5 HP'!$C$15,MATCH(BS$16,$Y$16:$BZ$16,0),1,1,25)/SUM(OFFSET('SM - 1-5 HP'!$C$15,MATCH(BS$16,$Y$16:$BZ$16,0),1,1,25)),OFFSET(BS$10,2,-25+1,1,25))","v":3911.012392984142},{"$f":"SUMPRODUCT(OFFSET('SM - 1-5 HP'!$C$15,MATCH(BT$16,$Y$16:$BZ$16,0),1,1,25)/SUM(OFFSET('SM - 1-5 HP'!$C$15,MATCH(BT$16,$Y$16:$BZ$16,0),1,1,25)),OFFSET(BT$10,2,-25+1,1,25))","v":3906.7319519559051},{"$f":"SUMPRODUCT(OFFSET('SM - 1-5 HP'!$C$15,MATCH(BU$16,$Y$16:$BZ$16,0),1,1,25)/SUM(OFFSET('SM - 1-5 HP'!$C$15,MATCH(BU$16,$Y$16:$BZ$16,0),1,1,25)),OFFSET(BU$10,2,-25+1,1,25))","v":3902.5930478832074},{"$f":"SUMPRODUCT(OFFSET('SM - 1-5 HP'!$C$15,MATCH(BV$16,$Y$16:$BZ$16,0),1,1,25)/SUM(OFFSET('SM - 1-5 HP'!$C$15,MATCH(BV$16,$Y$16:$BZ$16,0),1,1,25)),OFFSET(BV$10,2,-25+1,1,25))","v":3898.5855943567763},{"$f":"SUMPRODUCT(OFFSET('SM - 1-5 HP'!$C$15,MATCH(BW$16,$Y$16:$BZ$16,0),1,1,25)/SUM(OFFSET('SM - 1-5 HP'!$C$15,MATCH(BW$16,$Y$16:$BZ$16,0),1,1,25)),OFFSET(BW$10,2,-25+1,1,25))","v":3898.0324452285572},{"$f":"SUMPRODUCT(OFFSET('SM - 1-5 HP'!$C$15,MATCH(BX$16,$Y$16:$BZ$16,0),1,1,25)/SUM(OFFSET('SM - 1-5 HP'!$C$15,MATCH(BX$16,$Y$16:$BZ$16,0),1,1,25)),OFFSET(BX$10,2,-25+1,1,25))","v":3897.6043449653312},{"$f":"SUMPRODUCT(OFFSET('SM - 1-5 HP'!$C$15,MATCH(BY$16,$Y$16:$BZ$16,0),1,1,25)/SUM(OFFSET('SM - 1-5 HP'!$C$15,MATCH(BY$16,$Y$16:$BZ$16,0),1,1,25)),OFFSET(BY$10,2,-25+1,1,25))","v":3897.2463568830153},{"$f":"SUMPRODUCT(OFFSET('SM - 1-5 HP'!$C$15,MATCH(BZ$16,$Y$16:$BZ$16,0),1,1,25)/SUM(OFFSET('SM - 1-5 HP'!$C$15,MATCH(BZ$16,$Y$16:$BZ$16,0),1,1,25)),OFFSET(BZ$10,2,-25+1,1,25))","v":3896.9339494172295}]

{"sheet":"UEC - 6-20 HP","index":22,"n_rows":18,"n_cols":78,"rows_kept":18,"cut":false,"hidden":false,"merged":[]}
[]
[null,null,null,null,null,null,null,null,null,null,null,null,null,null,null,null,null,null,null,null,null,null,null,"Weighted Annual UEC - 6-20 HP"]
[]
[null,null,null,null,null,null,null,null,null,null,null,null,null,null,null,null,null,null,null,null,null,null,null,"NAVIGATION"]
[]
[null,null,null,null,null,null,null,null,null,null,null,null,null,null,null,null,null,null,null,null,null,null,null,"COMMENTS"]
[]
[]
[null,null,null,null,null,null,null,null,null,null,null,null,null,null,null,null,null,null,null,null,null,null,null,"Market UEC (Shipment Weighted Average)"]
[null,null,null,null,null,null,null,null,null,null,null,null,null,null,null,null,null,null,null,null,null,null,null,null,1981,{"$f":"Y10+1","v":1982},{"$f":"Z10+1","v":1983},1984,1985,1986,1987,1988,1989,1990,1991,1992,1993,1994,1995,1996,1997,1998,1999,2000,2001,2002,2003,2004,2005,2006,2007,2008,2009,2010,2011,2012,2013,2014,2015,2016,2017,2018,2019,2020,2021,2022,2023,2024,2025,2026,2027,2028,2029,2030,2031,2032,2033,2034]
[null,null,null,null,null,null,null,null,null,null,null,null,null,null,null,null,null,null,null,null,null,null,null,"PRE-Case UEC",{"$f":"SUMPRODUCT('Efficiency Dist'!G39:G44,UEC_6to20HP)","v":17961.847900000001},{"$f":"SUMPRODUCT('Efficiency Dist'!H39:H44,UEC_6to20HP)","v":17961.847900000001},{"$f":"SUMPRODUCT('Efficiency Dist'!I39:I44,UEC_6to20HP)","v":17961.847900000001},{"$f":"SUMPRODUCT('Efficiency Dist'!J39:J44,UEC_6to20HP)","v":17961.847900000001},{"$f":"SUMPRODUCT('Efficiency Dist'!K39:K44,UEC_6to20HP)","v":17961.847900000001},{"$f":"SUMPRODUCT('Efficiency Dist'!L39:L44,UEC_6to20HP)","v":17961.847900000001},{"$f":"SUMPRODUCT('Efficiency Dist'!M39:M44,UEC_6to20HP)","v":17961.847900000001},{"$f":"SUMPRODUCT('Efficiency Dist'!N39:N44,UEC_6to20HP)","v":17961.847900000001},{"$f":"SUMPRODUCT('Efficiency Dist'!O39:O44,UEC_6to20HP)","v":17961.847900000001},{"$f":"SUMPRODUCT('Efficiency Dist'!P39:P44,UEC_6to20HP)","v":17961.847900000001},{"$f":"SUMPRODUCT('Efficiency Dist'!Q39:Q44,UEC_6to20HP)","v":17961.847900000001},{"$f":"SUMPRODUCT('Efficiency Dist'!R39:R44,UEC_6to20HP)","v":17961.847900000001},{"$f":"SUMPRODUCT('Efficiency Dist'!S39:S44,UEC_6to20HP)","v":17961.847900000001},{"$f":"SUMPRODUCT('Efficiency Dist'!T39:T44,UEC_6to20HP)","v":17961.847900000001},{"$f":"SUMPRODUCT('Efficiency Dist'!U39:U44,UEC_6to20HP)","v":17961.847900000001},{"$f":"SUMPRODUCT('Efficiency Dist'!V39:V44,UEC_6to20HP)","v":17961.847900000001},{"$f":"SUMPRODUCT('Efficiency Dist'!W39:W44,UEC_6to20HP)","v":17961.847900000001},{"$f":"SUMPRODUCT('Efficiency Dist'!X39:X44,UEC_6to20HP)","v":17961.847900000001},{"$f":"SUMPRODUCT('Efficiency Dist'!Y39:Y44,UEC_6to20HP)","v":17961.847900000001},{"$f":"SUMPRODUCT('Efficiency Dist'!Z39:Z44,UEC_6to20HP)","v":17961.847900000001},{"$f":"SUMPRODUCT('Efficiency Dist'!AA39:AA44,UEC_6to20HP)","v":17961.847900000001},{"$f":"SUMPRODUCT('Efficiency Dist'!AB39:AB44,UEC_6to20HP)","v":17961.847900000001},{"$f":"SUMPRODUCT('Efficiency Dist'!AC39:AC44,UEC_6to20HP)","v":17961.847900000001},{"$f":"SUMPRODUCT('Efficiency Dist'!AD39:AD44,UEC_6to20HP)","v":17961.847900000001},{"$f":"SUMPRODUCT('Efficiency Dist'!AE39:AE44,UEC_6to20HP)","v":17961.847900000001},{"$f":"SUMPRODUCT('Efficiency Dist'!AF39:AF44,UEC_6to20HP)","v":17961.847900000001},{"$f":"SUMPRODUCT('Efficiency Dist'!AG39:AG44,UEC_6to20HP)","v":17961.847900000001},{"$f":"SUMPRODUCT('Efficiency Dist'!AH39:AH44,UEC_6to20HP)","v":17961.847900000001},{"$f":"SUMPRODUCT('Efficiency Dist'!AI39:AI44,UEC_6to20HP)","v":17961.847900000001},{"$f":"SUMPRODUCT('Efficiency Dist'!AJ39:AJ44,UEC_6to20HP)","v":17469.022447695635},{"$f":"SUMPRODUCT('Efficiency Dist'!AK39:AK44,UEC_6to20HP)","v":17469.022447695635},{"$f":"SUMPRODUCT('Efficiency Dist'!AL39:AL44,UEC_6to20HP)","v":17469.022447695635},{"$f":"SUMPRODUCT('Efficiency Dist'!AM39:AM44,UEC_6to20HP)","v":17469.022447695635},{"$f":"SUMPRODUCT('Efficiency Dist'!AN39:AN44,UEC_6to20HP)","v":17469.022447695635},{"$f":"SUMPRODUCT('Efficiency Dist'!AO39:AO44,UEC_6to20HP)","v":17469.022447695635},{"$f":"SUMPRODUCT('Efficiency Dist'!AP39:AP44,UEC_6to20HP)","v":17469.022447695635},{"$f":"SUMPRODUCT('Efficiency Dist'!AQ39:AQ44,UEC_6to20HP)","v":17463.628574754708},{"$f":"SUMPRODUCT('Efficiency Dist'!AR39:AR44,UEC_6to20HP)","v":17458.546563192787},{"$f":"SUMPRODUCT('Efficiency Dist'!AS39:AS44,UEC_6to20HP)","v":17453.742313379382},{"$f":"SUMPRODUCT('Efficiency Dist'!AT39:AT44,UEC_6to20HP)","v":17449.187029751309},{"$f":"SUMPRODUCT('Efficiency Dist'!AU39:AU44,UEC_6to20HP)","v":17444.856174789016},{"$f":"SUMPRODUCT('Efficiency Dist'!AV39:AV44,UEC_6to20HP)","v":17440.728668782096},{"$f":"SUMPRODUCT('Efficiency Dist'!AW39:AW44,UEC_6to20HP)","v":17436.786269178512},{"$f":"SUMPRODUCT('Efficiency Dist'!AX39:AX44,UEC_6to20HP)","v":17433.013083226659},{"$f":"SUMPRODUCT('Efficiency Dist'!AY39:AY44,UEC_6to20HP)","v":17429.395180968571},{"$f":"SUMPRODUCT('Efficiency Dist'!AZ39:AZ44,UEC_6to20HP)","v":17425.920284766242},{"$f":"SUMPRODUCT('Efficiency Dist'!BA39:BA44,UEC_6to20HP)","v":17422.577517888007},{"$f":"SUMPRODUCT('Efficiency Dist'!BB39:BB44,UEC_6to20HP)","v":17419.357199165945},{"$f":"SUMPRODUCT('Efficiency Dist'!BC39:BC44,UEC_6to20HP)","v":17416.250673950603},{"$f":"SUMPRODUCT('Efficiency Dist'!BD39:BD44,UEC_6to20HP)","v":17413.250173925888},{"$f":"SUMPRODUCT('Efficiency Dist'!BE39:BE44,UEC_6to20HP)","v":17410.348700066257},{"$f":"SUMPRODUCT('Efficiency Dist'!BF39:BF44,UEC_6to20HP)","v":17407.53992429786},{"$f":"SUMPRODUCT('Efficiency Dist'!BG39:BG44,UEC_6to20HP)","v":17404.818106387684},{"$f":"SUMPRODUCT('Efficiency Dist'!BH39:BH44,UEC_6to20HP)","v":17402.178023315777}]
[null,null,null,null,null,null,null,null,null,null,null,null,null,null,null,null,null,null,null,null,null,null,null,"POST-Case UEC",{"$f":"SUMPRODUCT('Efficiency Dist'!G49:G54,UEC_6to20HP)","v":17961.847900000001},{"$f":"SUMPRODUCT('Efficiency Dist'!H49:H54,UEC_6to20HP)","v":17961.847900000001},{"$f":"SUMPRODUCT('Efficiency Dist'!I49:I54,UEC_6to20HP)","v":17961.847900000001},{"$f":"SUMPRODUCT('Efficiency Dist'!J49:J54,UEC_6to20HP)","v":17961.847900000001},{"$f":"SUMPRODUCT('Efficiency Dist'!K49:K54,UEC_6to20HP)","v":17961.847900000001},{"$f":"SUMPRODUCT('Efficiency Dist'!L49:L54,UEC_6to20HP)","v":17961.847900000001},{"$f":"SUMPRODUCT('Efficiency Dist'!M49:M54,UEC_6to20HP)","v":17961.847900000001},{"$f":"SUMPRODUCT('Efficiency Dist'!N49:N54,UEC_6to20HP)","v":17961.847900000001},{"$f":"SUMPRODUCT('Efficiency Dist'!O49:O54,UEC_6to20HP)","v":17961.847900000001},{"$f":"SUMPRODUCT('Efficiency Dist'!P49:P54,UEC_6to20HP)","v":17961.847900000001},{"$f":"SUMPRODUCT('Efficiency Dist'!Q49:Q54,UEC_6to20HP)","v":17961.847900000001},{"$f":"SUMPRODUCT('Efficiency Dist'!R49:R54,UEC_6to20HP)","v":17961.847900000001},{"$f":"SUMPRODUCT('Efficiency Dist'!S49:S54,UEC_6to20HP)","v":17961.847900000001},{"$f":"SUMPRODUCT('Efficiency Dist'!T49:T54,UEC_6to20HP)","v":17961.847900000001},{"$f":"SUMPRODUCT('Efficiency Dist'!U49:U54,UEC_6to20HP)","v":17961.847900000001},{"$f":"SUMPRODUCT('Efficiency Dist'!V49:V54,UEC_6to20HP)","v":17961.847900000001},{"$f":"SUMPRODUCT('Efficiency Dist'!W49:W54,UEC_6to20HP)","v":17961.847900000001},{"$f":"SUMPRODUCT('Efficiency Dist'!X49:X54,UEC_6to20HP)","v":17961.847900000001},{"$f":"SUMPRODUCT('Efficiency Dist'!Y49:Y54,UEC_6to20HP)","v":17961.847900000001},{"$f":"SUMPRODUCT('Efficiency Dist'!Z49:Z54,UEC_6to20HP)","v":17961.847900000001},{"$f":"SUMPRODUCT('Efficiency Dist'!AA49:AA54,UEC_6to20HP)","v":17961.847900000001},{"$f":"SUMPRODUCT('Efficiency Dist'!AB49:AB54,UEC_6to20HP)","v":17961.847900000001},{"$f":"SUMPRODUCT('Efficiency Dist'!AC49:AC54,UEC_6to20HP)","v":17961.847900000001},{"$f":"SUMPRODUCT('Efficiency Dist'!AD49:AD54,UEC_6to20HP)","v":17961.847900000001},{"$f":"SUMPRODUCT('Efficiency Dist'!AE49:AE54,UEC_6to20HP)","v":17961.847900000001},{"$f":"SUMPRODUCT('Efficiency Dist'!AF49:AF54,UEC_6to20HP)","v":17961.847900000001},{"$f":"SUMPRODUCT('Efficiency Dist'!AG49:AG54,UEC_6to20HP)","v":17961.847900000001},{"$f":"SUMPRODUCT('Efficiency Dist'!AH49:AH54,UEC_6to20HP)","v":17961.847900000001},{"$f":"SUMPRODUCT('Efficiency Dist'!AI49:AI54,UEC_6to20HP)","v":17961.847900000001},{"$f":"SUMPRODUCT('Efficiency Dist'!AJ49:AJ54,UEC_6to20HP)","v":17469.022447695635},{"$f":"SUMPRODUCT('Efficiency Dist'!AK49:AK54,UEC_6to20HP)","v":17469.022447695635},{"$f":"SUMPRODUCT('Efficiency Dist'!AL49:AL54,UEC_6to20HP)","v":17469.022447695635},{"$f":"SUMPRODUCT('Efficiency Dist'!AM49:AM54,UEC_6to20HP)","v":17469.022447695635},{"$f":"SUMPRODUCT('Efficiency Dist'!AN49:AN54,UEC_6to20HP)","v":17469.022447695635},{"$f":"SUMPRODUCT('Efficiency Dist'!AO49:AO54,UEC_6to20HP)","v":17469.022447695635},{"$f":"SUMPRODUCT('Efficiency Dist'!AP49:AP54,UEC_6to20HP)","v":17262.588537979755},{"$f":"SUMPRODUCT('Efficiency Dist'!AQ49:AQ54,UEC_6to20HP)","v":17253.915951750645},{"$f":"SUMPRODUCT('Efficiency Dist'!AR49:AR54,UEC_6to20HP)","v":17249.179848315689},{"$f":"SUMPRODUCT('Efficiency Dist'!AS49:AS54,UEC_6to20HP)","v":17245.903778274136},{"$f":"SUMPRODUCT('Efficiency Dist'!AT49:AT54,UEC_6to20HP)","v":17243.396570865512},{"$f":"SUMPRODUCT('Efficiency Dist'!AU49:AU54,UEC_6to20HP)","v":17241.365067076415},{"$f":"SUMPRODUCT('Efficiency Dist'!AV49:AV54,UEC_6to20HP)","v":17239.657221257985},{"$f":"SUMPRODUCT('Efficiency Dist'!AW49:AW54,UEC_6to20HP)","v":17238.183936885976},{"$f":"SUMPRODUCT('Efficiency Dist'!AX49:AX54,UEC_6to20HP)","v":17236.888495015861},{"$f":"SUMPRODUCT('Efficiency Dist'!AY49:AY54,UEC_6to20HP)","v":17235.732547978125},{"$f":"SUMPRODUCT('Efficiency Dist'!AZ49:AZ54,UEC_6to20HP)","v":17234.688952981101},{"$f":"SUMPRODUCT('Efficiency Dist'!BA49:BA54,UEC_6to20HP)","v":17233.737791664546},{"$f":"SUMPRODUCT('Efficiency Dist'!BB49:BB54,UEC_6to20HP)","v":17232.864013895836},{"$f":"SUMPRODUCT('Efficiency Dist'!BC49:BC54,UEC_6to20HP)","v":17232.055970140889},{"$f":"SUMPRODUCT('Efficiency Dist'!BD49:BD54,UEC_6to20HP)","v":17231.304458341245},{"$f":"SUMPRODUCT('Efficiency Dist'!BE49:BE54,UEC_6to20HP)","v":17230.602082963043},{"$f":"SUMPRODUCT('Efficiency Dist'!BF49:BF54,UEC_6to20HP)","v":17229.942811032059},{"$f":"SUMPRODUCT('Efficiency Dist'!BG49:BG54,UEC_6to20HP)","v":17229.32165669409},{"$f":"SUMPRODUCT('Efficiency Dist'!BH49:BH54,UEC_6to20HP)","v":17228.734452085064}]
[]
[]
[null,null,null,null,null,null,null,null,null,null,null,null,null,null,null,null,null,null,null,null,null,null,null,"Installed UEC (Vintage Weighted Average) "]
[null,null,null,null,null,null,null,null,null,null,null,null,null,null,null,null,null,null,null,null,null,null,null,null,1981,{"$f":"Y16+1","v":1982},{"$f":"Z16+1","v":1983},1984,1985,1986,1987,1988,1989,1990,1991,1992,1993,1994,1995,1996,1997,1998,1999,2000,2001,2002,2003,2004,2005,2006,2007,2008,2009,2010,2011,2012,2013,2014,2015,2016,2017,2018,2019,2020,2021,2022,2023,2024,2025,2026,2027,2028,2029,2030,2031,2032,2033,2034]
[null,null,null,null,null,null,null,null,null,null,null,null,null,null,null,null,null,null,null,null,null,null,null,"PRE-Case UEC",{"$f":"SUMPRODUCT(OFFSET('SM - 6-20 HP'!$C$15,MATCH(Y$16,$Y$16:$BZ$16,0),1,1,25)/SUM(OFFSET('SM - 6-20 HP'!$C$15,MATCH(Y$16,$Y$16:$BZ$16,0),1,1,25)),OFFSET(Y$10,1,-25+1,1,25))","v":17961.847900000001},{"$f":"SUMPRODUCT(OFFSET('SM - 6-20 HP'!$C$15,MATCH(Z$16,$Y$16:$BZ$16,0),1,1,25)/SUM(OFFSET('SM - 6-20 HP'!$C$15,MATCH(Z$16,$Y$16:$BZ$16,0),1,1,25)),OFFSET(Z10,1,-25+1,1,25))","v":17961.847900000001},{"$f":"SUMPRODUCT(OFFSET('SM - 6-20 HP'!$C$15,MATCH(AA$16,$Y$16:$BZ$16,0),1,1,25)/SUM(OFFSET('SM - 6-20 HP'!$C$15,MATCH(AA$16,$Y$16:$BZ$16,0),1,1,25)),OFFSET(AA10,1,-25+1,1,25))","v":17961.847900000001},{"$f":"SUMPRODUCT(OFFSET('SM - 6-20 HP'!$C$15,MATCH(AB$16,$Y$16:$BZ$16,0),1,1,25)/SUM(OFFSET('SM - 6-20 HP'!$C$15,MATCH(AB$16,$Y$16:$BZ$16,0),1,1,25)),OFFSET(AB10,1,-25+1,1,25))","v":17961.847900000004},{"$f":"SUMPRODUCT(OFFSET('SM - 6-20 HP'!$C$15,MATCH(AC$16,$Y$16:$BZ$16,0),1,1,25)/SUM(OFFSET('SM - 6-20 HP'!$C$15,MATCH(AC$16,$Y$16:$BZ$16,0),1,1,25)),OFFSET(AC10,1,-25+1,1,25))","v":17961.847900000004},{"$f":"SUMPRODUCT(OFFSET('SM - 6-20 HP'!$C$15,MATCH(AD$16,$Y$16:$BZ$16,0),1,1,25)/SUM(OFFSET('SM - 6-20 HP'!$C$15,MATCH(AD$16,$Y$16:$BZ$16,0),1,1,25)),OFFSET(AD10,1,-25+1,1,25))","v":17961.847900000001},{"$f":"SUMPRODUCT(OFFSET('SM - 6-20 HP'!$C$15,MATCH(AE$16,$Y$16:$BZ$16,0),1,1,25)/SUM(OFFSET('SM - 6-20 HP'!$C$15,MATCH(AE$16,$Y$16:$BZ$16,0),1,1,25)),OFFSET(AE10,1,-25+1,1,25))","v":17961.847900000004},{"$f":"SUMPRODUCT(OFFSET('SM - 6-20 HP'!$C$15,MATCH(AF$16,$Y$16:$BZ$16,0),1,1,25)/SUM(OFFSET('SM - 6-20 HP'!$C$15,MATCH(AF$16,$Y$16:$BZ$16,0),1,1,25)),OFFSET(AF10,1,-25+1,1,25))","v":17961.847900000001},{"$f":"SUMPRODUCT(OFFSET('SM - 6-20 HP'!$C$15,MATCH(AG$16,$Y$16:$BZ$16,0),1,1,25)/SUM(OFFSET('SM - 6-20 HP'!$C$15,MATCH(AG$16,$Y$16:$BZ$16,0),1,1,25)),OFFSET(AG10,1,-25+1,1,25))","v":17961.847900000001},{"$f":"SUMPRODUCT(OFFSET('SM - 6-20 HP'!$C$15,MATCH(AH$16,$Y$16:$BZ$16,0),1,1,25)/SUM(OFFSET('SM - 6-20 HP'!$C$15,MATCH(AH$16,$Y$16:$BZ$16,0),1,1,25)),OFFSET(AH10,1,-25+1,1,25))","v":17961.847900000001},{"$f":"SUMPRODUCT(OFFSET('SM - 6-20 HP'!$C$15,MATCH(AI$16,$Y$16:$BZ$16,0),1,1,25)/SUM(OFFSET('SM - 6-20 HP'!$C$15,MATCH(AI$16,$Y$16:$BZ$16,0),1,1,25)),OFFSET(AI10,1,-25+1,1,25))","v":17961.847900000001},{"$f":"SUMPRODUCT(OFFSET('SM - 6-20 HP'!$C$15,MATCH(AJ$16,$Y$16:$BZ$16,0),1,1,25)/SUM(OFFSET('SM - 6-20 HP'!$C$15,MATCH(AJ$16,$Y$16:$BZ$16,0),1,1,25)),OFFSET(AJ10,1,-25+1,1,25))","v":17961.847900000001},{"$f":"SUMPRODUCT(OFFSET('SM - 6-20 HP'!$C$15,MATCH(AK$16,$Y$16:$BZ$16,0),1,1,25)/SUM(OFFSET('SM - 6-20 HP'!$C$15,MATCH(AK$16,$Y$16:$BZ$16,0),1,1,25)),OFFSET(AK10,1,-25+1,1,25))","v":17961.847900000004},{"$f":"SUMPRODUCT(OFFSET('SM - 6-20 HP'!$C$15,MATCH(AL$16,$Y$16:$BZ$16,0),1,1,25)/SUM(OFFSET('SM - 6-20 HP'!$C$15,MATCH(AL$16,$Y$16:$BZ$16,0),1,1,25)),OFFSET(AL10,1,-25+1,1,25))","v":17961.847900000008},{"$f":"SUMPRODUCT(OFFSET('SM - 6-20 HP'!$C$15,MATCH(AM$16,$Y$16:$BZ$16,0),1,1,25)/SUM(OFFSET('SM - 6-20 HP'!$C$15,MATCH(AM$16,$Y$16:$BZ$16,0),1,1,25)),OFFSET(AM10,1,-25+1,1,25))","v":17961.847900000001},{"$f":"SUMPRODUCT(OFFSET('SM - 6-20 HP'!$C$15,MATCH(AN$16,$Y$16:$BZ$16,0),1,1,25)/SUM(OFFSET('SM - 6-20 HP'!$C$15,MATCH(AN$16,$Y$16:$BZ$16,0),1,1,25)),OFFSET(AN10,1,-25+1,1,25))","v":17961.847900000001},{"$f":"SUMPRODUCT(OFFSET('SM - 6-20 HP'!$C$15,MATCH(AO$16,$Y$16:$BZ$16,0),1,1,25)/SUM(OFFSET('SM - 6-20 HP'!$C$15,MATCH(AO$16,$Y$16:$BZ$16,0),1,1,25)),OFFSET(AO10,1,-25+1,1,25))","v":17961.847900000001},{"$f":"SUMPRODUCT(OFFSET('SM - 6-20 HP'!$C$15,MATCH(AP$16,$Y$16:$BZ$16,0),1,1,25)/SUM(OFFSET('SM - 6-20 HP'!$C$15,MATCH(AP$16,$Y$16:$BZ$16,0),1,1,25)),OFFSET(AP10,1,-25+1,1,25))","v":17961.847900000001},{"$f":"SUMPRODUCT(OFFSET('SM - 6-20 HP'!$C$15,MATCH(AQ$16,$Y$16:$BZ$16,0),1,1,25)/SUM(OFFSET('SM - 6-20 HP'!$C$15,MATCH(AQ$16,$Y$16:$BZ$16,0),1,1,25)),OFFSET(AQ10,1,-25+1,1,25))","v":17961.847900000001},{"$f":"SUMPRODUCT(OFFSET('SM - 6-20 HP'!$C$15,MATCH(AR$16,$Y$16:$BZ$16,0),1,1,25)/SUM(OFFSET('SM - 6-20 HP'!$C$15,MATCH(AR$16,$Y$16:$BZ$16,0),1,1,25)),OFFSET(AR10,1,-25+1,1,25))","v":17961.847900000001},{"$f":"SUMPRODUCT(OFFSET('SM - 6-20 HP'!$C$15,MATCH(AS$16,$Y$16:$BZ$16,0),1,1,25)/SUM(OFFSET('SM - 6-20 HP'!$C$15,MATCH(AS$16,$Y$16:$BZ$16,0),1,1,25)),OFFSET(AS10,1,-25+1,1,25))","v":17961.847899999997},{"$f":"SUMPRODUCT(OFFSET('SM - 6-20 HP'!$C$15,MATCH(AT$16,$Y$16:$BZ$16,0),1,1,25)/SUM(OFFSET('SM - 6-20 HP'!$C$15,MATCH(AT$16,$Y$16:$BZ$16,0),1,1,25)),OFFSET(AT10,1,-25+1,1,25))","v":17961.847900000001},{"$f":"SUMPRODUCT(OFFSET('SM - 6-20 HP'!$C$15,MATCH(AU$16,$Y$16:$BZ$16,0),1,1,25)/SUM(OFFSET('SM - 6-20 HP'!$C$15,MATCH(AU$16,$Y$16:$BZ$16,0),1,1,25)),OFFSET(AU10,1,-25+1,1,25))","v":17961.847900000001},{"$f":"SUMPRODUCT(OFFSET('SM - 6-20 HP'!$C$15,MATCH(AV$16,$Y$16:$BZ$16,0),1,1,25)/SUM(OFFSET('SM - 6-20 HP'!$C$15,MATCH(AV$16,$Y$16:$BZ$16,0),1,1,25)),OFFSET(AV10,1,-25+1,1,25))","v":17961.847899999997},{"$f":"SUMPRODUCT(OFFSET('SM - 6-20 HP'!$C$15,MATCH(AW$16,$Y$16:$BZ$16,0),1,1,25)/SUM(OFFSET('SM - 6-20 HP'!$C$15,MATCH(AW$16,$Y$16:$BZ$16,0),1,1,25)),OFFSET(AW10,1,-25+1,1,25))","v":17961.847900000001},{"$f":"SUMPRODUCT(OFFSET('SM - 6-20 HP'!$C$15,MATCH(AX$16,$Y$16:$BZ$16,0),1,1,25)/SUM(OFFSET('SM - 6-20 HP'!$C$15,MATCH(AX$16,$Y$16:$BZ$16,0),1,1,25)),OFFSET(AX10,1,-25+1,1,25))","v":17961.847899999997},{"$f":"SUMPRODUCT(OFFSET('SM - 6-20 HP'!$C$15,MATCH(AY$16,$Y$16:$BZ$16,0),1,1,25)/SUM(OFFSET('SM - 6-20 HP'!$C$15,MATCH(AY$16,$Y$16:$BZ$16,0),1,1,25)),OFFSET(AY10,1,-25+1,1,25))","v":17961.847900000001},{"$f":"SUMPRODUCT(OFFSET('SM - 6-20 HP'!$C$15,MATCH(AZ$16,$Y$16:$BZ$16,0),1,1,25)/SUM(OFFSET('SM - 6-20 HP'!$C$15,MATCH(AZ$16,$Y$16:$BZ$16,0),1,1,25)),OFFSET(AZ10,1,-25+1,1,25))","v":17961.847899999997},{"$f":"SUMPRODUCT(OFFSET('SM - 6-20 HP'!$C$15,MATCH(BA$16,$Y$16:$BZ$16,0),1,1,25)/SUM(OFFSET('SM - 6-20 HP'!$C$15,MATCH(BA$16,$Y$16:$BZ$16,0),1,1,25)),OFFSET(BA10,1,-25+1,1,25))","v":17961.847899999997},{"$f":"SUMPRODUCT(OFFSET('SM - 6-20 HP'!$C$15,MATCH(BB$16,$Y$16:$BZ$16,0),1,1,25)/SUM(OFFSET('SM - 6-20 HP'!$C$15,MATCH(BB$16,$Y$16:$BZ$16,0),1,1,25)),OFFSET(BB10,1,-25+1,1,25))","v":17922.675495348762},{"$f":"SUMPRODUCT(OFFSET('SM - 6-20 HP'!$C$15,MATCH(BC$16,$Y$16:$BZ$16,0),1,1,25)/SUM(OFFSET('SM - 6-20 HP'!$C$15,MATCH(BC$16,$Y$16:$BZ$16,0),1,1,25)),OFFSET(BC10,1,-25+1,1,25))","v":17884.799495491166},{"$f":"SUMPRODUCT(OFFSET('SM - 6-20 HP'!$C$15,MATCH(BD$16,$Y$16:$BZ$16,0),1,1,25)/SUM(OFFSET('SM - 6-20 HP'!$C$15,MATCH(BD$16,$Y$16:$BZ$16,0),1,1,25)),OFFSET(BD10,1,-25+1,1,25))","v":17848.176996107097},{"$f":"SUMPRODUCT(OFFSET('SM - 6-20 HP'!$C$15,MATCH(BE$16,$Y$16:$BZ$16,0),1,1,25)/SUM(OFFSET('SM - 6-20 HP'!$C$15,MATCH(BE$16,$Y$16:$BZ$16,0),1,1,25)),OFFSET(BE10,1,-25+1,1,25))","v":17812.766512788396},{"$f":"SUMPRODUCT(OFFSET('SM - 6-20 HP'!$C$15,MATCH(BF$16,$Y$16:$BZ$16,0),1,1,25)/SUM(OFFSET('SM - 6-20 HP'!$C$15,MATCH(BF$16,$Y$16:$BZ$16,0),1,1,25)),OFFSET(BF10,1,-25+1,1,25))","v":17778.527934047121},{"$f":"SUMPRODUCT(OFFSET('SM - 6-20 HP'!$C$15,MATCH(BG$16,$Y$16:$BZ$16,0),1,1,25)/SUM(OFFSET('SM - 6-20 HP'!$C$15,MATCH(BG$16,$Y$16:$BZ$16,0),1,1,25)),OFFSET(BG10,1,-25+1,1,25))","v":17745.422475878928},{"$f":"SUMPRODUCT(OFFSET('SM - 6-20 HP'!$C$15,MATCH(BH$16,$Y$16:$BZ$16,0),1,1,25)/SUM(OFFSET('SM - 6-20 HP'!$C$15,MATCH(BH$16,$Y$16:$BZ$16,0),1,1,25)),OFFSET(BH10,1,-25+1,1,25))","v":17713.412637830232},{"$f":"SUMPRODUCT(OFFSET('SM - 6-20 HP'!$C$15,MATCH(BI$16,$Y$16:$BZ$16,0),1,1,25)/SUM(OFFSET('SM - 6-20 HP'!$C$15,MATCH(BI$16,$Y$16:$BZ$16,0),1,1,25)),OFFSET(BI10,1,-25+1,1,25))","v":17681.758665353678},{"$f":"SUMPRODUCT(OFFSET('SM - 6-20 HP'!$C$15,MATCH(BJ$16,$Y$16:$BZ$16,0),1,1,25)/SUM(OFFSET('SM - 6-20 HP'!$C$15,MATCH(BJ$16,$Y$16:$BZ$16,0),1,1,25)),OFFSET(BJ10,1,-25+1,1,25))","v":17650.899092970765},{"$f":"SUMPRODUCT(OFFSET('SM - 6-20 HP'!$C$15,MATCH(BK$16,$Y$16:$BZ$16,0),1,1,25)/SUM(OFFSET('SM - 6-20 HP'!$C$15,MATCH(BK$16,$Y$16:$BZ$16,0),1,1,25)),OFFSET(BK10,1,-25+1,1,25))","v":17620.74884305062},{"$f":"SUMPRODUCT(OFFSET('SM - 6-20 HP'!$C$15,MATCH(BL$16,$Y$16:$BZ$16,0),1,1,25)/SUM(OFFSET('SM - 6-20 HP'!$C$15,MATCH(BL$16,$Y$16:$BZ$16,0),1,1,25)),OFFSET(BL10,1,-25+1,1,25))","v":17591.295387091865},{"$f":"SUMPRODUCT(OFFSET('SM - 6-20 HP'!$C$15,MATCH(BM$16,$Y$16:$BZ$16,0),1,1,25)/SUM(OFFSET('SM - 6-20 HP'!$C$15,MATCH(BM$16,$Y$16:$BZ$16,0),1,1,25)),OFFSET(BM10,1,-25+1,1,25))","v":17562.572293731922},{"$f":"SUMPRODUCT(OFFSET('SM - 6-20 HP'!$C$15,MATCH(BN$16,$Y$16:$BZ$16,0),1,1,25)/SUM(OFFSET('SM - 6-20 HP'!$C$15,MATCH(BN$16,$Y$16:$BZ$16,0),1,1,25)),OFFSET(BN10,1,-25+1,1,25))","v":17534.451659670092},{"$f":"SUMPRODUCT(OFFSET('SM - 6-20 HP'!$C$15,MATCH(BO$16,$Y$16:$BZ$16,0),1,1,25)/SUM(OFFSET('SM - 6-20 HP'!$C$15,MATCH(BO$16,$Y$16:$BZ$16,0),1,1,25)),OFFSET(BO10,1,-25+1,1,25))","v":17506.897533878029},{"$f":"SUMPRODUCT(OFFSET('SM - 6-20 HP'!$C$15,MATCH(BP$16,$Y$16:$BZ$16,0),1,1,25)/SUM(OFFSET('SM - 6-20 HP'!$C$15,MATCH(BP$16,$Y$16:$BZ$16,0),1,1,25)),OFFSET(BP10,1,-25+1,1,25))","v":17479.939638458192},{"$f":"SUMPRODUCT(OFFSET('SM - 6-20 HP'!$C$15,MATCH(BQ$16,$Y$16:$BZ$16,0),1,1,25)/SUM(OFFSET('SM - 6-20 HP'!$C$15,MATCH(BQ$16,$Y$16:$BZ$16,0),1,1,25)),OFFSET(BQ10,1,-25+1,1,25))","v":17453.61841967775},{"$f":"SUMPRODUCT(OFFSET('SM - 6-20 HP'!$C$15,MATCH(BR$16,$Y$16:$BZ$16,0),1,1,25)/SUM(OFFSET('SM - 6-20 HP'!$C$15,MATCH(BR$16,$Y$16:$BZ$16,0),1,1,25)),OFFSET(BR10,1,-25+1,1,25))","v":17450.650687564092},{"$f":"SUMPRODUCT(OFFSET('SM - 6-20 HP'!$C$15,MATCH(BS$16,$Y$16:$BZ$16,0),1,1,25)/SUM(OFFSET('SM - 6-20 HP'!$C$15,MATCH(BS$16,$Y$16:$BZ$16,0),1,1,25)),OFFSET(BS10,1,-25+1,1,25))","v":17447.522079143411},{"$f":"SUMPRODUCT(OFFSET('SM - 6-20 HP'!$C$15,MATCH(BT$16,$Y$16:$BZ$16,0),1,1,25)/SUM(OFFSET('SM - 6-20 HP'!$C$15,MATCH(BT$16,$Y$16:$BZ$16,0),1,1,25)),OFFSET(BT10,1,-25+1,1,25))","v":17444.262214123894},{"$f":"SUMPRODUCT(OFFSET('SM - 6-20 HP'!$C$15,MATCH(BU$16,$Y$16:$BZ$16,0),1,1,25)/SUM(OFFSET('SM - 6-20 HP'!$C$15,MATCH(BU$16,$Y$16:$BZ$16,0),1,1,25)),OFFSET(BU10,1,-25+1,1,25))","v":17440.883737212152},{"$f":"SUMPRODUCT(OFFSET('SM - 6-20 HP'!$C$15,MATCH(BV$16,$Y$16:$BZ$16,0),1,1,25)/SUM(OFFSET('SM - 6-20 HP'!$C$15,MATCH(BV$16,$Y$16:$BZ$16,0),1,1,25)),OFFSET(BV10,1,-25+1,1,25))","v":17437.397696843567},{"$f":"SUMPRODUCT(OFFSET('SM - 6-20 HP'!$C$15,MATCH(BW$16,$Y$16:$BZ$16,0),1,1,25)/SUM(OFFSET('SM - 6-20 HP'!$C$15,MATCH(BW$16,$Y$16:$BZ$16,0),1,1,25)),OFFSET(BW10,1,-25+1,1,25))","v":17433.821811575777},{"$f":"SUMPRODUCT(OFFSET('SM - 6-20 HP'!$C$15,MATCH(BX$16,$Y$16:$BZ$16,0),1,1,25)/SUM(OFFSET('SM - 6-20 HP'!$C$15,MATCH(BX$16,$Y$16:$BZ$16,0),1,1,25)),OFFSET(BX10,1,-25+1,1,25))","v":17430.148871390051},{"$f":"SUMPRODUCT(OFFSET('SM - 6-20 HP'!$C$15,MATCH(BY$16,$Y$16:$BZ$16,0),1,1,25)/SUM(OFFSET('SM - 6-20 HP'!$C$15,MATCH(BY$16,$Y$16:$BZ$16,0),1,1,25)),OFFSET(BY10,1,-25+1,1,25))","v":17426.608414610866},{"$f":"SUMPRODUCT(OFFSET('SM - 6-20 HP'!$C$15,MATCH(BZ$16,$Y$16:$BZ$16,0),1,1,25)/SUM(OFFSET('SM - 6-20 HP'!$C$15,MATCH(BZ$16,$Y$16:$BZ$16,0),1,1,25)),OFFSET(BZ10,1,-25+1,1,25))","v":17423.213816595387}]
[null,null,null,null,null,null,null,null,null,null,null,null,null,null,null,null,null,null,null,null,null,null,null,"POST-Case UEC",{"$f":"SUMPRODUCT(OFFSET('SM - 6-20 HP'!$C$15,MATCH(Y$16,$Y$16:$BZ$16,0),1,1,25)/SUM(OFFSET('SM - 6-20 HP'!$C$15,MATCH(Y$16,$Y$16:$BZ$16,0),1,1,25)),OFFSET(Y$10,2,-25+1,1,25))","v":17961.847900000001},{"$f":"SUMPRODUCT(OFFSET('SM - 6-20 HP'!$C$15,MATCH(Z$16,$Y$16:$BZ$16,0),1,1,25)/SUM(OFFSET('SM - 6-20 HP'!$C$15,MATCH(Z$16,$Y$16:$BZ$16,0),1,1,25)),OFFSET(Z$10,2,-25+1,1,25))","v":17961.847900000001},{"$f":"SUMPRODUCT(OFFSET('SM - 6-20 HP'!$C$15,MATCH(AA$16,$Y$16:$BZ$16,0),1,1,25)/SUM(OFFSET('SM - 6-20 HP'!$C$15,MATCH(AA$16,$Y$16:$BZ$16,0),1,1,25)),OFFSET(AA$10,2,-25+1,1,25))","v":17961.847900000001},{"$f":"SUMPRODUCT(OFFSET('SM - 6-20 HP'!$C$15,MATCH(AB$16,$Y$16:$BZ$16,0),1,1,25)/SUM(OFFSET('SM - 6-20 HP'!$C$15,MATCH(AB$16,$Y$16:$BZ$16,0),1,1,25)),OFFSET(AB$10,2,-25+1,1,25))","v":17961.847900000004},{"$f":"SUMPRODUCT(OFFSET('SM - 6-20 HP'!$C$15,MATCH(AC$16,$Y$16:$BZ$16,0),1,1,25)/SUM(OFFSET('SM - 6-20 HP'!$C$15,MATCH(AC$16,$Y$16:$BZ$16,0),1,1,25)),OFFSET(AC$10,2,-25+1,1,25))","v":17961.847900000004},{"$f":"SUMPRODUCT(OFFSET('SM - 6-20 HP'!$C$15,MATCH(AD$16,$Y$16:$BZ$16,0),1,1,25)/SUM(OFFSET('SM - 6-20 HP'!$C$15,MATCH(AD$16,$Y$16:$BZ$16,0),1,1,25)),OFFSET(AD$10,2,-25+1,1,25))","v":17961.847900000001},{"$f":"SUMPRODUCT(OFFSET('SM - 6-20 HP'!$C$15,MATCH(AE$16,$Y$16:$BZ$16,0),1,1,25)/SUM(OFFSET('SM - 6-20 HP'!$C$15,MATCH(AE$16,$Y$16:$BZ$16,0),1,1,25)),OFFSET(AE$10,2,-25+1,1,25))","v":17961.847900000004},{"$f":"SUMPRODUCT(OFFSET('SM - 6-20 HP'!$C$15,MATCH(AF$16,$Y$16:$BZ$16,0),1,1,25)/SUM(OFFSET('SM - 6-20 HP'!$C$15,MATCH(AF$16,$Y$16:$BZ$16,0),1,1,25)),OFFSET(AF$10,2,-25+1,1,25))","v":17961.847900000001},{"$f":"SUMPRODUCT(OFFSET('SM - 6-20 HP'!$C$15,MATCH(AG$16,$Y$16:$BZ$16,0),1,1,25)/SUM(OFFSET('SM - 6-20 HP'!$C$15,MATCH(AG$16,$Y$16:$BZ$16,0),1,1,25)),OFFSET(AG$10,2,-25+1,1,25))","v":17961.847900000001},{"$f":"SUMPRODUCT(OFFSET('SM - 6-20 HP'!$C$15,MATCH(AH$16,$Y$16:$BZ$16,0),1,1,25)/SUM(OFFSET('SM - 6-20 HP'!$C$15,MATCH(AH$16,$Y$16:$BZ$16,0),1,1,25)),OFFSET(AH$10,2,-25+1,1,25))","v":17961.847900000001},{"$f":"SUMPRODUCT(OFFSET('SM - 6-20 HP'!$C$15,MATCH(AI$16,$Y$16:$BZ$16,0),1,1,25)/SUM(OFFSET('SM - 6-20 HP'!$C$15,MATCH(AI$16,$Y$16:$BZ$16,0),1,1,25)),OFFSET(AI$10,2,-25+1,1,25))","v":17961.847900000001},{"$f":"SUMPRODUCT(OFFSET('SM - 6-20 HP'!$C$15,MATCH(AJ$16,$Y$16:$BZ$16,0),1,1,25)/SUM(OFFSET('SM - 6-20 HP'!$C$15,MATCH(AJ$16,$Y$16:$BZ$16,0),1,1,25)),OFFSET(AJ$10,2,-25+1,1,25))","v":17961.847900000001},{"$f":"SUMPRODUCT(OFFSET('SM - 6-20 HP'!$C$15,MATCH(AK$16,$Y$16:$BZ$16,0),1,1,25)/SUM(OFFSET('SM - 6-20 HP'!$C$15,MATCH(AK$16,$Y$16:$BZ$16,0),1,1,25)),OFFSET(AK$10,2,-25+1,1,25))","v":17961.847900000004},{"$f":"SUMPRODUCT(OFFSET('SM - 6-20 HP'!$C$15,MATCH(AL$16,$Y$16:$BZ$16,0),1,1,25)/SUM(OFFSET('SM - 6-20 HP'!$C$15,MATCH(AL$16,$Y$16:$BZ$16,0),1,1,25)),OFFSET(AL$10,2,-25+1,1,25))","v":17961.847900000008},{"$f":"SUMPRODUCT(OFFSET('SM - 6-20 HP'!$C$15,MATCH(AM$16,$Y$16:$BZ$16,0),1,1,25)/SUM(OFFSET('SM - 6-20 HP'!$C$15,MATCH(AM$16,$Y$16:$BZ$16,0),1,1,25)),OFFSET(AM$10,2,-25+1,1,25))","v":17961.847900000001},{"$f":"SUMPRODUCT(OFFSET('SM - 6-20 HP'!$C$15,MATCH(AN$16,$Y$16:$BZ$16,0),1,1,25)/SUM(OFFSET('SM - 6-20 HP'!$C$15,MATCH(AN$16,$Y$16:$BZ$16,0),1,1,25)),OFFSET(AN$10,2,-25+1,1,25))","v":17961.847900000001},{"$f":"SUMPRODUCT(OFFSET('SM - 6-20 HP'!$C$15,MATCH(AO$16,$Y$16:$BZ$16,0),1,1,25)/SUM(OFFSET('SM - 6-20 HP'!$C$15,MATCH(AO$16,$Y$16:$BZ$16,0),1,1,25)),OFFSET(AO$10,2,-25+1,1,25))","v":17961.847900000001},{"$f":"SUMPRODUCT(OFFSET('SM - 6-20 HP'!$C$15,MATCH(AP$16,$Y$16:$BZ$16,0),1,1,25)/SUM(OFFSET('SM - 6-20 HP'!$C$15,MATCH(AP$16,$Y$16:$BZ$16,0),1,1,25)),OFFSET(AP$10,2,-25+1,1,25))","v":17961.847900000001},{"$f":"SUMPRODUCT(OFFSET('SM - 6-20 HP'!$C$15,MATCH(AQ$16,$Y$16:$BZ$16,0),1,1,25)/SUM(OFFSET('SM - 6-20 HP'!$C$15,MATCH(AQ$16,$Y$16:$BZ$16,0),1,1,25)),OFFSET(AQ$10,2,-25+1,1,25))","v":17961.847900000001},{"$f":"SUMPRODUCT(OFFSET('SM - 6-20 HP'!$C$15,MATCH(AR$16,$Y$16:$BZ$16,0),1,1,25)/SUM(OFFSET('SM - 6-20 HP'!$C$15,MATCH(AR$16,$Y$16:$BZ$16,0),1,1,25)),OFFSET(AR$10,2,-25+1,1,25))","v":17961.847900000001},{"$f":"SUMPRODUCT(OFFSET('SM - 6-20 HP'!$C$15,MATCH(AS$16,$Y$16:$BZ$16,0),1,1,25)/SUM(OFFSET('SM - 6-20 HP'!$C$15,MATCH(AS$16,$Y$16:$BZ$16,0),1,1,25)),OFFSET(AS$10,2,-25+1,1,25))","v":17961.847899999997},{"$f":"SUMPRODUCT(OFFSET('SM - 6-20 HP'!$C$15,MATCH(AT$16,$Y$16:$BZ$16,0),1,1,25)/SUM(OFFSET('SM - 6-20 HP'!$C$15,MATCH(AT$16,$Y$16:$BZ$16,0),1,1,25)),OFFSET(AT$10,2,-25+1,1,25))","v":17961.847900000001},{"$f":"SUMPRODUCT(OFFSET('SM - 6-20 HP'!$C$15,MATCH(AU$16,$Y$16:$BZ$16,0),1,1,25)/SUM(OFFSET('SM - 6-20 HP'!$C$15,MATCH(AU$16,$Y$16:$BZ$16,0),1,1,25)),OFFSET(AU$10,2,-25+1,1,25))","v":17961.847900000001},{"$f":"SUMPRODUCT(OFFSET('SM - 6-20 HP'!$C$15,MATCH(AV$16,$Y$16:$BZ$16,0),1,1,25)/SUM(OFFSET('SM - 6-20 HP'!$C$15,MATCH(AV$16,$Y$16:$BZ$16,0),1,1,25)),OFFSET(AV$10,2,-25+1,1,25))","v":17961.847899999997},{"$f":"SUMPRODUCT(OFFSET('SM - 6-20 HP'!$C$15,MATCH(AW$16,$Y$16:$BZ$16,0),1,1,25)/SUM(OFFSET('SM - 6-20 HP'!$C$15,MATCH(AW$16,$Y$16:$BZ$16,0),1,1,25)),OFFSET(AW$10,2,-25+1,1,25))","v":17961.847900000001},{"$f":"SUMPRODUCT(OFFSET('SM - 6-20 HP'!$C$15,MATCH(AX$16,$Y$16:$BZ$16,0),1,1,25)/SUM(OFFSET('SM - 6-20 HP'!$C$15,MATCH(AX$16,$Y$16:$BZ$16,0),1,1,25)),OFFSET(AX$10,2,-25+1,1,25))","v":17961.847899999997},{"$f":"SUMPRODUCT(OFFSET('SM - 6-20 HP'!$C$15,MATCH(AY$16,$Y$16:$BZ$16,0),1,1,25)/SUM(OFFSET('SM - 6-20 HP'!$C$15,MATCH(AY$16,$Y$16:$BZ$16,0),1,1,25)),OFFSET(AY$10,2,-25+1,1,25))","v":17961.847900000001},{"$f":"SUMPRODUCT(OFFSET('SM - 6-20 HP'!$C$15,MATCH(AZ$16,$Y$16:$BZ$16,0),1,1,25)/SUM(OFFSET('SM - 6-20 HP'!$C$15,MATCH(AZ$16,$Y$16:$BZ$16,0),1,1,25)),OFFSET(AZ$10,2,-25+1,1,25))","v":17961.847899999997},{"$f":"SUMPRODUCT(OFFSET('SM - 6-20 HP'!$C$15,MATCH(BA$16,$Y$16:$BZ$16,0),1,1,25)/SUM(OFFSET('SM - 6-20 HP'!$C$15,MATCH(BA$16,$Y$16:$BZ$16,0),1,1,25)),OFFSET(BA$10,2,-25+1,1,25))","v":17961.847899999997},{"$f":"SUMPRODUCT(OFFSET('SM - 6-20 HP'!$C$15,MATCH(BB$16,$Y$16:$BZ$16,0),1,1,25)/SUM(OFFSET('SM - 6-20 HP'!$C$15,MATCH(BB$16,$Y$16:$BZ$16,0),1,1,25)),OFFSET(BB$10,2,-25+1,1,25))","v":17922.675495348762},{"$f":"SUMPRODUCT(OFFSET('SM - 6-20 HP'!$C$15,MATCH(BC$16,$Y$16:$BZ$16,0),1,1,25)/SUM(OFFSET('SM - 6-20 HP'!$C$15,MATCH(BC$16,$Y$16:$BZ$16,0),1,1,25)),OFFSET(BC$10,2,-25+1,1,25))","v":17884.799495491166},{"$f":"SUMPRODUCT(OFFSET('SM - 6-20 HP'!$C$15,MATCH(BD$16,$Y$16:$BZ$16,0),1,1,25)/SUM(OFFSET('SM - 6-20 HP'!$C$15,MATCH(BD$16,$Y$16:$BZ$16,0),1,1,25)),OFFSET(BD$10,2,-25+1,1,25))","v":17848.176996107097},{"$f":"SUMPRODUCT(OFFSET('SM - 6-20 HP'!$C$15,MATCH(BE$16,$Y$16:$BZ$16,0),1,1,25)/SUM(OFFSET('SM - 6-20 HP'!$C$15,MATCH(BE$16,$Y$16:$BZ$16,0),1,1,25)),OFFSET(BE$10,2,-25+1,1,25))","v":17812.766512788396},{"$f":"SUMPRODUCT(OFFSET('SM - 6-20 HP'!$C$15,MATCH(BF$16,$Y$16:$BZ$16,0),1,1,25)/SUM(OFFSET('SM - 6-20 HP'!$C$15,MATCH(BF$16,$Y$16:$BZ$16,0),1,1,25)),OFFSET(BF$10,2,-25+1,1,25))","v":17778.527934047121},{"$f":"SUMPRODUCT(OFFSET('SM - 6-20 HP'!$C$15,MATCH(BG$16,$Y$16:$BZ$16,0),1,1,25)/SUM(OFFSET('SM - 6-20 HP'!$C$15,MATCH(BG$16,$Y$16:$BZ$16,0),1,1,25)),OFFSET(BG$10,2,-25+1,1,25))","v":17745.422475878928},{"$f":"SUMPRODUCT(OFFSET('SM - 6-20 HP'!$C$15,MATCH(BH$16,$Y$16:$BZ$16,0),1,1,25)/SUM(OFFSET('SM - 6-20 HP'!$C$15,MATCH(BH$16,$Y$16:$BZ$16,0),1,1,25)),OFFSET(BH$10,2,-25+1,1,25))","v":17697.004165809729},{"$f":"SUMPRODUCT(OFFSET('SM - 6-20 HP'!$C$15,MATCH(BI$16,$Y$16:$BZ$16,0),1,1,25)/SUM(OFFSET('SM - 6-20 HP'!$C$15,MATCH(BI$16,$Y$16:$BZ$16,0),1,1,25)),OFFSET(BI$10,2,-25+1,1,25))","v":17649.001251003221},{"$f":"SUMPRODUCT(OFFSET('SM - 6-20 HP'!$C$15,MATCH(BJ$16,$Y$16:$BZ$16,0),1,1,25)/SUM(OFFSET('SM - 6-20 HP'!$C$15,MATCH(BJ$16,$Y$16:$BZ$16,0),1,1,25)),OFFSET(BJ$10,2,-25+1,1,25))","v":17602.468089980535},{"$f":"SUMPRODUCT(OFFSET('SM - 6-20 HP'!$C$15,MATCH(BK$16,$Y$16:$BZ$16,0),1,1,25)/SUM(OFFSET('SM - 6-20 HP'!$C$15,MATCH(BK$16,$Y$16:$BZ$16,0),1,1,25)),OFFSET(BK$10,2,-25+1,1,25))","v":17557.33169093715},{"$f":"SUMPRODUCT(OFFSET('SM - 6-20 HP'!$C$15,MATCH(BL$16,$Y$16:$BZ$16,0),1,1,25)/SUM(OFFSET('SM - 6-20 HP'!$C$15,MATCH(BL$16,$Y$16:$BZ$16,0),1,1,25)),OFFSET(BL$10,2,-25+1,1,25))","v":17513.594258214158},{"$f":"SUMPRODUCT(OFFSET('SM - 6-20 HP'!$C$15,MATCH(BM$16,$Y$16:$BZ$16,0),1,1,25)/SUM(OFFSET('SM - 6-20 HP'!$C$15,MATCH(BM$16,$Y$16:$BZ$16,0),1,1,25)),OFFSET(BM$10,2,-25+1,1,25))","v":17471.328825273624},{"$f":"SUMPRODUCT(OFFSET('SM - 6-20 HP'!$C$15,MATCH(BN$16,$Y$16:$BZ$16,0),1,1,25)/SUM(OFFSET('SM - 6-20 HP'!$C$15,MATCH(BN$16,$Y$16:$BZ$16,0),1,1,25)),OFFSET(BN$10,2,-25+1,1,25))","v":17430.291791023941},{"$f":"SUMPRODUCT(OFFSET('SM - 6-20 HP'!$C$15,MATCH(BO$16,$Y$16:$BZ$16,0),1,1,25)/SUM(OFFSET('SM - 6-20 HP'!$C$15,MATCH(BO$16,$Y$16:$BZ$16,0),1,1,25)),OFFSET(BO$10,2,-25+1,1,25))","v":17390.391315513243},{"$f":"SUMPRODUCT(OFFSET('SM - 6-20 HP'!$C$15,MATCH(BP$16,$Y$16:$BZ$16,0),1,1,25)/SUM(OFFSET('SM - 6-20 HP'!$C$15,MATCH(BP$16,$Y$16:$BZ$16,0),1,1,25)),OFFSET(BP$10,2,-25+1,1,25))","v":17351.651573440944},{"$f":"SUMPRODUCT(OFFSET('SM - 6-20 HP'!$C$15,MATCH(BQ$16,$Y$16:$BZ$16,0),1,1,25)/SUM(OFFSET('SM - 6-20 HP'!$C$15,MATCH(BQ$16,$Y$16:$BZ$16,0),1,1,25)),OFFSET(BQ$10,2,-25+1,1,25))","v":17314.111976994038},{"$f":"SUMPRODUCT(OFFSET('SM - 6-20 HP'!$C$15,MATCH(BR$16,$Y$16:$BZ$16,0),1,1,25)/SUM(OFFSET('SM - 6-20 HP'!$C$15,MATCH(BR$16,$Y$16:$BZ$16,0),1,1,25)),OFFSET(BR$10,2,-25+1,1,25))","v":17300.508903478141},{"$f":"SUMPRODUCT(OFFSET('SM - 6-20 HP'!$C$15,MATCH(BS$16,$Y$16:$BZ$16,0),1,1,25)/SUM(OFFSET('SM - 6-20 HP'!$C$15,MATCH(BS$16,$Y$16:$BZ$16,0),1,1,25)),OFFSET(BS$10,2,-25+1,1,25))","v":17287.341487481626},{"$f":"SUMPRODUCT(OFFSET('SM - 6-20 HP'!$C$15,MATCH(BT$16,$Y$16:$BZ$16,0),1,1,25)/SUM(OFFSET('SM - 6-20 HP'!$C$15,MATCH(BT$16,$Y$16:$BZ$16,0),1,1,25)),OFFSET(BT$10,2,-25+1,1,25))","v":17274.621854824942},{"$f":"SUMPRODUCT(OFFSET('SM - 6-20 HP'!$C$15,MATCH(BU$16,$Y$16:$BZ$16,0),1,1,25)/SUM(OFFSET('SM - 6-20 HP'!$C$15,MATCH(BU$16,$Y$16:$BZ$16,0),1,1,25)),OFFSET(BU$10,2,-25+1,1,25))","v":17262.320189343474},{"$f":"SUMPRODUCT(OFFSET('SM - 6-20 HP'!$C$15,MATCH(BV$16,$Y$16:$BZ$16,0),1,1,25)/SUM(OFFSET('SM - 6-20 HP'!$C$15,MATCH(BV$16,$Y$16:$BZ$16,0),1,1,25)),OFFSET(BV$10,2,-25+1,1,25))","v":17250.408148918621},{"$f":"SUMPRODUCT(OFFSET('SM - 6-20 HP'!$C$15,MATCH(BW$16,$Y$16:$BZ$16,0),1,1,25)/SUM(OFFSET('SM - 6-20 HP'!$C$15,MATCH(BW$16,$Y$16:$BZ$16,0),1,1,25)),OFFSET(BW$10,2,-25+1,1,25))","v":17238.861618209343},{"$f":"SUMPRODUCT(OFFSET('SM - 6-20 HP'!$C$15,MATCH(BX$16,$Y$16:$BZ$16,0),1,1,25)/SUM(OFFSET('SM - 6-20 HP'!$C$15,MATCH(BX$16,$Y$16:$BZ$16,0),1,1,25)),OFFSET(BX$10,2,-25+1,1,25))","v":17237.076914827856},{"$f":"SUMPRODUCT(OFFSET('SM - 6-20 HP'!$C$15,MATCH(BY$16,$Y$16:$BZ$16,0),1,1,25)/SUM(OFFSET('SM - 6-20 HP'!$C$15,MATCH(BY$16,$Y$16:$BZ$16,0),1,1,25)),OFFSET(BY$10,2,-25+1,1,25))","v":17235.686774248265},{"$f":"SUMPRODUCT(OFFSET('SM - 6-20 HP'!$C$15,MATCH(BZ$16,$Y$16:$BZ$16,0),1,1,25)/SUM(OFFSET('SM - 6-20 HP'!$C$15,MATCH(BZ$16,$Y$16:$BZ$16,0),1,1,25)),OFFSET(BZ$10,2,-25+1,1,25))","v":17234.516951609599}]

{"sheet":"UEC - 21-50 HP","index":23,"n_rows":18,"n_cols":78,"rows_kept":18,"cut":false,"hidden":false,"merged":[]}
[]
[null,null,null,null,null,null,null,null,null,null,null,null,null,null,null,null,null,null,null,null,null,null,null,"Weighted Annual UEC - 21-50 HP"]
[]
[null,null,null,null,null,null,null,null,null,null,null,null,null,null,null,null,null,null,null,null,null,null,null,"NAVIGATION"]
[]
[null,null,null,null,null,null,null,null,null,null,null,null,null,null,null,null,null,null,null,null,null,null,null,"COMMENTS"]
[]
[]
[null,null,null,null,null,null,null,null,null,null,null,null,null,null,null,null,null,null,null,null,null,null,null,"Market UEC (Shipment Weighted Average)"]
[null,null,null,null,null,null,null,null,null,null,null,null,null,null,null,null,null,null,null,null,null,null,null,null,1981,{"$f":"Y10+1","v":1982},{"$f":"Z10+1","v":1983},1984,1985,1986,1987,1988,1989,1990,1991,1992,1993,1994,1995,1996,1997,1998,1999,2000,2001,2002,2003,2004,2005,2006,2007,2008,2009,2010,2011,2012,2013,2014,2015,2016,2017,2018,2019,2020,2021,2022,2023,2024,2025,2026,2027,2028,2029,2030,2031,2032,2033,2034]
[null,null,null,null,null,null,null,null,null,null,null,null,null,null,null,null,null,null,null,null,null,null,null,"PRE-Case UEC",{"$f":"SUMPRODUCT('Efficiency Dist'!G65:G70,UEC_21to50HP)","v":47928.88810099999},{"$f":"SUMPRODUCT('Efficiency Dist'!H65:H70,UEC_21to50HP)","v":47928.88810099999},{"$f":"SUMPRODUCT('Efficiency Dist'!I65:I70,UEC_21to50HP)","v":47928.88810099999},{"$f":"SUMPRODUCT('Efficiency Dist'!J65:J70,UEC_21to50HP)","v":47928.88810099999},{"$f":"SUMPRODUCT('Efficiency Dist'!K65:K70,UEC_21to50HP)","v":47928.88810099999},{"$f":"SUMPRODUCT('Efficiency Dist'!L65:L70,UEC_21to50HP)","v":47928.88810099999},{"$f":"SUMPRODUCT('Efficiency Dist'!M65:M70,UEC_21to50HP)","v":47928.88810099999},{"$f":"SUMPRODUCT('Efficiency Dist'!N65:N70,UEC_21to50HP)","v":47928.88810099999},{"$f":"SUMPRODUCT('Efficiency Dist'!O65:O70,UEC_21to50HP)","v":47928.88810099999},{"$f":"SUMPRODUCT('Efficiency Dist'!P65:P70,UEC_21to50HP)","v":47928.88810099999},{"$f":"SUMPRODUCT('Efficiency Dist'!Q65:Q70,UEC_21to50HP)","v":47928.88810099999},{"$f":"SUMPRODUCT('Efficiency Dist'!R65:R70,UEC_21to50HP)","v":47928.88810099999},{"$f":"SUMPRODUCT('Efficiency Dist'!S65:S70,UEC_21to50HP)","v":47928.88810099999},{"$f":"SUMPRODUCT('Efficiency Dist'!T65:T70,UEC_21to50HP)","v":47928.88810099999},{"$f":"SUMPRODUCT('Efficiency Dist'!U65:U70,UEC_21to50HP)","v":47928.88810099999},{"$f":"SUMPRODUCT('Efficiency Dist'!V65:V70,UEC_21to50HP)","v":47928.88810099999},{"$f":"SUMPRODUCT('Efficiency Dist'!W65:W70,UEC_21to50HP)","v":47928.88810099999},{"$f":"SUMPRODUCT('Efficiency Dist'!X65:X70,UEC_21to50HP)","v":47928.88810099999},{"$f":"SUMPRODUCT('Efficiency Dist'!Y65:Y70,UEC_21to50HP)","v":47928.88810099999},{"$f":"SUMPRODUCT('Efficiency Dist'!Z65:Z70,UEC_21to50HP)","v":47928.88810099999},{"$f":"SUMPRODUCT('Efficiency Dist'!AA65:AA70,UEC_21to50HP)","v":47928.88810099999},{"$f":"SUMPRODUCT('Efficiency Dist'!AB65:AB70,UEC_21to50HP)","v":47928.88810099999},{"$f":"SUMPRODUCT('Efficiency Dist'!AC65:AC70,UEC_21to50HP)","v":47928.88810099999},{"$f":"SUMPRODUCT('Efficiency Dist'!AD65:AD70,UEC_21to50HP)","v":47928.88810099999},{"$f":"SUMPRODUCT('Efficiency Dist'!AE65:AE70,UEC_21to50HP)","v":47928.88810099999},{"$f":"SUMPRODUCT('Efficiency Dist'!AF65:AF70,UEC_21to50HP)","v":47928.88810099999},{"$f":"SUMPRODUCT('Efficiency Dist'!AG65:AG70,UEC_21to50HP)","v":47928.88810099999},{"$f":"SUMPRODUCT('Efficiency Dist'!AH65:AH70,UEC_21to50HP)","v":47928.88810099999},{"$f":"SUMPRODUCT('Efficiency Dist'!AI65:AI70,UEC_21to50HP)","v":47928.88810099999},{"$f":"SUMPRODUCT('Efficiency Dist'!AJ65:AJ70,UEC_21to50HP)","v":46937.317840002375},{"$f":"SUMPRODUCT('Efficiency Dist'!AK65:AK70,UEC_21to50HP)","v":46937.317840002375},{"$f":"SUMPRODUCT('Efficiency Dist'!AL65:AL70,UEC_21to50HP)","v":46937.317840002375},{"$f":"SUMPRODUCT('Efficiency Dist'!AM65:AM70,UEC_21to50HP)","v":46937.317840002375},{"$f":"SUMPRODUCT('Efficiency Dist'!AN65:AN70,UEC_21to50HP)","v":46937.317840002375},{"$f":"SUMPRODUCT('Efficiency Dist'!AO65:AO70,UEC_21to50HP)","v":46937.317840002375},{"$f":"SUMPRODUCT('Efficiency Dist'!AP65:AP70,UEC_21to50HP)","v":46937.317840002375},{"$f":"SUMPRODUCT('Efficiency Dist'!AQ65:AQ70,UEC_21to50HP)","v":46923.871316780067},{"$f":"SUMPRODUCT('Efficiency Dist'!AR65:AR70,UEC_21to50HP)","v":46911.202240731771},{"$f":"SUMPRODUCT('Efficiency Dist'!AS65:AS70,UEC_21to50HP)","v":46899.225604020219},{"$f":"SUMPRODUCT('Efficiency Dist'!AT65:AT70,UEC_21to50HP)","v":46887.869621452606},{"$f":"SUMPRODUCT('Efficiency Dist'!AU65:AU70,UEC_21to50HP)","v":46877.073122821537},{"$f":"SUMPRODUCT('Efficiency Dist'!AV65:AV70,UEC_21to50HP)","v":46866.783557980067},{"$f":"SUMPRODUCT('Efficiency Dist'!AW65:AW70,UEC_21to50HP)","v":46856.955449605659},{"$f":"SUMPRODUCT('Efficiency Dist'!AX65:AX70,UEC_21to50HP)","v":46847.549178253081},{"$f":"SUMPRODUCT('Efficiency Dist'!AY65:AY70,UEC_21to50HP)","v":46838.530017575358},{"$f":"SUMPRODUCT('Efficiency Dist'!AZ65:AZ70,UEC_21to50HP)","v":46829.867360336037},{"$f":"SUMPRODUCT('Efficiency Dist'!BA65:BA70,UEC_21to50HP)","v":46821.534091653732},{"$f":"SUMPRODUCT('Efficiency Dist'!BB65:BB70,UEC_21to50HP)","v":46813.506077098376},{"$f":"SUMPRODUCT('Efficiency Dist'!BC65:BC70,UEC_21to50HP)","v":46811.044347858442},{"$f":"SUMPRODUCT('Efficiency Dist'!BD65:BD70,UEC_21to50HP)","v":46809.314004993241},{"$f":"SUMPRODUCT('Efficiency Dist'!BE65:BE70,UEC_21to50HP)","v":46807.64076901583},{"$f":"SUMPRODUCT('Efficiency Dist'!BF65:BF70,UEC_21to50HP)","v":46806.020990621982},{"$f":"SUMPRODUCT('Efficiency Dist'!BG65:BG70,UEC_21to50HP)","v":46804.45135950634},{"$f":"SUMPRODUCT('Efficiency Dist'!BH65:BH70,UEC_21to50HP)","v":46802.928863632529}]
[null,null,null,null,null,null,null,null,null,null,null,null,null,null,null,null,null,null,null,null,null,null,null,"POST-Case UEC",{"$f":"SUMPRODUCT('Efficiency Dist'!G75:G80,UEC_21to50HP)","v":47928.88810099999},{"$f":"SUMPRODUCT('Efficiency Dist'!H75:H80,UEC_21to50HP)","v":47928.88810099999},{"$f":"SUMPRODUCT('Efficiency Dist'!I75:I80,UEC_21to50HP)","v":47928.88810099999},{"$f":"SUMPRODUCT('Efficiency Dist'!J75:J80,UEC_21to50HP)","v":47928.88810099999},{"$f":"SUMPRODUCT('Efficiency Dist'!K75:K80,UEC_21to50HP)","v":47928.88810099999},{"$f":"SUMPRODUCT('Efficiency Dist'!L75:L80,UEC_21to50HP)","v":47928.88810099999},{"$f":"SUMPRODUCT('Efficiency Dist'!M75:M80,UEC_21to50HP)","v":47928.88810099999},{"$f":"SUMPRODUCT('Efficiency Dist'!N75:N80,UEC_21to50HP)","v":47928.88810099999},{"$f":"SUMPRODUCT('Efficiency Dist'!O75:O80,UEC_21to50HP)","v":47928.88810099999},{"$f":"SUMPRODUCT('Efficiency Dist'!P75:P80,UEC_21to50HP)","v":47928.88810099999},{"$f":"SUMPRODUCT('Efficiency Dist'!Q75:Q80,UEC_21to50HP)","v":47928.88810099999},{"$f":"SUMPRODUCT('Efficiency Dist'!R75:R80,UEC_21to50HP)","v":47928.88810099999},{"$f":"SUMPRODUCT('Efficiency Dist'!S75:S80,UEC_21to50HP)","v":47928.88810099999},{"$f":"SUMPRODUCT('Efficiency Dist'!T75:T80,UEC_21to50HP)","v":47928.88810099999},{"$f":"SUMPRODUCT('Efficiency Dist'!U75:U80,UEC_21to50HP)","v":47928.88810099999},{"$f":"SUMPRODUCT('Efficiency Dist'!V75:V80,UEC_21to50HP)","v":47928.88810099999},{"$f":"SUMPRODUCT('Efficiency Dist'!W75:W80,UEC_21to50HP)","v":47928.88810099999},{"$f":"SUMPRODUCT('Efficiency Dist'!X75:X80,UEC_21to50HP)","v":47928.88810099999},{"$f":"SUMPRODUCT('Efficiency Dist'!Y75:Y80,UEC_21to50HP)","v":47928.88810099999},{"$f":"SUMPRODUCT('Efficiency Dist'!Z75:Z80,UEC_21to50HP)","v":47928.88810099999},{"$f":"SUMPRODUCT('Efficiency Dist'!AA75:AA80,UEC_21to50HP)","v":47928.88810099999},{"$f":"SUMPRODUCT('Efficiency Dist'!AB75:AB80,UEC_21to50HP)","v":47928.88810099999},{"$f":"SUMPRODUCT('Efficiency Dist'!AC75:AC80,UEC_21to50HP)","v":47928.88810099999},{"$f":"SUMPRODUCT('Efficiency Dist'!AD75:AD80,UEC_21to50HP)","v":47928.88810099999},{"$f":"SUMPRODUCT('Efficiency Dist'!AE75:AE80,UEC_21to50HP)","v":47928.88810099999},{"$f":"SUMPRODUCT('Efficiency Dist'!AF75:AF80,UEC_21to50HP)","v":47928.88810099999},{"$f":"SUMPRODUCT('Efficiency Dist'!AG75:AG80,UEC_21to50HP)","v":47928.88810099999},{"$f":"SUMPRODUCT('Efficiency Dist'!AH75:AH80,UEC_21to50HP)","v":47928.88810099999},{"$f":"SUMPRODUCT('Efficiency Dist'!AI75:AI80,UEC_21to50HP)","v":47928.88810099999},{"$f":"SUMPRODUCT('Efficiency Dist'!AJ75:AJ80,UEC_21to50HP)","v":46937.317840002375},{"$f":"SUMPRODUCT('Efficiency Dist'!AK75:AK80,UEC_21to50HP)","v":46937.317840002375},{"$f":"SUMPRODUCT('Efficiency Dist'!AL75:AL80,UEC_21to50HP)","v":46937.317840002375},{"$f":"SUMPRODUCT('Efficiency Dist'!AM75:AM80,UEC_21to50HP)","v":46937.317840002375},{"$f":"SUMPRODUCT('Efficiency Dist'!AN75:AN80,UEC_21to50HP)","v":46937.317840002375},{"$f":"SUMPRODUCT('Efficiency Dist'!AO75:AO80,UEC_21to50HP)","v":46937.317840002375},{"$f":"SUMPRODUCT('Efficiency Dist'!AP75:AP80,UEC_21to50HP)","v":46591.775847078185},{"$f":"SUMPRODUCT('Efficiency Dist'!AQ75:AQ80,UEC_21to50HP)","v":46574.341646314126},{"$f":"SUMPRODUCT('Efficiency Dist'!AR75:AR80,UEC_21to50HP)","v":46564.820821044334},{"$f":"SUMPRODUCT('Efficiency Dist'!AS75:AS80,UEC_21to50HP)","v":46558.235050512601},{"$f":"SUMPRODUCT('Efficiency Dist'!AT75:AT80,UEC_21to50HP)","v":46553.194897994734},{"$f":"SUMPRODUCT('Efficiency Dist'!AU75:AU80,UEC_21to50HP)","v":46549.1110360444},{"$f":"SUMPRODUCT('Efficiency Dist'!AV75:AV80,UEC_21to50HP)","v":46545.677812541508},{"$f":"SUMPRODUCT('Efficiency Dist'!AW75:AW80,UEC_21to50HP)","v":46542.716119818542},{"$f":"SUMPRODUCT('Efficiency Dist'!AX75:AX80,UEC_21to50HP)","v":46540.111937738919},{"$f":"SUMPRODUCT('Efficiency Dist'!AY75:AY80,UEC_21to50HP)","v":46537.788177306204},{"$f":"SUMPRODUCT('Efficiency Dist'!AZ75:AZ80,UEC_21to50HP)","v":46535.690274303117},{"$f":"SUMPRODUCT('Efficiency Dist'!BA75:BA80,UEC_21to50HP)","v":46533.778187537573},{"$f":"SUMPRODUCT('Efficiency Dist'!BB75:BB80,UEC_21to50HP)","v":46532.02166224736},{"$f":"SUMPRODUCT('Efficiency Dist'!BC75:BC80,UEC_21to50HP)","v":46530.397279776247},{"$f":"SUMPRODUCT('Efficiency Dist'!BD75:BD80,UEC_21to50HP)","v":46528.886541543667},{"$f":"SUMPRODUCT('Efficiency Dist'!BE75:BE80,UEC_21to50HP)","v":46527.474580563197},{"$f":"SUMPRODUCT('Efficiency Dist'!BF75:BF80,UEC_21to50HP)","v":46526.149268954963},{"$f":"SUMPRODUCT('Efficiency Dist'!BG75:BG80,UEC_21to50HP)","v":46524.900583828341},{"$f":"SUMPRODUCT('Efficiency Dist'!BH75:BH80,UEC_21to50HP)","v":46523.720146670043}]
[]
[]
[null,null,null,null,null,null,null,null,null,null,null,null,null,null,null,null,null,null,null,null,null,null,null,"Installed UEC (Vintage Weighted Average) "]
[null,null,null,null,null,null,null,null,null,null,null,null,null,null,null,null,null,null,null,null,null,null,null,null,1981,{"$f":"Y16+1","v":1982},{"$f":"Z16+1","v":1983},1984,1985,1986,1987,1988,1989,1990,1991,1992,1993,1994,1995,1996,1997,1998,1999,2000,2001,2002,2003,2004,2005,2006,2007,2008,2009,2010,2011,2012,2013,2014,2015,2016,2017,2018,2019,2020,2021,2022,2023,2024,2025,2026,2027,2028,2029,2030,2031,2032,2033,2034]
[null,null,null,null,null,null,null,null,null,null,null,null,null,null,null,null,null,null,null,null,null,null,null,"PRE-Case UEC",{"$f":"SUMPRODUCT(OFFSET('SM - 21-50 HP'!$C$15,MATCH(Y$16,$Y$16:$BZ$16,0),1,1,25)/SUM(OFFSET('SM - 21-50 HP'!$C$15,MATCH(Y$16,$Y$16:$BZ$16,0),1,1,25)),OFFSET(Y$10,1,-25+1,1,25))","v":47928.88810099999},{"$f":"SUMPRODUCT(OFFSET('SM - 21-50 HP'!$C$15,MATCH(Z$16,$Y$16:$BZ$16,0),1,1,25)/SUM(OFFSET('SM - 21-50 HP'!$C$15,MATCH(Z$16,$Y$16:$BZ$16,0),1,1,25)),OFFSET(Z$10,1,-25+1,1,25))","v":47928.88810099999},{"$f":"SUMPRODUCT(OFFSET('SM - 21-50 HP'!$C$15,MATCH(AA$16,$Y$16:$BZ$16,0),1,1,25)/SUM(OFFSET('SM - 21-50 HP'!$C$15,MATCH(AA$16,$Y$16:$BZ$16,0),1,1,25)),OFFSET(AA$10,1,-25+1,1,25))","v":47928.88810099999},{"$f":"SUMPRODUCT(OFFSET('SM - 21-50 HP'!$C$15,MATCH(AB$16,$Y$16:$BZ$16,0),1,1,25)/SUM(OFFSET('SM - 21-50 HP'!$C$15,MATCH(AB$16,$Y$16:$BZ$16,0),1,1,25)),OFFSET(AB$10,1,-25+1,1,25))","v":47928.88810099999},{"$f":"SUMPRODUCT(OFFSET('SM - 21-50 HP'!$C$15,MATCH(AC$16,$Y$16:$BZ$16,0),1,1,25)/SUM(OFFSET('SM - 21-50 HP'!$C$15,MATCH(AC$16,$Y$16:$BZ$16,0),1,1,25)),OFFSET(AC$10,1,-25+1,1,25))","v":47928.88810099999},{"$f":"SUMPRODUCT(OFFSET('SM - 21-50 HP'!$C$15,MATCH(AD$16,$Y$16:$BZ$16,0),1,1,25)/SUM(OFFSET('SM - 21-50 HP'!$C$15,MATCH(AD$16,$Y$16:$BZ$16,0),1,1,25)),OFFSET(AD$10,1,-25+1,1,25))","v":47928.88810099999},{"$f":"SUMPRODUCT(OFFSET('SM - 21-50 HP'!$C$15,MATCH(AE$16,$Y$16:$BZ$16,0),1,1,25)/SUM(OFFSET('SM - 21-50 HP'!$C$15,MATCH(AE$16,$Y$16:$BZ$16,0),1,1,25)),OFFSET(AE$10,1,-25+1,1,25))","v":47928.88810099999},{"$f":"SUMPRODUCT(OFFSET('SM - 21-50 HP'!$C$15,MATCH(AF$16,$Y$16:$BZ$16,0),1,1,25)/SUM(OFFSET('SM - 21-50 HP'!$C$15,MATCH(AF$16,$Y$16:$BZ$16,0),1,1,25)),OFFSET(AF$10,1,-25+1,1,25))","v":47928.888100999997},{"$f":"SUMPRODUCT(OFFSET('SM - 21-50 HP'!$C$15,MATCH(AG$16,$Y$16:$BZ$16,0),1,1,25)/SUM(OFFSET('SM - 21-50 HP'!$C$15,MATCH(AG$16,$Y$16:$BZ$16,0),1,1,25)),OFFSET(AG$10,1,-25+1,1,25))","v":47928.88810099999},{"$f":"SUMPRODUCT(OFFSET('SM - 21-50 HP'!$C$15,MATCH(AH$16,$Y$16:$BZ$16,0),1,1,25)/SUM(OFFSET('SM - 21-50 HP'!$C$15,MATCH(AH$16,$Y$16:$BZ$16,0),1,1,25)),OFFSET(AH$10,1,-25+1,1,25))","v":47928.888100999997},{"$f":"SUMPRODUCT(OFFSET('SM - 21-50 HP'!$C$15,MATCH(AI$16,$Y$16:$BZ$16,0),1,1,25)/SUM(OFFSET('SM - 21-50 HP'!$C$15,MATCH(AI$16,$Y$16:$BZ$16,0),1,1,25)),OFFSET(AI$10,1,-25+1,1,25))","v":47928.888100999997},{"$f":"SUMPRODUCT(OFFSET('SM - 21-50 HP'!$C$15,MATCH(AJ$16,$Y$16:$BZ$16,0),1,1,25)/SUM(OFFSET('SM - 21-50 HP'!$C$15,MATCH(AJ$16,$Y$16:$BZ$16,0),1,1,25)),OFFSET(AJ$10,1,-25+1,1,25))","v":47928.888100999997},{"$f":"SUMPRODUCT(OFFSET('SM - 21-50 HP'!$C$15,MATCH(AK$16,$Y$16:$BZ$16,0),1,1,25)/SUM(OFFSET('SM - 21-50 HP'!$C$15,MATCH(AK$16,$Y$16:$BZ$16,0),1,1,25)),OFFSET(AK$10,1,-25+1,1,25))","v":47928.88810099999},{"$f":"SUMPRODUCT(OFFSET('SM - 21-50 HP'!$C$15,MATCH(AL$16,$Y$16:$BZ$16,0),1,1,25)/SUM(OFFSET('SM - 21-50 HP'!$C$15,MATCH(AL$16,$Y$16:$BZ$16,0),1,1,25)),OFFSET(AL$10,1,-25+1,1,25))","v":47928.888100999997},{"$f":"SUMPRODUCT(OFFSET('SM - 21-50 HP'!$C$15,MATCH(AM$16,$Y$16:$BZ$16,0),1,1,25)/SUM(OFFSET('SM - 21-50 HP'!$C$15,MATCH(AM$16,$Y$16:$BZ$16,0),1,1,25)),OFFSET(AM$10,1,-25+1,1,25))","v":47928.888100999997},{"$f":"SUMPRODUCT(OFFSET('SM - 21-50 HP'!$C$15,MATCH(AN$16,$Y$16:$BZ$16,0),1,1,25)/SUM(OFFSET('SM - 21-50 HP'!$C$15,MATCH(AN$16,$Y$16:$BZ$16,0),1,1,25)),OFFSET(AN$10,1,-25+1,1,25))","v":47928.88810099999},{"$f":"SUMPRODUCT(OFFSET('SM - 21-50 HP'!$C$15,MATCH(AO$16,$Y$16:$BZ$16,0),1,1,25)/SUM(OFFSET('SM - 21-50 HP'!$C$15,MATCH(AO$16,$Y$16:$BZ$16,0),1,1,25)),OFFSET(AO$10,1,-25+1,1,25))","v":47928.888101000004},{"$f":"SUMPRODUCT(OFFSET('SM - 21-50 HP'!$C$15,MATCH(AP$16,$Y$16:$BZ$16,0),1,1,25)/SUM(OFFSET('SM - 21-50 HP'!$C$15,MATCH(AP$16,$Y$16:$BZ$16,0),1,1,25)),OFFSET(AP$10,1,-25+1,1,25))","v":47928.88810099999},{"$f":"SUMPRODUCT(OFFSET('SM - 21-50 HP'!$C$15,MATCH(AQ$16,$Y$16:$BZ$16,0),1,1,25)/SUM(OFFSET('SM - 21-50 HP'!$C$15,MATCH(AQ$16,$Y$16:$BZ$16,0),1,1,25)),OFFSET(AQ$10,1,-25+1,1,25))","v":47928.88810099999},{"$f":"SUMPRODUCT(OFFSET('SM - 21-50 HP'!$C$15,MATCH(AR$16,$Y$16:$BZ$16,0),1,1,25)/SUM(OFFSET('SM - 21-50 HP'!$C$15,MATCH(AR$16,$Y$16:$BZ$16,0),1,1,25)),OFFSET(AR$10,1,-25+1,1,25))","v":47928.888100999997},{"$f":"SUMPRODUCT(OFFSET('SM - 21-50 HP'!$C$15,MATCH(AS$16,$Y$16:$BZ$16,0),1,1,25)/SUM(OFFSET('SM - 21-50 HP'!$C$15,MATCH(AS$16,$Y$16:$BZ$16,0),1,1,25)),OFFSET(AS$10,1,-25+1,1,25))","v":47928.888101000004},{"$f":"SUMPRODUCT(OFFSET('SM - 21-50 HP'!$C$15,MATCH(AT$16,$Y$16:$BZ$16,0),1,1,25)/SUM(OFFSET('SM - 21-50 HP'!$C$15,MATCH(AT$16,$Y$16:$BZ$16,0),1,1,25)),OFFSET(AT$10,1,-25+1,1,25))","v":47928.888101000004},{"$f":"SUMPRODUCT(OFFSET('SM - 21-50 HP'!$C$15,MATCH(AU$16,$Y$16:$BZ$16,0),1,1,25)/SUM(OFFSET('SM - 21-50 HP'!$C$15,MATCH(AU$16,$Y$16:$BZ$16,0),1,1,25)),OFFSET(AU$10,1,-25+1,1,25))","v":47928.888101000004},{"$f":"SUMPRODUCT(OFFSET('SM - 21-50 HP'!$C$15,MATCH(AV$16,$Y$16:$BZ$16,0),1,1,25)/SUM(OFFSET('SM - 21-50 HP'!$C$15,MATCH(AV$16,$Y$16:$BZ$16,0),1,1,25)),OFFSET(AV$10,1,-25+1,1,25))","v":47928.888100999982},{"$f":"SUMPRODUCT(OFFSET('SM - 21-50 HP'!$C$15,MATCH(AW$16,$Y$16:$BZ$16,0),1,1,25)/SUM(OFFSET('SM - 21-50 HP'!$C$15,MATCH(AW$16,$Y$16:$BZ$16,0),1,1,25)),OFFSET(AW$10,1,-25+1,1,25))","v":47928.888101000004},{"$f":"SUMPRODUCT(OFFSET('SM - 21-50 HP'!$C$15,MATCH(AX$16,$Y$16:$BZ$16,0),1,1,25)/SUM(OFFSET('SM - 21-50 HP'!$C$15,MATCH(AX$16,$Y$16:$BZ$16,0),1,1,25)),OFFSET(AX$10,1,-25+1,1,25))","v":47928.88810099999},{"$f":"SUMPRODUCT(OFFSET('SM - 21-50 HP'!$C$15,MATCH(AY$16,$Y$16:$BZ$16,0),1,1,25)/SUM(OFFSET('SM - 21-50 HP'!$C$15,MATCH(AY$16,$Y$16:$BZ$16,0),1,1,25)),OFFSET(AY$10,1,-25+1,1,25))","v":47928.88810099999},{"$f":"SUMPRODUCT(OFFSET('SM - 21-50 HP'!$C$15,MATCH(AZ$16,$Y$16:$BZ$16,0),1,1,25)/SUM(OFFSET('SM - 21-50 HP'!$C$15,MATCH(AZ$16,$Y$16:$BZ$16,0),1,1,25)),OFFSET(AZ$10,1,-25+1,1,25))","v":47928.88810099999},{"$f":"SUMPRODUCT(OFFSET('SM - 21-50 HP'!$C$15,MATCH(BA$16,$Y$16:$BZ$16,0),1,1,25)/SUM(OFFSET('SM - 21-50 HP'!$C$15,MATCH(BA$16,$Y$16:$BZ$16,0),1,1,25)),OFFSET(BA$10,1,-25+1,1,25))","v":47928.88810099999},{"$f":"SUMPRODUCT(OFFSET('SM - 21-50 HP'!$C$15,MATCH(BB$16,$Y$16:$BZ$16,0),1,1,25)/SUM(OFFSET('SM - 21-50 HP'!$C$15,MATCH(BB$16,$Y$16:$BZ$16,0),1,1,25)),OFFSET(BB$10,1,-25+1,1,25))","v":47861.899713557184},{"$f":"SUMPRODUCT(OFFSET('SM - 21-50 HP'!$C$15,MATCH(BC$16,$Y$16:$BZ$16,0),1,1,25)/SUM(OFFSET('SM - 21-50 HP'!$C$15,MATCH(BC$16,$Y$16:$BZ$16,0),1,1,25)),OFFSET(BC$10,1,-25+1,1,25))","v":47797.128296641778},{"$f":"SUMPRODUCT(OFFSET('SM - 21-50 HP'!$C$15,MATCH(BD$16,$Y$16:$BZ$16,0),1,1,25)/SUM(OFFSET('SM - 21-50 HP'!$C$15,MATCH(BD$16,$Y$16:$BZ$16,0),1,1,25)),OFFSET(BD$10,1,-25+1,1,25))","v":47734.500479950235},{"$f":"SUMPRODUCT(OFFSET('SM - 21-50 HP'!$C$15,MATCH(BE$16,$Y$16:$BZ$16,0),1,1,25)/SUM(OFFSET('SM - 21-50 HP'!$C$15,MATCH(BE$16,$Y$16:$BZ$16,0),1,1,25)),OFFSET(BE$10,1,-25+1,1,25))","v":47673.945321358122},{"$f":"SUMPRODUCT(OFFSET('SM - 21-50 HP'!$C$15,MATCH(BF$16,$Y$16:$BZ$16,0),1,1,25)/SUM(OFFSET('SM - 21-50 HP'!$C$15,MATCH(BF$16,$Y$16:$BZ$16,0),1,1,25)),OFFSET(BF$10,1,-25+1,1,25))","v":47615.394226559816},{"$f":"SUMPRODUCT(OFFSET('SM - 21-50 HP'!$C$15,MATCH(BG$16,$Y$16:$BZ$16,0),1,1,25)/SUM(OFFSET('SM - 21-50 HP'!$C$15,MATCH(BG$16,$Y$16:$BZ$16,0),1,1,25)),OFFSET(BG$10,1,-25+1,1,25))","v":47558.78087136789},{"$f":"SUMPRODUCT(OFFSET('SM - 21-50 HP'!$C$15,MATCH(BH$16,$Y$16:$BZ$16,0),1,1,25)/SUM(OFFSET('SM - 21-50 HP'!$C$15,MATCH(BH$16,$Y$16:$BZ$16,0),1,1,25)),OFFSET(BH$10,1,-25+1,1,25))","v":47504.041126583805},{"$f":"SUMPRODUCT(OFFSET('SM - 21-50 HP'!$C$15,MATCH(BI$16,$Y$16:$BZ$16,0),1,1,25)/SUM(OFFSET('SM - 21-50 HP'!$C$15,MATCH(BI$16,$Y$16:$BZ$16,0),1,1,25)),OFFSET(BI$10,1,-25+1,1,25))","v":47449.641674855186},{"$f":"SUMPRODUCT(OFFSET('SM - 21-50 HP'!$C$15,MATCH(BJ$16,$Y$16:$BZ$16,0),1,1,25)/SUM(OFFSET('SM - 21-50 HP'!$C$15,MATCH(BJ$16,$Y$16:$BZ$16,0),1,1,25)),OFFSET(BJ$10,1,-25+1,1,25))","v":47396.458148984733},{"$f":"SUMPRODUCT(OFFSET('SM - 21-50 HP'!$C$15,MATCH(BK$16,$Y$16:$BZ$16,0),1,1,25)/SUM(OFFSET('SM - 21-50 HP'!$C$15,MATCH(BK$16,$Y$16:$BZ$16,0),1,1,25)),OFFSET(BK$10,1,-25+1,1,25))","v":47344.346685130055},{"$f":"SUMPRODUCT(OFFSET('SM - 21-50 HP'!$C$15,MATCH(BL$16,$Y$16:$BZ$16,0),1,1,25)/SUM(OFFSET('SM - 21-50 HP'!$C$15,MATCH(BL$16,$Y$16:$BZ$16,0),1,1,25)),OFFSET(BL$10,1,-25+1,1,25))","v":47293.307373801574},{"$f":"SUMPRODUCT(OFFSET('SM - 21-50 HP'!$C$15,MATCH(BM$16,$Y$16:$BZ$16,0),1,1,25)/SUM(OFFSET('SM - 21-50 HP'!$C$15,MATCH(BM$16,$Y$16:$BZ$16,0),1,1,25)),OFFSET(BM$10,1,-25+1,1,25))","v":47243.466102698781},{"$f":"SUMPRODUCT(OFFSET('SM - 21-50 HP'!$C$15,MATCH(BN$16,$Y$16:$BZ$16,0),1,1,25)/SUM(OFFSET('SM - 21-50 HP'!$C$15,MATCH(BN$16,$Y$16:$BZ$16,0),1,1,25)),OFFSET(BN$10,1,-25+1,1,25))","v":47194.541158153297},{"$f":"SUMPRODUCT(OFFSET('SM - 21-50 HP'!$C$15,MATCH(BO$16,$Y$16:$BZ$16,0),1,1,25)/SUM(OFFSET('SM - 21-50 HP'!$C$15,MATCH(BO$16,$Y$16:$BZ$16,0),1,1,25)),OFFSET(BO$10,1,-25+1,1,25))","v":47146.413933903183},{"$f":"SUMPRODUCT(OFFSET('SM - 21-50 HP'!$C$15,MATCH(BP$16,$Y$16:$BZ$16,0),1,1,25)/SUM(OFFSET('SM - 21-50 HP'!$C$15,MATCH(BP$16,$Y$16:$BZ$16,0),1,1,25)),OFFSET(BP$10,1,-25+1,1,25))","v":47099.112519407397},{"$f":"SUMPRODUCT(OFFSET('SM - 21-50 HP'!$C$15,MATCH(BQ$16,$Y$16:$BZ$16,0),1,1,25)/SUM(OFFSET('SM - 21-50 HP'!$C$15,MATCH(BQ$16,$Y$16:$BZ$16,0),1,1,25)),OFFSET(BQ$10,1,-25+1,1,25))","v":47052.680816748485},{"$f":"SUMPRODUCT(OFFSET('SM - 21-50 HP'!$C$15,MATCH(BR$16,$Y$16:$BZ$16,0),1,1,25)/SUM(OFFSET('SM - 21-50 HP'!$C$15,MATCH(BR$16,$Y$16:$BZ$16,0),1,1,25)),OFFSET(BR$10,1,-25+1,1,25))","v":47007.23742554144},{"$f":"SUMPRODUCT(OFFSET('SM - 21-50 HP'!$C$15,MATCH(BS$16,$Y$16:$BZ$16,0),1,1,25)/SUM(OFFSET('SM - 21-50 HP'!$C$15,MATCH(BS$16,$Y$16:$BZ$16,0),1,1,25)),OFFSET(BS$10,1,-25+1,1,25))","v":46962.901487515606},{"$f":"SUMPRODUCT(OFFSET('SM - 21-50 HP'!$C$15,MATCH(BT$16,$Y$16:$BZ$16,0),1,1,25)/SUM(OFFSET('SM - 21-50 HP'!$C$15,MATCH(BT$16,$Y$16:$BZ$16,0),1,1,25)),OFFSET(BT$10,1,-25+1,1,25))","v":46919.701671354662},{"$f":"SUMPRODUCT(OFFSET('SM - 21-50 HP'!$C$15,MATCH(BU$16,$Y$16:$BZ$16,0),1,1,25)/SUM(OFFSET('SM - 21-50 HP'!$C$15,MATCH(BU$16,$Y$16:$BZ$16,0),1,1,25)),OFFSET(BU$10,1,-25+1,1,25))","v":46877.927695131249},{"$f":"SUMPRODUCT(OFFSET('SM - 21-50 HP'!$C$15,MATCH(BV$16,$Y$16:$BZ$16,0),1,1,25)/SUM(OFFSET('SM - 21-50 HP'!$C$15,MATCH(BV$16,$Y$16:$BZ$16,0),1,1,25)),OFFSET(BV$10,1,-25+1,1,25))","v":46871.252649462134},{"$f":"SUMPRODUCT(OFFSET('SM - 21-50 HP'!$C$15,MATCH(BW$16,$Y$16:$BZ$16,0),1,1,25)/SUM(OFFSET('SM - 21-50 HP'!$C$15,MATCH(BW$16,$Y$16:$BZ$16,0),1,1,25)),OFFSET(BW$10,1,-25+1,1,25))","v":46864.735632219752},{"$f":"SUMPRODUCT(OFFSET('SM - 21-50 HP'!$C$15,MATCH(BX$16,$Y$16:$BZ$16,0),1,1,25)/SUM(OFFSET('SM - 21-50 HP'!$C$15,MATCH(BX$16,$Y$16:$BZ$16,0),1,1,25)),OFFSET(BX$10,1,-25+1,1,25))","v":46858.337161958349},{"$f":"SUMPRODUCT(OFFSET('SM - 21-50 HP'!$C$15,MATCH(BY$16,$Y$16:$BZ$16,0),1,1,25)/SUM(OFFSET('SM - 21-50 HP'!$C$15,MATCH(BY$16,$Y$16:$BZ$16,0),1,1,25)),OFFSET(BY$10,1,-25+1,1,25))","v":46852.055513341555},{"$f":"SUMPRODUCT(OFFSET('SM - 21-50 HP'!$C$15,MATCH(BZ$16,$Y$16:$BZ$16,0),1,1,25)/SUM(OFFSET('SM - 21-50 HP'!$C$15,MATCH(BZ$16,$Y$16:$BZ$16,0),1,1,25)),OFFSET(BZ$10,1,-25+1,1,25))","v":46845.873483846422}]
[null,null,null,null,null,null,null,null,null,null,null,null,null,null,null,null,null,null,null,null,null,null,null,"POST-Case UEC",{"$f":"SUMPRODUCT(OFFSET('SM - 21-50 HP'!$C$15,MATCH(Y$16,$Y$16:$BZ$16,0),1,1,25)/SUM(OFFSET('SM - 21-50 HP'!$C$15,MATCH(Y$16,$Y$16:$BZ$16,0),1,1,25)),OFFSET(Y$10,2,-25+1,1,25))","v":47928.88810099999},{"$f":"SUMPRODUCT(OFFSET('SM - 21-50 HP'!$C$15,MATCH(Z$16,$Y$16:$BZ$16,0),1,1,25)/SUM(OFFSET('SM - 21-50 HP'!$C$15,MATCH(Z$16,$Y$16:$BZ$16,0),1,1,25)),OFFSET(Z$10,2,-25+1,1,25))","v":47928.88810099999},{"$f":"SUMPRODUCT(OFFSET('SM - 21-50 HP'!$C$15,MATCH(AA$16,$Y$16:$BZ$16,0),1,1,25)/SUM(OFFSET('SM - 21-50 HP'!$C$15,MATCH(AA$16,$Y$16:$BZ$16,0),1,1,25)),OFFSET(AA$10,2,-25+1,1,25))","v":47928.88810099999},{"$f":"SUMPRODUCT(OFFSET('SM - 21-50 HP'!$C$15,MATCH(AB$16,$Y$16:$BZ$16,0),1,1,25)/SUM(OFFSET('SM - 21-50 HP'!$C$15,MATCH(AB$16,$Y$16:$BZ$16,0),1,1,25)),OFFSET(AB$10,2,-25+1,1,25))","v":47928.88810099999},{"$f":"SUMPRODUCT(OFFSET('SM - 21-50 HP'!$C$15,MATCH(AC$16,$Y$16:$BZ$16,0),1,1,25)/SUM(OFFSET('SM - 21-50 HP'!$C$15,MATCH(AC$16,$Y$16:$BZ$16,0),1,1,25)),OFFSET(AC$10,2,-25+1,1,25))","v":47928.88810099999},{"$f":"SUMPRODUCT(OFFSET('SM - 21-50 HP'!$C$15,MATCH(AD$16,$Y$16:$BZ$16,0),1,1,25)/SUM(OFFSET('SM - 21-50 HP'!$C$15,MATCH(AD$16,$Y$16:$BZ$16,0),1,1,25)),OFFSET(AD$10,2,-25+1,1,25))","v":47928.88810099999},{"$f":"SUMPRODUCT(OFFSET('SM - 21-50 HP'!$C$15,MATCH(AE$16,$Y$16:$BZ$16,0),1,1,25)/SUM(OFFSET('SM - 21-50 HP'!$C$15,MATCH(AE$16,$Y$16:$BZ$16,0),1,1,25)),OFFSET(AE$10,2,-25+1,1,25))","v":47928.88810099999},{"$f":"SUMPRODUCT(OFFSET('SM - 21-50 HP'!$C$15,MATCH(AF$16,$Y$16:$BZ$16,0),1,1,25)/SUM(OFFSET('SM - 21-50 HP'!$C$15,MATCH(AF$16,$Y$16:$BZ$16,0),1,1,25)),OFFSET(AF$10,2,-25+1,1,25))","v":47928.888100999997},{"$f":"SUMPRODUCT(OFFSET('SM - 21-50 HP'!$C$15,MATCH(AG$16,$Y$16:$BZ$16,0),1,1,25)/SUM(OFFSET('SM - 21-50 HP'!$C$15,MATCH(AG$16,$Y$16:$BZ$16,0),1,1,25)),OFFSET(AG$10,2,-25+1,1,25))","v":47928.88810099999},{"$f":"SUMPRODUCT(OFFSET('SM - 21-50 HP'!$C$15,MATCH(AH$16,$Y$16:$BZ$16,0),1,1,25)/SUM(OFFSET('SM - 21-50 HP'!$C$15,MATCH(AH$16,$Y$16:$BZ$16,0),1,1,25)),OFFSET(AH$10,2,-25+1,1,25))","v":47928.888100999997},{"$f":"SUMPRODUCT(OFFSET('SM - 21-50 HP'!$C$15,MATCH(AI$16,$Y$16:$BZ$16,0),1,1,25)/SUM(OFFSET('SM - 21-50 HP'!$C$15,MATCH(AI$16,$Y$16:$BZ$16,0),1,1,25)),OFFSET(AI$10,2,-25+1,1,25))","v":47928.888100999997},{"$f":"SUMPRODUCT(OFFSET('SM - 21-50 HP'!$C$15,MATCH(AJ$16,$Y$16:$BZ$16,0),1,1,25)/SUM(OFFSET('SM - 21-50 HP'!$C$15,MATCH(AJ$16,$Y$16:$BZ$16,0),1,1,25)),OFFSET(AJ$10,2,-25+1,1,25))","v":47928.888100999997},{"$f":"SUMPRODUCT(OFFSET('SM - 21-50 HP'!$C$15,MATCH(AK$16,$Y$16:$BZ$16,0),1,1,25)/SUM(OFFSET('SM - 21-50 HP'!$C$15,MATCH(AK$16,$Y$16:$BZ$16,0),1,1,25)),OFFSET(AK$10,2,-25+1,1,25))","v":47928.88810099999},{"$f":"SUMPRODUCT(OFFSET('SM - 21-50 HP'!$C$15,MATCH(AL$16,$Y$16:$BZ$16,0),1,1,25)/SUM(OFFSET('SM - 21-50 HP'!$C$15,MATCH(AL$16,$Y$16:$BZ$16,0),1,1,25)),OFFSET(AL$10,2,-25+1,1,25))","v":47928.888100999997},{"$f":"SUMPRODUCT(OFFSET('SM - 21-50 HP'!$C$15,MATCH(AM$16,$Y$16:$BZ$16,0),1,1,25)/SUM(OFFSET('SM - 21-50 HP'!$C$15,MATCH(AM$16,$Y$16:$BZ$16,0),1,1,25)),OFFSET(AM$10,2,-25+1,1,25))","v":47928.888100999997},{"$f":"SUMPRODUCT(OFFSET('SM - 21-50 HP'!$C$15,MATCH(AN$16,$Y$16:$BZ$16,0),1,1,25)/SUM(OFFSET('SM - 21-50 HP'!$C$15,MATCH(AN$16,$Y$16:$BZ$16,0),1,1,25)),OFFSET(AN$10,2,-25+1,1,25))","v":47928.88810099999},{"$f":"SUMPRODUCT(OFFSET('SM - 21-50 HP'!$C$15,MATCH(AO$16,$Y$16:$BZ$16,0),1,1,25)/SUM(OFFSET('SM - 21-50 HP'!$C$15,MATCH(AO$16,$Y$16:$BZ$16,0),1,1,25)),OFFSET(AO$10,2,-25+1,1,25))","v":47928.888101000004},{"$f":"SUMPRODUCT(OFFSET('SM - 21-50 HP'!$C$15,MATCH(AP$16,$Y$16:$BZ$16,0),1,1,25)/SUM(OFFSET('SM - 21-50 HP'!$C$15,MATCH(AP$16,$Y$16:$BZ$16,0),1,1,25)),OFFSET(AP$10,2,-25+1,1,25))","v":47928.88810099999},{"$f":"SUMPRODUCT(OFFSET('SM - 21-50 HP'!$C$15,MATCH(AQ$16,$Y$16:$BZ$16,0),1,1,25)/SUM(OFFSET('SM - 21-50 HP'!$C$15,MATCH(AQ$16,$Y$16:$BZ$16,0),1,1,25)),OFFSET(AQ$10,2,-25+1,1,25))","v":47928.88810099999},{"$f":"SUMPRODUCT(OFFSET('SM - 21-50 HP'!$C$15,MATCH(AR$16,$Y$16:$BZ$16,0),1,1,25)/SUM(OFFSET('SM - 21-50 HP'!$C$15,MATCH(AR$16,$Y$16:$BZ$16,0),1,1,25)),OFFSET(AR$10,2,-25+1,1,25))","v":47928.888100999997},{"$f":"SUMPRODUCT(OFFSET('SM - 21-50 HP'!$C$15,MATCH(AS$16,$Y$16:$BZ$16,0),1,1,25)/SUM(OFFSET('SM - 21-50 HP'!$C$15,MATCH(AS$16,$Y$16:$BZ$16,0),1,1,25)),OFFSET(AS$10,2,-25+1,1,25))","v":47928.888101000004},{"$f":"SUMPRODUCT(OFFSET('SM - 21-50 HP'!$C$15,MATCH(AT$16,$Y$16:$BZ$16,0),1,1,25)/SUM(OFFSET('SM - 21-50 HP'!$C$15,MATCH(AT$16,$Y$16:$BZ$16,0),1,1,25)),OFFSET(AT$10,2,-25+1,1,25))","v":47928.888101000004},{"$f":"SUMPRODUCT(OFFSET('SM - 21-50 HP'!$C$15,MATCH(AU$16,$Y$16:$BZ$16,0),1,1,25)/SUM(OFFSET('SM - 21-50 HP'!$C$15,MATCH(AU$16,$Y$16:$BZ$16,0),1,1,25)),OFFSET(AU$10,2,-25+1,1,25))","v":47928.888101000004},{"$f":"SUMPRODUCT(OFFSET('SM - 21-50 HP'!$C$15,MATCH(AV$16,$Y$16:$BZ$16,0),1,1,25)/SUM(OFFSET('SM - 21-50 HP'!$C$15,MATCH(AV$16,$Y$16:$BZ$16,0),1,1,25)),OFFSET(AV$10,2,-25+1,1,25))","v":47928.888100999982},{"$f":"SUMPRODUCT(OFFSET('SM - 21-50 HP'!$C$15,MATCH(AW$16,$Y$16:$BZ$16,0),1,1,25)/SUM(OFFSET('SM - 21-50 HP'!$C$15,MATCH(AW$16,$Y$16:$BZ$16,0),1,1,25)),OFFSET(AW$10,2,-25+1,1,25))","v":47928.888101000004},{"$f":"SUMPRODUCT(OFFSET('SM - 21-50 HP'!$C$15,MATCH(AX$16,$Y$16:$BZ$16,0),1,1,25)/SUM(OFFSET('SM - 21-50 HP'!$C$15,MATCH(AX$16,$Y$16:$BZ$16,0),1,1,25)),OFFSET(AX$10,2,-25+1,1,25))","v":47928.88810099999},{"$f":"SUMPRODUCT(OFFSET('SM - 21-50 HP'!$C$15,MATCH(AY$16,$Y$16:$BZ$16,0),1,1,25)/SUM(OFFSET('SM - 21-50 HP'!$C$15,MATCH(AY$16,$Y$16:$BZ$16,0),1,1,25)),OFFSET(AY$10,2,-25+1,1,25))","v":47928.88810099999},{"$f":"SUMPRODUCT(OFFSET('SM - 21-50 HP'!$C$15,MATCH(AZ$16,$Y$16:$BZ$16,0),1,1,25)/SUM(OFFSET('SM - 21-50 HP'!$C$15,MATCH(AZ$16,$Y$16:$BZ$16,0),1,1,25)),OFFSET(AZ$10,2,-25+1,1,25))","v":47928.88810099999},{"$f":"SUMPRODUCT(OFFSET('SM - 21-50 HP'!$C$15,MATCH(BA$16,$Y$16:$BZ$16,0),1,1,25)/SUM(OFFSET('SM - 21-50 HP'!$C$15,MATCH(BA$16,$Y$16:$BZ$16,0),1,1,25)),OFFSET(BA$10,2,-25+1,1,25))","v":47928.88810099999},{"$f":"SUMPRODUCT(OFFSET('SM - 21-50 HP'!$C$15,MATCH(BB$16,$Y$16:$BZ$16,0),1,1,25)/SUM(OFFSET('SM - 21-50 HP'!$C$15,MATCH(BB$16,$Y$16:$BZ$16,0),1,1,25)),OFFSET(BB$10,2,-25+1,1,25))","v":47861.899713557184},{"$f":"SUMPRODUCT(OFFSET('SM - 21-50 HP'!$C$15,MATCH(BC$16,$Y$16:$BZ$16,0),1,1,25)/SUM(OFFSET('SM - 21-50 HP'!$C$15,MATCH(BC$16,$Y$16:$BZ$16,0),1,1,25)),OFFSET(BC$10,2,-25+1,1,25))","v":47797.128296641778},{"$f":"SUMPRODUCT(OFFSET('SM - 21-50 HP'!$C$15,MATCH(BD$16,$Y$16:$BZ$16,0),1,1,25)/SUM(OFFSET('SM - 21-50 HP'!$C$15,MATCH(BD$16,$Y$16:$BZ$16,0),1,1,25)),OFFSET(BD$10,2,-25+1,1,25))","v":47734.500479950235},{"$f":"SUMPRODUCT(OFFSET('SM - 21-50 HP'!$C$15,MATCH(BE$16,$Y$16:$BZ$16,0),1,1,25)/SUM(OFFSET('SM - 21-50 HP'!$C$15,MATCH(BE$16,$Y$16:$BZ$16,0),1,1,25)),OFFSET(BE$10,2,-25+1,1,25))","v":47673.945321358122},{"$f":"SUMPRODUCT(OFFSET('SM - 21-50 HP'!$C$15,MATCH(BF$16,$Y$16:$BZ$16,0),1,1,25)/SUM(OFFSET('SM - 21-50 HP'!$C$15,MATCH(BF$16,$Y$16:$BZ$16,0),1,1,25)),OFFSET(BF$10,2,-25+1,1,25))","v":47615.394226559816},{"$f":"SUMPRODUCT(OFFSET('SM - 21-50 HP'!$C$15,MATCH(BG$16,$Y$16:$BZ$16,0),1,1,25)/SUM(OFFSET('SM - 21-50 HP'!$C$15,MATCH(BG$16,$Y$16:$BZ$16,0),1,1,25)),OFFSET(BG$10,2,-25+1,1,25))","v":47558.78087136789},{"$f":"SUMPRODUCT(OFFSET('SM - 21-50 HP'!$C$15,MATCH(BH$16,$Y$16:$BZ$16,0),1,1,25)/SUM(OFFSET('SM - 21-50 HP'!$C$15,MATCH(BH$16,$Y$16:$BZ$16,0),1,1,25)),OFFSET(BH$10,2,-25+1,1,25))","v":47480.697041136467},{"$f":"SUMPRODUCT(OFFSET('SM - 21-50 HP'!$C$15,MATCH(BI$16,$Y$16:$BZ$16,0),1,1,25)/SUM(OFFSET('SM - 21-50 HP'!$C$15,MATCH(BI$16,$Y$16:$BZ$16,0),1,1,25)),OFFSET(BI$10,2,-25+1,1,25))","v":47403.132259173886},{"$f":"SUMPRODUCT(OFFSET('SM - 21-50 HP'!$C$15,MATCH(BJ$16,$Y$16:$BZ$16,0),1,1,25)/SUM(OFFSET('SM - 21-50 HP'!$C$15,MATCH(BJ$16,$Y$16:$BZ$16,0),1,1,25)),OFFSET(BJ$10,2,-25+1,1,25))","v":47327.91160212805},{"$f":"SUMPRODUCT(OFFSET('SM - 21-50 HP'!$C$15,MATCH(BK$16,$Y$16:$BZ$16,0),1,1,25)/SUM(OFFSET('SM - 21-50 HP'!$C$15,MATCH(BK$16,$Y$16:$BZ$16,0),1,1,25)),OFFSET(BK$10,2,-25+1,1,25))","v":47254.921311254664},{"$f":"SUMPRODUCT(OFFSET('SM - 21-50 HP'!$C$15,MATCH(BL$16,$Y$16:$BZ$16,0),1,1,25)/SUM(OFFSET('SM - 21-50 HP'!$C$15,MATCH(BL$16,$Y$16:$BZ$16,0),1,1,25)),OFFSET(BL$10,2,-25+1,1,25))","v":47184.181566551903},{"$f":"SUMPRODUCT(OFFSET('SM - 21-50 HP'!$C$15,MATCH(BM$16,$Y$16:$BZ$16,0),1,1,25)/SUM(OFFSET('SM - 21-50 HP'!$C$15,MATCH(BM$16,$Y$16:$BZ$16,0),1,1,25)),OFFSET(BM$10,2,-25+1,1,25))","v":47115.873086873595},{"$f":"SUMPRODUCT(OFFSET('SM - 21-50 HP'!$C$15,MATCH(BN$16,$Y$16:$BZ$16,0),1,1,25)/SUM(OFFSET('SM - 21-50 HP'!$C$15,MATCH(BN$16,$Y$16:$BZ$16,0),1,1,25)),OFFSET(BN$10,2,-25+1,1,25))","v":47049.534984837948},{"$f":"SUMPRODUCT(OFFSET('SM - 21-50 HP'!$C$15,MATCH(BO$16,$Y$16:$BZ$16,0),1,1,25)/SUM(OFFSET('SM - 21-50 HP'!$C$15,MATCH(BO$16,$Y$16:$BZ$16,0),1,1,25)),OFFSET(BO$10,2,-25+1,1,25))","v":46984.951653921751},{"$f":"SUMPRODUCT(OFFSET('SM - 21-50 HP'!$C$15,MATCH(BP$16,$Y$16:$BZ$16,0),1,1,25)/SUM(OFFSET('SM - 21-50 HP'!$C$15,MATCH(BP$16,$Y$16:$BZ$16,0),1,1,25)),OFFSET(BP$10,2,-25+1,1,25))","v":46922.127265081683},{"$f":"SUMPRODUCT(OFFSET('SM - 21-50 HP'!$C$15,MATCH(BQ$16,$Y$16:$BZ$16,0),1,1,25)/SUM(OFFSET('SM - 21-50 HP'!$C$15,MATCH(BQ$16,$Y$16:$BZ$16,0),1,1,25)),OFFSET(BQ$10,2,-25+1,1,25))","v":46861.087464274889},{"$f":"SUMPRODUCT(OFFSET('SM - 21-50 HP'!$C$15,MATCH(BR$16,$Y$16:$BZ$16,0),1,1,25)/SUM(OFFSET('SM - 21-50 HP'!$C$15,MATCH(BR$16,$Y$16:$BZ$16,0),1,1,25)),OFFSET(BR$10,2,-25+1,1,25))","v":46801.968347326903},{"$f":"SUMPRODUCT(OFFSET('SM - 21-50 HP'!$C$15,MATCH(BS$16,$Y$16:$BZ$16,0),1,1,25)/SUM(OFFSET('SM - 21-50 HP'!$C$15,MATCH(BS$16,$Y$16:$BZ$16,0),1,1,25)),OFFSET(BS$10,2,-25+1,1,25))","v":46744.907040155049},{"$f":"SUMPRODUCT(OFFSET('SM - 21-50 HP'!$C$15,MATCH(BT$16,$Y$16:$BZ$16,0),1,1,25)/SUM(OFFSET('SM - 21-50 HP'!$C$15,MATCH(BT$16,$Y$16:$BZ$16,0),1,1,25)),OFFSET(BT$10,2,-25+1,1,25))","v":46689.909672953014},{"$f":"SUMPRODUCT(OFFSET('SM - 21-50 HP'!$C$15,MATCH(BU$16,$Y$16:$BZ$16,0),1,1,25)/SUM(OFFSET('SM - 21-50 HP'!$C$15,MATCH(BU$16,$Y$16:$BZ$16,0),1,1,25)),OFFSET(BU$10,2,-25+1,1,25))","v":46636.839901777552},{"$f":"SUMPRODUCT(OFFSET('SM - 21-50 HP'!$C$15,MATCH(BV$16,$Y$16:$BZ$16,0),1,1,25)/SUM(OFFSET('SM - 21-50 HP'!$C$15,MATCH(BV$16,$Y$16:$BZ$16,0),1,1,25)),OFFSET(BV$10,2,-25+1,1,25))","v":46619.295805692745},{"$f":"SUMPRODUCT(OFFSET('SM - 21-50 HP'!$C$15,MATCH(BW$16,$Y$16:$BZ$16,0),1,1,25)/SUM(OFFSET('SM - 21-50 HP'!$C$15,MATCH(BW$16,$Y$16:$BZ$16,0),1,1,25)),OFFSET(BW$10,2,-25+1,1,25))","v":46602.315596123037},{"$f":"SUMPRODUCT(OFFSET('SM - 21-50 HP'!$C$15,MATCH(BX$16,$Y$16:$BZ$16,0),1,1,25)/SUM(OFFSET('SM - 21-50 HP'!$C$15,MATCH(BX$16,$Y$16:$BZ$16,0),1,1,25)),OFFSET(BX$10,2,-25+1,1,25))","v":46585.821956411208},{"$f":"SUMPRODUCT(OFFSET('SM - 21-50 HP'!$C$15,MATCH(BY$16,$Y$16:$BZ$16,0),1,1,25)/SUM(OFFSET('SM - 21-50 HP'!$C$15,MATCH(BY$16,$Y$16:$BZ$16,0),1,1,25)),OFFSET(BY$10,2,-25+1,1,25))","v":46569.796192919384},{"$f":"SUMPRODUCT(OFFSET('SM - 21-50 HP'!$C$15,MATCH(BZ$16,$Y$16:$BZ$16,0),1,1,25)/SUM(OFFSET('SM - 21-50 HP'!$C$15,MATCH(BZ$16,$Y$16:$BZ$16,0),1,1,25)),OFFSET(BZ$10,2,-25+1,1,25))","v":46554.207264810953}]

{"sheet":"UEC - 51-100 HP","index":24,"n_rows":18,"n_cols":78,"rows_kept":18,"cut":false,"hidden":false,"merged":[]}
[]
[null,null,null,null,null,null,null,null,null,null,null,null,null,null,null,null,null,null,null,null,null,null,null,"Weighted Annual UEC - 51-100 HP"]
[]
[null,null,null,null,null,null,null,null,null,null,null,null,null,null,null,null,null,null,null,null,null,null,null,"NAVIGATION"]
[]
[null,null,null,null,null,null,null,null,null,null,null,null,null,null,null,null,null,null,null,null,null,null,null,"COMMENTS"]
[]
[]
[null,null,null,null,null,null,null,null,null,null,null,null,null,null,null,null,null,null,null,null,null,null,null,"Market UEC (Shipment Weighted Average)"]
[null,null,null,null,null,null,null,null,null,null,null,null,null,null,null,null,null,null,null,null,null,null,null,null,1981,{"$f":"Y10+1","v":1982},{"$f":"Z10+1","v":1983},1984,1985,1986,1987,1988,1989,1990,1991,1992,1993,1994,1995,1996,1997,1998,1999,2000,2001,2002,2003,2004,2005,2006,2007,2008,2009,2010,2011,2012,2013,2014,2015,2016,2017,2018,2019,2020,2021,2022,2023,2024,2025,2026,2027,2028,2029,2030,2031,2032,2033,2034]
[null,null,null,null,null,null,null,null,null,null,null,null,null,null,null,null,null,null,null,null,null,null,null,"PRE-Case UEC",{"$f":"SUMPRODUCT('Efficiency Dist'!G91:G96,UEC_51to100HP)","v":139890.68280000001},{"$f":"SUMPRODUCT('Efficiency Dist'!H91:H96,UEC_51to100HP)","v":139890.68280000001},{"$f":"SUMPRODUCT('Efficiency Dist'!I91:I96,UEC_51to100HP)","v":139890.68280000001},{"$f":"SUMPRODUCT('Efficiency Dist'!J91:J96,UEC_51to100HP)","v":139890.68280000001},{"$f":"SUMPRODUCT('Efficiency Dist'!K91:K96,UEC_51to100HP)","v":139890.68280000001},{"$f":"SUMPRODUCT('Efficiency Dist'!L91:L96,UEC_51to100HP)","v":139890.68280000001},{"$f":"SUMPRODUCT('Efficiency Dist'!M91:M96,UEC_51to100HP)","v":139890.68280000001},{"$f":"SUMPRODUCT('Efficiency Dist'!N91:N96,UEC_51to100HP)","v":139890.68280000001},{"$f":"SUMPRODUCT('Efficiency Dist'!O91:O96,UEC_51to100HP)","v":139890.68280000001},{"$f":"SUMPRODUCT('Efficiency Dist'!P91:P96,UEC_51to100HP)","v":139890.68280000001},{"$f":"SUMPRODUCT('Efficiency Dist'!Q91:Q96,UEC_51to100HP)","v":139890.68280000001},{"$f":"SUMPRODUCT('Efficiency Dist'!R91:R96,UEC_51to100HP)","v":139890.68280000001},{"$f":"SUMPRODUCT('Efficiency Dist'!S91:S96,UEC_51to100HP)","v":139890.68280000001},{"$f":"SUMPRODUCT('Efficiency Dist'!T91:T96,UEC_51to100HP)","v":139890.68280000001},{"$f":"SUMPRODUCT('Efficiency Dist'!U91:U96,UEC_51to100HP)","v":139890.68280000001},{"$f":"SUMPRODUCT('Efficiency Dist'!V91:V96,UEC_51to100HP)","v":139890.68280000001},{"$f":"SUMPRODUCT('Efficiency Dist'!W91:W96,UEC_51to100HP)","v":139890.68280000001},{"$f":"SUMPRODUCT('Efficiency Dist'!X91:X96,UEC_51to100HP)","v":139890.68280000001},{"$f":"SUMPRODUCT('Efficiency Dist'!Y91:Y96,UEC_51to100HP)","v":139890.68280000001},{"$f":"SUMPRODUCT('Efficiency Dist'!Z91:Z96,UEC_51to100HP)","v":139890.68280000001},{"$f":"SUMPRODUCT('Efficiency Dist'!AA91:AA96,UEC_51to100HP)","v":139890.68280000001},{"$f":"SUMPRODUCT('Efficiency Dist'!AB91:AB96,UEC_51to100HP)","v":139890.68280000001},{"$f":"SUMPRODUCT('Efficiency Dist'!AC91:AC96,UEC_51to100HP)","v":139890.68280000001},{"$f":"SUMPRODUCT('Efficiency Dist'!AD91:AD96,UEC_51to100HP)","v":139890.68280000001},{"$f":"SUMPRODUCT('Efficiency Dist'!AE91:AE96,UEC_51to100HP)","v":139890.68280000001},{"$f":"SUMPRODUCT('Efficiency Dist'!AF91:AF96,UEC_51to100HP)","v":139890.68280000001},{"$f":"SUMPRODUCT('Efficiency Dist'!AG91:AG96,UEC_51to100HP)","v":139890.68280000001},{"$f":"SUMPRODUCT('Efficiency Dist'!AH91:AH96,UEC_51to100HP)","v":139890.68280000001},{"$f":"SUMPRODUCT('Efficiency Dist'!AI91:AI96,UEC_51to100HP)","v":139890.68280000001},{"$f":"SUMPRODUCT('Efficiency Dist'!AJ91:AJ96,UEC_51to100HP)","v":138088.24353745818},{"$f":"SUMPRODUCT('Efficiency Dist'!AK91:AK96,UEC_51to100HP)","v":138088.24353745818},{"$f":"SUMPRODUCT('Efficiency Dist'!AL91:AL96,UEC_51to100HP)","v":138088.24353745818},{"$f":"SUMPRODUCT('Efficiency Dist'!AM91:AM96,UEC_51to100HP)","v":138088.24353745818},{"$f":"SUMPRODUCT('Efficiency Dist'!AN91:AN96,UEC_51to100HP)","v":138088.24353745818},{"$f":"SUMPRODUCT('Efficiency Dist'!AO91:AO96,UEC_51to100HP)","v":138088.24353745818},{"$f":"SUMPRODUCT('Efficiency Dist'!AP91:AP96,UEC_51to100HP)","v":138088.24353745818},{"$f":"SUMPRODUCT('Efficiency Dist'!AQ91:AQ96,UEC_51to100HP)","v":138060.95749521002},{"$f":"SUMPRODUCT('Efficiency Dist'!AR91:AR96,UEC_51to100HP)","v":138035.24906942711},{"$f":"SUMPRODUCT('Efficiency Dist'!AS91:AS96,UEC_51to100HP)","v":138010.94575994709},{"$f":"SUMPRODUCT('Efficiency Dist'!AT91:AT96,UEC_51to100HP)","v":137987.90189834905},{"$f":"SUMPRODUCT('Efficiency Dist'!AU91:AU96,UEC_51to100HP)","v":137965.99335642272},{"$f":"SUMPRODUCT('Efficiency Dist'!AV91:AV96,UEC_51to100HP)","v":137945.11349801341},{"$f":"SUMPRODUCT('Efficiency Dist'!AW91:AW96,UEC_51to100HP)","v":137925.17003932974},{"$f":"SUMPRODUCT('Efficiency Dist'!AX91:AX96,UEC_51to100HP)","v":137906.08258354053},{"$f":"SUMPRODUCT('Efficiency Dist'!AY91:AY96,UEC_51to100HP)","v":137887.78066301977},{"$f":"SUMPRODUCT('Efficiency Dist'!AZ91:AZ96,UEC_51to100HP)","v":137870.20216874988},{"$f":"SUMPRODUCT('Efficiency Dist'!BA91:BA96,UEC_51to100HP)","v":137853.29207849299},{"$f":"SUMPRODUCT('Efficiency Dist'!BB91:BB96,UEC_51to100HP)","v":137837.00141802229},{"$f":"SUMPRODUCT('Efficiency Dist'!BC91:BC96,UEC_51to100HP)","v":137821.28640597081},{"$f":"SUMPRODUCT('Efficiency Dist'!BD91:BD96,UEC_51to100HP)","v":137806.1077446756},{"$f":"SUMPRODUCT('Efficiency Dist'!BE91:BE96,UEC_51to100HP)","v":137791.4300280918},{"$f":"SUMPRODUCT('Efficiency Dist'!BF91:BF96,UEC_51to100HP)","v":137777.22124432522},{"$f":"SUMPRODUCT('Efficiency Dist'!BG91:BG96,UEC_51to100HP)","v":137763.45235519818},{"$f":"SUMPRODUCT('Efficiency Dist'!BH91:BH96,UEC_51to100HP)","v":137750.09693896433}]
[null,null,null,null,null,null,null,null,null,null,null,null,null,null,null,null,null,null,null,null,null,null,null,"POST-Case UEC",{"$f":"SUMPRODUCT('Efficiency Dist'!G101:G106,UEC_51to100HP)","v":139890.68280000001},{"$f":"SUMPRODUCT('Efficiency Dist'!H101:H106,UEC_51to100HP)","v":139890.68280000001},{"$f":"SUMPRODUCT('Efficiency Dist'!I101:I106,UEC_51to100HP)","v":139890.68280000001},{"$f":"SUMPRODUCT('Efficiency Dist'!J101:J106,UEC_51to100HP)","v":139890.68280000001},{"$f":"SUMPRODUCT('Efficiency Dist'!K101:K106,UEC_51to100HP)","v":139890.68280000001},{"$f":"SUMPRODUCT('Efficiency Dist'!L101:L106,UEC_51to100HP)","v":139890.68280000001},{"$f":"SUMPRODUCT('Efficiency Dist'!M101:M106,UEC_51to100HP)","v":139890.68280000001},{"$f":"SUMPRODUCT('Efficiency Dist'!N101:N106,UEC_51to100HP)","v":139890.68280000001},{"$f":"SUMPRODUCT('Efficiency Dist'!O101:O106,UEC_51to100HP)","v":139890.68280000001},{"$f":"SUMPRODUCT('Efficiency Dist'!P101:P106,UEC_51to100HP)","v":139890.68280000001},{"$f":"SUMPRODUCT('Efficiency Dist'!Q101:Q106,UEC_51to100HP)","v":139890.68280000001},{"$f":"SUMPRODUCT('Efficiency Dist'!R101:R106,UEC_51to100HP)","v":139890.68280000001},{"$f":"SUMPRODUCT('Efficiency Dist'!S101:S106,UEC_51to100HP)","v":139890.68280000001},{"$f":"SUMPRODUCT('Efficiency Dist'!T101:T106,UEC_51to100HP)","v":139890.68280000001},{"$f":"SUMPRODUCT('Efficiency Dist'!U101:U106,UEC_51to100HP)","v":139890.68280000001},{"$f":"SUMPRODUCT('Efficiency Dist'!V101:V106,UEC_51to100HP)","v":139890.68280000001},{"$f":"SUMPRODUCT('Efficiency Dist'!W101:W106,UEC_51to100HP)","v":139890.68280000001},{"$f":"SUMPRODUCT('Efficiency Dist'!X101:X106,UEC_51to100HP)","v":139890.68280000001},{"$f":"SUMPRODUCT('Efficiency Dist'!Y101:Y106,UEC_51to100HP)","v":139890.68280000001},{"$f":"SUMPRODUCT('Efficiency Dist'!Z101:Z106,UEC_51to100HP)","v":139890.68280000001},{"$f":"SUMPRODUCT('Efficiency Dist'!AA101:AA106,UEC_51to100HP)","v":139890.68280000001},{"$f":"SUMPRODUCT('Efficiency Dist'!AB101:AB106,UEC_51to100HP)","v":139890.68280000001},{"$f":"SUMPRODUCT('Efficiency Dist'!AC101:AC106,UEC_51to100HP)","v":139890.68280000001},{"$f":"SUMPRODUCT('Efficiency Dist'!AD101:AD106,UEC_51to100HP)","v":139890.68280000001},{"$f":"SUMPRODUCT('Efficiency Dist'!AE101:AE106,UEC_51to100HP)","v":139890.68280000001},{"$f":"SUMPRODUCT('Efficiency Dist'!AF101:AF106,UEC_51to100HP)","v":139890.68280000001},{"$f":"SUMPRODUCT('Efficiency Dist'!AG101:AG106,UEC_51to100HP)","v":139890.68280000001},{"$f":"SUMPRODUCT('Efficiency Dist'!AH101:AH106,UEC_51to100HP)","v":139890.68280000001},{"$f":"SUMPRODUCT('Efficiency Dist'!AI101:AI106,UEC_51to100HP)","v":139890.68280000001},{"$f":"SUMPRODUCT('Efficiency Dist'!AJ101:AJ106,UEC_51to100HP)","v":138088.24353745818},{"$f":"SUMPRODUCT('Efficiency Dist'!AK101:AK106,UEC_51to100HP)","v":138088.24353745818},{"$f":"SUMPRODUCT('Efficiency Dist'!AL101:AL106,UEC_51to100HP)","v":138088.24353745818},{"$f":"SUMPRODUCT('Efficiency Dist'!AM101:AM106,UEC_51to100HP)","v":138088.24353745818},{"$f":"SUMPRODUCT('Efficiency Dist'!AN101:AN106,UEC_51to100HP)","v":138088.24353745818},{"$f":"SUMPRODUCT('Efficiency Dist'!AO101:AO106,UEC_51to100HP)","v":138088.24353745818},{"$f":"SUMPRODUCT('Efficiency Dist'!AP101:AP106,UEC_51to100HP)","v":137270.62187219507},{"$f":"SUMPRODUCT('Efficiency Dist'!AQ101:AQ106,UEC_51to100HP)","v":137228.47611835515},{"$f":"SUMPRODUCT('Efficiency Dist'!AR101:AR106,UEC_51to100HP)","v":137205.46030228169},{"$f":"SUMPRODUCT('Efficiency Dist'!AS101:AS106,UEC_51to100HP)","v":137189.53974088441},{"$f":"SUMPRODUCT('Efficiency Dist'!AT101:AT106,UEC_51to100HP)","v":137177.3555845696},{"$f":"SUMPRODUCT('Efficiency Dist'!AU101:AU106,UEC_51to100HP)","v":137167.48318245582},{"$f":"SUMPRODUCT('Efficiency Dist'!AV101:AV106,UEC_51to100HP)","v":137159.18364555197},{"$f":"SUMPRODUCT('Efficiency Dist'!AW101:AW106,UEC_51to100HP)","v":137152.02399572683},{"$f":"SUMPRODUCT('Efficiency Dist'!AX101:AX106,UEC_51to100HP)","v":137145.72859862962},{"$f":"SUMPRODUCT('Efficiency Dist'!AY101:AY106,UEC_51to100HP)","v":137140.11109791909},{"$f":"SUMPRODUCT('Efficiency Dist'!AZ101:AZ106,UEC_51to100HP)","v":137135.03958906449},{"$f":"SUMPRODUCT('Efficiency Dist'!BA101:BA106,UEC_51to100HP)","v":137130.41727576018},{"$f":"SUMPRODUCT('Efficiency Dist'!BB101:BB106,UEC_51to100HP)","v":137126.17101959413},{"$f":"SUMPRODUCT('Efficiency Dist'!BC101:BC106,UEC_51to100HP)","v":137122.24420788098},{"$f":"SUMPRODUCT('Efficiency Dist'!BD101:BD106,UEC_51to100HP)","v":137118.59212181589},{"$f":"SUMPRODUCT('Efficiency Dist'!BE101:BE106,UEC_51to100HP)","v":137115.17882167554},{"$f":"SUMPRODUCT('Efficiency Dist'!BF101:BF106,UEC_51to100HP)","v":137111.97498930272},{"$f":"SUMPRODUCT('Efficiency Dist'!BG101:BG106,UEC_51to100HP)","v":137108.95639517947},{"$f":"SUMPRODUCT('Efficiency Dist'!BH101:BH106,UEC_51to100HP)","v":137106.10278493544}]
[]
[]
[null,null,null,null,null,null,null,null,null,null,null,null,null,null,null,null,null,null,null,null,null,null,null,"Installed UEC (Vintage Weighted Average) "]
[null,null,null,null,null,null,null,null,null,null,null,null,null,null,null,null,null,null,null,null,null,null,null,null,1981,{"$f":"Y16+1","v":1982},{"$f":"Z16+1","v":1983},1984,1985,1986,1987,1988,1989,1990,1991,1992,1993,1994,1995,1996,1997,1998,1999,2000,2001,2002,2003,2004,2005,2006,2007,2008,2009,2010,2011,2012,2013,2014,2015,2016,2017,2018,2019,2020,2021,2022,2023,2024,2025,2026,2027,2028,2029,2030,2031,2032,2033,2034]
[null,null,null,null,null,null,null,null,null,null,null,null,null,null,null,null,null,null,null,null,null,null,null,"PRE-Case UEC",{"$f":"SUMPRODUCT(OFFSET('SM - 51-100 HP'!$C$15,MATCH(Y$16,$Y$16:$BZ$16,0),1,1,25)/SUM(OFFSET('SM - 51-100 HP'!$C$15,MATCH(Y$16,$Y$16:$BZ$16,0),1,1,25)),OFFSET(Y$10,1,-25+1,1,25))","v":139890.68280000001},{"$f":"SUMPRODUCT(OFFSET('SM - 51-100 HP'!$C$15,MATCH(Z$16,$Y$16:$BZ$16,0),1,1,25)/SUM(OFFSET('SM - 51-100 HP'!$C$15,MATCH(Z$16,$Y$16:$BZ$16,0),1,1,25)),OFFSET(Z$10,1,-25+1,1,25))","v":139890.68280000001},{"$f":"SUMPRODUCT(OFFSET('SM - 51-100 HP'!$C$15,MATCH(AA$16,$Y$16:$BZ$16,0),1,1,25)/SUM(OFFSET('SM - 51-100 HP'!$C$15,MATCH(AA$16,$Y$16:$BZ$16,0),1,1,25)),OFFSET(AA$10,1,-25+1,1,25))","v":139890.68280000001},{"$f":"SUMPRODUCT(OFFSET('SM - 51-100 HP'!$C$15,MATCH(AB$16,$Y$16:$BZ$16,0),1,1,25)/SUM(OFFSET('SM - 51-100 HP'!$C$15,MATCH(AB$16,$Y$16:$BZ$16,0),1,1,25)),OFFSET(AB$10,1,-25+1,1,25))","v":139890.68280000001},{"$f":"SUMPRODUCT(OFFSET('SM - 51-100 HP'!$C$15,MATCH(AC$16,$Y$16:$BZ$16,0),1,1,25)/SUM(OFFSET('SM - 51-100 HP'!$C$15,MATCH(AC$16,$Y$16:$BZ$16,0),1,1,25)),OFFSET(AC$10,1,-25+1,1,25))","v":139890.68280000001},{"$f":"SUMPRODUCT(OFFSET('SM - 51-100 HP'!$C$15,MATCH(AD$16,$Y$16:$BZ$16,0),1,1,25)/SUM(OFFSET('SM - 51-100 HP'!$C$15,MATCH(AD$16,$Y$16:$BZ$16,0),1,1,25)),OFFSET(AD$10,1,-25+1,1,25))","v":139890.68280000001},{"$f":"SUMPRODUCT(OFFSET('SM - 51-100 HP'!$C$15,MATCH(AE$16,$Y$16:$BZ$16,0),1,1,25)/SUM(OFFSET('SM - 51-100 HP'!$C$15,MATCH(AE$16,$Y$16:$BZ$16,0),1,1,25)),OFFSET(AE$10,1,-25+1,1,25))","v":139890.68280000001},{"$f":"SUMPRODUCT(OFFSET('SM - 51-100 HP'!$C$15,MATCH(AF$16,$Y$16:$BZ$16,0),1,1,25)/SUM(OFFSET('SM - 51-100 HP'!$C$15,MATCH(AF$16,$Y$16:$BZ$16,0),1,1,25)),OFFSET(AF$10,1,-25+1,1,25))","v":139890.68280000001},{"$f":"SUMPRODUCT(OFFSET('SM - 51-100 HP'!$C$15,MATCH(AG$16,$Y$16:$BZ$16,0),1,1,25)/SUM(OFFSET('SM - 51-100 HP'!$C$15,MATCH(AG$16,$Y$16:$BZ$16,0),1,1,25)),OFFSET(AG$10,1,-25+1,1,25))","v":139890.68280000001},{"$f":"SUMPRODUCT(OFFSET('SM - 51-100 HP'!$C$15,MATCH(AH$16,$Y$16:$BZ$16,0),1,1,25)/SUM(OFFSET('SM - 51-100 HP'!$C$15,MATCH(AH$16,$Y$16:$BZ$16,0),1,1,25)),OFFSET(AH$10,1,-25+1,1,25))","v":139890.68280000001},{"$f":"SUMPRODUCT(OFFSET('SM - 51-100 HP'!$C$15,MATCH(AI$16,$Y$16:$BZ$16,0),1,1,25)/SUM(OFFSET('SM - 51-100 HP'!$C$15,MATCH(AI$16,$Y$16:$BZ$16,0),1,1,25)),OFFSET(AI$10,1,-25+1,1,25))","v":139890.68280000004},{"$f":"SUMPRODUCT(OFFSET('SM - 51-100 HP'!$C$15,MATCH(AJ$16,$Y$16:$BZ$16,0),1,1,25)/SUM(OFFSET('SM - 51-100 HP'!$C$15,MATCH(AJ$16,$Y$16:$BZ$16,0),1,1,25)),OFFSET(AJ$10,1,-25+1,1,25))","v":139890.68280000001},{"$f":"SUMPRODUCT(OFFSET('SM - 51-100 HP'!$C$15,MATCH(AK$16,$Y$16:$BZ$16,0),1,1,25)/SUM(OFFSET('SM - 51-100 HP'!$C$15,MATCH(AK$16,$Y$16:$BZ$16,0),1,1,25)),OFFSET(AK$10,1,-25+1,1,25))","v":139890.68279999998},{"$f":"SUMPRODUCT(OFFSET('SM - 51-100 HP'!$C$15,MATCH(AL$16,$Y$16:$BZ$16,0),1,1,25)/SUM(OFFSET('SM - 51-100 HP'!$C$15,MATCH(AL$16,$Y$16:$BZ$16,0),1,1,25)),OFFSET(AL$10,1,-25+1,1,25))","v":139890.68280000001},{"$f":"SUMPRODUCT(OFFSET('SM - 51-100 HP'!$C$15,MATCH(AM$16,$Y$16:$BZ$16,0),1,1,25)/SUM(OFFSET('SM - 51-100 HP'!$C$15,MATCH(AM$16,$Y$16:$BZ$16,0),1,1,25)),OFFSET(AM$10,1,-25+1,1,25))","v":139890.68280000001},{"$f":"SUMPRODUCT(OFFSET('SM - 51-100 HP'!$C$15,MATCH(AN$16,$Y$16:$BZ$16,0),1,1,25)/SUM(OFFSET('SM - 51-100 HP'!$C$15,MATCH(AN$16,$Y$16:$BZ$16,0),1,1,25)),OFFSET(AN$10,1,-25+1,1,25))","v":139890.68280000001},{"$f":"SUMPRODUCT(OFFSET('SM - 51-100 HP'!$C$15,MATCH(AO$16,$Y$16:$BZ$16,0),1,1,25)/SUM(OFFSET('SM - 51-100 HP'!$C$15,MATCH(AO$16,$Y$16:$BZ$16,0),1,1,25)),OFFSET(AO$10,1,-25+1,1,25))","v":139890.68280000001},{"$f":"SUMPRODUCT(OFFSET('SM - 51-100 HP'!$C$15,MATCH(AP$16,$Y$16:$BZ$16,0),1,1,25)/SUM(OFFSET('SM - 51-100 HP'!$C$15,MATCH(AP$16,$Y$16:$BZ$16,0),1,1,25)),OFFSET(AP$10,1,-25+1,1,25))","v":139890.68280000004},{"$f":"SUMPRODUCT(OFFSET('SM - 51-100 HP'!$C$15,MATCH(AQ$16,$Y$16:$BZ$16,0),1,1,25)/SUM(OFFSET('SM - 51-100 HP'!$C$15,MATCH(AQ$16,$Y$16:$BZ$16,0),1,1,25)),OFFSET(AQ$10,1,-25+1,1,25))","v":139890.68280000001},{"$f":"SUMPRODUCT(OFFSET('SM - 51-100 HP'!$C$15,MATCH(AR$16,$Y$16:$BZ$16,0),1,1,25)/SUM(OFFSET('SM - 51-100 HP'!$C$15,MATCH(AR$16,$Y$16:$BZ$16,0),1,1,25)),OFFSET(AR$10,1,-25+1,1,25))","v":139890.68280000001},{"$f":"SUMPRODUCT(OFFSET('SM - 51-100 HP'!$C$15,MATCH(AS$16,$Y$16:$BZ$16,0),1,1,25)/SUM(OFFSET('SM - 51-100 HP'!$C$15,MATCH(AS$16,$Y$16:$BZ$16,0),1,1,25)),OFFSET(AS$10,1,-25+1,1,25))","v":139890.68280000007},{"$f":"SUMPRODUCT(OFFSET('SM - 51-100 HP'!$C$15,MATCH(AT$16,$Y$16:$BZ$16,0),1,1,25)/SUM(OFFSET('SM - 51-100 HP'!$C$15,MATCH(AT$16,$Y$16:$BZ$16,0),1,1,25)),OFFSET(AT$10,1,-25+1,1,25))","v":139890.68279999998},{"$f":"SUMPRODUCT(OFFSET('SM - 51-100 HP'!$C$15,MATCH(AU$16,$Y$16:$BZ$16,0),1,1,25)/SUM(OFFSET('SM - 51-100 HP'!$C$15,MATCH(AU$16,$Y$16:$BZ$16,0),1,1,25)),OFFSET(AU$10,1,-25+1,1,25))","v":139890.68279999995},{"$f":"SUMPRODUCT(OFFSET('SM - 51-100 HP'!$C$15,MATCH(AV$16,$Y$16:$BZ$16,0),1,1,25)/SUM(OFFSET('SM - 51-100 HP'!$C$15,MATCH(AV$16,$Y$16:$BZ$16,0),1,1,25)),OFFSET(AV$10,1,-25+1,1,25))","v":139890.68280000004},{"$f":"SUMPRODUCT(OFFSET('SM - 51-100 HP'!$C$15,MATCH(AW$16,$Y$16:$BZ$16,0),1,1,25)/SUM(OFFSET('SM - 51-100 HP'!$C$15,MATCH(AW$16,$Y$16:$BZ$16,0),1,1,25)),OFFSET(AW$10,1,-25+1,1,25))","v":139890.68280000001},{"$f":"SUMPRODUCT(OFFSET('SM - 51-100 HP'!$C$15,MATCH(AX$16,$Y$16:$BZ$16,0),1,1,25)/SUM(OFFSET('SM - 51-100 HP'!$C$15,MATCH(AX$16,$Y$16:$BZ$16,0),1,1,25)),OFFSET(AX$10,1,-25+1,1,25))","v":139890.68280000001},{"$f":"SUMPRODUCT(OFFSET('SM - 51-100 HP'!$C$15,MATCH(AY$16,$Y$16:$BZ$16,0),1,1,25)/SUM(OFFSET('SM - 51-100 HP'!$C$15,MATCH(AY$16,$Y$16:$BZ$16,0),1,1,25)),OFFSET(AY$10,1,-25+1,1,25))","v":139890.68280000004},{"$f":"SUMPRODUCT(OFFSET('SM - 51-100 HP'!$C$15,MATCH(AZ$16,$Y$16:$BZ$16,0),1,1,25)/SUM(OFFSET('SM - 51-100 HP'!$C$15,MATCH(AZ$16,$Y$16:$BZ$16,0),1,1,25)),OFFSET(AZ$10,1,-25+1,1,25))","v":139890.68280000001},{"$f":"SUMPRODUCT(OFFSET('SM - 51-100 HP'!$C$15,MATCH(BA$16,$Y$16:$BZ$16,0),1,1,25)/SUM(OFFSET('SM - 51-100 HP'!$C$15,MATCH(BA$16,$Y$16:$BZ$16,0),1,1,25)),OFFSET(BA$10,1,-25+1,1,25))","v":139890.68280000004},{"$f":"SUMPRODUCT(OFFSET('SM - 51-100 HP'!$C$15,MATCH(BB$16,$Y$16:$BZ$16,0),1,1,25)/SUM(OFFSET('SM - 51-100 HP'!$C$15,MATCH(BB$16,$Y$16:$BZ$16,0),1,1,25)),OFFSET(BB$10,1,-25+1,1,25))","v":139764.41324153473},{"$f":"SUMPRODUCT(OFFSET('SM - 51-100 HP'!$C$15,MATCH(BC$16,$Y$16:$BZ$16,0),1,1,25)/SUM(OFFSET('SM - 51-100 HP'!$C$15,MATCH(BC$16,$Y$16:$BZ$16,0),1,1,25)),OFFSET(BC$10,1,-25+1,1,25))","v":139642.32255496513},{"$f":"SUMPRODUCT(OFFSET('SM - 51-100 HP'!$C$15,MATCH(BD$16,$Y$16:$BZ$16,0),1,1,25)/SUM(OFFSET('SM - 51-100 HP'!$C$15,MATCH(BD$16,$Y$16:$BZ$16,0),1,1,25)),OFFSET(BD$10,1,-25+1,1,25))","v":139524.27244115941},{"$f":"SUMPRODUCT(OFFSET('SM - 51-100 HP'!$C$15,MATCH(BE$16,$Y$16:$BZ$16,0),1,1,25)/SUM(OFFSET('SM - 51-100 HP'!$C$15,MATCH(BE$16,$Y$16:$BZ$16,0),1,1,25)),OFFSET(BE$10,1,-25+1,1,25))","v":139410.12917797436},{"$f":"SUMPRODUCT(OFFSET('SM - 51-100 HP'!$C$15,MATCH(BF$16,$Y$16:$BZ$16,0),1,1,25)/SUM(OFFSET('SM - 51-100 HP'!$C$15,MATCH(BF$16,$Y$16:$BZ$16,0),1,1,25)),OFFSET(BF$10,1,-25+1,1,25))","v":139299.76346878108},{"$f":"SUMPRODUCT(OFFSET('SM - 51-100 HP'!$C$15,MATCH(BG$16,$Y$16:$BZ$16,0),1,1,25)/SUM(OFFSET('SM - 51-100 HP'!$C$15,MATCH(BG$16,$Y$16:$BZ$16,0),1,1,25)),OFFSET(BG$10,1,-25+1,1,25))","v":139193.05029600274},{"$f":"SUMPRODUCT(OFFSET('SM - 51-100 HP'!$C$15,MATCH(BH$16,$Y$16:$BZ$16,0),1,1,25)/SUM(OFFSET('SM - 51-100 HP'!$C$15,MATCH(BH$16,$Y$16:$BZ$16,0),1,1,25)),OFFSET(BH$10,1,-25+1,1,25))","v":139089.86877950045},{"$f":"SUMPRODUCT(OFFSET('SM - 51-100 HP'!$C$15,MATCH(BI$16,$Y$16:$BZ$16,0),1,1,25)/SUM(OFFSET('SM - 51-100 HP'!$C$15,MATCH(BI$16,$Y$16:$BZ$16,0),1,1,25)),OFFSET(BI$10,1,-25+1,1,25))","v":138987.16227284545},{"$f":"SUMPRODUCT(OFFSET('SM - 51-100 HP'!$C$15,MATCH(BJ$16,$Y$16:$BZ$16,0),1,1,25)/SUM(OFFSET('SM - 51-100 HP'!$C$15,MATCH(BJ$16,$Y$16:$BZ$16,0),1,1,25)),OFFSET(BJ$10,1,-25+1,1,25))","v":138886.55977250222},{"$f":"SUMPRODUCT(OFFSET('SM - 51-100 HP'!$C$15,MATCH(BK$16,$Y$16:$BZ$16,0),1,1,25)/SUM(OFFSET('SM - 51-100 HP'!$C$15,MATCH(BK$16,$Y$16:$BZ$16,0),1,1,25)),OFFSET(BK$10,1,-25+1,1,25))","v":138787.81183757464},{"$f":"SUMPRODUCT(OFFSET('SM - 51-100 HP'!$C$15,MATCH(BL$16,$Y$16:$BZ$16,0),1,1,25)/SUM(OFFSET('SM - 51-100 HP'!$C$15,MATCH(BL$16,$Y$16:$BZ$16,0),1,1,25)),OFFSET(BL$10,1,-25+1,1,25))","v":138690.93129290565},{"$f":"SUMPRODUCT(OFFSET('SM - 51-100 HP'!$C$15,MATCH(BM$16,$Y$16:$BZ$16,0),1,1,25)/SUM(OFFSET('SM - 51-100 HP'!$C$15,MATCH(BM$16,$Y$16:$BZ$16,0),1,1,25)),OFFSET(BM$10,1,-25+1,1,25))","v":138596.15261213024},{"$f":"SUMPRODUCT(OFFSET('SM - 51-100 HP'!$C$15,MATCH(BN$16,$Y$16:$BZ$16,0),1,1,25)/SUM(OFFSET('SM - 51-100 HP'!$C$15,MATCH(BN$16,$Y$16:$BZ$16,0),1,1,25)),OFFSET(BN$10,1,-25+1,1,25))","v":138502.97721086998},{"$f":"SUMPRODUCT(OFFSET('SM - 51-100 HP'!$C$15,MATCH(BO$16,$Y$16:$BZ$16,0),1,1,25)/SUM(OFFSET('SM - 51-100 HP'!$C$15,MATCH(BO$16,$Y$16:$BZ$16,0),1,1,25)),OFFSET(BO$10,1,-25+1,1,25))","v":138411.21120687306},{"$f":"SUMPRODUCT(OFFSET('SM - 51-100 HP'!$C$15,MATCH(BP$16,$Y$16:$BZ$16,0),1,1,25)/SUM(OFFSET('SM - 51-100 HP'!$C$15,MATCH(BP$16,$Y$16:$BZ$16,0),1,1,25)),OFFSET(BP$10,1,-25+1,1,25))","v":138320.92747838082},{"$f":"SUMPRODUCT(OFFSET('SM - 51-100 HP'!$C$15,MATCH(BQ$16,$Y$16:$BZ$16,0),1,1,25)/SUM(OFFSET('SM - 51-100 HP'!$C$15,MATCH(BQ$16,$Y$16:$BZ$16,0),1,1,25)),OFFSET(BQ$10,1,-25+1,1,25))","v":138232.22919598277},{"$f":"SUMPRODUCT(OFFSET('SM - 51-100 HP'!$C$15,MATCH(BR$16,$Y$16:$BZ$16,0),1,1,25)/SUM(OFFSET('SM - 51-100 HP'!$C$15,MATCH(BR$16,$Y$16:$BZ$16,0),1,1,25)),OFFSET(BR$10,1,-25+1,1,25))","v":138145.3439464675},{"$f":"SUMPRODUCT(OFFSET('SM - 51-100 HP'!$C$15,MATCH(BS$16,$Y$16:$BZ$16,0),1,1,25)/SUM(OFFSET('SM - 51-100 HP'!$C$15,MATCH(BS$16,$Y$16:$BZ$16,0),1,1,25)),OFFSET(BS$10,1,-25+1,1,25))","v":138060.48161122287},{"$f":"SUMPRODUCT(OFFSET('SM - 51-100 HP'!$C$15,MATCH(BT$16,$Y$16:$BZ$16,0),1,1,25)/SUM(OFFSET('SM - 51-100 HP'!$C$15,MATCH(BT$16,$Y$16:$BZ$16,0),1,1,25)),OFFSET(BT$10,1,-25+1,1,25))","v":137977.67846658838},{"$f":"SUMPRODUCT(OFFSET('SM - 51-100 HP'!$C$15,MATCH(BU$16,$Y$16:$BZ$16,0),1,1,25)/SUM(OFFSET('SM - 51-100 HP'!$C$15,MATCH(BU$16,$Y$16:$BZ$16,0),1,1,25)),OFFSET(BU$10,1,-25+1,1,25))","v":137962.57105315637},{"$f":"SUMPRODUCT(OFFSET('SM - 51-100 HP'!$C$15,MATCH(BV$16,$Y$16:$BZ$16,0),1,1,25)/SUM(OFFSET('SM - 51-100 HP'!$C$15,MATCH(BV$16,$Y$16:$BZ$16,0),1,1,25)),OFFSET(BV$10,1,-25+1,1,25))","v":137946.98699223343},{"$f":"SUMPRODUCT(OFFSET('SM - 51-100 HP'!$C$15,MATCH(BW$16,$Y$16:$BZ$16,0),1,1,25)/SUM(OFFSET('SM - 51-100 HP'!$C$15,MATCH(BW$16,$Y$16:$BZ$16,0),1,1,25)),OFFSET(BW$10,1,-25+1,1,25))","v":137931.01436596608},{"$f":"SUMPRODUCT(OFFSET('SM - 51-100 HP'!$C$15,MATCH(BX$16,$Y$16:$BZ$16,0),1,1,25)/SUM(OFFSET('SM - 51-100 HP'!$C$15,MATCH(BX$16,$Y$16:$BZ$16,0),1,1,25)),OFFSET(BX$10,1,-25+1,1,25))","v":137914.61333729394},{"$f":"SUMPRODUCT(OFFSET('SM - 51-100 HP'!$C$15,MATCH(BY$16,$Y$16:$BZ$16,0),1,1,25)/SUM(OFFSET('SM - 51-100 HP'!$C$15,MATCH(BY$16,$Y$16:$BZ$16,0),1,1,25)),OFFSET(BY$10,1,-25+1,1,25))","v":137897.8301488212},{"$f":"SUMPRODUCT(OFFSET('SM - 51-100 HP'!$C$15,MATCH(BZ$16,$Y$16:$BZ$16,0),1,1,25)/SUM(OFFSET('SM - 51-100 HP'!$C$15,MATCH(BZ$16,$Y$16:$BZ$16,0),1,1,25)),OFFSET(BZ$10,1,-25+1,1,25))","v":137880.65981342777}]
[null,null,null,null,null,null,null,null,null,null,null,null,null,null,null,null,null,null,null,null,null,null,null,"POST-Case UEC",{"$f":"SUMPRODUCT(OFFSET('SM - 51-100 HP'!$C$15,MATCH(Y$16,$Y$16:$BZ$16,0),1,1,25)/SUM(OFFSET('SM - 51-100 HP'!$C$15,MATCH(Y$16,$Y$16:$BZ$16,0),1,1,25)),OFFSET(Y$10,2,-25+1,1,25))","v":139890.68280000001},{"$f":"SUMPRODUCT(OFFSET('SM - 51-100 HP'!$C$15,MATCH(Z$16,$Y$16:$BZ$16,0),1,1,25)/SUM(OFFSET('SM - 51-100 HP'!$C$15,MATCH(Z$16,$Y$16:$BZ$16,0),1,1,25)),OFFSET(Z$10,2,-25+1,1,25))","v":139890.68280000001},{"$f":"SUMPRODUCT(OFFSET('SM - 51-100 HP'!$C$15,MATCH(AA$16,$Y$16:$BZ$16,0),1,1,25)/SUM(OFFSET('SM - 51-100 HP'!$C$15,MATCH(AA$16,$Y$16:$BZ$16,0),1,1,25)),OFFSET(AA$10,2,-25+1,1,25))","v":139890.68280000001},{"$f":"SUMPRODUCT(OFFSET('SM - 51-100 HP'!$C$15,MATCH(AB$16,$Y$16:$BZ$16,0),1,1,25)/SUM(OFFSET('SM - 51-100 HP'!$C$15,MATCH(AB$16,$Y$16:$BZ$16,0),1,1,25)),OFFSET(AB$10,2,-25+1,1,25))","v":139890.68280000001},{"$f":"SUMPRODUCT(OFFSET('SM - 51-100 HP'!$C$15,MATCH(AC$16,$Y$16:$BZ$16,0),1,1,25)/SUM(OFFSET('SM - 51-100 HP'!$C$15,MATCH(AC$16,$Y$16:$BZ$16,0),1,1,25)),OFFSET(AC$10,2,-25+1,1,25))","v":139890.68280000001},{"$f":"SUMPRODUCT(OFFSET('SM - 51-100 HP'!$C$15,MATCH(AD$16,$Y$16:$BZ$16,0),1,1,25)/SUM(OFFSET('SM - 51-100 HP'!$C$15,MATCH(AD$16,$Y$16:$BZ$16,0),1,1,25)),OFFSET(AD$10,2,-25+1,1,25))","v":139890.68280000001},{"$f":"SUMPRODUCT(OFFSET('SM - 51-100 HP'!$C$15,MATCH(AE$16,$Y$16:$BZ$16,0),1,1,25)/SUM(OFFSET('SM - 51-100 HP'!$C$15,MATCH(AE$16,$Y$16:$BZ$16,0),1,1,25)),OFFSET(AE$10,2,-25+1,1,25))","v":139890.68280000001},{"$f":"SUMPRODUCT(OFFSET('SM - 51-100 HP'!$C$15,MATCH(AF$16,$Y$16:$BZ$16,0),1,1,25)/SUM(OFFSET('SM - 51-100 HP'!$C$15,MATCH(AF$16,$Y$16:$BZ$16,0),1,1,25)),OFFSET(AF$10,2,-25+1,1,25))","v":139890.68280000001},{"$f":"SUMPRODUCT(OFFSET('SM - 51-100 HP'!$C$15,MATCH(AG$16,$Y$16:$BZ$16,0),1,1,25)/SUM(OFFSET('SM - 51-100 HP'!$C$15,MATCH(AG$16,$Y$16:$BZ$16,0),1,1,25)),OFFSET(AG$10,2,-25+1,1,25))","v":139890.68280000001},{"$f":"SUMPRODUCT(OFFSET('SM - 51-100 HP'!$C$15,MATCH(AH$16,$Y$16:$BZ$16,0),1,1,25)/SUM(OFFSET('SM - 51-100 HP'!$C$15,MATCH(AH$16,$Y$16:$BZ$16,0),1,1,25)),OFFSET(AH$10,2,-25+1,1,25))","v":139890.68280000001},{"$f":"SUMPRODUCT(OFFSET('SM - 51-100 HP'!$C$15,MATCH(AI$16,$Y$16:$BZ$16,0),1,1,25)/SUM(OFFSET('SM - 51-100 HP'!$C$15,MATCH(AI$16,$Y$16:$BZ$16,0),1,1,25)),OFFSET(AI$10,2,-25+1,1,25))","v":139890.68280000004},{"$f":"SUMPRODUCT(OFFSET('SM - 51-100 HP'!$C$15,MATCH(AJ$16,$Y$16:$BZ$16,0),1,1,25)/SUM(OFFSET('SM - 51-100 HP'!$C$15,MATCH(AJ$16,$Y$16:$BZ$16,0),1,1,25)),OFFSET(AJ$10,2,-25+1,1,25))","v":139890.68280000001},{"$f":"SUMPRODUCT(OFFSET('SM - 51-100 HP'!$C$15,MATCH(AK$16,$Y$16:$BZ$16,0),1,1,25)/SUM(OFFSET('SM - 51-100 HP'!$C$15,MATCH(AK$16,$Y$16:$BZ$16,0),1,1,25)),OFFSET(AK$10,2,-25+1,1,25))","v":139890.68279999998},{"$f":"SUMPRODUCT(OFFSET('SM - 51-100 HP'!$C$15,MATCH(AL$16,$Y$16:$BZ$16,0),1,1,25)/SUM(OFFSET('SM - 51-100 HP'!$C$15,MATCH(AL$16,$Y$16:$BZ$16,0),1,1,25)),OFFSET(AL$10,2,-25+1,1,25))","v":139890.68280000001},{"$f":"SUMPRODUCT(OFFSET('SM - 51-100 HP'!$C$15,MATCH(AM$16,$Y$16:$BZ$16,0),1,1,25)/SUM(OFFSET('SM - 51-100 HP'!$C$15,MATCH(AM$16,$Y$16:$BZ$16,0),1,1,25)),OFFSET(AM$10,2,-25+1,1,25))","v":139890.68280000001},{"$f":"SUMPRODUCT(OFFSET('SM - 51-100 HP'!$C$15,MATCH(AN$16,$Y$16:$BZ$16,0),1,1,25)/SUM(OFFSET('SM - 51-100 HP'!$C$15,MATCH(AN$16,$Y$16:$BZ$16,0),1,1,25)),OFFSET(AN$10,2,-25+1,1,25))","v":139890.68280000001},{"$f":"SUMPRODUCT(OFFSET('SM - 51-100 HP'!$C$15,MATCH(AO$16,$Y$16:$BZ$16,0),1,1,25)/SUM(OFFSET('SM - 51-100 HP'!$C$15,MATCH(AO$16,$Y$16:$BZ$16,0),1,1,25)),OFFSET(AO$10,2,-25+1,1,25))","v":139890.68280000001},{"$f":"SUMPRODUCT(OFFSET('SM - 51-100 HP'!$C$15,MATCH(AP$16,$Y$16:$BZ$16,0),1,1,25)/SUM(OFFSET('SM - 51-100 HP'!$C$15,MATCH(AP$16,$Y$16:$BZ$16,0),1,1,25)),OFFSET(AP$10,2,-25+1,1,25))","v":139890.68280000004},{"$f":"SUMPRODUCT(OFFSET('SM - 51-100 HP'!$C$15,MATCH(AQ$16,$Y$16:$BZ$16,0),1,1,25)/SUM(OFFSET('SM - 51-100 HP'!$C$15,MATCH(AQ$16,$Y$16:$BZ$16,0),1,1,25)),OFFSET(AQ$10,2,-25+1,1,25))","v":139890.68280000001},{"$f":"SUMPRODUCT(OFFSET('SM - 51-100 HP'!$C$15,MATCH(AR$16,$Y$16:$BZ$16,0),1,1,25)/SUM(OFFSET('SM - 51-100 HP'!$C$15,MATCH(AR$16,$Y$16:$BZ$16,0),1,1,25)),OFFSET(AR$10,2,-25+1,1,25))","v":139890.68280000001},{"$f":"SUMPRODUCT(OFFSET('SM - 51-100 HP'!$C$15,MATCH(AS$16,$Y$16:$BZ$16,0),1,1,25)/SUM(OFFSET('SM - 51-100 HP'!$C$15,MATCH(AS$16,$Y$16:$BZ$16,0),1,1,25)),OFFSET(AS$10,2,-25+1,1,25))","v":139890.68280000007},{"$f":"SUMPRODUCT(OFFSET('SM - 51-100 HP'!$C$15,MATCH(AT$16,$Y$16:$BZ$16,0),1,1,25)/SUM(OFFSET('SM - 51-100 HP'!$C$15,MATCH(AT$16,$Y$16:$BZ$16,0),1,1,25)),OFFSET(AT$10,2,-25+1,1,25))","v":139890.68279999998},{"$f":"SUMPRODUCT(OFFSET('SM - 51-100 HP'!$C$15,MATCH(AU$16,$Y$16:$BZ$16,0),1,1,25)/SUM(OFFSET('SM - 51-100 HP'!$C$15,MATCH(AU$16,$Y$16:$BZ$16,0),1,1,25)),OFFSET(AU$10,2,-25+1,1,25))","v":139890.68279999995},{"$f":"SUMPRODUCT(OFFSET('SM - 51-100 HP'!$C$15,MATCH(AV$16,$Y$16:$BZ$16,0),1,1,25)/SUM(OFFSET('SM - 51-100 HP'!$C$15,MATCH(AV$16,$Y$16:$BZ$16,0),1,1,25)),OFFSET(AV$10,2,-25+1,1,25))","v":139890.68280000004},{"$f":"SUMPRODUCT(OFFSET('SM - 51-100 HP'!$C$15,MATCH(AW$16,$Y$16:$BZ$16,0),1,1,25)/SUM(OFFSET('SM - 51-100 HP'!$C$15,MATCH(AW$16,$Y$16:$BZ$16,0),1,1,25)),OFFSET(AW$10,2,-25+1,1,25))","v":139890.68280000001},{"$f":"SUMPRODUCT(OFFSET('SM - 51-100 HP'!$C$15,MATCH(AX$16,$Y$16:$BZ$16,0),1,1,25)/SUM(OFFSET('SM - 51-100 HP'!$C$15,MATCH(AX$16,$Y$16:$BZ$16,0),1,1,25)),OFFSET(AX$10,2,-25+1,1,25))","v":139890.68280000001},{"$f":"SUMPRODUCT(OFFSET('SM - 51-100 HP'!$C$15,MATCH(AY$16,$Y$16:$BZ$16,0),1,1,25)/SUM(OFFSET('SM - 51-100 HP'!$C$15,MATCH(AY$16,$Y$16:$BZ$16,0),1,1,25)),OFFSET(AY$10,2,-25+1,1,25))","v":139890.68280000004},{"$f":"SUMPRODUCT(OFFSET('SM - 51-100 HP'!$C$15,MATCH(AZ$16,$Y$16:$BZ$16,0),1,1,25)/SUM(OFFSET('SM - 51-100 HP'!$C$15,MATCH(AZ$16,$Y$16:$BZ$16,0),1,1,25)),OFFSET(AZ$10,2,-25+1,1,25))","v":139890.68280000001},{"$f":"SUMPRODUCT(OFFSET('SM - 51-100 HP'!$C$15,MATCH(BA$16,$Y$16:$BZ$16,0),1,1,25)/SUM(OFFSET('SM - 51-100 HP'!$C$15,MATCH(BA$16,$Y$16:$BZ$16,0),1,1,25)),OFFSET(BA$10,2,-25+1,1,25))","v":139890.68280000004},{"$f":"SUMPRODUCT(OFFSET('SM - 51-100 HP'!$C$15,MATCH(BB$16,$Y$16:$BZ$16,0),1,1,25)/SUM(OFFSET('SM - 51-100 HP'!$C$15,MATCH(BB$16,$Y$16:$BZ$16,0),1,1,25)),OFFSET(BB$10,2,-25+1,1,25))","v":139764.41324153473},{"$f":"SUMPRODUCT(OFFSET('SM - 51-100 HP'!$C$15,MATCH(BC$16,$Y$16:$BZ$16,0),1,1,25)/SUM(OFFSET('SM - 51-100 HP'!$C$15,MATCH(BC$16,$Y$16:$BZ$16,0),1,1,25)),OFFSET(BC$10,2,-25+1,1,25))","v":139642.32255496513},{"$f":"SUMPRODUCT(OFFSET('SM - 51-100 HP'!$C$15,MATCH(BD$16,$Y$16:$BZ$16,0),1,1,25)/SUM(OFFSET('SM - 51-100 HP'!$C$15,MATCH(BD$16,$Y$16:$BZ$16,0),1,1,25)),OFFSET(BD$10,2,-25+1,1,25))","v":139524.27244115941},{"$f":"SUMPRODUCT(OFFSET('SM - 51-100 HP'!$C$15,MATCH(BE$16,$Y$16:$BZ$16,0),1,1,25)/SUM(OFFSET('SM - 51-100 HP'!$C$15,MATCH(BE$16,$Y$16:$BZ$16,0),1,1,25)),OFFSET(BE$10,2,-25+1,1,25))","v":139410.12917797436},{"$f":"SUMPRODUCT(OFFSET('SM - 51-100 HP'!$C$15,MATCH(BF$16,$Y$16:$BZ$16,0),1,1,25)/SUM(OFFSET('SM - 51-100 HP'!$C$15,MATCH(BF$16,$Y$16:$BZ$16,0),1,1,25)),OFFSET(BF$10,2,-25+1,1,25))","v":139299.76346878108},{"$f":"SUMPRODUCT(OFFSET('SM - 51-100 HP'!$C$15,MATCH(BG$16,$Y$16:$BZ$16,0),1,1,25)/SUM(OFFSET('SM - 51-100 HP'!$C$15,MATCH(BG$16,$Y$16:$BZ$16,0),1,1,25)),OFFSET(BG$10,2,-25+1,1,25))","v":139193.05029600274},{"$f":"SUMPRODUCT(OFFSET('SM - 51-100 HP'!$C$15,MATCH(BH$16,$Y$16:$BZ$16,0),1,1,25)/SUM(OFFSET('SM - 51-100 HP'!$C$15,MATCH(BH$16,$Y$16:$BZ$16,0),1,1,25)),OFFSET(BH$10,2,-25+1,1,25))","v":139032.59044074584},{"$f":"SUMPRODUCT(OFFSET('SM - 51-100 HP'!$C$15,MATCH(BI$16,$Y$16:$BZ$16,0),1,1,25)/SUM(OFFSET('SM - 51-100 HP'!$C$15,MATCH(BI$16,$Y$16:$BZ$16,0),1,1,25)),OFFSET(BI$10,2,-25+1,1,25))","v":138872.66313398379},{"$f":"SUMPRODUCT(OFFSET('SM - 51-100 HP'!$C$15,MATCH(BJ$16,$Y$16:$BZ$16,0),1,1,25)/SUM(OFFSET('SM - 51-100 HP'!$C$15,MATCH(BJ$16,$Y$16:$BZ$16,0),1,1,25)),OFFSET(BJ$10,2,-25+1,1,25))","v":138717.28902525554},{"$f":"SUMPRODUCT(OFFSET('SM - 51-100 HP'!$C$15,MATCH(BK$16,$Y$16:$BZ$16,0),1,1,25)/SUM(OFFSET('SM - 51-100 HP'!$C$15,MATCH(BK$16,$Y$16:$BZ$16,0),1,1,25)),OFFSET(BK$10,2,-25+1,1,25))","v":138566.32996226527},{"$f":"SUMPRODUCT(OFFSET('SM - 51-100 HP'!$C$15,MATCH(BL$16,$Y$16:$BZ$16,0),1,1,25)/SUM(OFFSET('SM - 51-100 HP'!$C$15,MATCH(BL$16,$Y$16:$BZ$16,0),1,1,25)),OFFSET(BL$10,2,-25+1,1,25))","v":138419.87812322797},{"$f":"SUMPRODUCT(OFFSET('SM - 51-100 HP'!$C$15,MATCH(BM$16,$Y$16:$BZ$16,0),1,1,25)/SUM(OFFSET('SM - 51-100 HP'!$C$15,MATCH(BM$16,$Y$16:$BZ$16,0),1,1,25)),OFFSET(BM$10,2,-25+1,1,25))","v":138278.33020073897},{"$f":"SUMPRODUCT(OFFSET('SM - 51-100 HP'!$C$15,MATCH(BN$16,$Y$16:$BZ$16,0),1,1,25)/SUM(OFFSET('SM - 51-100 HP'!$C$15,MATCH(BN$16,$Y$16:$BZ$16,0),1,1,25)),OFFSET(BN$10,2,-25+1,1,25))","v":138140.76403390113},{"$f":"SUMPRODUCT(OFFSET('SM - 51-100 HP'!$C$15,MATCH(BO$16,$Y$16:$BZ$16,0),1,1,25)/SUM(OFFSET('SM - 51-100 HP'!$C$15,MATCH(BO$16,$Y$16:$BZ$16,0),1,1,25)),OFFSET(BO$10,2,-25+1,1,25))","v":138006.76398465817},{"$f":"SUMPRODUCT(OFFSET('SM - 51-100 HP'!$C$15,MATCH(BP$16,$Y$16:$BZ$16,0),1,1,25)/SUM(OFFSET('SM - 51-100 HP'!$C$15,MATCH(BP$16,$Y$16:$BZ$16,0),1,1,25)),OFFSET(BP$10,2,-25+1,1,25))","v":137876.36249707188},{"$f":"SUMPRODUCT(OFFSET('SM - 51-100 HP'!$C$15,MATCH(BQ$16,$Y$16:$BZ$16,0),1,1,25)/SUM(OFFSET('SM - 51-100 HP'!$C$15,MATCH(BQ$16,$Y$16:$BZ$16,0),1,1,25)),OFFSET(BQ$10,2,-25+1,1,25))","v":137749.63552401861},{"$f":"SUMPRODUCT(OFFSET('SM - 51-100 HP'!$C$15,MATCH(BR$16,$Y$16:$BZ$16,0),1,1,25)/SUM(OFFSET('SM - 51-100 HP'!$C$15,MATCH(BR$16,$Y$16:$BZ$16,0),1,1,25)),OFFSET(BR$10,2,-25+1,1,25))","v":137626.87296753103},{"$f":"SUMPRODUCT(OFFSET('SM - 51-100 HP'!$C$15,MATCH(BS$16,$Y$16:$BZ$16,0),1,1,25)/SUM(OFFSET('SM - 51-100 HP'!$C$15,MATCH(BS$16,$Y$16:$BZ$16,0),1,1,25)),OFFSET(BS$10,2,-25+1,1,25))","v":137508.3477121316},{"$f":"SUMPRODUCT(OFFSET('SM - 51-100 HP'!$C$15,MATCH(BT$16,$Y$16:$BZ$16,0),1,1,25)/SUM(OFFSET('SM - 51-100 HP'!$C$15,MATCH(BT$16,$Y$16:$BZ$16,0),1,1,25)),OFFSET(BT$10,2,-25+1,1,25))","v":137394.05508607961},{"$f":"SUMPRODUCT(OFFSET('SM - 51-100 HP'!$C$15,MATCH(BU$16,$Y$16:$BZ$16,0),1,1,25)/SUM(OFFSET('SM - 51-100 HP'!$C$15,MATCH(BU$16,$Y$16:$BZ$16,0),1,1,25)),OFFSET(BU$10,2,-25+1,1,25))","v":137349.4801466132},{"$f":"SUMPRODUCT(OFFSET('SM - 51-100 HP'!$C$15,MATCH(BV$16,$Y$16:$BZ$16,0),1,1,25)/SUM(OFFSET('SM - 51-100 HP'!$C$15,MATCH(BV$16,$Y$16:$BZ$16,0),1,1,25)),OFFSET(BV$10,2,-25+1,1,25))","v":137306.30966530516},{"$f":"SUMPRODUCT(OFFSET('SM - 51-100 HP'!$C$15,MATCH(BW$16,$Y$16:$BZ$16,0),1,1,25)/SUM(OFFSET('SM - 51-100 HP'!$C$15,MATCH(BW$16,$Y$16:$BZ$16,0),1,1,25)),OFFSET(BW$10,2,-25+1,1,25))","v":137264.50366127136},{"$f":"SUMPRODUCT(OFFSET('SM - 51-100 HP'!$C$15,MATCH(BX$16,$Y$16:$BZ$16,0),1,1,25)/SUM(OFFSET('SM - 51-100 HP'!$C$15,MATCH(BX$16,$Y$16:$BZ$16,0),1,1,25)),OFFSET(BX$10,2,-25+1,1,25))","v":137223.88508513197},{"$f":"SUMPRODUCT(OFFSET('SM - 51-100 HP'!$C$15,MATCH(BY$16,$Y$16:$BZ$16,0),1,1,25)/SUM(OFFSET('SM - 51-100 HP'!$C$15,MATCH(BY$16,$Y$16:$BZ$16,0),1,1,25)),OFFSET(BY$10,2,-25+1,1,25))","v":137184.40606530331},{"$f":"SUMPRODUCT(OFFSET('SM - 51-100 HP'!$C$15,MATCH(BZ$16,$Y$16:$BZ$16,0),1,1,25)/SUM(OFFSET('SM - 51-100 HP'!$C$15,MATCH(BZ$16,$Y$16:$BZ$16,0),1,1,25)),OFFSET(BZ$10,2,-25+1,1,25))","v":137145.99958619266}]

{"sheet":"UEC - 101-200 HP","index":25,"n_rows":18,"n_cols":78,"rows_kept":18,"cut":false,"hidden":false,"merged":[]}
[]
[null,null,null,null,null,null,null,null,null,null,null,null,null,null,null,null,null,null,null,null,null,null,null,"Weighted Annual UEC - 101-200 HP"]
[]
[null,null,null,null,null,null,null,null,null,null,null,null,null,null,null,null,null,null,null,null,null,null,null,"NAVIGATION"]
[]
[null,null,null,null,null,null,null,null,null,null,null,null,null,null,null,null,null,null,null,null,null,null,null,"COMMENTS"]
[]
[]
[null,null,null,null,null,null,null,null,null,null,null,null,null,null,null,null,null,null,null,null,null,null,null,"Market UEC (Shipment Weighted Average)"]
[null,null,null,null,null,null,null,null,null,null,null,null,null,null,null,null,null,null,null,null,null,null,null,null,1981,{"$f":"Y10+1","v":1982},{"$f":"Z10+1","v":1983},1984,1985,1986,1987,1988,1989,1990,1991,1992,1993,1994,1995,1996,1997,1998,1999,2000,2001,2002,2003,2004,2005,2006,2007,2008,2009,2010,2011,2012,2013,2014,2015,2016,2017,2018,2019,2020,2021,2022,2023,2024,2025,2026,2027,2028,2029,2030,2031,2032,{"$f":"BX10+1","v":2033},{"$f":"BY10+1","v":2034}]
[null,null,null,null,null,null,null,null,null,null,null,null,null,null,null,null,null,null,null,null,null,null,null,"PRE-Case UEC",{"$f":"SUMPRODUCT('Efficiency Dist'!G117:G122,UEC_101to200HP)","v":432494.90229999996},{"$f":"SUMPRODUCT('Efficiency Dist'!H117:H122,UEC_101to200HP)","v":432494.90229999996},{"$f":"SUMPRODUCT('Efficiency Dist'!I117:I122,UEC_101to200HP)","v":432494.90229999996},{"$f":"SUMPRODUCT('Efficiency Dist'!J117:J122,UEC_101to200HP)","v":432494.90229999996},{"$f":"SUMPRODUCT('Efficiency Dist'!K117:K122,UEC_101to200HP)","v":432494.90229999996},{"$f":"SUMPRODUCT('Efficiency Dist'!L117:L122,UEC_101to200HP)","v":432494.90229999996},{"$f":"SUMPRODUCT('Efficiency Dist'!M117:M122,UEC_101to200HP)","v":432494.90229999996},{"$f":"SUMPRODUCT('Efficiency Dist'!N117:N122,UEC_101to200HP)","v":432494.90229999996},{"$f":"SUMPRODUCT('Efficiency Dist'!O117:O122,UEC_101to200HP)","v":432494.90229999996},{"$f":"SUMPRODUCT('Efficiency Dist'!P117:P122,UEC_101to200HP)","v":432494.90229999996},{"$f":"SUMPRODUCT('Efficiency Dist'!Q117:Q122,UEC_101to200HP)","v":432494.90229999996},{"$f":"SUMPRODUCT('Efficiency Dist'!R117:R122,UEC_101to200HP)","v":432494.90229999996},{"$f":"SUMPRODUCT('Efficiency Dist'!S117:S122,UEC_101to200HP)","v":432494.90229999996},{"$f":"SUMPRODUCT('Efficiency Dist'!T117:T122,UEC_101to200HP)","v":432494.90229999996},{"$f":"SUMPRODUCT('Efficiency Dist'!U117:U122,UEC_101to200HP)","v":432494.90229999996},{"$f":"SUMPRODUCT('Efficiency Dist'!V117:V122,UEC_101to200HP)","v":432494.90229999996},{"$f":"SUMPRODUCT('Efficiency Dist'!W117:W122,UEC_101to200HP)","v":432494.90229999996},{"$f":"SUMPRODUCT('Efficiency Dist'!X117:X122,UEC_101to200HP)","v":432494.90229999996},{"$f":"SUMPRODUCT('Efficiency Dist'!Y117:Y122,UEC_101to200HP)","v":432494.90229999996},{"$f":"SUMPRODUCT('Efficiency Dist'!Z117:Z122,UEC_101to200HP)","v":432494.90229999996},{"$f":"SUMPRODUCT('Efficiency Dist'!AA117:AA122,UEC_101to200HP)","v":432494.90229999996},{"$f":"SUMPRODUCT('Efficiency Dist'!AB117:AB122,UEC_101to200HP)","v":432494.90229999996},{"$f":"SUMPRODUCT('Efficiency Dist'!AC117:AC122,UEC_101to200HP)","v":432494.90229999996},{"$f":"SUMPRODUCT('Efficiency Dist'!AD117:AD122,UEC_101to200HP)","v":432494.90229999996},{"$f":"SUMPRODUCT('Efficiency Dist'!AE117:AE122,UEC_101to200HP)","v":432494.90229999996},{"$f":"SUMPRODUCT('Efficiency Dist'!AF117:AF122,UEC_101to200HP)","v":432494.90229999996},{"$f":"SUMPRODUCT('Efficiency Dist'!AG117:AG122,UEC_101to200HP)","v":432494.90229999996},{"$f":"SUMPRODUCT('Efficiency Dist'!AH117:AH122,UEC_101to200HP)","v":432494.90229999996},{"$f":"SUMPRODUCT('Efficiency Dist'!AI117:AI122,UEC_101to200HP)","v":432494.90229999996},{"$f":"SUMPRODUCT('Efficiency Dist'!AJ117:AJ122,UEC_101to200HP)","v":428377.57984590821},{"$f":"SUMPRODUCT('Efficiency Dist'!AK117:AK122,UEC_101to200HP)","v":428377.57984590821},{"$f":"SUMPRODUCT('Efficiency Dist'!AL117:AL122,UEC_101to200HP)","v":428377.57984590821},{"$f":"SUMPRODUCT('Efficiency Dist'!AM117:AM122,UEC_101to200HP)","v":428377.57984590821},{"$f":"SUMPRODUCT('Efficiency Dist'!AN117:AN122,UEC_101to200HP)","v":428377.57984590821},{"$f":"SUMPRODUCT('Efficiency Dist'!AO117:AO122,UEC_101to200HP)","v":428377.57984590821},{"$f":"SUMPRODUCT('Efficiency Dist'!AP117:AP122,UEC_101to200HP)","v":428377.57984590821},{"$f":"SUMPRODUCT('Efficiency Dist'!AQ117:AQ122,UEC_101to200HP)","v":428317.71079593536},{"$f":"SUMPRODUCT('Efficiency Dist'!AR117:AR122,UEC_101to200HP)","v":428261.30323730444},{"$f":"SUMPRODUCT('Efficiency Dist'!AS117:AS122,UEC_101to200HP)","v":428207.97868270136},{"$f":"SUMPRODUCT('Efficiency Dist'!AT117:AT122,UEC_101to200HP)","v":428157.41751706833},{"$f":"SUMPRODUCT('Efficiency Dist'!AU117:AU122,UEC_101to200HP)","v":428109.34738731146},{"$f":"SUMPRODUCT('Efficiency Dist'!AV117:AV122,UEC_101to200HP)","v":428063.53432013362},{"$f":"SUMPRODUCT('Efficiency Dist'!AW117:AW122,UEC_101to200HP)","v":428019.77583314944},{"$f":"SUMPRODUCT('Efficiency Dist'!AX117:AX122,UEC_101to200HP)","v":427977.89552547771},{"$f":"SUMPRODUCT('Efficiency Dist'!AY117:AY122,UEC_101to200HP)","v":427937.73878217686},{"$f":"SUMPRODUCT('Efficiency Dist'!AZ117:AZ122,UEC_101to200HP)","v":427899.16932815639},{"$f":"SUMPRODUCT('Efficiency Dist'!BA117:BA122,UEC_101to200HP)","v":427862.06643762253},{"$f":"SUMPRODUCT('Efficiency Dist'!BB117:BB122,UEC_101to200HP)","v":427826.32265488768},{"$f":"SUMPRODUCT('Efficiency Dist'!BC117:BC122,UEC_101to200HP)","v":427791.84191805986},{"$f":"SUMPRODUCT('Efficiency Dist'!BD117:BD122,UEC_101to200HP)","v":427758.53800306399},{"$f":"SUMPRODUCT('Efficiency Dist'!BE117:BE122,UEC_101to200HP)","v":427734.62385348859},{"$f":"SUMPRODUCT('Efficiency Dist'!BF117:BF122,UEC_101to200HP)","v":427723.90506136708},{"$f":"SUMPRODUCT('Efficiency Dist'!BG117:BG122,UEC_101to200HP)","v":427713.51811602956},{"$f":"SUMPRODUCT('Efficiency Dist'!BH117:BH122,UEC_101to200HP)","v":427703.44308549492}]
[null,null,null,null,null,null,null,null,null,null,null,null,null,null,null,null,null,null,null,null,null,null,null,"POST-Case UEC",{"$f":"SUMPRODUCT('Efficiency Dist'!G127:G132,UEC_101to200HP)","v":432494.90229999996},{"$f":"SUMPRODUCT('Efficiency Dist'!H127:H132,UEC_101to200HP)","v":432494.90229999996},{"$f":"SUMPRODUCT('Efficiency Dist'!I127:I132,UEC_101to200HP)","v":432494.90229999996},{"$f":"SUMPRODUCT('Efficiency Dist'!J127:J132,UEC_101to200HP)","v":432494.90229999996},{"$f":"SUMPRODUCT('Efficiency Dist'!K127:K132,UEC_101to200HP)","v":432494.90229999996},{"$f":"SUMPRODUCT('Efficiency Dist'!L127:L132,UEC_101to200HP)","v":432494.90229999996},{"$f":"SUMPRODUCT('Efficiency Dist'!M127:M132,UEC_101to200HP)","v":432494.90229999996},{"$f":"SUMPRODUCT('Efficiency Dist'!N127:N132,UEC_101to200HP)","v":432494.90229999996},{"$f":"SUMPRODUCT('Efficiency Dist'!O127:O132,UEC_101to200HP)","v":432494.90229999996},{"$f":"SUMPRODUCT('Efficiency Dist'!P127:P132,UEC_101to200HP)","v":432494.90229999996},{"$f":"SUMPRODUCT('Efficiency Dist'!Q127:Q132,UEC_101to200HP)","v":432494.90229999996},{"$f":"SUMPRODUCT('Efficiency Dist'!R127:R132,UEC_101to200HP)","v":432494.90229999996},{"$f":"SUMPRODUCT('Efficiency Dist'!S127:S132,UEC_101to200HP)","v":432494.90229999996},{"$f":"SUMPRODUCT('Efficiency Dist'!T127:T132,UEC_101to200HP)","v":432494.90229999996},{"$f":"SUMPRODUCT('Efficiency Dist'!U127:U132,UEC_101to200HP)","v":432494.90229999996},{"$f":"SUMPRODUCT('Efficiency Dist'!V127:V132,UEC_101to200HP)","v":432494.90229999996},{"$f":"SUMPRODUCT('Efficiency Dist'!W127:W132,UEC_101to200HP)","v":432494.90229999996},{"$f":"SUMPRODUCT('Efficiency Dist'!X127:X132,UEC_101to200HP)","v":432494.90229999996},{"$f":"SUMPRODUCT('Efficiency Dist'!Y127:Y132,UEC_101to200HP)","v":432494.90229999996},{"$f":"SUMPRODUCT('Efficiency Dist'!Z127:Z132,UEC_101to200HP)","v":432494.90229999996},{"$f":"SUMPRODUCT('Efficiency Dist'!AA127:AA132,UEC_101to200HP)","v":432494.90229999996},{"$f":"SUMPRODUCT('Efficiency Dist'!AB127:AB132,UEC_101to200HP)","v":432494.90229999996},{"$f":"SUMPRODUCT('Efficiency Dist'!AC127:AC132,UEC_101to200HP)","v":432494.90229999996},{"$f":"SUMPRODUCT('Efficiency Dist'!AD127:AD132,UEC_101to200HP)","v":432494.90229999996},{"$f":"SUMPRODUCT('Efficiency Dist'!AE127:AE132,UEC_101to200HP)","v":432494.90229999996},{"$f":"SUMPRODUCT('Efficiency Dist'!AF127:AF132,UEC_101to200HP)","v":432494.90229999996},{"$f":"SUMPRODUCT('Efficiency Dist'!AG127:AG132,UEC_101to200HP)","v":432494.90229999996},{"$f":"SUMPRODUCT('Efficiency Dist'!AH127:AH132,UEC_101to200HP)","v":432494.90229999996},{"$f":"SUMPRODUCT('Efficiency Dist'!AI127:AI132,UEC_101to200HP)","v":432494.90229999996},{"$f":"SUMPRODUCT('Efficiency Dist'!AJ127:AJ132,UEC_101to200HP)","v":428377.57984590821},{"$f":"SUMPRODUCT('Efficiency Dist'!AK127:AK132,UEC_101to200HP)","v":428377.57984590821},{"$f":"SUMPRODUCT('Efficiency Dist'!AL127:AL132,UEC_101to200HP)","v":428377.57984590821},{"$f":"SUMPRODUCT('Efficiency Dist'!AM127:AM132,UEC_101to200HP)","v":428377.57984590821},{"$f":"SUMPRODUCT('Efficiency Dist'!AN127:AN132,UEC_101to200HP)","v":428377.57984590821},{"$f":"SUMPRODUCT('Efficiency Dist'!AO127:AO132,UEC_101to200HP)","v":428377.57984590821},{"$f":"SUMPRODUCT('Efficiency Dist'!AP127:AP132,UEC_101to200HP)","v":426668.99792533787},{"$f":"SUMPRODUCT('Efficiency Dist'!AQ127:AQ132,UEC_101to200HP)","v":426551.43676568911},{"$f":"SUMPRODUCT('Efficiency Dist'!AR127:AR132,UEC_101to200HP)","v":426487.23656089191},{"$f":"SUMPRODUCT('Efficiency Dist'!AS127:AS132,UEC_101to200HP)","v":426442.82782478927},{"$f":"SUMPRODUCT('Efficiency Dist'!AT127:AT132,UEC_101to200HP)","v":426408.84139875084},{"$f":"SUMPRODUCT('Efficiency Dist'!AU127:AU132,UEC_101to200HP)","v":426381.30336857529},{"$f":"SUMPRODUCT('Efficiency Dist'!AV127:AV132,UEC_101to200HP)","v":426358.1526809244},{"$f":"SUMPRODUCT('Efficiency Dist'!AW127:AW132,UEC_101to200HP)","v":426338.18158871611},{"$f":"SUMPRODUCT('Efficiency Dist'!AX127:AX132,UEC_101to200HP)","v":426320.62123884057},{"$f":"SUMPRODUCT('Efficiency Dist'!AY127:AY132,UEC_101to200HP)","v":426304.95180983073},{"$f":"SUMPRODUCT('Efficiency Dist'!AZ127:AZ132,UEC_101to200HP)","v":426290.80536783376},{"$f":"SUMPRODUCT('Efficiency Dist'!BA127:BA132,UEC_101to200HP)","v":426277.911909708},{"$f":"SUMPRODUCT('Efficiency Dist'!BB127:BB132,UEC_101to200HP)","v":426266.06742352457},{"$f":"SUMPRODUCT('Efficiency Dist'!BC127:BC132,UEC_101to200HP)","v":426255.11399413587},{"$f":"SUMPRODUCT('Efficiency Dist'!BD127:BD132,UEC_101to200HP)","v":426244.92688312632},{"$f":"SUMPRODUCT('Efficiency Dist'!BE127:BE132,UEC_101to200HP)","v":426235.40584040747},{"$f":"SUMPRODUCT('Efficiency Dist'!BF127:BF132,UEC_101to200HP)","v":426226.46908605495},{"$f":"SUMPRODUCT('Efficiency Dist'!BG127:BG132,UEC_101to200HP)","v":426218.04903436988},{"$f":"SUMPRODUCT('Efficiency Dist'!BH127:BH132,UEC_101to200HP)","v":426210.08918791066}]
[]
[]
[null,null,null,null,null,null,null,null,null,null,null,null,null,null,null,null,null,null,null,null,null,null,null,"Installed UEC (Vintage Weighted Average) "]
[null,null,null,null,null,null,null,null,null,null,null,null,null,null,null,null,null,null,null,null,null,null,null,null,1981,{"$f":"Y16+1","v":1982},{"$f":"Z16+1","v":1983},1984,1985,1986,1987,1988,1989,1990,1991,1992,1993,1994,1995,1996,1997,1998,1999,2000,2001,2002,2003,2004,2005,2006,2007,2008,2009,2010,2011,2012,2013,2014,2015,2016,2017,2018,2019,2020,2021,2022,2023,2024,2025,2026,2027,2028,2029,2030,2031,2032,{"$f":"BX16+1","v":2033},{"$f":"BY16+1","v":2034}]
[null,null,null,null,null,null,null,null,null,null,null,null,null,null,null,null,null,null,null,null,null,null,null,"PRE-Case UEC",{"$f":"SUMPRODUCT(OFFSET('SM - 101-200 HP'!$C$15,MATCH(Y$16,$Y$16:$CA$16,0),1,1,25)/SUM(OFFSET('SM - 101-200 HP'!$C$15,MATCH(Y$16,$Y$16:$CA$16,0),1,1,25)),OFFSET(Y$10,1,-25+1,1,25))","v":432494.90229999996},{"$f":"SUMPRODUCT(OFFSET('SM - 101-200 HP'!$C$15,MATCH(Z$16,$Y$16:$CA$16,0),1,1,25)/SUM(OFFSET('SM - 101-200 HP'!$C$15,MATCH(Z$16,$Y$16:$CA$16,0),1,1,25)),OFFSET(Z$10,1,-25+1,1,25))","v":432494.90229999996},{"$f":"SUMPRODUCT(OFFSET('SM - 101-200 HP'!$C$15,MATCH(AA$16,$Y$16:$CA$16,0),1,1,25)/SUM(OFFSET('SM - 101-200 HP'!$C$15,MATCH(AA$16,$Y$16:$CA$16,0),1,1,25)),OFFSET(AA$10,1,-25+1,1,25))","v":432494.90230000002},{"$f":"SUMPRODUCT(OFFSET('SM - 101-200 HP'!$C$15,MATCH(AB$16,$Y$16:$CA$16,0),1,1,25)/SUM(OFFSET('SM - 101-200 HP'!$C$15,MATCH(AB$16,$Y$16:$CA$16,0),1,1,25)),OFFSET(AB$10,1,-25+1,1,25))","v":432494.90230000002},{"$f":"SUMPRODUCT(OFFSET('SM - 101-200 HP'!$C$15,MATCH(AC$16,$Y$16:$CA$16,0),1,1,25)/SUM(OFFSET('SM - 101-200 HP'!$C$15,MATCH(AC$16,$Y$16:$CA$16,0),1,1,25)),OFFSET(AC$10,1,-25+1,1,25))","v":432494.90229999996},{"$f":"SUMPRODUCT(OFFSET('SM - 101-200 HP'!$C$15,MATCH(AD$16,$Y$16:$CA$16,0),1,1,25)/SUM(OFFSET('SM - 101-200 HP'!$C$15,MATCH(AD$16,$Y$16:$CA$16,0),1,1,25)),OFFSET(AD$10,1,-25+1,1,25))","v":432494.90229999996},{"$f":"SUMPRODUCT(OFFSET('SM - 101-200 HP'!$C$15,MATCH(AE$16,$Y$16:$CA$16,0),1,1,25)/SUM(OFFSET('SM - 101-200 HP'!$C$15,MATCH(AE$16,$Y$16:$CA$16,0),1,1,25)),OFFSET(AE$10,1,-25+1,1,25))","v":432494.90229999996},{"$f":"SUMPRODUCT(OFFSET('SM - 101-200 HP'!$C$15,MATCH(AF$16,$Y$16:$CA$16,0),1,1,25)/SUM(OFFSET('SM - 101-200 HP'!$C$15,MATCH(AF$16,$Y$16:$CA$16,0),1,1,25)),OFFSET(AF$10,1,-25+1,1,25))","v":432494.90229999996},{"$f":"SUMPRODUCT(OFFSET('SM - 101-200 HP'!$C$15,MATCH(AG$16,$Y$16:$CA$16,0),1,1,25)/SUM(OFFSET('SM - 101-200 HP'!$C$15,MATCH(AG$16,$Y$16:$CA$16,0),1,1,25)),OFFSET(AG$10,1,-25+1,1,25))","v":432494.90229999996},{"$f":"SUMPRODUCT(OFFSET('SM - 101-200 HP'!$C$15,MATCH(AH$16,$Y$16:$CA$16,0),1,1,25)/SUM(OFFSET('SM - 101-200 HP'!$C$15,MATCH(AH$16,$Y$16:$CA$16,0),1,1,25)),OFFSET(AH$10,1,-25+1,1,25))","v":432494.9022999999},{"$f":"SUMPRODUCT(OFFSET('SM - 101-200 HP'!$C$15,MATCH(AI$16,$Y$16:$CA$16,0),1,1,25)/SUM(OFFSET('SM - 101-200 HP'!$C$15,MATCH(AI$16,$Y$16:$CA$16,0),1,1,25)),OFFSET(AI$10,1,-25+1,1,25))","v":432494.90229999996},{"$f":"SUMPRODUCT(OFFSET('SM - 101-200 HP'!$C$15,MATCH(AJ$16,$Y$16:$CA$16,0),1,1,25)/SUM(OFFSET('SM - 101-200 HP'!$C$15,MATCH(AJ$16,$Y$16:$CA$16,0),1,1,25)),OFFSET(AJ$10,1,-25+1,1,25))","v":432494.90229999996},{"$f":"SUMPRODUCT(OFFSET('SM - 101-200 HP'!$C$15,MATCH(AK$16,$Y$16:$CA$16,0),1,1,25)/SUM(OFFSET('SM - 101-200 HP'!$C$15,MATCH(AK$16,$Y$16:$CA$16,0),1,1,25)),OFFSET(AK$10,1,-25+1,1,25))","v":432494.9022999999},{"$f":"SUMPRODUCT(OFFSET('SM - 101-200 HP'!$C$15,MATCH(AL$16,$Y$16:$CA$16,0),1,1,25)/SUM(OFFSET('SM - 101-200 HP'!$C$15,MATCH(AL$16,$Y$16:$CA$16,0),1,1,25)),OFFSET(AL$10,1,-25+1,1,25))","v":432494.90230000002},{"$f":"SUMPRODUCT(OFFSET('SM - 101-200 HP'!$C$15,MATCH(AM$16,$Y$16:$CA$16,0),1,1,25)/SUM(OFFSET('SM - 101-200 HP'!$C$15,MATCH(AM$16,$Y$16:$CA$16,0),1,1,25)),OFFSET(AM$10,1,-25+1,1,25))","v":432494.90230000007},{"$f":"SUMPRODUCT(OFFSET('SM - 101-200 HP'!$C$15,MATCH(AN$16,$Y$16:$CA$16,0),1,1,25)/SUM(OFFSET('SM - 101-200 HP'!$C$15,MATCH(AN$16,$Y$16:$CA$16,0),1,1,25)),OFFSET(AN$10,1,-25+1,1,25))","v":432494.90229999996},{"$f":"SUMPRODUCT(OFFSET('SM - 101-200 HP'!$C$15,MATCH(AO$16,$Y$16:$CA$16,0),1,1,25)/SUM(OFFSET('SM - 101-200 HP'!$C$15,MATCH(AO$16,$Y$16:$CA$16,0),1,1,25)),OFFSET(AO$10,1,-25+1,1,25))","v":432494.90229999996},{"$f":"SUMPRODUCT(OFFSET('SM - 101-200 HP'!$C$15,MATCH(AP$16,$Y$16:$CA$16,0),1,1,25)/SUM(OFFSET('SM - 101-200 HP'!$C$15,MATCH(AP$16,$Y$16:$CA$16,0),1,1,25)),OFFSET(AP$10,1,-25+1,1,25))","v":432494.9022999999},{"$f":"SUMPRODUCT(OFFSET('SM - 101-200 HP'!$C$15,MATCH(AQ$16,$Y$16:$CA$16,0),1,1,25)/SUM(OFFSET('SM - 101-200 HP'!$C$15,MATCH(AQ$16,$Y$16:$CA$16,0),1,1,25)),OFFSET(AQ$10,1,-25+1,1,25))","v":432494.90230000007},{"$f":"SUMPRODUCT(OFFSET('SM - 101-200 HP'!$C$15,MATCH(AR$16,$Y$16:$CA$16,0),1,1,25)/SUM(OFFSET('SM - 101-200 HP'!$C$15,MATCH(AR$16,$Y$16:$CA$16,0),1,1,25)),OFFSET(AR$10,1,-25+1,1,25))","v":432494.9022999999},{"$f":"SUMPRODUCT(OFFSET('SM - 101-200 HP'!$C$15,MATCH(AS$16,$Y$16:$CA$16,0),1,1,25)/SUM(OFFSET('SM - 101-200 HP'!$C$15,MATCH(AS$16,$Y$16:$CA$16,0),1,1,25)),OFFSET(AS$10,1,-25+1,1,25))","v":432494.90229999996},{"$f":"SUMPRODUCT(OFFSET('SM - 101-200 HP'!$C$15,MATCH(AT$16,$Y$16:$CA$16,0),1,1,25)/SUM(OFFSET('SM - 101-200 HP'!$C$15,MATCH(AT$16,$Y$16:$CA$16,0),1,1,25)),OFFSET(AT$10,1,-25+1,1,25))","v":432494.90229999984},{"$f":"SUMPRODUCT(OFFSET('SM - 101-200 HP'!$C$15,MATCH(AU$16,$Y$16:$CA$16,0),1,1,25)/SUM(OFFSET('SM - 101-200 HP'!$C$15,MATCH(AU$16,$Y$16:$CA$16,0),1,1,25)),OFFSET(AU$10,1,-25+1,1,25))","v":432494.90229999984},{"$f":"SUMPRODUCT(OFFSET('SM - 101-200 HP'!$C$15,MATCH(AV$16,$Y$16:$CA$16,0),1,1,25)/SUM(OFFSET('SM - 101-200 HP'!$C$15,MATCH(AV$16,$Y$16:$CA$16,0),1,1,25)),OFFSET(AV$10,1,-25+1,1,25))","v":432494.90229999984},{"$f":"SUMPRODUCT(OFFSET('SM - 101-200 HP'!$C$15,MATCH(AW$16,$Y$16:$CA$16,0),1,1,25)/SUM(OFFSET('SM - 101-200 HP'!$C$15,MATCH(AW$16,$Y$16:$CA$16,0),1,1,25)),OFFSET(AW$10,1,-25+1,1,25))","v":432494.90229999984},{"$f":"SUMPRODUCT(OFFSET('SM - 101-200 HP'!$C$15,MATCH(AX$16,$Y$16:$CA$16,0),1,1,25)/SUM(OFFSET('SM - 101-200 HP'!$C$15,MATCH(AX$16,$Y$16:$CA$16,0),1,1,25)),OFFSET(AX$10,1,-25+1,1,25))","v":432494.90229999978},{"$f":"SUMPRODUCT(OFFSET('SM - 101-200 HP'!$C$15,MATCH(AY$16,$Y$16:$CA$16,0),1,1,25)/SUM(OFFSET('SM - 101-200 HP'!$C$15,MATCH(AY$16,$Y$16:$CA$16,0),1,1,25)),OFFSET(AY$10,1,-25+1,1,25))","v":432494.9022999999},{"$f":"SUMPRODUCT(OFFSET('SM - 101-200 HP'!$C$15,MATCH(AZ$16,$Y$16:$CA$16,0),1,1,25)/SUM(OFFSET('SM - 101-200 HP'!$C$15,MATCH(AZ$16,$Y$16:$CA$16,0),1,1,25)),OFFSET(AZ$10,1,-25+1,1,25))","v":432494.90229999984},{"$f":"SUMPRODUCT(OFFSET('SM - 101-200 HP'!$C$15,MATCH(BA$16,$Y$16:$CA$16,0),1,1,25)/SUM(OFFSET('SM - 101-200 HP'!$C$15,MATCH(BA$16,$Y$16:$CA$16,0),1,1,25)),OFFSET(BA$10,1,-25+1,1,25))","v":432494.90229999984},{"$f":"SUMPRODUCT(OFFSET('SM - 101-200 HP'!$C$15,MATCH(BB$16,$Y$16:$CA$16,0),1,1,25)/SUM(OFFSET('SM - 101-200 HP'!$C$15,MATCH(BB$16,$Y$16:$CA$16,0),1,1,25)),OFFSET(BB$10,1,-25+1,1,25))","v":432234.40280596708},{"$f":"SUMPRODUCT(OFFSET('SM - 101-200 HP'!$C$15,MATCH(BC$16,$Y$16:$CA$16,0),1,1,25)/SUM(OFFSET('SM - 101-200 HP'!$C$15,MATCH(BC$16,$Y$16:$CA$16,0),1,1,25)),OFFSET(BC$10,1,-25+1,1,25))","v":431982.52450319927},{"$f":"SUMPRODUCT(OFFSET('SM - 101-200 HP'!$C$15,MATCH(BD$16,$Y$16:$CA$16,0),1,1,25)/SUM(OFFSET('SM - 101-200 HP'!$C$15,MATCH(BD$16,$Y$16:$CA$16,0),1,1,25)),OFFSET(BD$10,1,-25+1,1,25))","v":431738.98207467835},{"$f":"SUMPRODUCT(OFFSET('SM - 101-200 HP'!$C$15,MATCH(BE$16,$Y$16:$CA$16,0),1,1,25)/SUM(OFFSET('SM - 101-200 HP'!$C$15,MATCH(BE$16,$Y$16:$CA$16,0),1,1,25)),OFFSET(BE$10,1,-25+1,1,25))","v":431503.49964590988},{"$f":"SUMPRODUCT(OFFSET('SM - 101-200 HP'!$C$15,MATCH(BF$16,$Y$16:$CA$16,0),1,1,25)/SUM(OFFSET('SM - 101-200 HP'!$C$15,MATCH(BF$16,$Y$16:$CA$16,0),1,1,25)),OFFSET(BF$10,1,-25+1,1,25))","v":431275.81047242368},{"$f":"SUMPRODUCT(OFFSET('SM - 101-200 HP'!$C$15,MATCH(BG$16,$Y$16:$CA$16,0),1,1,25)/SUM(OFFSET('SM - 101-200 HP'!$C$15,MATCH(BG$16,$Y$16:$CA$16,0),1,1,25)),OFFSET(BG$10,1,-25+1,1,25))","v":431055.65663761779},{"$f":"SUMPRODUCT(OFFSET('SM - 101-200 HP'!$C$15,MATCH(BH$16,$Y$16:$CA$16,0),1,1,25)/SUM(OFFSET('SM - 101-200 HP'!$C$15,MATCH(BH$16,$Y$16:$CA$16,0),1,1,25)),OFFSET(BH$10,1,-25+1,1,25))","v":430842.78876060096},{"$f":"SUMPRODUCT(OFFSET('SM - 101-200 HP'!$C$15,MATCH(BI$16,$Y$16:$CA$16,0),1,1,25)/SUM(OFFSET('SM - 101-200 HP'!$C$15,MATCH(BI$16,$Y$16:$CA$16,0),1,1,25)),OFFSET(BI$10,1,-25+1,1,25))","v":430630.85859623662},{"$f":"SUMPRODUCT(OFFSET('SM - 101-200 HP'!$C$15,MATCH(BJ$16,$Y$16:$CA$16,0),1,1,25)/SUM(OFFSET('SM - 101-200 HP'!$C$15,MATCH(BJ$16,$Y$16:$CA$16,0),1,1,25)),OFFSET(BJ$10,1,-25+1,1,25))","v":430423.4479593474},{"$f":"SUMPRODUCT(OFFSET('SM - 101-200 HP'!$C$15,MATCH(BK$16,$Y$16:$CA$16,0),1,1,25)/SUM(OFFSET('SM - 101-200 HP'!$C$15,MATCH(BK$16,$Y$16:$CA$16,0),1,1,25)),OFFSET(BK$10,1,-25+1,1,25))","v":430220.00049844937},{"$f":"SUMPRODUCT(OFFSET('SM - 101-200 HP'!$C$15,MATCH(BL$16,$Y$16:$CA$16,0),1,1,25)/SUM(OFFSET('SM - 101-200 HP'!$C$15,MATCH(BL$16,$Y$16:$CA$16,0),1,1,25)),OFFSET(BL$10,1,-25+1,1,25))","v":430020.5475064122},{"$f":"SUMPRODUCT(OFFSET('SM - 101-200 HP'!$C$15,MATCH(BM$16,$Y$16:$CA$16,0),1,1,25)/SUM(OFFSET('SM - 101-200 HP'!$C$15,MATCH(BM$16,$Y$16:$CA$16,0),1,1,25)),OFFSET(BM$10,1,-25+1,1,25))","v":429825.67570902017},{"$f":"SUMPRODUCT(OFFSET('SM - 101-200 HP'!$C$15,MATCH(BN$16,$Y$16:$CA$16,0),1,1,25)/SUM(OFFSET('SM - 101-200 HP'!$C$15,MATCH(BN$16,$Y$16:$CA$16,0),1,1,25)),OFFSET(BN$10,1,-25+1,1,25))","v":429634.20146429189},{"$f":"SUMPRODUCT(OFFSET('SM - 101-200 HP'!$C$15,MATCH(BO$16,$Y$16:$CA$16,0),1,1,25)/SUM(OFFSET('SM - 101-200 HP'!$C$15,MATCH(BO$16,$Y$16:$CA$16,0),1,1,25)),OFFSET(BO$10,1,-25+1,1,25))","v":429445.5831967229},{"$f":"SUMPRODUCT(OFFSET('SM - 101-200 HP'!$C$15,MATCH(BP$16,$Y$16:$CA$16,0),1,1,25)/SUM(OFFSET('SM - 101-200 HP'!$C$15,MATCH(BP$16,$Y$16:$CA$16,0),1,1,25)),OFFSET(BP$10,1,-25+1,1,25))","v":429259.89792907739},{"$f":"SUMPRODUCT(OFFSET('SM - 101-200 HP'!$C$15,MATCH(BQ$16,$Y$16:$CA$16,0),1,1,25)/SUM(OFFSET('SM - 101-200 HP'!$C$15,MATCH(BQ$16,$Y$16:$CA$16,0),1,1,25)),OFFSET(BQ$10,1,-25+1,1,25))","v":429077.28018694697},{"$f":"SUMPRODUCT(OFFSET('SM - 101-200 HP'!$C$15,MATCH(BR$16,$Y$16:$CA$16,0),1,1,25)/SUM(OFFSET('SM - 101-200 HP'!$C$15,MATCH(BR$16,$Y$16:$CA$16,0),1,1,25)),OFFSET(BR$10,1,-25+1,1,25))","v":428898.23648155015},{"$f":"SUMPRODUCT(OFFSET('SM - 101-200 HP'!$C$15,MATCH(BS$16,$Y$16:$CA$16,0),1,1,25)/SUM(OFFSET('SM - 101-200 HP'!$C$15,MATCH(BS$16,$Y$16:$CA$16,0),1,1,25)),OFFSET(BS$10,1,-25+1,1,25))","v":428723.36212034512},{"$f":"SUMPRODUCT(OFFSET('SM - 101-200 HP'!$C$15,MATCH(BT$16,$Y$16:$CA$16,0),1,1,25)/SUM(OFFSET('SM - 101-200 HP'!$C$15,MATCH(BT$16,$Y$16:$CA$16,0),1,1,25)),OFFSET(BT$10,1,-25+1,1,25))","v":428552.90213817195},{"$f":"SUMPRODUCT(OFFSET('SM - 101-200 HP'!$C$15,MATCH(BU$16,$Y$16:$CA$16,0),1,1,25)/SUM(OFFSET('SM - 101-200 HP'!$C$15,MATCH(BU$16,$Y$16:$CA$16,0),1,1,25)),OFFSET(BU$10,1,-25+1,1,25))","v":428386.6010175728},{"$f":"SUMPRODUCT(OFFSET('SM - 101-200 HP'!$C$15,MATCH(BV$16,$Y$16:$CA$16,0),1,1,25)/SUM(OFFSET('SM - 101-200 HP'!$C$15,MATCH(BV$16,$Y$16:$CA$16,0),1,1,25)),OFFSET(BV$10,1,-25+1,1,25))","v":428224.21517777722},{"$f":"SUMPRODUCT(OFFSET('SM - 101-200 HP'!$C$15,MATCH(BW$16,$Y$16:$CA$16,0),1,1,25)/SUM(OFFSET('SM - 101-200 HP'!$C$15,MATCH(BW$16,$Y$16:$CA$16,0),1,1,25)),OFFSET(BW$10,1,-25+1,1,25))","v":428066.1266056131},{"$f":"SUMPRODUCT(OFFSET('SM - 101-200 HP'!$C$15,MATCH(BX$16,$Y$16:$CA$16,0),1,1,25)/SUM(OFFSET('SM - 101-200 HP'!$C$15,MATCH(BX$16,$Y$16:$CA$16,0),1,1,25)),OFFSET(BX$10,1,-25+1,1,25))","v":428035.37641699781},{"$f":"SUMPRODUCT(OFFSET('SM - 101-200 HP'!$C$15,MATCH(BY$16,$Y$16:$CA$16,0),1,1,25)/SUM(OFFSET('SM - 101-200 HP'!$C$15,MATCH(BY$16,$Y$16:$CA$16,0),1,1,25)),OFFSET(BY$10,1,-25+1,1,25))","v":428005.05338533176},{"$f":"SUMPRODUCT(OFFSET('SM - 101-200 HP'!$C$15,MATCH(BZ$16,$Y$16:$CA$16,0),1,1,25)/SUM(OFFSET('SM - 101-200 HP'!$C$15,MATCH(BZ$16,$Y$16:$CA$16,0),1,1,25)),OFFSET(BZ$10,1,-25+1,1,25))","v":427975.07186264795}]
[null,null,null,null,null,null,null,null,null,null,null,null,null,null,null,null,null,null,null,null,null,null,null,"POST-Case UEC",{"$f":"SUMPRODUCT(OFFSET('SM - 101-200 HP'!$C$15,MATCH(Y$16,$Y$16:$CA$16,0),1,1,25)/SUM(OFFSET('SM - 101-200 HP'!$C$15,MATCH(Y$16,$Y$16:$CA$16,0),1,1,25)),OFFSET(Y$10,2,-25+1,1,25))","v":432494.90229999996},{"$f":"SUMPRODUCT(OFFSET('SM - 101-200 HP'!$C$15,MATCH(Z$16,$Y$16:$CA$16,0),1,1,25)/SUM(OFFSET('SM - 101-200 HP'!$C$15,MATCH(Z$16,$Y$16:$CA$16,0),1,1,25)),OFFSET(Z$10,2,-25+1,1,25))","v":432494.90229999996},{"$f":"SUMPRODUCT(OFFSET('SM - 101-200 HP'!$C$15,MATCH(AA$16,$Y$16:$CA$16,0),1,1,25)/SUM(OFFSET('SM - 101-200 HP'!$C$15,MATCH(AA$16,$Y$16:$CA$16,0),1,1,25)),OFFSET(AA$10,2,-25+1,1,25))","v":432494.90230000002},{"$f":"SUMPRODUCT(OFFSET('SM - 101-200 HP'!$C$15,MATCH(AB$16,$Y$16:$CA$16,0),1,1,25)/SUM(OFFSET('SM - 101-200 HP'!$C$15,MATCH(AB$16,$Y$16:$CA$16,0),1,1,25)),OFFSET(AB$10,2,-25+1,1,25))","v":432494.90230000002},{"$f":"SUMPRODUCT(OFFSET('SM - 101-200 HP'!$C$15,MATCH(AC$16,$Y$16:$CA$16,0),1,1,25)/SUM(OFFSET('SM - 101-200 HP'!$C$15,MATCH(AC$16,$Y$16:$CA$16,0),1,1,25)),OFFSET(AC$10,2,-25+1,1,25))","v":432494.90229999996},{"$f":"SUMPRODUCT(OFFSET('SM - 101-200 HP'!$C$15,MATCH(AD$16,$Y$16:$CA$16,0),1,1,25)/SUM(OFFSET('SM - 101-200 HP'!$C$15,MATCH(AD$16,$Y$16:$CA$16,0),1,1,25)),OFFSET(AD$10,2,-25+1,1,25))","v":432494.90229999996},{"$f":"SUMPRODUCT(OFFSET('SM - 101-200 HP'!$C$15,MATCH(AE$16,$Y$16:$CA$16,0),1,1,25)/SUM(OFFSET('SM - 101-200 HP'!$C$15,MATCH(AE$16,$Y$16:$CA$16,0),1,1,25)),OFFSET(AE$10,2,-25+1,1,25))","v":432494.90229999996},{"$f":"SUMPRODUCT(OFFSET('SM - 101-200 HP'!$C$15,MATCH(AF$16,$Y$16:$CA$16,0),1,1,25)/SUM(OFFSET('SM - 101-200 HP'!$C$15,MATCH(AF$16,$Y$16:$CA$16,0),1,1,25)),OFFSET(AF$10,2,-25+1,1,25))","v":432494.90229999996},{"$f":"SUMPRODUCT(OFFSET('SM - 101-200 HP'!$C$15,MATCH(AG$16,$Y$16:$CA$16,0),1,1,25)/SUM(OFFSET('SM - 101-200 HP'!$C$15,MATCH(AG$16,$Y$16:$CA$16,0),1,1,25)),OFFSET(AG$10,2,-25+1,1,25))","v":432494.90229999996},{"$f":"SUMPRODUCT(OFFSET('SM - 101-200 HP'!$C$15,MATCH(AH$16,$Y$16:$CA$16,0),1,1,25)/SUM(OFFSET('SM - 101-200 HP'!$C$15,MATCH(AH$16,$Y$16:$CA$16,0),1,1,25)),OFFSET(AH$10,2,-25+1,1,25))","v":432494.9022999999},{"$f":"SUMPRODUCT(OFFSET('SM - 101-200 HP'!$C$15,MATCH(AI$16,$Y$16:$CA$16,0),1,1,25)/SUM(OFFSET('SM - 101-200 HP'!$C$15,MATCH(AI$16,$Y$16:$CA$16,0),1,1,25)),OFFSET(AI$10,2,-25+1,1,25))","v":432494.90229999996},{"$f":"SUMPRODUCT(OFFSET('SM - 101-200 HP'!$C$15,MATCH(AJ$16,$Y$16:$CA$16,0),1,1,25)/SUM(OFFSET('SM - 101-200 HP'!$C$15,MATCH(AJ$16,$Y$16:$CA$16,0),1,1,25)),OFFSET(AJ$10,2,-25+1,1,25))","v":432494.90229999996},{"$f":"SUMPRODUCT(OFFSET('SM - 101-200 HP'!$C$15,MATCH(AK$16,$Y$16:$CA$16,0),1,1,25)/SUM(OFFSET('SM - 101-200 HP'!$C$15,MATCH(AK$16,$Y$16:$CA$16,0),1,1,25)),OFFSET(AK$10,2,-25+1,1,25))","v":432494.9022999999},{"$f":"SUMPRODUCT(OFFSET('SM - 101-200 HP'!$C$15,MATCH(AL$16,$Y$16:$CA$16,0),1,1,25)/SUM(OFFSET('SM - 101-200 HP'!$C$15,MATCH(AL$16,$Y$16:$CA$16,0),1,1,25)),OFFSET(AL$10,2,-25+1,1,25))","v":432494.90230000002},{"$f":"SUMPRODUCT(OFFSET('SM - 101-200 HP'!$C$15,MATCH(AM$16,$Y$16:$CA$16,0),1,1,25)/SUM(OFFSET('SM - 101-200 HP'!$C$15,MATCH(AM$16,$Y$16:$CA$16,0),1,1,25)),OFFSET(AM$10,2,-25+1,1,25))","v":432494.90230000007},{"$f":"SUMPRODUCT(OFFSET('SM - 101-200 HP'!$C$15,MATCH(AN$16,$Y$16:$CA$16,0),1,1,25)/SUM(OFFSET('SM - 101-200 HP'!$C$15,MATCH(AN$16,$Y$16:$CA$16,0),1,1,25)),OFFSET(AN$10,2,-25+1,1,25))","v":432494.90229999996},{"$f":"SUMPRODUCT(OFFSET('SM - 101-200 HP'!$C$15,MATCH(AO$16,$Y$16:$CA$16,0),1,1,25)/SUM(OFFSET('SM - 101-200 HP'!$C$15,MATCH(AO$16,$Y$16:$CA$16,0),1,1,25)),OFFSET(AO$10,2,-25+1,1,25))","v":432494.90229999996},{"$f":"SUMPRODUCT(OFFSET('SM - 101-200 HP'!$C$15,MATCH(AP$16,$Y$16:$CA$16,0),1,1,25)/SUM(OFFSET('SM - 101-200 HP'!$C$15,MATCH(AP$16,$Y$16:$CA$16,0),1,1,25)),OFFSET(AP$10,2,-25+1,1,25))","v":432494.9022999999},{"$f":"SUMPRODUCT(OFFSET('SM - 101-200 HP'!$C$15,MATCH(AQ$16,$Y$16:$CA$16,0),1,1,25)/SUM(OFFSET('SM - 101-200 HP'!$C$15,MATCH(AQ$16,$Y$16:$CA$16,0),1,1,25)),OFFSET(AQ$10,2,-25+1,1,25))","v":432494.90230000007},{"$f":"SUMPRODUCT(OFFSET('SM - 101-200 HP'!$C$15,MATCH(AR$16,$Y$16:$CA$16,0),1,1,25)/SUM(OFFSET('SM - 101-200 HP'!$C$15,MATCH(AR$16,$Y$16:$CA$16,0),1,1,25)),OFFSET(AR$10,2,-25+1,1,25))","v":432494.9022999999},{"$f":"SUMPRODUCT(OFFSET('SM - 101-200 HP'!$C$15,MATCH(AS$16,$Y$16:$CA$16,0),1,1,25)/SUM(OFFSET('SM - 101-200 HP'!$C$15,MATCH(AS$16,$Y$16:$CA$16,0),1,1,25)),OFFSET(AS$10,2,-25+1,1,25))","v":432494.90229999996},{"$f":"SUMPRODUCT(OFFSET('SM - 101-200 HP'!$C$15,MATCH(AT$16,$Y$16:$CA$16,0),1,1,25)/SUM(OFFSET('SM - 101-200 HP'!$C$15,MATCH(AT$16,$Y$16:$CA$16,0),1,1,25)),OFFSET(AT$10,2,-25+1,1,25))","v":432494.90229999984},{"$f":"SUMPRODUCT(OFFSET('SM - 101-200 HP'!$C$15,MATCH(AU$16,$Y$16:$CA$16,0),1,1,25)/SUM(OFFSET('SM - 101-200 HP'!$C$15,MATCH(AU$16,$Y$16:$CA$16,0),1,1,25)),OFFSET(AU$10,2,-25+1,1,25))","v":432494.90229999984},{"$f":"SUMPRODUCT(OFFSET('SM - 101-200 HP'!$C$15,MATCH(AV$16,$Y$16:$CA$16,0),1,1,25)/SUM(OFFSET('SM - 101-200 HP'!$C$15,MATCH(AV$16,$Y$16:$CA$16,0),1,1,25)),OFFSET(AV$10,2,-25+1,1,25))","v":432494.90229999984},{"$f":"SUMPRODUCT(OFFSET('SM - 101-200 HP'!$C$15,MATCH(AW$16,$Y$16:$CA$16,0),1,1,25)/SUM(OFFSET('SM - 101-200 HP'!$C$15,MATCH(AW$16,$Y$16:$CA$16,0),1,1,25)),OFFSET(AW$10,2,-25+1,1,25))","v":432494.90229999984},{"$f":"SUMPRODUCT(OFFSET('SM - 101-200 HP'!$C$15,MATCH(AX$16,$Y$16:$CA$16,0),1,1,25)/SUM(OFFSET('SM - 101-200 HP'!$C$15,MATCH(AX$16,$Y$16:$CA$16,0),1,1,25)),OFFSET(AX$10,2,-25+1,1,25))","v":432494.90229999978},{"$f":"SUMPRODUCT(OFFSET('SM - 101-200 HP'!$C$15,MATCH(AY$16,$Y$16:$CA$16,0),1,1,25)/SUM(OFFSET('SM - 101-200 HP'!$C$15,MATCH(AY$16,$Y$16:$CA$16,0),1,1,25)),OFFSET(AY$10,2,-25+1,1,25))","v":432494.9022999999},{"$f":"SUMPRODUCT(OFFSET('SM - 101-200 HP'!$C$15,MATCH(AZ$16,$Y$16:$CA$16,0),1,1,25)/SUM(OFFSET('SM - 101-200 HP'!$C$15,MATCH(AZ$16,$Y$16:$CA$16,0),1,1,25)),OFFSET(AZ$10,2,-25+1,1,25))","v":432494.90229999984},{"$f":"SUMPRODUCT(OFFSET('SM - 101-200 HP'!$C$15,MATCH(BA$16,$Y$16:$CA$16,0),1,1,25)/SUM(OFFSET('SM - 101-200 HP'!$C$15,MATCH(BA$16,$Y$16:$CA$16,0),1,1,25)),OFFSET(BA$10,2,-25+1,1,25))","v":432494.90229999984},{"$f":"SUMPRODUCT(OFFSET('SM - 101-200 HP'!$C$15,MATCH(BB$16,$Y$16:$CA$16,0),1,1,25)/SUM(OFFSET('SM - 101-200 HP'!$C$15,MATCH(BB$16,$Y$16:$CA$16,0),1,1,25)),OFFSET(BB$10,2,-25+1,1,25))","v":432234.40280596708},{"$f":"SUMPRODUCT(OFFSET('SM - 101-200 HP'!$C$15,MATCH(BC$16,$Y$16:$CA$16,0),1,1,25)/SUM(OFFSET('SM - 101-200 HP'!$C$15,MATCH(BC$16,$Y$16:$CA$16,0),1,1,25)),OFFSET(BC$10,2,-25+1,1,25))","v":431982.52450319927},{"$f":"SUMPRODUCT(OFFSET('SM - 101-200 HP'!$C$15,MATCH(BD$16,$Y$16:$CA$16,0),1,1,25)/SUM(OFFSET('SM - 101-200 HP'!$C$15,MATCH(BD$16,$Y$16:$CA$16,0),1,1,25)),OFFSET(BD$10,2,-25+1,1,25))","v":431738.98207467835},{"$f":"SUMPRODUCT(OFFSET('SM - 101-200 HP'!$C$15,MATCH(BE$16,$Y$16:$CA$16,0),1,1,25)/SUM(OFFSET('SM - 101-200 HP'!$C$15,MATCH(BE$16,$Y$16:$CA$16,0),1,1,25)),OFFSET(BE$10,2,-25+1,1,25))","v":431503.49964590988},{"$f":"SUMPRODUCT(OFFSET('SM - 101-200 HP'!$C$15,MATCH(BF$16,$Y$16:$CA$16,0),1,1,25)/SUM(OFFSET('SM - 101-200 HP'!$C$15,MATCH(BF$16,$Y$16:$CA$16,0),1,1,25)),OFFSET(BF$10,2,-25+1,1,25))","v":431275.81047242368},{"$f":"SUMPRODUCT(OFFSET('SM - 101-200 HP'!$C$15,MATCH(BG$16,$Y$16:$CA$16,0),1,1,25)/SUM(OFFSET('SM - 101-200 HP'!$C$15,MATCH(BG$16,$Y$16:$CA$16,0),1,1,25)),OFFSET(BG$10,2,-25+1,1,25))","v":431055.65663761779},{"$f":"SUMPRODUCT(OFFSET('SM - 101-200 HP'!$C$15,MATCH(BH$16,$Y$16:$CA$16,0),1,1,25)/SUM(OFFSET('SM - 101-200 HP'!$C$15,MATCH(BH$16,$Y$16:$CA$16,0),1,1,25)),OFFSET(BH$10,2,-25+1,1,25))","v":430734.68823391531},{"$f":"SUMPRODUCT(OFFSET('SM - 101-200 HP'!$C$15,MATCH(BI$16,$Y$16:$CA$16,0),1,1,25)/SUM(OFFSET('SM - 101-200 HP'!$C$15,MATCH(BI$16,$Y$16:$CA$16,0),1,1,25)),OFFSET(BI$10,2,-25+1,1,25))","v":430413.0324475079},{"$f":"SUMPRODUCT(OFFSET('SM - 101-200 HP'!$C$15,MATCH(BJ$16,$Y$16:$CA$16,0),1,1,25)/SUM(OFFSET('SM - 101-200 HP'!$C$15,MATCH(BJ$16,$Y$16:$CA$16,0),1,1,25)),OFFSET(BJ$10,2,-25+1,1,25))","v":430099.71992603026},{"$f":"SUMPRODUCT(OFFSET('SM - 101-200 HP'!$C$15,MATCH(BK$16,$Y$16:$CA$16,0),1,1,25)/SUM(OFFSET('SM - 101-200 HP'!$C$15,MATCH(BK$16,$Y$16:$CA$16,0),1,1,25)),OFFSET(BK$10,2,-25+1,1,25))","v":429794.73877691821},{"$f":"SUMPRODUCT(OFFSET('SM - 101-200 HP'!$C$15,MATCH(BL$16,$Y$16:$CA$16,0),1,1,25)/SUM(OFFSET('SM - 101-200 HP'!$C$15,MATCH(BL$16,$Y$16:$CA$16,0),1,1,25)),OFFSET(BL$10,2,-25+1,1,25))","v":429498.45283942739},{"$f":"SUMPRODUCT(OFFSET('SM - 101-200 HP'!$C$15,MATCH(BM$16,$Y$16:$CA$16,0),1,1,25)/SUM(OFFSET('SM - 101-200 HP'!$C$15,MATCH(BM$16,$Y$16:$CA$16,0),1,1,25)),OFFSET(BM$10,2,-25+1,1,25))","v":429211.90648912167},{"$f":"SUMPRODUCT(OFFSET('SM - 101-200 HP'!$C$15,MATCH(BN$16,$Y$16:$CA$16,0),1,1,25)/SUM(OFFSET('SM - 101-200 HP'!$C$15,MATCH(BN$16,$Y$16:$CA$16,0),1,1,25)),OFFSET(BN$10,2,-25+1,1,25))","v":428933.12759694713},{"$f":"SUMPRODUCT(OFFSET('SM - 101-200 HP'!$C$15,MATCH(BO$16,$Y$16:$CA$16,0),1,1,25)/SUM(OFFSET('SM - 101-200 HP'!$C$15,MATCH(BO$16,$Y$16:$CA$16,0),1,1,25)),OFFSET(BO$10,2,-25+1,1,25))","v":428661.15043114178},{"$f":"SUMPRODUCT(OFFSET('SM - 101-200 HP'!$C$15,MATCH(BP$16,$Y$16:$CA$16,0),1,1,25)/SUM(OFFSET('SM - 101-200 HP'!$C$15,MATCH(BP$16,$Y$16:$CA$16,0),1,1,25)),OFFSET(BP$10,2,-25+1,1,25))","v":428395.98655536625},{"$f":"SUMPRODUCT(OFFSET('SM - 101-200 HP'!$C$15,MATCH(BQ$16,$Y$16:$CA$16,0),1,1,25)/SUM(OFFSET('SM - 101-200 HP'!$C$15,MATCH(BQ$16,$Y$16:$CA$16,0),1,1,25)),OFFSET(BQ$10,2,-25+1,1,25))","v":428137.72125266725},{"$f":"SUMPRODUCT(OFFSET('SM - 101-200 HP'!$C$15,MATCH(BR$16,$Y$16:$CA$16,0),1,1,25)/SUM(OFFSET('SM - 101-200 HP'!$C$15,MATCH(BR$16,$Y$16:$CA$16,0),1,1,25)),OFFSET(BR$10,2,-25+1,1,25))","v":427887.02174771123},{"$f":"SUMPRODUCT(OFFSET('SM - 101-200 HP'!$C$15,MATCH(BS$16,$Y$16:$CA$16,0),1,1,25)/SUM(OFFSET('SM - 101-200 HP'!$C$15,MATCH(BS$16,$Y$16:$CA$16,0),1,1,25)),OFFSET(BS$10,2,-25+1,1,25))","v":427644.6876255013},{"$f":"SUMPRODUCT(OFFSET('SM - 101-200 HP'!$C$15,MATCH(BT$16,$Y$16:$CA$16,0),1,1,25)/SUM(OFFSET('SM - 101-200 HP'!$C$15,MATCH(BT$16,$Y$16:$CA$16,0),1,1,25)),OFFSET(BT$10,2,-25+1,1,25))","v":427410.96596993919},{"$f":"SUMPRODUCT(OFFSET('SM - 101-200 HP'!$C$15,MATCH(BU$16,$Y$16:$CA$16,0),1,1,25)/SUM(OFFSET('SM - 101-200 HP'!$C$15,MATCH(BU$16,$Y$16:$CA$16,0),1,1,25)),OFFSET(BU$10,2,-25+1,1,25))","v":427185.32901363604},{"$f":"SUMPRODUCT(OFFSET('SM - 101-200 HP'!$C$15,MATCH(BV$16,$Y$16:$CA$16,0),1,1,25)/SUM(OFFSET('SM - 101-200 HP'!$C$15,MATCH(BV$16,$Y$16:$CA$16,0),1,1,25)),OFFSET(BV$10,2,-25+1,1,25))","v":426967.27783993533},{"$f":"SUMPRODUCT(OFFSET('SM - 101-200 HP'!$C$15,MATCH(BW$16,$Y$16:$CA$16,0),1,1,25)/SUM(OFFSET('SM - 101-200 HP'!$C$15,MATCH(BW$16,$Y$16:$CA$16,0),1,1,25)),OFFSET(BW$10,2,-25+1,1,25))","v":426756.48355936498},{"$f":"SUMPRODUCT(OFFSET('SM - 101-200 HP'!$C$15,MATCH(BX$16,$Y$16:$CA$16,0),1,1,25)/SUM(OFFSET('SM - 101-200 HP'!$C$15,MATCH(BX$16,$Y$16:$CA$16,0),1,1,25)),OFFSET(BX$10,2,-25+1,1,25))","v":426674.91374037956},{"$f":"SUMPRODUCT(OFFSET('SM - 101-200 HP'!$C$15,MATCH(BY$16,$Y$16:$CA$16,0),1,1,25)/SUM(OFFSET('SM - 101-200 HP'!$C$15,MATCH(BY$16,$Y$16:$CA$16,0),1,1,25)),OFFSET(BY$10,2,-25+1,1,25))","v":426595.57959394163},{"$f":"SUMPRODUCT(OFFSET('SM - 101-200 HP'!$C$15,MATCH(BZ$16,$Y$16:$CA$16,0),1,1,25)/SUM(OFFSET('SM - 101-200 HP'!$C$15,MATCH(BZ$16,$Y$16:$CA$16,0),1,1,25)),OFFSET(BZ$10,2,-25+1,1,25))","v":426518.30041871924}]

{"sheet":"UEC - 201-500 HP","index":26,"n_rows":18,"n_cols":78,"rows_kept":18,"cut":false,"hidden":false,"merged":[]}
[]
[null,null,null,null,null,null,null,null,null,null,null,null,null,null,null,null,null,null,null,null,null,null,null,"Weighted Annual UEC - 201-500 HP"]
[]
[null,null,null,null,null,null,null,null,null,null,null,null,null,null,null,null,null,null,null,null,null,null,null,"NAVIGATION"]
[]
[null,null,null,null,null,null,null,null,null,null,null,null,null,null,null,null,null,null,null,null,null,null,null,"COMMENTS"]
[]
[]
[null,null,null,null,null,null,null,null,null,null,null,null,null,null,null,null,null,null,null,null,null,null,null,"Market UEC (Shipment Weighted Average)"]
[null,null,null,null,null,null,null,null,null,null,null,null,null,null,null,null,null,null,null,null,null,null,null,null,1981,{"$f":"Y10+1","v":1982},{"$f":"Z10+1","v":1983},1984,1985,1986,1987,1988,1989,1990,1991,1992,1993,1994,1995,1996,1997,1998,1999,2000,2001,2002,2003,2004,2005,2006,2007,2008,2009,2010,2011,2012,2013,2014,2015,2016,2017,2018,2019,2020,2021,2022,2023,2024,2025,2026,2027,2028,2029,2030,2031,2032,2033,2034]
[null,null,null,null,null,null,null,null,null,null,null,null,null,null,null,null,null,null,null,null,null,null,null,"PRE-Case UEC",{"$f":"SUMPRODUCT('Efficiency Dist'!G143:G148,UEC_201to500HP)","v":802652.86470000003},{"$f":"SUMPRODUCT('Efficiency Dist'!H143:H148,UEC_201to500HP)","v":802652.86470000003},{"$f":"SUMPRODUCT('Efficiency Dist'!I143:I148,UEC_201to500HP)","v":802652.86470000003},{"$f":"SUMPRODUCT('Efficiency Dist'!J143:J148,UEC_201to500HP)","v":802652.86470000003},{"$f":"SUMPRODUCT('Efficiency Dist'!K143:K148,UEC_201to500HP)","v":802652.86470000003},{"$f":"SUMPRODUCT('Efficiency Dist'!L143:L148,UEC_201to500HP)","v":802652.86470000003},{"$f":"SUMPRODUCT('Efficiency Dist'!M143:M148,UEC_201to500HP)","v":802652.86470000003},{"$f":"SUMPRODUCT('Efficiency Dist'!N143:N148,UEC_201to500HP)","v":802652.86470000003},{"$f":"SUMPRODUCT('Efficiency Dist'!O143:O148,UEC_201to500HP)","v":802652.86470000003},{"$f":"SUMPRODUCT('Efficiency Dist'!P143:P148,UEC_201to500HP)","v":802652.86470000003},{"$f":"SUMPRODUCT('Efficiency Dist'!Q143:Q148,UEC_201to500HP)","v":802652.86470000003},{"$f":"SUMPRODUCT('Efficiency Dist'!R143:R148,UEC_201to500HP)","v":802652.86470000003},{"$f":"SUMPRODUCT('Efficiency Dist'!S143:S148,UEC_201to500HP)","v":802652.86470000003},{"$f":"SUMPRODUCT('Efficiency Dist'!T143:T148,UEC_201to500HP)","v":802652.86470000003},{"$f":"SUMPRODUCT('Efficiency Dist'!U143:U148,UEC_201to500HP)","v":802652.86470000003},{"$f":"SUMPRODUCT('Efficiency Dist'!V143:V148,UEC_201to500HP)","v":802652.86470000003},{"$f":"SUMPRODUCT('Efficiency Dist'!W143:W148,UEC_201to500HP)","v":802652.86470000003},{"$f":"SUMPRODUCT('Efficiency Dist'!X143:X148,UEC_201to500HP)","v":802652.86470000003},{"$f":"SUMPRODUCT('Efficiency Dist'!Y143:Y148,UEC_201to500HP)","v":802652.86470000003},{"$f":"SUMPRODUCT('Efficiency Dist'!Z143:Z148,UEC_201to500HP)","v":802652.86470000003},{"$f":"SUMPRODUCT('Efficiency Dist'!AA143:AA148,UEC_201to500HP)","v":802652.86470000003},{"$f":"SUMPRODUCT('Efficiency Dist'!AB143:AB148,UEC_201to500HP)","v":802652.86470000003},{"$f":"SUMPRODUCT('Efficiency Dist'!AC143:AC148,UEC_201to500HP)","v":802652.86470000003},{"$f":"SUMPRODUCT('Efficiency Dist'!AD143:AD148,UEC_201to500HP)","v":802652.86470000003},{"$f":"SUMPRODUCT('Efficiency Dist'!AE143:AE148,UEC_201to500HP)","v":802652.86470000003},{"$f":"SUMPRODUCT('Efficiency Dist'!AF143:AF148,UEC_201to500HP)","v":802652.86470000003},{"$f":"SUMPRODUCT('Efficiency Dist'!AG143:AG148,UEC_201to500HP)","v":802652.86470000003},{"$f":"SUMPRODUCT('Efficiency Dist'!AH143:AH148,UEC_201to500HP)","v":802652.86470000003},{"$f":"SUMPRODUCT('Efficiency Dist'!AI143:AI148,UEC_201to500HP)","v":802652.86470000003},{"$f":"SUMPRODUCT('Efficiency Dist'!AJ143:AJ148,UEC_201to500HP)","v":786667.76896044996},{"$f":"SUMPRODUCT('Efficiency Dist'!AK143:AK148,UEC_201to500HP)","v":786667.76896044996},{"$f":"SUMPRODUCT('Efficiency Dist'!AL143:AL148,UEC_201to500HP)","v":786667.76896044996},{"$f":"SUMPRODUCT('Efficiency Dist'!AM143:AM148,UEC_201to500HP)","v":786667.76896044996},{"$f":"SUMPRODUCT('Efficiency Dist'!AN143:AN148,UEC_201to500HP)","v":786667.76896044996},{"$f":"SUMPRODUCT('Efficiency Dist'!AO143:AO148,UEC_201to500HP)","v":786667.76896044996},{"$f":"SUMPRODUCT('Efficiency Dist'!AP143:AP148,UEC_201to500HP)","v":786667.76896044996},{"$f":"SUMPRODUCT('Efficiency Dist'!AQ143:AQ148,UEC_201to500HP)","v":786618.83672852232},{"$f":"SUMPRODUCT('Efficiency Dist'!AR143:AR148,UEC_201to500HP)","v":786572.73364616744},{"$f":"SUMPRODUCT('Efficiency Dist'!AS143:AS148,UEC_201to500HP)","v":786529.15036775451},{"$f":"SUMPRODUCT('Efficiency Dist'!AT143:AT148,UEC_201to500HP)","v":786487.8256651843},{"$f":"SUMPRODUCT('Efficiency Dist'!AU143:AU148,UEC_201to500HP)","v":786448.53693855298},{"$f":"SUMPRODUCT('Efficiency Dist'!AV143:AV148,UEC_201to500HP)","v":786411.09295657102},{"$f":"SUMPRODUCT('Efficiency Dist'!AW143:AW148,UEC_201to500HP)","v":786375.32822613197},{"$f":"SUMPRODUCT('Efficiency Dist'!AX143:AX148,UEC_201to500HP)","v":786341.09857109108},{"$f":"SUMPRODUCT('Efficiency Dist'!AY143:AY148,UEC_201to500HP)","v":786308.27762140916},{"$f":"SUMPRODUCT('Efficiency Dist'!AZ143:AZ148,UEC_201to500HP)","v":786276.75399659283},{"$f":"SUMPRODUCT('Efficiency Dist'!BA143:BA148,UEC_201to500HP)","v":786246.42902491533},{"$f":"SUMPRODUCT('Efficiency Dist'!BB143:BB148,UEC_201to500HP)","v":786217.21488058625},{"$f":"SUMPRODUCT('Efficiency Dist'!BC143:BC148,UEC_201to500HP)","v":786189.03305020358},{"$f":"SUMPRODUCT('Efficiency Dist'!BD143:BD148,UEC_201to500HP)","v":786161.81306102034},{"$f":"SUMPRODUCT('Efficiency Dist'!BE143:BE148,UEC_201to500HP)","v":786135.49141915236},{"$f":"SUMPRODUCT('Efficiency Dist'!BF143:BF148,UEC_201to500HP)","v":786110.01071746787},{"$f":"SUMPRODUCT('Efficiency Dist'!BG143:BG148,UEC_201to500HP)","v":786085.31888161926},{"$f":"SUMPRODUCT('Efficiency Dist'!BH143:BH148,UEC_201to500HP)","v":786061.36852932186}]
[null,null,null,null,null,null,null,null,null,null,null,null,null,null,null,null,null,null,null,null,null,null,null,"POST-Case UEC",{"$f":"SUMPRODUCT('Efficiency Dist'!G153:G158,UEC_201to500HP)","v":802652.86470000003},{"$f":"SUMPRODUCT('Efficiency Dist'!H153:H158,UEC_201to500HP)","v":802652.86470000003},{"$f":"SUMPRODUCT('Efficiency Dist'!I153:I158,UEC_201to500HP)","v":802652.86470000003},{"$f":"SUMPRODUCT('Efficiency Dist'!J153:J158,UEC_201to500HP)","v":802652.86470000003},{"$f":"SUMPRODUCT('Efficiency Dist'!K153:K158,UEC_201to500HP)","v":802652.86470000003},{"$f":"SUMPRODUCT('Efficiency Dist'!L153:L158,UEC_201to500HP)","v":802652.86470000003},{"$f":"SUMPRODUCT('Efficiency Dist'!M153:M158,UEC_201to500HP)","v":802652.86470000003},{"$f":"SUMPRODUCT('Efficiency Dist'!N153:N158,UEC_201to500HP)","v":802652.86470000003},{"$f":"SUMPRODUCT('Efficiency Dist'!O153:O158,UEC_201to500HP)","v":802652.86470000003},{"$f":"SUMPRODUCT('Efficiency Dist'!P153:P158,UEC_201to500HP)","v":802652.86470000003},{"$f":"SUMPRODUCT('Efficiency Dist'!Q153:Q158,UEC_201to500HP)","v":802652.86470000003},{"$f":"SUMPRODUCT('Efficiency Dist'!R153:R158,UEC_201to500HP)","v":802652.86470000003},{"$f":"SUMPRODUCT('Efficiency Dist'!S153:S158,UEC_201to500HP)","v":802652.86470000003},{"$f":"SUMPRODUCT('Efficiency Dist'!T153:T158,UEC_201to500HP)","v":802652.86470000003},{"$f":"SUMPRODUCT('Efficiency Dist'!U153:U158,UEC_201to500HP)","v":802652.86470000003},{"$f":"SUMPRODUCT('Efficiency Dist'!V153:V158,UEC_201to500HP)","v":802652.86470000003},{"$f":"SUMPRODUCT('Efficiency Dist'!W153:W158,UEC_201to500HP)","v":802652.86470000003},{"$f":"SUMPRODUCT('Efficiency Dist'!X153:X158,UEC_201to500HP)","v":802652.86470000003},{"$f":"SUMPRODUCT('Efficiency Dist'!Y153:Y158,UEC_201to500HP)","v":802652.86470000003},{"$f":"SUMPRODUCT('Efficiency Dist'!Z153:Z158,UEC_201to500HP)","v":802652.86470000003},{"$f":"SUMPRODUCT('Efficiency Dist'!AA153:AA158,UEC_201to500HP)","v":802652.86470000003},{"$f":"SUMPRODUCT('Efficiency Dist'!AB153:AB158,UEC_201to500HP)","v":802652.86470000003},{"$f":"SUMPRODUCT('Efficiency Dist'!AC153:AC158,UEC_201to500HP)","v":802652.86470000003},{"$f":"SUMPRODUCT('Efficiency Dist'!AD153:AD158,UEC_201to500HP)","v":802652.86470000003},{"$f":"SUMPRODUCT('Efficiency Dist'!AE153:AE158,UEC_201to500HP)","v":802652.86470000003},{"$f":"SUMPRODUCT('Efficiency Dist'!AF153:AF158,UEC_201to500HP)","v":802652.86470000003},{"$f":"SUMPRODUCT('Efficiency Dist'!AG153:AG158,UEC_201to500HP)","v":802652.86470000003},{"$f":"SUMPRODUCT('Efficiency Dist'!AH153:AH158,UEC_201to500HP)","v":802652.86470000003},{"$f":"SUMPRODUCT('Efficiency Dist'!AI153:AI158,UEC_201to500HP)","v":802652.86470000003},{"$f":"SUMPRODUCT('Efficiency Dist'!AJ153:AJ158,UEC_201to500HP)","v":786667.76896044996},{"$f":"SUMPRODUCT('Efficiency Dist'!AK153:AK158,UEC_201to500HP)","v":786667.76896044996},{"$f":"SUMPRODUCT('Efficiency Dist'!AL153:AL158,UEC_201to500HP)","v":786667.76896044996},{"$f":"SUMPRODUCT('Efficiency Dist'!AM153:AM158,UEC_201to500HP)","v":786667.76896044996},{"$f":"SUMPRODUCT('Efficiency Dist'!AN153:AN158,UEC_201to500HP)","v":786667.76896044996},{"$f":"SUMPRODUCT('Efficiency Dist'!AO153:AO158,UEC_201to500HP)","v":786667.76896044996},{"$f":"SUMPRODUCT('Efficiency Dist'!AP153:AP158,UEC_201to500HP)","v":782931.35112094181},{"$f":"SUMPRODUCT('Efficiency Dist'!AQ153:AQ158,UEC_201to500HP)","v":782731.44690644613},{"$f":"SUMPRODUCT('Efficiency Dist'!AR153:AR158,UEC_201to500HP)","v":782622.27912051429},{"$f":"SUMPRODUCT('Efficiency Dist'!AS153:AS158,UEC_201to500HP)","v":782546.76528980804},{"$f":"SUMPRODUCT('Efficiency Dist'!AT153:AT158,UEC_201to500HP)","v":782488.97384048032},{"$f":"SUMPRODUCT('Efficiency Dist'!AU153:AU158,UEC_201to500HP)","v":782442.14742002462},{"$f":"SUMPRODUCT('Efficiency Dist'!AV153:AV158,UEC_201to500HP)","v":782402.78135691548},{"$f":"SUMPRODUCT('Efficiency Dist'!AW153:AW158,UEC_201to500HP)","v":782368.82196494925},{"$f":"SUMPRODUCT('Efficiency Dist'!AX153:AX158,UEC_201to500HP)","v":782338.96186524793},{"$f":"SUMPRODUCT('Efficiency Dist'!AY153:AY158,UEC_201to500HP)","v":782312.31713915663},{"$f":"SUMPRODUCT('Efficiency Dist'!AZ153:AZ158,UEC_201to500HP)","v":782288.26214187872},{"$f":"SUMPRODUCT('Efficiency Dist'!BA153:BA158,UEC_201to500HP)","v":782266.33775268041},{"$f":"SUMPRODUCT('Efficiency Dist'!BB153:BB158,UEC_201to500HP)","v":782246.1970640918},{"$f":"SUMPRODUCT('Efficiency Dist'!BC153:BC158,UEC_201to500HP)","v":782227.57155287266},{"$f":"SUMPRODUCT('Efficiency Dist'!BD153:BD158,UEC_201to500HP)","v":782210.24911040568},{"$f":"SUMPRODUCT('Efficiency Dist'!BE153:BE158,UEC_201to500HP)","v":782194.05926869623},{"$f":"SUMPRODUCT('Efficiency Dist'!BF153:BF158,UEC_201to500HP)","v":782178.86296692176},{"$f":"SUMPRODUCT('Efficiency Dist'!BG153:BG158,UEC_201to500HP)","v":782164.54528050951},{"$f":"SUMPRODUCT('Efficiency Dist'!BH153:BH158,UEC_201to500HP)","v":782151.01013966289}]
[]
[]
[null,null,null,null,null,null,null,null,null,null,null,null,null,null,null,null,null,null,null,null,null,null,null,"Installed UEC (Vintage Weighted Average) "]
[null,null,null,null,null,null,null,null,null,null,null,null,null,null,null,null,null,null,null,null,null,null,null,null,1981,{"$f":"Y16+1","v":1982},{"$f":"Z16+1","v":1983},1984,1985,1986,1987,1988,1989,1990,1991,1992,1993,1994,1995,1996,1997,1998,1999,2000,2001,2002,2003,2004,2005,2006,2007,2008,2009,2010,2011,2012,2013,2014,2015,2016,2017,2018,2019,2020,2021,2022,2023,2024,2025,2026,2027,2028,2029,2030,2031,2032,2033,2034]
[null,null,null,null,null,null,null,null,null,null,null,null,null,null,null,null,null,null,null,null,null,null,null,"PRE-Case UEC",{"$f":"SUMPRODUCT(OFFSET('SM - 201-500 HP'!$C$15,MATCH(Y$16,$Y$16:$BZ$16,0),1,1,25)/SUM(OFFSET('SM - 201-500 HP'!$C$15,MATCH(Y$16,$Y$16:$BZ$16,0),1,1,25)),OFFSET(Y$10,1,-25+1,1,25))","v":802652.86470000003},{"$f":"SUMPRODUCT(OFFSET('SM - 201-500 HP'!$C$15,MATCH(Z$16,$Y$16:$BZ$16,0),1,1,25)/SUM(OFFSET('SM - 201-500 HP'!$C$15,MATCH(Z$16,$Y$16:$BZ$16,0),1,1,25)),OFFSET(Z$10,1,-25+1,1,25))","v":802652.86470000003},{"$f":"SUMPRODUCT(OFFSET('SM - 201-500 HP'!$C$15,MATCH(AA$16,$Y$16:$BZ$16,0),1,1,25)/SUM(OFFSET('SM - 201-500 HP'!$C$15,MATCH(AA$16,$Y$16:$BZ$16,0),1,1,25)),OFFSET(AA$10,1,-25+1,1,25))","v":802652.86470000003},{"$f":"SUMPRODUCT(OFFSET('SM - 201-500 HP'!$C$15,MATCH(AB$16,$Y$16:$BZ$16,0),1,1,25)/SUM(OFFSET('SM - 201-500 HP'!$C$15,MATCH(AB$16,$Y$16:$BZ$16,0),1,1,25)),OFFSET(AB$10,1,-25+1,1,25))","v":802652.86469999992},{"$f":"SUMPRODUCT(OFFSET('SM - 201-500 HP'!$C$15,MATCH(AC$16,$Y$16:$BZ$16,0),1,1,25)/SUM(OFFSET('SM - 201-500 HP'!$C$15,MATCH(AC$16,$Y$16:$BZ$16,0),1,1,25)),OFFSET(AC$10,1,-25+1,1,25))","v":802652.86470000003},{"$f":"SUMPRODUCT(OFFSET('SM - 201-500 HP'!$C$15,MATCH(AD$16,$Y$16:$BZ$16,0),1,1,25)/SUM(OFFSET('SM - 201-500 HP'!$C$15,MATCH(AD$16,$Y$16:$BZ$16,0),1,1,25)),OFFSET(AD$10,1,-25+1,1,25))","v":802652.86469999992},{"$f":"SUMPRODUCT(OFFSET('SM - 201-500 HP'!$C$15,MATCH(AE$16,$Y$16:$BZ$16,0),1,1,25)/SUM(OFFSET('SM - 201-500 HP'!$C$15,MATCH(AE$16,$Y$16:$BZ$16,0),1,1,25)),OFFSET(AE$10,1,-25+1,1,25))","v":802652.86470000015},{"$f":"SUMPRODUCT(OFFSET('SM - 201-500 HP'!$C$15,MATCH(AF$16,$Y$16:$BZ$16,0),1,1,25)/SUM(OFFSET('SM - 201-500 HP'!$C$15,MATCH(AF$16,$Y$16:$BZ$16,0),1,1,25)),OFFSET(AF$10,1,-25+1,1,25))","v":802652.86470000003},{"$f":"SUMPRODUCT(OFFSET('SM - 201-500 HP'!$C$15,MATCH(AG$16,$Y$16:$BZ$16,0),1,1,25)/SUM(OFFSET('SM - 201-500 HP'!$C$15,MATCH(AG$16,$Y$16:$BZ$16,0),1,1,25)),OFFSET(AG$10,1,-25+1,1,25))","v":802652.86470000003},{"$f":"SUMPRODUCT(OFFSET('SM - 201-500 HP'!$C$15,MATCH(AH$16,$Y$16:$BZ$16,0),1,1,25)/SUM(OFFSET('SM - 201-500 HP'!$C$15,MATCH(AH$16,$Y$16:$BZ$16,0),1,1,25)),OFFSET(AH$10,1,-25+1,1,25))","v":802652.86470000003},{"$f":"SUMPRODUCT(OFFSET('SM - 201-500 HP'!$C$15,MATCH(AI$16,$Y$16:$BZ$16,0),1,1,25)/SUM(OFFSET('SM - 201-500 HP'!$C$15,MATCH(AI$16,$Y$16:$BZ$16,0),1,1,25)),OFFSET(AI$10,1,-25+1,1,25))","v":802652.86470000003},{"$f":"SUMPRODUCT(OFFSET('SM - 201-500 HP'!$C$15,MATCH(AJ$16,$Y$16:$BZ$16,0),1,1,25)/SUM(OFFSET('SM - 201-500 HP'!$C$15,MATCH(AJ$16,$Y$16:$BZ$16,0),1,1,25)),OFFSET(AJ$10,1,-25+1,1,25))","v":802652.86470000003},{"$f":"SUMPRODUCT(OFFSET('SM - 201-500 HP'!$C$15,MATCH(AK$16,$Y$16:$BZ$16,0),1,1,25)/SUM(OFFSET('SM - 201-500 HP'!$C$15,MATCH(AK$16,$Y$16:$BZ$16,0),1,1,25)),OFFSET(AK$10,1,-25+1,1,25))","v":802652.86470000015},{"$f":"SUMPRODUCT(OFFSET('SM - 201-500 HP'!$C$15,MATCH(AL$16,$Y$16:$BZ$16,0),1,1,25)/SUM(OFFSET('SM - 201-500 HP'!$C$15,MATCH(AL$16,$Y$16:$BZ$16,0),1,1,25)),OFFSET(AL$10,1,-25+1,1,25))","v":802652.86470000027},{"$f":"SUMPRODUCT(OFFSET('SM - 201-500 HP'!$C$15,MATCH(AM$16,$Y$16:$BZ$16,0),1,1,25)/SUM(OFFSET('SM - 201-500 HP'!$C$15,MATCH(AM$16,$Y$16:$BZ$16,0),1,1,25)),OFFSET(AM$10,1,-25+1,1,25))","v":802652.86470000003},{"$f":"SUMPRODUCT(OFFSET('SM - 201-500 HP'!$C$15,MATCH(AN$16,$Y$16:$BZ$16,0),1,1,25)/SUM(OFFSET('SM - 201-500 HP'!$C$15,MATCH(AN$16,$Y$16:$BZ$16,0),1,1,25)),OFFSET(AN$10,1,-25+1,1,25))","v":802652.86470000015},{"$f":"SUMPRODUCT(OFFSET('SM - 201-500 HP'!$C$15,MATCH(AO$16,$Y$16:$BZ$16,0),1,1,25)/SUM(OFFSET('SM - 201-500 HP'!$C$15,MATCH(AO$16,$Y$16:$BZ$16,0),1,1,25)),OFFSET(AO$10,1,-25+1,1,25))","v":802652.86470000003},{"$f":"SUMPRODUCT(OFFSET('SM - 201-500 HP'!$C$15,MATCH(AP$16,$Y$16:$BZ$16,0),1,1,25)/SUM(OFFSET('SM - 201-500 HP'!$C$15,MATCH(AP$16,$Y$16:$BZ$16,0),1,1,25)),OFFSET(AP$10,1,-25+1,1,25))","v":802652.86470000003},{"$f":"SUMPRODUCT(OFFSET('SM - 201-500 HP'!$C$15,MATCH(AQ$16,$Y$16:$BZ$16,0),1,1,25)/SUM(OFFSET('SM - 201-500 HP'!$C$15,MATCH(AQ$16,$Y$16:$BZ$16,0),1,1,25)),OFFSET(AQ$10,1,-25+1,1,25))","v":802652.86469999992},{"$f":"SUMPRODUCT(OFFSET('SM - 201-500 HP'!$C$15,MATCH(AR$16,$Y$16:$BZ$16,0),1,1,25)/SUM(OFFSET('SM - 201-500 HP'!$C$15,MATCH(AR$16,$Y$16:$BZ$16,0),1,1,25)),OFFSET(AR$10,1,-25+1,1,25))","v":802652.86469999992},{"$f":"SUMPRODUCT(OFFSET('SM - 201-500 HP'!$C$15,MATCH(AS$16,$Y$16:$BZ$16,0),1,1,25)/SUM(OFFSET('SM - 201-500 HP'!$C$15,MATCH(AS$16,$Y$16:$BZ$16,0),1,1,25)),OFFSET(AS$10,1,-25+1,1,25))","v":802652.86470000003},{"$f":"SUMPRODUCT(OFFSET('SM - 201-500 HP'!$C$15,MATCH(AT$16,$Y$16:$BZ$16,0),1,1,25)/SUM(OFFSET('SM - 201-500 HP'!$C$15,MATCH(AT$16,$Y$16:$BZ$16,0),1,1,25)),OFFSET(AT$10,1,-25+1,1,25))","v":802652.86470000027},{"$f":"SUMPRODUCT(OFFSET('SM - 201-500 HP'!$C$15,MATCH(AU$16,$Y$16:$BZ$16,0),1,1,25)/SUM(OFFSET('SM - 201-500 HP'!$C$15,MATCH(AU$16,$Y$16:$BZ$16,0),1,1,25)),OFFSET(AU$10,1,-25+1,1,25))","v":802652.86469999992},{"$f":"SUMPRODUCT(OFFSET('SM - 201-500 HP'!$C$15,MATCH(AV$16,$Y$16:$BZ$16,0),1,1,25)/SUM(OFFSET('SM - 201-500 HP'!$C$15,MATCH(AV$16,$Y$16:$BZ$16,0),1,1,25)),OFFSET(AV$10,1,-25+1,1,25))","v":802652.8646999998},{"$f":"SUMPRODUCT(OFFSET('SM - 201-500 HP'!$C$15,MATCH(AW$16,$Y$16:$BZ$16,0),1,1,25)/SUM(OFFSET('SM - 201-500 HP'!$C$15,MATCH(AW$16,$Y$16:$BZ$16,0),1,1,25)),OFFSET(AW$10,1,-25+1,1,25))","v":802652.8646999998},{"$f":"SUMPRODUCT(OFFSET('SM - 201-500 HP'!$C$15,MATCH(AX$16,$Y$16:$BZ$16,0),1,1,25)/SUM(OFFSET('SM - 201-500 HP'!$C$15,MATCH(AX$16,$Y$16:$BZ$16,0),1,1,25)),OFFSET(AX$10,1,-25+1,1,25))","v":802652.86469999969},{"$f":"SUMPRODUCT(OFFSET('SM - 201-500 HP'!$C$15,MATCH(AY$16,$Y$16:$BZ$16,0),1,1,25)/SUM(OFFSET('SM - 201-500 HP'!$C$15,MATCH(AY$16,$Y$16:$BZ$16,0),1,1,25)),OFFSET(AY$10,1,-25+1,1,25))","v":802652.8646999998},{"$f":"SUMPRODUCT(OFFSET('SM - 201-500 HP'!$C$15,MATCH(AZ$16,$Y$16:$BZ$16,0),1,1,25)/SUM(OFFSET('SM - 201-500 HP'!$C$15,MATCH(AZ$16,$Y$16:$BZ$16,0),1,1,25)),OFFSET(AZ$10,1,-25+1,1,25))","v":802652.8646999998},{"$f":"SUMPRODUCT(OFFSET('SM - 201-500 HP'!$C$15,MATCH(BA$16,$Y$16:$BZ$16,0),1,1,25)/SUM(OFFSET('SM - 201-500 HP'!$C$15,MATCH(BA$16,$Y$16:$BZ$16,0),1,1,25)),OFFSET(BA$10,1,-25+1,1,25))","v":802652.86470000003},{"$f":"SUMPRODUCT(OFFSET('SM - 201-500 HP'!$C$15,MATCH(BB$16,$Y$16:$BZ$16,0),1,1,25)/SUM(OFFSET('SM - 201-500 HP'!$C$15,MATCH(BB$16,$Y$16:$BZ$16,0),1,1,25)),OFFSET(BB$10,1,-25+1,1,25))","v":801671.12459432241},{"$f":"SUMPRODUCT(OFFSET('SM - 201-500 HP'!$C$15,MATCH(BC$16,$Y$16:$BZ$16,0),1,1,25)/SUM(OFFSET('SM - 201-500 HP'!$C$15,MATCH(BC$16,$Y$16:$BZ$16,0),1,1,25)),OFFSET(BC$10,1,-25+1,1,25))","v":800721.87502861652},{"$f":"SUMPRODUCT(OFFSET('SM - 201-500 HP'!$C$15,MATCH(BD$16,$Y$16:$BZ$16,0),1,1,25)/SUM(OFFSET('SM - 201-500 HP'!$C$15,MATCH(BD$16,$Y$16:$BZ$16,0),1,1,25)),OFFSET(BD$10,1,-25+1,1,25))","v":799804.04073338758},{"$f":"SUMPRODUCT(OFFSET('SM - 201-500 HP'!$C$15,MATCH(BE$16,$Y$16:$BZ$16,0),1,1,25)/SUM(OFFSET('SM - 201-500 HP'!$C$15,MATCH(BE$16,$Y$16:$BZ$16,0),1,1,25)),OFFSET(BE$10,1,-25+1,1,25))","v":798916.5820250212},{"$f":"SUMPRODUCT(OFFSET('SM - 201-500 HP'!$C$15,MATCH(BF$16,$Y$16:$BZ$16,0),1,1,25)/SUM(OFFSET('SM - 201-500 HP'!$C$15,MATCH(BF$16,$Y$16:$BZ$16,0),1,1,25)),OFFSET(BF$10,1,-25+1,1,25))","v":798058.493628075},{"$f":"SUMPRODUCT(OFFSET('SM - 201-500 HP'!$C$15,MATCH(BG$16,$Y$16:$BZ$16,0),1,1,25)/SUM(OFFSET('SM - 201-500 HP'!$C$15,MATCH(BG$16,$Y$16:$BZ$16,0),1,1,25)),OFFSET(BG$10,1,-25+1,1,25))","v":797228.80353654455},{"$f":"SUMPRODUCT(OFFSET('SM - 201-500 HP'!$C$15,MATCH(BH$16,$Y$16:$BZ$16,0),1,1,25)/SUM(OFFSET('SM - 201-500 HP'!$C$15,MATCH(BH$16,$Y$16:$BZ$16,0),1,1,25)),OFFSET(BH$10,1,-25+1,1,25))","v":796426.57191281777},{"$f":"SUMPRODUCT(OFFSET('SM - 201-500 HP'!$C$15,MATCH(BI$16,$Y$16:$BZ$16,0),1,1,25)/SUM(OFFSET('SM - 201-500 HP'!$C$15,MATCH(BI$16,$Y$16:$BZ$16,0),1,1,25)),OFFSET(BI$10,1,-25+1,1,25))","v":795639.10562956333},{"$f":"SUMPRODUCT(OFFSET('SM - 201-500 HP'!$C$15,MATCH(BJ$16,$Y$16:$BZ$16,0),1,1,25)/SUM(OFFSET('SM - 201-500 HP'!$C$15,MATCH(BJ$16,$Y$16:$BZ$16,0),1,1,25)),OFFSET(BJ$10,1,-25+1,1,25))","v":794878.97209337074},{"$f":"SUMPRODUCT(OFFSET('SM - 201-500 HP'!$C$15,MATCH(BK$16,$Y$16:$BZ$16,0),1,1,25)/SUM(OFFSET('SM - 201-500 HP'!$C$15,MATCH(BK$16,$Y$16:$BZ$16,0),1,1,25)),OFFSET(BK$10,1,-25+1,1,25))","v":794143.10653764894},{"$f":"SUMPRODUCT(OFFSET('SM - 201-500 HP'!$C$15,MATCH(BL$16,$Y$16:$BZ$16,0),1,1,25)/SUM(OFFSET('SM - 201-500 HP'!$C$15,MATCH(BL$16,$Y$16:$BZ$16,0),1,1,25)),OFFSET(BL$10,1,-25+1,1,25))","v":793430.75551037746},{"$f":"SUMPRODUCT(OFFSET('SM - 201-500 HP'!$C$15,MATCH(BM$16,$Y$16:$BZ$16,0),1,1,25)/SUM(OFFSET('SM - 201-500 HP'!$C$15,MATCH(BM$16,$Y$16:$BZ$16,0),1,1,25)),OFFSET(BM$10,1,-25+1,1,25))","v":792743.22120587225},{"$f":"SUMPRODUCT(OFFSET('SM - 201-500 HP'!$C$15,MATCH(BN$16,$Y$16:$BZ$16,0),1,1,25)/SUM(OFFSET('SM - 201-500 HP'!$C$15,MATCH(BN$16,$Y$16:$BZ$16,0),1,1,25)),OFFSET(BN$10,1,-25+1,1,25))","v":792075.5774916939},{"$f":"SUMPRODUCT(OFFSET('SM - 201-500 HP'!$C$15,MATCH(BO$16,$Y$16:$BZ$16,0),1,1,25)/SUM(OFFSET('SM - 201-500 HP'!$C$15,MATCH(BO$16,$Y$16:$BZ$16,0),1,1,25)),OFFSET(BO$10,1,-25+1,1,25))","v":791425.36233281461},{"$f":"SUMPRODUCT(OFFSET('SM - 201-500 HP'!$C$15,MATCH(BP$16,$Y$16:$BZ$16,0),1,1,25)/SUM(OFFSET('SM - 201-500 HP'!$C$15,MATCH(BP$16,$Y$16:$BZ$16,0),1,1,25)),OFFSET(BP$10,1,-25+1,1,25))","v":790792.35968386335},{"$f":"SUMPRODUCT(OFFSET('SM - 201-500 HP'!$C$15,MATCH(BQ$16,$Y$16:$BZ$16,0),1,1,25)/SUM(OFFSET('SM - 201-500 HP'!$C$15,MATCH(BQ$16,$Y$16:$BZ$16,0),1,1,25)),OFFSET(BQ$10,1,-25+1,1,25))","v":790176.5954053913},{"$f":"SUMPRODUCT(OFFSET('SM - 201-500 HP'!$C$15,MATCH(BR$16,$Y$16:$BZ$16,0),1,1,25)/SUM(OFFSET('SM - 201-500 HP'!$C$15,MATCH(BR$16,$Y$16:$BZ$16,0),1,1,25)),OFFSET(BR$10,1,-25+1,1,25))","v":789579.33317665767},{"$f":"SUMPRODUCT(OFFSET('SM - 201-500 HP'!$C$15,MATCH(BS$16,$Y$16:$BZ$16,0),1,1,25)/SUM(OFFSET('SM - 201-500 HP'!$C$15,MATCH(BS$16,$Y$16:$BZ$16,0),1,1,25)),OFFSET(BS$10,1,-25+1,1,25))","v":789002.04448892677},{"$f":"SUMPRODUCT(OFFSET('SM - 201-500 HP'!$C$15,MATCH(BT$16,$Y$16:$BZ$16,0),1,1,25)/SUM(OFFSET('SM - 201-500 HP'!$C$15,MATCH(BT$16,$Y$16:$BZ$16,0),1,1,25)),OFFSET(BT$10,1,-25+1,1,25))","v":788444.98646973143},{"$f":"SUMPRODUCT(OFFSET('SM - 201-500 HP'!$C$15,MATCH(BU$16,$Y$16:$BZ$16,0),1,1,25)/SUM(OFFSET('SM - 201-500 HP'!$C$15,MATCH(BU$16,$Y$16:$BZ$16,0),1,1,25)),OFFSET(BU$10,1,-25+1,1,25))","v":787906.85877601511},{"$f":"SUMPRODUCT(OFFSET('SM - 201-500 HP'!$C$15,MATCH(BV$16,$Y$16:$BZ$16,0),1,1,25)/SUM(OFFSET('SM - 201-500 HP'!$C$15,MATCH(BV$16,$Y$16:$BZ$16,0),1,1,25)),OFFSET(BV$10,1,-25+1,1,25))","v":787386.44479812006},{"$f":"SUMPRODUCT(OFFSET('SM - 201-500 HP'!$C$15,MATCH(BW$16,$Y$16:$BZ$16,0),1,1,25)/SUM(OFFSET('SM - 201-500 HP'!$C$15,MATCH(BW$16,$Y$16:$BZ$16,0),1,1,25)),OFFSET(BW$10,1,-25+1,1,25))","v":786882.8021197645},{"$f":"SUMPRODUCT(OFFSET('SM - 201-500 HP'!$C$15,MATCH(BX$16,$Y$16:$BZ$16,0),1,1,25)/SUM(OFFSET('SM - 201-500 HP'!$C$15,MATCH(BX$16,$Y$16:$BZ$16,0),1,1,25)),OFFSET(BX$10,1,-25+1,1,25))","v":786394.34361014923},{"$f":"SUMPRODUCT(OFFSET('SM - 201-500 HP'!$C$15,MATCH(BY$16,$Y$16:$BZ$16,0),1,1,25)/SUM(OFFSET('SM - 201-500 HP'!$C$15,MATCH(BY$16,$Y$16:$BZ$16,0),1,1,25)),OFFSET(BY$10,1,-25+1,1,25))","v":786367.9314252804},{"$f":"SUMPRODUCT(OFFSET('SM - 201-500 HP'!$C$15,MATCH(BZ$16,$Y$16:$BZ$16,0),1,1,25)/SUM(OFFSET('SM - 201-500 HP'!$C$15,MATCH(BZ$16,$Y$16:$BZ$16,0),1,1,25)),OFFSET(BZ$10,1,-25+1,1,25))","v":786340.91088235786}]
[null,null,null,null,null,null,null,null,null,null,null,null,null,null,null,null,null,null,null,null,null,null,null,"POST-Case UEC",{"$f":"SUMPRODUCT(OFFSET('SM - 201-500 HP'!$C$15,MATCH(Y$16,$Y$16:$BZ$16,0),1,1,25)/SUM(OFFSET('SM - 201-500 HP'!$C$15,MATCH(Y$16,$Y$16:$BZ$16,0),1,1,25)),OFFSET(Y$10,2,-25+1,1,25))","v":802652.86470000003},{"$f":"SUMPRODUCT(OFFSET('SM - 201-500 HP'!$C$15,MATCH(Z$16,$Y$16:$BZ$16,0),1,1,25)/SUM(OFFSET('SM - 201-500 HP'!$C$15,MATCH(Z$16,$Y$16:$BZ$16,0),1,1,25)),OFFSET(Z$10,2,-25+1,1,25))","v":802652.86470000003},{"$f":"SUMPRODUCT(OFFSET('SM - 201-500 HP'!$C$15,MATCH(AA$16,$Y$16:$BZ$16,0),1,1,25)/SUM(OFFSET('SM - 201-500 HP'!$C$15,MATCH(AA$16,$Y$16:$BZ$16,0),1,1,25)),OFFSET(AA$10,2,-25+1,1,25))","v":802652.86470000003},{"$f":"SUMPRODUCT(OFFSET('SM - 201-500 HP'!$C$15,MATCH(AB$16,$Y$16:$BZ$16,0),1,1,25)/SUM(OFFSET('SM - 201-500 HP'!$C$15,MATCH(AB$16,$Y$16:$BZ$16,0),1,1,25)),OFFSET(AB$10,2,-25+1,1,25))","v":802652.86469999992},{"$f":"SUMPRODUCT(OFFSET('SM - 201-500 HP'!$C$15,MATCH(AC$16,$Y$16:$BZ$16,0),1,1,25)/SUM(OFFSET('SM - 201-500 HP'!$C$15,MATCH(AC$16,$Y$16:$BZ$16,0),1,1,25)),OFFSET(AC$10,2,-25+1,1,25))","v":802652.86470000003},{"$f":"SUMPRODUCT(OFFSET('SM - 201-500 HP'!$C$15,MATCH(AD$16,$Y$16:$BZ$16,0),1,1,25)/SUM(OFFSET('SM - 201-500 HP'!$C$15,MATCH(AD$16,$Y$16:$BZ$16,0),1,1,25)),OFFSET(AD$10,2,-25+1,1,25))","v":802652.86469999992},{"$f":"SUMPRODUCT(OFFSET('SM - 201-500 HP'!$C$15,MATCH(AE$16,$Y$16:$BZ$16,0),1,1,25)/SUM(OFFSET('SM - 201-500 HP'!$C$15,MATCH(AE$16,$Y$16:$BZ$16,0),1,1,25)),OFFSET(AE$10,2,-25+1,1,25))","v":802652.86470000015},{"$f":"SUMPRODUCT(OFFSET('SM - 201-500 HP'!$C$15,MATCH(AF$16,$Y$16:$BZ$16,0),1,1,25)/SUM(OFFSET('SM - 201-500 HP'!$C$15,MATCH(AF$16,$Y$16:$BZ$16,0),1,1,25)),OFFSET(AF$10,2,-25+1,1,25))","v":802652.86470000003},{"$f":"SUMPRODUCT(OFFSET('SM - 201-500 HP'!$C$15,MATCH(AG$16,$Y$16:$BZ$16,0),1,1,25)/SUM(OFFSET('SM - 201-500 HP'!$C$15,MATCH(AG$16,$Y$16:$BZ$16,0),1,1,25)),OFFSET(AG$10,2,-25+1,1,25))","v":802652.86470000003},{"$f":"SUMPRODUCT(OFFSET('SM - 201-500 HP'!$C$15,MATCH(AH$16,$Y$16:$BZ$16,0),1,1,25)/SUM(OFFSET('SM - 201-500 HP'!$C$15,MATCH(AH$16,$Y$16:$BZ$16,0),1,1,25)),OFFSET(AH$10,2,-25+1,1,25))","v":802652.86470000003},{"$f":"SUMPRODUCT(OFFSET('SM - 201-500 HP'!$C$15,MATCH(AI$16,$Y$16:$BZ$16,0),1,1,25)/SUM(OFFSET('SM - 201-500 HP'!$C$15,MATCH(AI$16,$Y$16:$BZ$16,0),1,1,25)),OFFSET(AI$10,2,-25+1,1,25))","v":802652.86470000003},{"$f":"SUMPRODUCT(OFFSET('SM - 201-500 HP'!$C$15,MATCH(AJ$16,$Y$16:$BZ$16,0),1,1,25)/SUM(OFFSET('SM - 201-500 HP'!$C$15,MATCH(AJ$16,$Y$16:$BZ$16,0),1,1,25)),OFFSET(AJ$10,2,-25+1,1,25))","v":802652.86470000003},{"$f":"SUMPRODUCT(OFFSET('SM - 201-500 HP'!$C$15,MATCH(AK$16,$Y$16:$BZ$16,0),1,1,25)/SUM(OFFSET('SM - 201-500 HP'!$C$15,MATCH(AK$16,$Y$16:$BZ$16,0),1,1,25)),OFFSET(AK$10,2,-25+1,1,25))","v":802652.86470000015},{"$f":"SUMPRODUCT(OFFSET('SM - 201-500 HP'!$C$15,MATCH(AL$16,$Y$16:$BZ$16,0),1,1,25)/SUM(OFFSET('SM - 201-500 HP'!$C$15,MATCH(AL$16,$Y$16:$BZ$16,0),1,1,25)),OFFSET(AL$10,2,-25+1,1,25))","v":802652.86470000027},{"$f":"SUMPRODUCT(OFFSET('SM - 201-500 HP'!$C$15,MATCH(AM$16,$Y$16:$BZ$16,0),1,1,25)/SUM(OFFSET('SM - 201-500 HP'!$C$15,MATCH(AM$16,$Y$16:$BZ$16,0),1,1,25)),OFFSET(AM$10,2,-25+1,1,25))","v":802652.86470000003},{"$f":"SUMPRODUCT(OFFSET('SM - 201-500 HP'!$C$15,MATCH(AN$16,$Y$16:$BZ$16,0),1,1,25)/SUM(OFFSET('SM - 201-500 HP'!$C$15,MATCH(AN$16,$Y$16:$BZ$16,0),1,1,25)),OFFSET(AN$10,2,-25+1,1,25))","v":802652.86470000015},{"$f":"SUMPRODUCT(OFFSET('SM - 201-500 HP'!$C$15,MATCH(AO$16,$Y$16:$BZ$16,0),1,1,25)/SUM(OFFSET('SM - 201-500 HP'!$C$15,MATCH(AO$16,$Y$16:$BZ$16,0),1,1,25)),OFFSET(AO$10,2,-25+1,1,25))","v":802652.86470000003},{"$f":"SUMPRODUCT(OFFSET('SM - 201-500 HP'!$C$15,MATCH(AP$16,$Y$16:$BZ$16,0),1,1,25)/SUM(OFFSET('SM - 201-500 HP'!$C$15,MATCH(AP$16,$Y$16:$BZ$16,0),1,1,25)),OFFSET(AP$10,2,-25+1,1,25))","v":802652.86470000003},{"$f":"SUMPRODUCT(OFFSET('SM - 201-500 HP'!$C$15,MATCH(AQ$16,$Y$16:$BZ$16,0),1,1,25)/SUM(OFFSET('SM - 201-500 HP'!$C$15,MATCH(AQ$16,$Y$16:$BZ$16,0),1,1,25)),OFFSET(AQ$10,2,-25+1,1,25))","v":802652.86469999992},{"$f":"SUMPRODUCT(OFFSET('SM - 201-500 HP'!$C$15,MATCH(AR$16,$Y$16:$BZ$16,0),1,1,25)/SUM(OFFSET('SM - 201-500 HP'!$C$15,MATCH(AR$16,$Y$16:$BZ$16,0),1,1,25)),OFFSET(AR$10,2,-25+1,1,25))","v":802652.86469999992},{"$f":"SUMPRODUCT(OFFSET('SM - 201-500 HP'!$C$15,MATCH(AS$16,$Y$16:$BZ$16,0),1,1,25)/SUM(OFFSET('SM - 201-500 HP'!$C$15,MATCH(AS$16,$Y$16:$BZ$16,0),1,1,25)),OFFSET(AS$10,2,-25+1,1,25))","v":802652.86470000003},{"$f":"SUMPRODUCT(OFFSET('SM - 201-500 HP'!$C$15,MATCH(AT$16,$Y$16:$BZ$16,0),1,1,25)/SUM(OFFSET('SM - 201-500 HP'!$C$15,MATCH(AT$16,$Y$16:$BZ$16,0),1,1,25)),OFFSET(AT$10,2,-25+1,1,25))","v":802652.86470000027},{"$f":"SUMPRODUCT(OFFSET('SM - 201-500 HP'!$C$15,MATCH(AU$16,$Y$16:$BZ$16,0),1,1,25)/SUM(OFFSET('SM - 201-500 HP'!$C$15,MATCH(AU$16,$Y$16:$BZ$16,0),1,1,25)),OFFSET(AU$10,2,-25+1,1,25))","v":802652.86469999992},{"$f":"SUMPRODUCT(OFFSET('SM - 201-500 HP'!$C$15,MATCH(AV$16,$Y$16:$BZ$16,0),1,1,25)/SUM(OFFSET('SM - 201-500 HP'!$C$15,MATCH(AV$16,$Y$16:$BZ$16,0),1,1,25)),OFFSET(AV$10,2,-25+1,1,25))","v":802652.8646999998},{"$f":"SUMPRODUCT(OFFSET('SM - 201-500 HP'!$C$15,MATCH(AW$16,$Y$16:$BZ$16,0),1,1,25)/SUM(OFFSET('SM - 201-500 HP'!$C$15,MATCH(AW$16,$Y$16:$BZ$16,0),1,1,25)),OFFSET(AW$10,2,-25+1,1,25))","v":802652.8646999998},{"$f":"SUMPRODUCT(OFFSET('SM - 201-500 HP'!$C$15,MATCH(AX$16,$Y$16:$BZ$16,0),1,1,25)/SUM(OFFSET('SM - 201-500 HP'!$C$15,MATCH(AX$16,$Y$16:$BZ$16,0),1,1,25)),OFFSET(AX$10,2,-25+1,1,25))","v":802652.86469999969},{"$f":"SUMPRODUCT(OFFSET('SM - 201-500 HP'!$C$15,MATCH(AY$16,$Y$16:$BZ$16,0),1,1,25)/SUM(OFFSET('SM - 201-500 HP'!$C$15,MATCH(AY$16,$Y$16:$BZ$16,0),1,1,25)),OFFSET(AY$10,2,-25+1,1,25))","v":802652.8646999998},{"$f":"SUMPRODUCT(OFFSET('SM - 201-500 HP'!$C$15,MATCH(AZ$16,$Y$16:$BZ$16,0),1,1,25)/SUM(OFFSET('SM - 201-500 HP'!$C$15,MATCH(AZ$16,$Y$16:$BZ$16,0),1,1,25)),OFFSET(AZ$10,2,-25+1,1,25))","v":802652.8646999998},{"$f":"SUMPRODUCT(OFFSET('SM - 201-500 HP'!$C$15,MATCH(BA$16,$Y$16:$BZ$16,0),1,1,25)/SUM(OFFSET('SM - 201-500 HP'!$C$15,MATCH(BA$16,$Y$16:$BZ$16,0),1,1,25)),OFFSET(BA$10,2,-25+1,1,25))","v":802652.86470000003},{"$f":"SUMPRODUCT(OFFSET('SM - 201-500 HP'!$C$15,MATCH(BB$16,$Y$16:$BZ$16,0),1,1,25)/SUM(OFFSET('SM - 201-500 HP'!$C$15,MATCH(BB$16,$Y$16:$BZ$16,0),1,1,25)),OFFSET(BB$10,2,-25+1,1,25))","v":801671.12459432241},{"$f":"SUMPRODUCT(OFFSET('SM - 201-500 HP'!$C$15,MATCH(BC$16,$Y$16:$BZ$16,0),1,1,25)/SUM(OFFSET('SM - 201-500 HP'!$C$15,MATCH(BC$16,$Y$16:$BZ$16,0),1,1,25)),OFFSET(BC$10,2,-25+1,1,25))","v":800721.87502861652},{"$f":"SUMPRODUCT(OFFSET('SM - 201-500 HP'!$C$15,MATCH(BD$16,$Y$16:$BZ$16,0),1,1,25)/SUM(OFFSET('SM - 201-500 HP'!$C$15,MATCH(BD$16,$Y$16:$BZ$16,0),1,1,25)),OFFSET(BD$10,2,-25+1,1,25))","v":799804.04073338758},{"$f":"SUMPRODUCT(OFFSET('SM - 201-500 HP'!$C$15,MATCH(BE$16,$Y$16:$BZ$16,0),1,1,25)/SUM(OFFSET('SM - 201-500 HP'!$C$15,MATCH(BE$16,$Y$16:$BZ$16,0),1,1,25)),OFFSET(BE$10,2,-25+1,1,25))","v":798916.5820250212},{"$f":"SUMPRODUCT(OFFSET('SM - 201-500 HP'!$C$15,MATCH(BF$16,$Y$16:$BZ$16,0),1,1,25)/SUM(OFFSET('SM - 201-500 HP'!$C$15,MATCH(BF$16,$Y$16:$BZ$16,0),1,1,25)),OFFSET(BF$10,2,-25+1,1,25))","v":798058.493628075},{"$f":"SUMPRODUCT(OFFSET('SM - 201-500 HP'!$C$15,MATCH(BG$16,$Y$16:$BZ$16,0),1,1,25)/SUM(OFFSET('SM - 201-500 HP'!$C$15,MATCH(BG$16,$Y$16:$BZ$16,0),1,1,25)),OFFSET(BG$10,2,-25+1,1,25))","v":797228.80353654455},{"$f":"SUMPRODUCT(OFFSET('SM - 201-500 HP'!$C$15,MATCH(BH$16,$Y$16:$BZ$16,0),1,1,25)/SUM(OFFSET('SM - 201-500 HP'!$C$15,MATCH(BH$16,$Y$16:$BZ$16,0),1,1,25)),OFFSET(BH$10,2,-25+1,1,25))","v":796197.0961996672},{"$f":"SUMPRODUCT(OFFSET('SM - 201-500 HP'!$C$15,MATCH(BI$16,$Y$16:$BZ$16,0),1,1,25)/SUM(OFFSET('SM - 201-500 HP'!$C$15,MATCH(BI$16,$Y$16:$BZ$16,0),1,1,25)),OFFSET(BI$10,2,-25+1,1,25))","v":795175.14465027826},{"$f":"SUMPRODUCT(OFFSET('SM - 201-500 HP'!$C$15,MATCH(BJ$16,$Y$16:$BZ$16,0),1,1,25)/SUM(OFFSET('SM - 201-500 HP'!$C$15,MATCH(BJ$16,$Y$16:$BZ$16,0),1,1,25)),OFFSET(BJ$10,2,-25+1,1,25))","v":794185.84625735914},{"$f":"SUMPRODUCT(OFFSET('SM - 201-500 HP'!$C$15,MATCH(BK$16,$Y$16:$BZ$16,0),1,1,25)/SUM(OFFSET('SM - 201-500 HP'!$C$15,MATCH(BK$16,$Y$16:$BZ$16,0),1,1,25)),OFFSET(BK$10,2,-25+1,1,25))","v":793227.06164860632},{"$f":"SUMPRODUCT(OFFSET('SM - 201-500 HP'!$C$15,MATCH(BL$16,$Y$16:$BZ$16,0),1,1,25)/SUM(OFFSET('SM - 201-500 HP'!$C$15,MATCH(BL$16,$Y$16:$BZ$16,0),1,1,25)),OFFSET(BL$10,2,-25+1,1,25))","v":792298.78659432428},{"$f":"SUMPRODUCT(OFFSET('SM - 201-500 HP'!$C$15,MATCH(BM$16,$Y$16:$BZ$16,0),1,1,25)/SUM(OFFSET('SM - 201-500 HP'!$C$15,MATCH(BM$16,$Y$16:$BZ$16,0),1,1,25)),OFFSET(BM$10,2,-25+1,1,25))","v":791403.51131476124},{"$f":"SUMPRODUCT(OFFSET('SM - 201-500 HP'!$C$15,MATCH(BN$16,$Y$16:$BZ$16,0),1,1,25)/SUM(OFFSET('SM - 201-500 HP'!$C$15,MATCH(BN$16,$Y$16:$BZ$16,0),1,1,25)),OFFSET(BN$10,2,-25+1,1,25))","v":790534.67274848011},{"$f":"SUMPRODUCT(OFFSET('SM - 201-500 HP'!$C$15,MATCH(BO$16,$Y$16:$BZ$16,0),1,1,25)/SUM(OFFSET('SM - 201-500 HP'!$C$15,MATCH(BO$16,$Y$16:$BZ$16,0),1,1,25)),OFFSET(BO$10,2,-25+1,1,25))","v":789688.94832766207},{"$f":"SUMPRODUCT(OFFSET('SM - 201-500 HP'!$C$15,MATCH(BP$16,$Y$16:$BZ$16,0),1,1,25)/SUM(OFFSET('SM - 201-500 HP'!$C$15,MATCH(BP$16,$Y$16:$BZ$16,0),1,1,25)),OFFSET(BP$10,2,-25+1,1,25))","v":788866.09118822054},{"$f":"SUMPRODUCT(OFFSET('SM - 201-500 HP'!$C$15,MATCH(BQ$16,$Y$16:$BZ$16,0),1,1,25)/SUM(OFFSET('SM - 201-500 HP'!$C$15,MATCH(BQ$16,$Y$16:$BZ$16,0),1,1,25)),OFFSET(BQ$10,2,-25+1,1,25))","v":788066.13036757894},{"$f":"SUMPRODUCT(OFFSET('SM - 201-500 HP'!$C$15,MATCH(BR$16,$Y$16:$BZ$16,0),1,1,25)/SUM(OFFSET('SM - 201-500 HP'!$C$15,MATCH(BR$16,$Y$16:$BZ$16,0),1,1,25)),OFFSET(BR$10,2,-25+1,1,25))","v":787290.90126711421},{"$f":"SUMPRODUCT(OFFSET('SM - 201-500 HP'!$C$15,MATCH(BS$16,$Y$16:$BZ$16,0),1,1,25)/SUM(OFFSET('SM - 201-500 HP'!$C$15,MATCH(BS$16,$Y$16:$BZ$16,0),1,1,25)),OFFSET(BS$10,2,-25+1,1,25))","v":786542.66264243342},{"$f":"SUMPRODUCT(OFFSET('SM - 201-500 HP'!$C$15,MATCH(BT$16,$Y$16:$BZ$16,0),1,1,25)/SUM(OFFSET('SM - 201-500 HP'!$C$15,MATCH(BT$16,$Y$16:$BZ$16,0),1,1,25)),OFFSET(BT$10,2,-25+1,1,25))","v":785822.01235115004},{"$f":"SUMPRODUCT(OFFSET('SM - 201-500 HP'!$C$15,MATCH(BU$16,$Y$16:$BZ$16,0),1,1,25)/SUM(OFFSET('SM - 201-500 HP'!$C$15,MATCH(BU$16,$Y$16:$BZ$16,0),1,1,25)),OFFSET(BU$10,2,-25+1,1,25))","v":785127.21763102419},{"$f":"SUMPRODUCT(OFFSET('SM - 201-500 HP'!$C$15,MATCH(BV$16,$Y$16:$BZ$16,0),1,1,25)/SUM(OFFSET('SM - 201-500 HP'!$C$15,MATCH(BV$16,$Y$16:$BZ$16,0),1,1,25)),OFFSET(BV$10,2,-25+1,1,25))","v":784456.65162395616},{"$f":"SUMPRODUCT(OFFSET('SM - 201-500 HP'!$C$15,MATCH(BW$16,$Y$16:$BZ$16,0),1,1,25)/SUM(OFFSET('SM - 201-500 HP'!$C$15,MATCH(BW$16,$Y$16:$BZ$16,0),1,1,25)),OFFSET(BW$10,2,-25+1,1,25))","v":783809.21494376997},{"$f":"SUMPRODUCT(OFFSET('SM - 201-500 HP'!$C$15,MATCH(BX$16,$Y$16:$BZ$16,0),1,1,25)/SUM(OFFSET('SM - 201-500 HP'!$C$15,MATCH(BX$16,$Y$16:$BZ$16,0),1,1,25)),OFFSET(BX$10,2,-25+1,1,25))","v":783182.49648529012},{"$f":"SUMPRODUCT(OFFSET('SM - 201-500 HP'!$C$15,MATCH(BY$16,$Y$16:$BZ$16,0),1,1,25)/SUM(OFFSET('SM - 201-500 HP'!$C$15,MATCH(BY$16,$Y$16:$BZ$16,0),1,1,25)),OFFSET(BY$10,2,-25+1,1,25))","v":783023.12265133427},{"$f":"SUMPRODUCT(OFFSET('SM - 201-500 HP'!$C$15,MATCH(BZ$16,$Y$16:$BZ$16,0),1,1,25)/SUM(OFFSET('SM - 201-500 HP'!$C$15,MATCH(BZ$16,$Y$16:$BZ$16,0),1,1,25)),OFFSET(BZ$10,2,-25+1,1,25))","v":782868.05674046709}]

{"sheet":"Results - 1-5 HP","index":27,"n_rows":44,"n_cols":34,"rows_kept":44,"cut":false,"hidden":false,"merged":[]}
[]
[null,null,"RESULTS  - 1-5 HP"]
[]
[null,null,"NAVIGATION"]
[]
[null,null,"COMMENTS"]
[]
[]
[null,null,"Unit Energy Consumption (kWh/year) ",2005,{"$f":"D9+1","v":2006},{"$f":"E9+1","v":2007},2008,2009,2010,2011,2012,2013,2014,2015,2016,2017,2018,2019,2020,2021,2022,2023,2024,2025,2026,2027,2028,2029,2030,2031,2032,2033,2034,"Total "]
[null,null,"Council's Pre-case Shipment UEC","--","--","--","--","--","--","--","--","--","--","--","--","--","--","--","--","--","--","--","--","--","--","--","--","--","--","--","--","--","--"]
[null,null,{"$f":"'UEC - 1-5 HP'!$X$9&\" - \"&'UEC - 1-5 HP'!X11","v":"Market UEC (Shipment Weighted Average) - PRE-Case UEC"},{"$f":"OFFSET('UEC - 1-5 HP'!$X11,0,MATCH(D$9,'UEC - 1-5 HP'!$Y$10:$BZ$10,0))","v":4116.6031000000003},{"$f":"OFFSET('UEC - 1-5 HP'!$X11,0,MATCH(E$9,'UEC - 1-5 HP'!$Y$10:$BZ$10,0))","v":4116.6031000000003},{"$f":"OFFSET('UEC - 1-5 HP'!$X11,0,MATCH(F$9,'UEC - 1-5 HP'!$Y$10:$BZ$10,0))","v":4116.6031000000003},{"$f":"OFFSET('UEC - 1-5 HP'!$X11,0,MATCH(G$9,'UEC - 1-5 HP'!$Y$10:$BZ$10,0))","v":4116.6031000000003},{"$f":"OFFSET('UEC - 1-5 HP'!$X11,0,MATCH(H$9,'UEC - 1-5 HP'!$Y$10:$BZ$10,0))","v":4116.6031000000003},{"$f":"OFFSET('UEC - 1-5 HP'!$X11,0,MATCH(I$9,'UEC - 1-5 HP'!$Y$10:$BZ$10,0))","v":3972.5647655108614},{"$f":"OFFSET('UEC - 1-5 HP'!$X11,0,MATCH(J$9,'UEC - 1-5 HP'!$Y$10:$BZ$10,0))","v":3972.5647655108614},{"$f":"OFFSET('UEC - 1-5 HP'!$X11,0,MATCH(K$9,'UEC - 1-5 HP'!$Y$10:$BZ$10,0))","v":3972.5647655108614},{"$f":"OFFSET('UEC - 1-5 HP'!$X11,0,MATCH(L$9,'UEC - 1-5 HP'!$Y$10:$BZ$10,0))","v":3972.5647655108614},{"$f":"OFFSET('UEC - 1-5 HP'!$X11,0,MATCH(M$9,'UEC - 1-5 HP'!$Y$10:$BZ$10,0))","v":3972.5647655108614},{"$f":"OFFSET('UEC - 1-5 HP'!$X11,0,MATCH(N$9,'UEC - 1-5 HP'!$Y$10:$BZ$10,0))","v":3972.5647655108614},{"$f":"OFFSET('UEC - 1-5 HP'!$X11,0,MATCH(O$9,'UEC - 1-5 HP'!$Y$10:$BZ$10,0))","v":3972.5647655108614},{"$f":"OFFSET('UEC - 1-5 HP'!$X11,0,MATCH(P$9,'UEC - 1-5 HP'!$Y$10:$BZ$10,0))","v":3970.748939377434},{"$f":"OFFSET('UEC - 1-5 HP'!$X11,0,MATCH(Q$9,'UEC - 1-5 HP'!$Y$10:$BZ$10,0))","v":3969.0381001519672},{"$f":"OFFSET('UEC - 1-5 HP'!$X11,0,MATCH(R$9,'UEC - 1-5 HP'!$Y$10:$BZ$10,0))","v":3967.4207683278337},{"$f":"OFFSET('UEC - 1-5 HP'!$X11,0,MATCH(S$9,'UEC - 1-5 HP'!$Y$10:$BZ$10,0))","v":3965.8872499918216},{"$f":"OFFSET('UEC - 1-5 HP'!$X11,0,MATCH(T$9,'UEC - 1-5 HP'!$Y$10:$BZ$10,0))","v":3964.4292846843828},{"$f":"OFFSET('UEC - 1-5 HP'!$X11,0,MATCH(U$9,'UEC - 1-5 HP'!$Y$10:$BZ$10,0))","v":3963.039776003824},{"$f":"OFFSET('UEC - 1-5 HP'!$X11,0,MATCH(V$9,'UEC - 1-5 HP'!$Y$10:$BZ$10,0))","v":3961.7125826666806},{"$f":"OFFSET('UEC - 1-5 HP'!$X11,0,MATCH(W$9,'UEC - 1-5 HP'!$Y$10:$BZ$10,0))","v":3960.4423544405627},{"$f":"OFFSET('UEC - 1-5 HP'!$X11,0,MATCH(X$9,'UEC - 1-5 HP'!$Y$10:$BZ$10,0))","v":3959.2244018598531},{"$f":"OFFSET('UEC - 1-5 HP'!$X11,0,MATCH(Y$9,'UEC - 1-5 HP'!$Y$10:$BZ$10,0))","v":3958.0545917059553},{"$f":"OFFSET('UEC - 1-5 HP'!$X11,0,MATCH(Z$9,'UEC - 1-5 HP'!$Y$10:$BZ$10,0))","v":3956.9292623698857},{"$f":"OFFSET('UEC - 1-5 HP'!$X11,0,MATCH(AA$9,'UEC - 1-5 HP'!$Y$10:$BZ$10,0))","v":3955.8451547245013},{"$f":"OFFSET('UEC - 1-5 HP'!$X11,0,MATCH(AB$9,'UEC - 1-5 HP'!$Y$10:$BZ$10,0))","v":3954.7993552160697},{"$f":"OFFSET('UEC - 1-5 HP'!$X11,0,MATCH(AC$9,'UEC - 1-5 HP'!$Y$10:$BZ$10,0))","v":3953.7892486714973},{"$f":"OFFSET('UEC - 1-5 HP'!$X11,0,MATCH(AD$9,'UEC - 1-5 HP'!$Y$10:$BZ$10,0))","v":3952.8124788963332},{"$f":"OFFSET('UEC - 1-5 HP'!$X11,0,MATCH(AE$9,'UEC - 1-5 HP'!$Y$10:$BZ$10,0))","v":3951.8669155693779},{"$f":"OFFSET('UEC - 1-5 HP'!$X11,0,MATCH(AF$9,'UEC - 1-5 HP'!$Y$10:$BZ$10,0))","v":3950.9506262637424},{"$f":"OFFSET('UEC - 1-5 HP'!$X11,0,MATCH(AG$9,'UEC - 1-5 HP'!$Y$10:$BZ$10,0))","v":3950.0618526702801}]
[null,null,{"$f":"'UEC - 1-5 HP'!$X$9&\" - \"&'UEC - 1-5 HP'!X12","v":"Market UEC (Shipment Weighted Average) - POST-Case UEC"},{"$f":"OFFSET('UEC - 1-5 HP'!$X12,0,MATCH(D$9,'UEC - 1-5 HP'!$Y$10:$BZ$10,0))","v":4116.6031000000003},{"$f":"OFFSET('UEC - 1-5 HP'!$X12,0,MATCH(E$9,'UEC - 1-5 HP'!$Y$10:$BZ$10,0))","v":4116.6031000000003},{"$f":"OFFSET('UEC - 1-5 HP'!$X12,0,MATCH(F$9,'UEC - 1-5 HP'!$Y$10:$BZ$10,0))","v":4116.6031000000003},{"$f":"OFFSET('UEC - 1-5 HP'!$X12,0,MATCH(G$9,'UEC - 1-5 HP'!$Y$10:$BZ$10,0))","v":4116.6031000000003},{"$f":"OFFSET('UEC - 1-5 HP'!$X12,0,MATCH(H$9,'UEC - 1-5 HP'!$Y$10:$BZ$10,0))","v":4116.6031000000003},{"$f":"OFFSET('UEC - 1-5 HP'!$X12,0,MATCH(I$9,'UEC - 1-5 HP'!$Y$10:$BZ$10,0))","v":3972.5647655108614},{"$f":"OFFSET('UEC - 1-5 HP'!$X12,0,MATCH(J$9,'UEC - 1-5 HP'!$Y$10:$BZ$10,0))","v":3972.5647655108614},{"$f":"OFFSET('UEC - 1-5 HP'!$X12,0,MATCH(K$9,'UEC - 1-5 HP'!$Y$10:$BZ$10,0))","v":3972.5647655108614},{"$f":"OFFSET('UEC - 1-5 HP'!$X12,0,MATCH(L$9,'UEC - 1-5 HP'!$Y$10:$BZ$10,0))","v":3972.5647655108614},{"$f":"OFFSET('UEC - 1-5 HP'!$X12,0,MATCH(M$9,'UEC - 1-5 HP'!$Y$10:$BZ$10,0))","v":3972.5647655108614},{"$f":"OFFSET('UEC - 1-5 HP'!$X12,0,MATCH(N$9,'UEC - 1-5 HP'!$Y$10:$BZ$10,0))","v":3972.5647655108614},{"$f":"OFFSET('UEC - 1-5 HP'!$X12,0,MATCH(O$9,'UEC - 1-5 HP'!$Y$10:$BZ$10,0))","v":3905.3482323202293},{"$f":"OFFSET('UEC - 1-5 HP'!$X12,0,MATCH(P$9,'UEC - 1-5 HP'!$Y$10:$BZ$10,0))","v":3902.8005159929389},{"$f":"OFFSET('UEC - 1-5 HP'!$X12,0,MATCH(Q$9,'UEC - 1-5 HP'!$Y$10:$BZ$10,0))","v":3901.4092069035596},{"$f":"OFFSET('UEC - 1-5 HP'!$X12,0,MATCH(R$9,'UEC - 1-5 HP'!$Y$10:$BZ$10,0))","v":3900.4468068865722},{"$f":"OFFSET('UEC - 1-5 HP'!$X12,0,MATCH(S$9,'UEC - 1-5 HP'!$Y$10:$BZ$10,0))","v":3899.7102730450965},{"$f":"OFFSET('UEC - 1-5 HP'!$X12,0,MATCH(T$9,'UEC - 1-5 HP'!$Y$10:$BZ$10,0))","v":3899.1134850471803},{"$f":"OFFSET('UEC - 1-5 HP'!$X12,0,MATCH(U$9,'UEC - 1-5 HP'!$Y$10:$BZ$10,0))","v":3898.6117769567468},{"$f":"OFFSET('UEC - 1-5 HP'!$X12,0,MATCH(V$9,'UEC - 1-5 HP'!$Y$10:$BZ$10,0))","v":3898.1789751891847},{"$f":"OFFSET('UEC - 1-5 HP'!$X12,0,MATCH(W$9,'UEC - 1-5 HP'!$Y$10:$BZ$10,0))","v":3897.7984176119676},{"$f":"OFFSET('UEC - 1-5 HP'!$X12,0,MATCH(X$9,'UEC - 1-5 HP'!$Y$10:$BZ$10,0))","v":3897.4588389599107},{"$f":"OFFSET('UEC - 1-5 HP'!$X12,0,MATCH(Y$9,'UEC - 1-5 HP'!$Y$10:$BZ$10,0))","v":3897.1522655868985},{"$f":"OFFSET('UEC - 1-5 HP'!$X12,0,MATCH(Z$9,'UEC - 1-5 HP'!$Y$10:$BZ$10,0))","v":3896.8728461436026},{"$f":"OFFSET('UEC - 1-5 HP'!$X12,0,MATCH(AA$9,'UEC - 1-5 HP'!$Y$10:$BZ$10,0))","v":3896.6161594034584},{"$f":"OFFSET('UEC - 1-5 HP'!$X12,0,MATCH(AB$9,'UEC - 1-5 HP'!$Y$10:$BZ$10,0))","v":3896.3787831222376},{"$f":"OFFSET('UEC - 1-5 HP'!$X12,0,MATCH(AC$9,'UEC - 1-5 HP'!$Y$10:$BZ$10,0))","v":3896.1580140423425},{"$f":"OFFSET('UEC - 1-5 HP'!$X12,0,MATCH(AD$9,'UEC - 1-5 HP'!$Y$10:$BZ$10,0))","v":3895.9516796028042},{"$f":"OFFSET('UEC - 1-5 HP'!$X12,0,MATCH(AE$9,'UEC - 1-5 HP'!$Y$10:$BZ$10,0))","v":3895.7580075171868},{"$f":"OFFSET('UEC - 1-5 HP'!$X12,0,MATCH(AF$9,'UEC - 1-5 HP'!$Y$10:$BZ$10,0))","v":3895.5755331079613},{"$f":"OFFSET('UEC - 1-5 HP'!$X12,0,MATCH(AG$9,'UEC - 1-5 HP'!$Y$10:$BZ$10,0))","v":3895.4030319957951}]
[null,null,{"$f":"'UEC - 1-5 HP'!$X$15&\" - \"&'UEC - 1-5 HP'!X17","v":"Installed UEC (Vintage Weighted Average)  - PRE-Case UEC"},{"$f":"OFFSET('UEC - 1-5 HP'!$X17,0,MATCH(D$9,'UEC - 1-5 HP'!$Y$10:$BZ$10,0))","v":4116.6031000000003},{"$f":"OFFSET('UEC - 1-5 HP'!$X17,0,MATCH(E$9,'UEC - 1-5 HP'!$Y$10:$BZ$10,0))","v":4116.6030999999994},{"$f":"OFFSET('UEC - 1-5 HP'!$X17,0,MATCH(F$9,'UEC - 1-5 HP'!$Y$10:$BZ$10,0))","v":4116.6030999999994},{"$f":"OFFSET('UEC - 1-5 HP'!$X17,0,MATCH(G$9,'UEC - 1-5 HP'!$Y$10:$BZ$10,0))","v":4116.6031000000003},{"$f":"OFFSET('UEC - 1-5 HP'!$X17,0,MATCH(H$9,'UEC - 1-5 HP'!$Y$10:$BZ$10,0))","v":4116.6031000000012},{"$f":"OFFSET('UEC - 1-5 HP'!$X17,0,MATCH(I$9,'UEC - 1-5 HP'!$Y$10:$BZ$10,0))","v":4104.5771785059815},{"$f":"OFFSET('UEC - 1-5 HP'!$X17,0,MATCH(J$9,'UEC - 1-5 HP'!$Y$10:$BZ$10,0))","v":4092.9492530607522},{"$f":"OFFSET('UEC - 1-5 HP'!$X17,0,MATCH(K$9,'UEC - 1-5 HP'!$Y$10:$BZ$10,0))","v":4081.7061520454117},{"$f":"OFFSET('UEC - 1-5 HP'!$X17,0,MATCH(L$9,'UEC - 1-5 HP'!$Y$10:$BZ$10,0))","v":4070.8351397537899},{"$f":"OFFSET('UEC - 1-5 HP'!$X17,0,MATCH(M$9,'UEC - 1-5 HP'!$Y$10:$BZ$10,0))","v":4060.3239019659818},{"$f":"OFFSET('UEC - 1-5 HP'!$X17,0,MATCH(N$9,'UEC - 1-5 HP'!$Y$10:$BZ$10,0))","v":4050.1605319993223},{"$f":"OFFSET('UEC - 1-5 HP'!$X17,0,MATCH(O$9,'UEC - 1-5 HP'!$Y$10:$BZ$10,0))","v":4040.3335172210068},{"$f":"OFFSET('UEC - 1-5 HP'!$X17,0,MATCH(P$9,'UEC - 1-5 HP'!$Y$10:$BZ$10,0))","v":4030.6009304038153},{"$f":"OFFSET('UEC - 1-5 HP'!$X17,0,MATCH(Q$9,'UEC - 1-5 HP'!$Y$10:$BZ$10,0))","v":4021.0930240136254},{"$f":"OFFSET('UEC - 1-5 HP'!$X17,0,MATCH(R$9,'UEC - 1-5 HP'!$Y$10:$BZ$10,0))","v":4011.7861312876248},{"$f":"OFFSET('UEC - 1-5 HP'!$X17,0,MATCH(S$9,'UEC - 1-5 HP'!$Y$10:$BZ$10,0))","v":4002.6775161514265},{"$f":"OFFSET('UEC - 1-5 HP'!$X17,0,MATCH(T$9,'UEC - 1-5 HP'!$Y$10:$BZ$10,0))","v":3993.7761004782265},{"$f":"OFFSET('UEC - 1-5 HP'!$X17,0,MATCH(U$9,'UEC - 1-5 HP'!$Y$10:$BZ$10,0))","v":3985.0472807147498},{"$f":"OFFSET('UEC - 1-5 HP'!$X17,0,MATCH(V$9,'UEC - 1-5 HP'!$Y$10:$BZ$10,0))","v":3976.4842983302237},{"$f":"OFFSET('UEC - 1-5 HP'!$X17,0,MATCH(W$9,'UEC - 1-5 HP'!$Y$10:$BZ$10,0))","v":3968.0989199098858},{"$f":"OFFSET('UEC - 1-5 HP'!$X17,0,MATCH(X$9,'UEC - 1-5 HP'!$Y$10:$BZ$10,0))","v":3967.1193730494556},{"$f":"OFFSET('UEC - 1-5 HP'!$X17,0,MATCH(Y$9,'UEC - 1-5 HP'!$Y$10:$BZ$10,0))","v":3966.0711004434925},{"$f":"OFFSET('UEC - 1-5 HP'!$X17,0,MATCH(Z$9,'UEC - 1-5 HP'!$Y$10:$BZ$10,0))","v":3964.9662275281062},{"$f":"OFFSET('UEC - 1-5 HP'!$X17,0,MATCH(AA$9,'UEC - 1-5 HP'!$Y$10:$BZ$10,0))","v":3963.8150055978363},{"$f":"OFFSET('UEC - 1-5 HP'!$X17,0,MATCH(AB$9,'UEC - 1-5 HP'!$Y$10:$BZ$10,0))","v":3962.6218273099403},{"$f":"OFFSET('UEC - 1-5 HP'!$X17,0,MATCH(AC$9,'UEC - 1-5 HP'!$Y$10:$BZ$10,0))","v":3961.390515057124},{"$f":"OFFSET('UEC - 1-5 HP'!$X17,0,MATCH(AD$9,'UEC - 1-5 HP'!$Y$10:$BZ$10,0))","v":3960.1270300792989},{"$f":"OFFSET('UEC - 1-5 HP'!$X17,0,MATCH(AE$9,'UEC - 1-5 HP'!$Y$10:$BZ$10,0))","v":3958.9098337353507},{"$f":"OFFSET('UEC - 1-5 HP'!$X17,0,MATCH(AF$9,'UEC - 1-5 HP'!$Y$10:$BZ$10,0))","v":3957.746364470082},{"$f":"OFFSET('UEC - 1-5 HP'!$X17,0,MATCH(AG$9,'UEC - 1-5 HP'!$Y$10:$BZ$10,0))","v":3956.6279629357896}]
[null,null,{"$f":"'UEC - 1-5 HP'!$X$15&\" - \"&'UEC - 1-5 HP'!X18","v":"Installed UEC (Vintage Weighted Average)  - POST-Case UEC"},{"$f":"OFFSET('UEC - 1-5 HP'!$X18,0,MATCH(D$9,'UEC - 1-5 HP'!$Y$10:$BZ$10,0))","v":4116.6031000000003},{"$f":"OFFSET('UEC - 1-5 HP'!$X18,0,MATCH(E$9,'UEC - 1-5 HP'!$Y$10:$BZ$10,0))","v":4116.6030999999994},{"$f":"OFFSET('UEC - 1-5 HP'!$X18,0,MATCH(F$9,'UEC - 1-5 HP'!$Y$10:$BZ$10,0))","v":4116.6030999999994},{"$f":"OFFSET('UEC - 1-5 HP'!$X18,0,MATCH(G$9,'UEC - 1-5 HP'!$Y$10:$BZ$10,0))","v":4116.6031000000003},{"$f":"OFFSET('UEC - 1-5 HP'!$X18,0,MATCH(H$9,'UEC - 1-5 HP'!$Y$10:$BZ$10,0))","v":4116.6031000000012},{"$f":"OFFSET('UEC - 1-5 HP'!$X18,0,MATCH(I$9,'UEC - 1-5 HP'!$Y$10:$BZ$10,0))","v":4104.5771785059815},{"$f":"OFFSET('UEC - 1-5 HP'!$X18,0,MATCH(J$9,'UEC - 1-5 HP'!$Y$10:$BZ$10,0))","v":4092.9492530607522},{"$f":"OFFSET('UEC - 1-5 HP'!$X18,0,MATCH(K$9,'UEC - 1-5 HP'!$Y$10:$BZ$10,0))","v":4081.7061520454117},{"$f":"OFFSET('UEC - 1-5 HP'!$X18,0,MATCH(L$9,'UEC - 1-5 HP'!$Y$10:$BZ$10,0))","v":4070.8351397537899},{"$f":"OFFSET('UEC - 1-5 HP'!$X18,0,MATCH(M$9,'UEC - 1-5 HP'!$Y$10:$BZ$10,0))","v":4060.3239019659818},{"$f":"OFFSET('UEC - 1-5 HP'!$X18,0,MATCH(N$9,'UEC - 1-5 HP'!$Y$10:$BZ$10,0))","v":4050.1605319993223},{"$f":"OFFSET('UEC - 1-5 HP'!$X18,0,MATCH(O$9,'UEC - 1-5 HP'!$Y$10:$BZ$10,0))","v":4034.7215337575935},{"$f":"OFFSET('UEC - 1-5 HP'!$X18,0,MATCH(P$9,'UEC - 1-5 HP'!$Y$10:$BZ$10,0))","v":4019.4264671852957},{"$f":"OFFSET('UEC - 1-5 HP'!$X18,0,MATCH(Q$9,'UEC - 1-5 HP'!$Y$10:$BZ$10,0))","v":4004.6036412600306},{"$f":"OFFSET('UEC - 1-5 HP'!$X18,0,MATCH(R$9,'UEC - 1-5 HP'!$Y$10:$BZ$10,0))","v":3990.2287323901051},{"$f":"OFFSET('UEC - 1-5 HP'!$X18,0,MATCH(S$9,'UEC - 1-5 HP'!$Y$10:$BZ$10,0))","v":3976.3010995171485},{"$f":"OFFSET('UEC - 1-5 HP'!$X18,0,MATCH(T$9,'UEC - 1-5 HP'!$Y$10:$BZ$10,0))","v":3962.8401361109227},{"$f":"OFFSET('UEC - 1-5 HP'!$X18,0,MATCH(U$9,'UEC - 1-5 HP'!$Y$10:$BZ$10,0))","v":3949.7718379284997},{"$f":"OFFSET('UEC - 1-5 HP'!$X18,0,MATCH(V$9,'UEC - 1-5 HP'!$Y$10:$BZ$10,0))","v":3937.0708126800128},{"$f":"OFFSET('UEC - 1-5 HP'!$X18,0,MATCH(W$9,'UEC - 1-5 HP'!$Y$10:$BZ$10,0))","v":3924.7468634071615},{"$f":"OFFSET('UEC - 1-5 HP'!$X18,0,MATCH(X$9,'UEC - 1-5 HP'!$Y$10:$BZ$10,0))","v":3920.0279405503356},{"$f":"OFFSET('UEC - 1-5 HP'!$X18,0,MATCH(Y$9,'UEC - 1-5 HP'!$Y$10:$BZ$10,0))","v":3915.4450217204576},{"$f":"OFFSET('UEC - 1-5 HP'!$X18,0,MATCH(Z$9,'UEC - 1-5 HP'!$Y$10:$BZ$10,0))","v":3911.012392984142},{"$f":"OFFSET('UEC - 1-5 HP'!$X18,0,MATCH(AA$9,'UEC - 1-5 HP'!$Y$10:$BZ$10,0))","v":3906.7319519559051},{"$f":"OFFSET('UEC - 1-5 HP'!$X18,0,MATCH(AB$9,'UEC - 1-5 HP'!$Y$10:$BZ$10,0))","v":3902.5930478832074},{"$f":"OFFSET('UEC - 1-5 HP'!$X18,0,MATCH(AC$9,'UEC - 1-5 HP'!$Y$10:$BZ$10,0))","v":3898.5855943567763},{"$f":"OFFSET('UEC - 1-5 HP'!$X18,0,MATCH(AD$9,'UEC - 1-5 HP'!$Y$10:$BZ$10,0))","v":3898.0324452285572},{"$f":"OFFSET('UEC - 1-5 HP'!$X18,0,MATCH(AE$9,'UEC - 1-5 HP'!$Y$10:$BZ$10,0))","v":3897.6043449653312},{"$f":"OFFSET('UEC - 1-5 HP'!$X18,0,MATCH(AF$9,'UEC - 1-5 HP'!$Y$10:$BZ$10,0))","v":3897.2463568830153},{"$f":"OFFSET('UEC - 1-5 HP'!$X18,0,MATCH(AG$9,'UEC - 1-5 HP'!$Y$10:$BZ$10,0))","v":3896.9339494172295}]
[]
[null,null,"Stock and Shipments",2005,{"$f":"D16+1","v":2006},{"$f":"E16+1","v":2007},2008,2009,2010,2011,2012,2013,2014,2015,2016,2017,2018,2019,2020,2021,2022,2023,2024,2025,2026,2027,2028,2029,2030,2031,2032,2033,2034,"Total "]
[null,null,"6P Shipments","-","-","-","-","-","-","-","-","-","-","-","-","-","-","-","-","-","-","-","-","-","-","-","-","-","-","-","-","-","-"]
[null,null,"Replacement Shipments",{"$f":"TRANSPOSE('SM - 1-5 HP'!$AG$40:$AG$69)","v":63208.742241348817},65372.226155957229,67609.760945219925,69923.881193286143,72317.208237052299,74792.45313550088,77352.419740672602,80000.007873750641,82738.216609854629,85570.147675265238,88499.008960927677,91528.118156213997,94660.906507060368,97900.922702736309,101251.83689564894,104717.44485873528,108301.67228515232,112008.579235135,115842.36473505963,119807.37153392225,123908.09102261973,128149.16832160622,132535.40754268781,137071.7772309159,141763.41599274339,146615.63831681944,151633.94059401588,159309.23047814591,163905.84135268614,169184.93045186112]
[null,null,"Net New Shipments",{"$f":"TRANSPOSE('SM - 1-5 HP'!$AH$40:$AH$69)","v":41508.702617386465},42929.446129195094,44398.818289915056,45918.483541773479,47490.163296869934,49115.637887118828,50796.748580933614,52535.399668937178,54333.560621061268,56193.268317478149,58116.629355891753,60105.822437801879,64648.323971085541,66004.918649949832,67933.093556212174,69829.558092717722,70708.654506159495,73282.053904686327,77199.283641874077,81705.385821676944,86848.874066698787,91599.011029343368,94907.246345222113,96792.874105991039,98671.670074109337,100537.48011894457,101277.85210010686,101413.28863814444,104679.02049110227,108713.87958039372]
[null,null,"Total Model Shipments",{"$f":"TRANSPOSE('SM - 1-5 HP'!$AJ$40:$AJ$69)","v":104717.44485873528},108301.67228515232,112008.57923513498,115842.36473505961,119807.37153392224,123908.09102261972,128149.16832160621,132535.40754268781,137071.7772309159,141763.41599274339,146615.63831681944,151633.94059401588,159309.23047814591,163905.84135268614,169184.93045186112,174547.002951453,179010.32679131182,185290.63313982132,193041.64837693371,201512.7573555992,210756.96508931852,219748.17935094959,227442.65388790992,233864.65133690694,240435.08606685273,247153.11843576402,252911.79269412273,260722.51911629035,268584.86184378841,277898.81003225484]
[null,null,"Model Installed Stock",{"$f":"TRANSPOSE('SM - 1-5 HP'!$AF$40:$AF$69)","v":1254234.5596478821},1297164.0057770773,1341562.8240669924,1387481.3076087658,1434971.4709056355,1484087.1087927546,1534883.8573736884,1587419.2570426255,1641752.8176636868,1697946.0859811648,1756062.7153370567,1816168.5377748583,1880816.8617459438,1946821.7803958938,2014754.8739521059,2084584.4320448237,2155293.0865509831,2228575.1404556693,2305774.4240975436,2387479.8099192204,2474328.6839859188,2565927.6950152628,2660834.9413604848,2757627.8154664761,2856299.4855405851,2956836.9656595304,3058114.8177596368,3159528.1063977811,3264207.1268888833,3372921.0064692772]
[]
[]
[]
[null,null,"First Year Energy Consumption ",2005,{"$f":"D25+1","v":2006},{"$f":"E25+1","v":2007},2008,2009,2010,2011,2012,2013,2014,2015,2016,2017,2018,2019,2020,2021,2022,2023,2024,2025,2026,2027,2028,2029,2030,2031,2032,2033,2034,"Total "]
[null,null,"6P Shipments * 6P UEC",{"$f":"IFERROR(\"--\",D10*D17)","v":"--"},"--","--","--","--","--","--","--","--","--","--","--","--","--","--","--","--","--","--","--","--","--","--","--","--","--","--","--","--","--",{"$f":"SUM(D26:AG26)","v":0}]
[null,null,"Model Shipments * Model Pre-Case UEC",{"$f":"D11*D18","v":260205304.2578375},{"$f":"E11*E18","v":269111508.84751463},278322551.49735129,287848866.08431345,297701243.61199504,{"$f":"I11*I20","v":492232916.55817175},{"$f":"J11*J20","v":509080870.8039335},526505490.18670404,544526512.5734905,563164351.4112314,582440118.85028112,602375649.65935457,632576957.95413303,650548529.16627514,671227806.76281393,692233733.52945232,709673781.79239786,734314149.25404418,764775527.35361528,798079659.19121909,834434119.04355502,869775290.29904985,899974492.68013668,925132347.85243821,950872523.34850943,977191342.44695699,999712890.22137082,1030340697.4395725,1061165528.1066766,1097717488.4108748,{"$f":"SUM(D27:AG27)","v":20513262249.195267}]
[null,null,"Model Shipments * Model Post-Case UEC",{"$f":"D12*D18","v":260205304.2578375},269111508.84751463,278322551.49735129,287848866.08431345,297701243.61199504,{"$f":"I12*I20","v":492232916.55817175},{"$f":"J12*J20","v":509080870.8039335},526505490.18670404,544526512.5734905,563164351.4112314,582440118.85028112,592183341.8585906,621752146.91254592,639463758.51864386,659896821.75428843,680682740.5390141,697981579.15470648,722376244.5186795,752510895.03882635,785456106.7492789,821416596.45972979,856392115.01614928,886315101.99063385,911280779.51264715,936826168.06905413,962947603.08905816,985332123.53802371,1015711841.587341,1046292616.3618442,1082527867.187669,{"$f":"SUM(D28:AG28)","v":20268486182.539543}]
[]
[null,null,"Total Energy Consumption (kWh)",2005,{"$f":"D30+1","v":2006},{"$f":"E30+1","v":2007},2008,2009,2010,2011,2012,2013,2014,2015,2016,2017,2018,2019,2020,2021,2022,2023,2024,2025,2026,2027,2028,2029,2030,2031,2032,2033,2034,"Total "]
[null,null,"Modeled Pre-case Consumption \n(Installed UEC * Stock)",{"$f":"D13*D21","v":5163185876.3736067},{"$f":"E13*E21","v":5339909367.3903332},5522681680.3989344,5711709852.0942993,5907208005.5417004,6091550077.6656637,6282201737.5726442,6479378947.346241,6683305060.935133,6894211077.1589098,7112335901.3737078,7337926616.0940266,7580822192.872385,7828351480.1477146,8082765661.2652054,8343919236.6651068,8607758018.5932655,8880977303.3413563,9168875792.9152966,9473756055.0471172,9815957257.5325031,10176651677.027618,10550120679.521051,10930726514.799999,11318434686.737276,11713185910.33395,12110523150.895967,12508286890.381407,12918903889.32181,13345393570.96987,{"$f":"SUM(D31:AG31)","v":257881014168.31412}]
[null,null,"Modeled Post-case Consumption \n(Installed UEC* Stock)",{"$f":"D14*D21","v":5163185876.3736067},{"$f":"E14*E21","v":5339909367.3903332},5522681680.3989344,5711709852.0942993,5907208005.5417004,6091550077.6656637,6282201737.5726442,6479378947.346241,6683305060.935133,6894211077.1589098,7112335901.3737078,7327734308.2932625,7559805074.0300331,7796249590.657732,8039332786.7666969,8288935369.1761627,8541081948.466629,8802363328.479353,9077997185.7385044,9370253895.4283867,9699437575.3299427,10046748819.54216,10406558431.346088,10773312698.285244,11146974514.943069,11527481999.181847,11920630780.86128,12314590475.536077,12721419333.379274,13144050378.812656,{"$f":"SUM(D32:AG32)","v":255692636078.10559}]
[]
[]
[]
[null,null,"Total Energy Consumption (aMW)",2005,{"$f":"D36+1","v":2006},2007,2008,2009,2010,2011,2012,2013,2014,2015,2016,2017,2018,2019,2020,2021,2022,2023,2024,2025,2026,2027,2028,2029,2030,2031,2032,2033,2034,"Total "]
[null,null,{"$f":"C31","v":"Modeled Pre-case Consumption \n(Installed UEC * Stock)"},{"$f":"D31/1000/8760","v":589.40478040794596},{"$f":"E31/1000/8760","v":609.57869490757219},630.44311420079157,652.02167261350451,674.33881341800225,{"$f":"I31/'Constants & Menus'!$D$12/('Constants & Menus'!$D$11*'Constants & Menus'!$D$9)","v":694.90646562464792},{"$f":"J31/'Constants & Menus'!$D$12/('Constants & Menus'!$D$11*'Constants & Menus'!$D$9)","v":716.65545717232987},{"$f":"K31/'Constants & Menus'!$D$12/('Constants & Menus'!$D$11*'Constants & Menus'!$D$9)","v":739.14886462996139},{"$f":"L31/'Constants & Menus'!$D$12/('Constants & Menus'!$D$11*'Constants & Menus'!$D$9)","v":762.41216757188374},{"$f":"M31/'Constants & Menus'!$D$12/('Constants & Menus'!$D$11*'Constants & Menus'!$D$9)","v":786.47171767726559},{"$f":"N31/'Constants & Menus'!$D$12/('Constants & Menus'!$D$11*'Constants & Menus'!$D$9)","v":811.35476858016284},{"$f":"O31/'Constants & Menus'!$D$12/('Constants & Menus'!$D$11*'Constants & Menus'!$D$9)","v":837.08950674127618},{"$f":"P31/'Constants & Menus'!$D$12/('Constants & Menus'!$D$11*'Constants & Menus'!$D$9)","v":864.79833366100672},{"$f":"Q31/'Constants & Menus'!$D$12/('Constants & Menus'!$D$11*'Constants & Menus'!$D$9)","v":893.03576091121545},{"$f":"R31/'Constants & Menus'!$D$12/('Constants & Menus'!$D$11*'Constants & Menus'!$D$9)","v":922.05859699580265},{"$f":"S31/'Constants & Menus'!$D$12/('Constants & Menus'!$D$11*'Constants & Menus'!$D$9)","v":951.85024374459351},{"$f":"T31/'Constants & Menus'!$D$12/('Constants & Menus'!$D$11*'Constants & Menus'!$D$9)","v":981.94821111034275},{"$f":"U31/'Constants & Menus'!$D$12/('Constants & Menus'!$D$11*'Constants & Menus'!$D$9)","v":1013.1162791856442},{"$f":"V31/'Constants & Menus'!$D$12/('Constants & Menus'!$D$11*'Constants & Menus'!$D$9)","v":1045.9589086145672},{"$f":"W31/'Constants & Menus'!$D$12/('Constants & Menus'!$D$11*'Constants & Menus'!$D$9)","v":1080.7387696836774},{"$f":"X31/'Constants & Menus'!$D$12/('Constants & Menus'!$D$11*'Constants & Menus'!$D$9)","v":1119.776095999601},{"$f":"Y31/'Constants & Menus'!$D$12/('Constants & Menus'!$D$11*'Constants & Menus'!$D$9)","v":1160.9230751799703},{"$f":"Z31/'Constants & Menus'!$D$12/('Constants & Menus'!$D$11*'Constants & Menus'!$D$9)","v":1203.5273419485573},{"$f":"AA31/'Constants & Menus'!$D$12/('Constants & Menus'!$D$11*'Constants & Menus'!$D$9)","v":1246.9457580196211},{"$f":"AB31/'Constants & Menus'!$D$12/('Constants & Menus'!$D$11*'Constants & Menus'!$D$9)","v":1291.1743881744555},{"$f":"AC31/'Constants & Menus'!$D$12/('Constants & Menus'!$D$11*'Constants & Menus'!$D$9)","v":1336.2064693513519},{"$f":"AD31/'Constants & Menus'!$D$12/('Constants & Menus'!$D$11*'Constants & Menus'!$D$9)","v":1381.5335558859192},{"$f":"AE31/'Constants & Menus'!$D$12/('Constants & Menus'!$D$11*'Constants & Menus'!$D$9)","v":1426.9092961877034},{"$f":"AF31/'Constants & Menus'!$D$12/('Constants & Menus'!$D$11*'Constants & Menus'!$D$9)","v":1473.7512992609868},{"$f":"AG31/'Constants & Menus'!$D$12/('Constants & Menus'!$D$11*'Constants & Menus'!$D$9)","v":1522.4040122028143},{"$f":"SUM(D37:AG37)","v":29420.482419663174}]
[null,null,{"$f":"C32","v":"Modeled Post-case Consumption \n(Installed UEC* Stock)"},{"$f":"D32/1000/8760","v":589.40478040794596},609.57869490757219,630.44311420079157,652.02167261350451,674.33881341800225,{"$f":"I32/'Constants & Menus'!$D$12/('Constants & Menus'!$D$11*'Constants & Menus'!$D$9)","v":694.90646562464792},{"$f":"J32/'Constants & Menus'!$D$12/('Constants & Menus'!$D$11*'Constants & Menus'!$D$9)","v":716.65545717232987},{"$f":"K32/'Constants & Menus'!$D$12/('Constants & Menus'!$D$11*'Constants & Menus'!$D$9)","v":739.14886462996139},{"$f":"L32/'Constants & Menus'!$D$12/('Constants & Menus'!$D$11*'Constants & Menus'!$D$9)","v":762.41216757188374},{"$f":"M32/'Constants & Menus'!$D$12/('Constants & Menus'!$D$11*'Constants & Menus'!$D$9)","v":786.47171767726559},{"$f":"N32/'Constants & Menus'!$D$12/('Constants & Menus'!$D$11*'Constants & Menus'!$D$9)","v":811.35476858016284},{"$f":"O32/'Constants & Menus'!$D$12/('Constants & Menus'!$D$11*'Constants & Menus'!$D$9)","v":835.92679766065055},{"$f":"P32/'Constants & Menus'!$D$12/('Constants & Menus'!$D$11*'Constants & Menus'!$D$9)","v":862.40076135409913},{"$f":"Q32/'Constants & Menus'!$D$12/('Constants & Menus'!$D$11*'Constants & Menus'!$D$9)","v":889.37366993585817},{"$f":"R32/'Constants & Menus'!$D$12/('Constants & Menus'!$D$11*'Constants & Menus'!$D$9)","v":917.10389992775458},{"$f":"S32/'Constants & Menus'!$D$12/('Constants & Menus'!$D$11*'Constants & Menus'!$D$9)","v":945.57784270775301},{"$f":"T32/'Constants & Menus'!$D$12/('Constants & Menus'!$D$11*'Constants & Menus'!$D$9)","v":974.34199731538092},{"$f":"U32/'Constants & Menus'!$D$12/('Constants & Menus'!$D$11*'Constants & Menus'!$D$9)","v":1004.1482236458309},{"$f":"V32/'Constants & Menus'!$D$12/('Constants & Menus'!$D$11*'Constants & Menus'!$D$9)","v":1035.5917391898818},{"$f":"W32/'Constants & Menus'!$D$12/('Constants & Menus'!$D$11*'Constants & Menus'!$D$9)","v":1068.9315418010938},{"$f":"X32/'Constants & Menus'!$D$12/('Constants & Menus'!$D$11*'Constants & Menus'!$D$9)","v":1106.4838666814901},{"$f":"Y32/'Constants & Menus'!$D$12/('Constants & Menus'!$D$11*'Constants & Menus'!$D$9)","v":1146.1041318209172},{"$f":"Z32/'Constants & Menus'!$D$12/('Constants & Menus'!$D$11*'Constants & Menus'!$D$9)","v":1187.1501746915455},{"$f":"AA32/'Constants & Menus'!$D$12/('Constants & Menus'!$D$11*'Constants & Menus'!$D$9)","v":1228.9884437925216},{"$f":"AB32/'Constants & Menus'!$D$12/('Constants & Menus'!$D$11*'Constants & Menus'!$D$9)","v":1271.6147062449313},{"$f":"AC32/'Constants & Menus'!$D$12/('Constants & Menus'!$D$11*'Constants & Menus'!$D$9)","v":1315.0219027129644},{"$f":"AD32/'Constants & Menus'!$D$12/('Constants & Menus'!$D$11*'Constants & Menus'!$D$9)","v":1359.8711819371756},{"$f":"AE32/'Constants & Menus'!$D$12/('Constants & Menus'!$D$11*'Constants & Menus'!$D$9)","v":1404.8129677773304},{"$f":"AF32/'Constants & Menus'!$D$12/('Constants & Menus'!$D$11*'Constants & Menus'!$D$9)","v":1451.222830638749},{"$f":"AG32/'Constants & Menus'!$D$12/('Constants & Menus'!$D$11*'Constants & Menus'!$D$9)","v":1499.4353614890094},{"$f":"SUM(D38:AG38)","v":29170.838558129002}]
[]
[null,null,"Savings (aMW)",2005,{"$f":"D40+1","v":2006},2007,2008,2009,2010,2011,2012,2013,2014,2015,2016,2017,2018,2019,2020,2021,2022,2023,2024,2025,2026,2027,2028,2029,2030,2031,2032,2033,2034,"Total "]
[null,null,"Incremental Savings",{"$f":"IF(AND(D40>=StandardYear,(D40-StandardYear)<_1to5Life),\n(D11-D12)*D20/'Constants & Menus'!$D$12/('Constants & Menus'!$D$11*'Constants & Menus'!$D$9),\n(D11-D12)*D19/'Constants & Menus'!$D$12/('Constants & Menus'!$D$11*'Constants & Menus'!$D$9))","v":0},{"$f":"IF(AND(E40>=StandardYear,(E40-StandardYear)<_1to5Life),\n(E11-E12)*E20/'Constants & Menus'!$D$12/('Constants & Menus'!$D$11*'Constants & Menus'!$D$9),\n(E11-E12)*E19/'Constants & Menus'!$D$12/('Constants & Menus'!$D$11*'Constants & Menus'!$D$9))","v":0},{"$f":"IF(AND(F40>=StandardYear,(F40-StandardYear)<_1to5Life),\n(F11-F12)*F20/'Constants & Menus'!$D$12/('Constants & Menus'!$D$11*'Constants & Menus'!$D$9),\n(F11-F12)*F19/'Constants & Menus'!$D$12/('Constants & Menus'!$D$11*'Constants & Menus'!$D$9))","v":0},{"$f":"IF(AND(G40>=StandardYear,(G40-StandardYear)<_1to5Life),\n(G11-G12)*G20/'Constants & Menus'!$D$12/('Constants & Menus'!$D$11*'Constants & Menus'!$D$9),\n(G11-G12)*G19/'Constants & Menus'!$D$12/('Constants & Menus'!$D$11*'Constants & Menus'!$D$9))","v":0},{"$f":"IF(AND(H40>=StandardYear,(H40-StandardYear)<_1to5Life),\n(H11-H12)*H20/'Constants & Menus'!$D$12/('Constants & Menus'!$D$11*'Constants & Menus'!$D$9),\n(H11-H12)*H19/'Constants & Menus'!$D$12/('Constants & Menus'!$D$11*'Constants & Menus'!$D$9))","v":0},{"$f":"IF(AND(I40>=StandardYear,(I40-StandardYear)<_1to5Life),\n(I11-I12)*I20/'Constants & Menus'!$D$12/('Constants & Menus'!$D$11*'Constants & Menus'!$D$9),\n(I11-I12)*I19/'Constants & Menus'!$D$12/('Constants & Menus'!$D$11*'Constants & Menus'!$D$9))","v":0},{"$f":"IF(AND(J40>=StandardYear,(J40-StandardYear)<_1to5Life),\n(J11-J12)*J20/'Constants & Menus'!$D$12/('Constants & Menus'!$D$11*'Constants & Menus'!$D$9),\n(J11-J12)*J19/'Constants & Menus'!$D$12/('Constants & Menus'!$D$11*'Constants & Menus'!$D$9))","v":0},{"$f":"IF(AND(K40>=StandardYear,(K40-StandardYear)<_1to5Life),\n(K11-K12)*K20/'Constants & Menus'!$D$12/('Constants & Menus'!$D$11*'Constants & Menus'!$D$9),\n(K11-K12)*K19/'Constants & Menus'!$D$12/('Constants & Menus'!$D$11*'Constants & Menus'!$D$9))","v":0},{"$f":"IF(AND(L40>=StandardYear,(L40-StandardYear)<_1to5Life),\n(L11-L12)*L20/'Constants & Menus'!$D$12/('Constants & Menus'!$D$11*'Constants & Menus'!$D$9),\n(L11-L12)*L19/'Constants & Menus'!$D$12/('Constants & Menus'!$D$11*'Constants & Menus'!$D$9))","v":0},{"$f":"IF(AND(M40>=StandardYear,(M40-StandardYear)<_1to5Life),\n(M11-M12)*M20/'Constants & Menus'!$D$12/('Constants & Menus'!$D$11*'Constants & Menus'!$D$9),\n(M11-M12)*M19/'Constants & Menus'!$D$12/('Constants & Menus'!$D$11*'Constants & Menus'!$D$9))","v":0},{"$f":"IF(AND(N40>=StandardYear,(N40-StandardYear)<_1to5Life),\n(N11-N12)*N20/'Constants & Menus'!$D$12/('Constants & Menus'!$D$11*'Constants & Menus'!$D$9),\n(N11-N12)*N19/'Constants & Menus'!$D$12/('Constants & Menus'!$D$11*'Constants & Menus'!$D$9))","v":0},{"$f":"IF(AND(O40>=StandardYear,(O40-StandardYear)<_1to5Life),\n(O11-O12)*O20/'Constants & Menus'!$D$12/('Constants & Menus'!$D$11*'Constants & Menus'!$D$9),\n(O11-O12)*O19/'Constants & Menus'!$D$12/('Constants & Menus'!$D$11*'Constants & Menus'!$D$9))","v":1.1627090806256004},{"$f":"IF(AND(P40>=StandardYear,(P40-StandardYear)<_1to5Life),\n(P11-P12)*P20/'Constants & Menus'!$D$12/('Constants & Menus'!$D$11*'Constants & Menus'!$D$9),\n(P11-P12)*P19/'Constants & Menus'!$D$12/('Constants & Menus'!$D$11*'Constants & Menus'!$D$9))","v":1.2348632262819035},{"$f":"IF(AND(Q40>=StandardYear,(Q40-StandardYear)<_1to5Life),\n(Q11-Q12)*Q20/'Constants & Menus'!$D$12/('Constants & Menus'!$D$11*'Constants & Menus'!$D$9),\n(Q11-Q12)*Q19/'Constants & Menus'!$D$12/('Constants & Menus'!$D$11*'Constants & Menus'!$D$9))","v":1.2645186684498342},{"$f":"IF(AND(R40>=StandardYear,(R40-StandardYear)<_1to5Life),\n(R11-R12)*R20/'Constants & Menus'!$D$12/('Constants & Menus'!$D$11*'Constants & Menus'!$D$9),\n(R11-R12)*R19/'Constants & Menus'!$D$12/('Constants & Menus'!$D$11*'Constants & Menus'!$D$9))","v":1.2926060926905609},{"$f":"IF(AND(S40>=StandardYear,(S40-StandardYear)<_1to5Life),\n(S11-S12)*S20/'Constants & Menus'!$D$12/('Constants & Menus'!$D$11*'Constants & Menus'!$D$9),\n(S11-S12)*S19/'Constants & Menus'!$D$12/('Constants & Menus'!$D$11*'Constants & Menus'!$D$9))","v":1.3177039687928653},{"$f":"IF(AND(T40>=StandardYear,(T40-StandardYear)<_1to5Life),\n(T11-T12)*T20/'Constants & Menus'!$D$12/('Constants & Menus'!$D$11*'Constants & Menus'!$D$9),\n(T11-T12)*T19/'Constants & Menus'!$D$12/('Constants & Menus'!$D$11*'Constants & Menus'!$D$9))","v":1.3338127581213155},{"$f":"IF(AND(U40>=StandardYear,(U40-StandardYear)<_1to5Life),\n(U11-U12)*U20/'Constants & Menus'!$D$12/('Constants & Menus'!$D$11*'Constants & Menus'!$D$9),\n(U11-U12)*U19/'Constants & Menus'!$D$12/('Constants & Menus'!$D$11*'Constants & Menus'!$D$9))","v":1.3618417448511009},{"$f":"IF(AND(V40>=StandardYear,(V40-StandardYear)<_1to5Life),\n(V11-V12)*V20/'Constants & Menus'!$D$12/('Constants & Menus'!$D$11*'Constants & Menus'!$D$9),\n(V11-V12)*V19/'Constants & Menus'!$D$12/('Constants & Menus'!$D$11*'Constants & Menus'!$D$9))","v":1.3991138848721076},{"$f":"IF(AND(W40>=StandardYear,(W40-StandardYear)<_1to5Life),\n(W11-W12)*W20/'Constants & Menus'!$D$12/('Constants & Menus'!$D$11*'Constants & Menus'!$D$9),\n(W11-W12)*W19/'Constants & Menus'!$D$12/('Constants & Menus'!$D$11*'Constants & Menus'!$D$9))","v":1.4400584578987186},{"$f":"IF(AND(X40>=StandardYear,(X40-StandardYear)<_1to5Life),\n(X11-X12)*X20/'Constants & Menus'!$D$12/('Constants & Menus'!$D$11*'Constants & Menus'!$D$9),\n(X11-X12)*X19/'Constants & Menus'!$D$12/('Constants & Menus'!$D$11*'Constants & Menus'!$D$9))","v":1.4850014355264947},{"$f":"IF(AND(Y40>=StandardYear,(Y40-StandardYear)<_1to5Life),\n(Y11-Y12)*Y20/'Constants & Menus'!$D$12/('Constants & Menus'!$D$11*'Constants & Menus'!$D$9),\n(Y11-Y12)*Y19/'Constants & Menus'!$D$12/('Constants & Menus'!$D$11*'Constants & Menus'!$D$9))","v":1.5267140409423372},{"$f":"IF(AND(Z40>=StandardYear,(Z40-StandardYear)<_1to5Life),\n(Z11-Z12)*Z20/'Constants & Menus'!$D$12/('Constants & Menus'!$D$11*'Constants & Menus'!$D$9),\n(Z11-Z12)*Z19/'Constants & Menus'!$D$12/('Constants & Menus'!$D$11*'Constants & Menus'!$D$9))","v":1.5582238979583347},{"$f":"IF(AND(AA40>=StandardYear,(AA40-StandardYear)<_1to5Life),\n(AA11-AA12)*AA20/'Constants & Menus'!$D$12/('Constants & Menus'!$D$11*'Constants & Menus'!$D$9),\n(AA11-AA12)*AA19/'Constants & Menus'!$D$12/('Constants & Menus'!$D$11*'Constants & Menus'!$D$9))","v":1.5801469700879531},{"$f":"IF(AND(AB40>=StandardYear,(AB40-StandardYear)<_1to5Life),\n(AB11-AB12)*AB20/'Constants & Menus'!$D$12/('Constants & Menus'!$D$11*'Constants & Menus'!$D$9),\n(AB11-AB12)*AB19/'Constants & Menus'!$D$12/('Constants & Menus'!$D$11*'Constants & Menus'!$D$9))","v":1.6023677024247429},{"$f":"IF(AND(AC40>=StandardYear,(AC40-StandardYear)<_1to5Life),\n(AC11-AC12)*AC20/'Constants & Menus'!$D$12/('Constants & Menus'!$D$11*'Constants & Menus'!$D$9),\n(AC11-AC12)*AC19/'Constants & Menus'!$D$12/('Constants & Menus'!$D$11*'Constants & Menus'!$D$9))","v":1.6248847088636533},{"$f":"IF(AND(AD40>=StandardYear,(AD40-StandardYear)<_1to5Life),\n(AD11-AD12)*AD20/'Constants & Menus'!$D$12/('Constants & Menus'!$D$11*'Constants & Menus'!$D$9),\n(AD11-AD12)*AD19/'Constants & Menus'!$D$12/('Constants & Menus'!$D$11*'Constants & Menus'!$D$9))","v":0.65694040852656754},{"$f":"IF(AND(AE40>=StandardYear,(AE40-StandardYear)<_1to5Life),\n(AE11-AE12)*AE20/'Constants & Menus'!$D$12/('Constants & Menus'!$D$11*'Constants & Menus'!$D$9),\n(AE11-AE12)*AE19/'Constants & Menus'!$D$12/('Constants & Menus'!$D$11*'Constants & Menus'!$D$9))","v":0.64912033852018691},{"$f":"IF(AND(AF40>=StandardYear,(AF40-StandardYear)<_1to5Life),\n(AF11-AF12)*AF20/'Constants & Menus'!$D$12/('Constants & Menus'!$D$11*'Constants & Menus'!$D$9),\n(AF11-AF12)*AF19/'Constants & Menus'!$D$12/('Constants & Menus'!$D$11*'Constants & Menus'!$D$9))","v":0.66126061044384055},{"$f":"IF(AND(AG40>=StandardYear,(AG40-StandardYear)<_1to5Life),\n(AG11-AG12)*AG20/'Constants & Menus'!$D$12/('Constants & Menus'!$D$11*'Constants & Menus'!$D$9),\n(AG11-AG12)*AG19/'Constants & Menus'!$D$12/('Constants & Menus'!$D$11*'Constants & Menus'!$D$9))","v":0.67786589651064322}]
[null,null,"Cumulative Savings",{"$f":"IFERROR(D41+C42,0)","v":0},{"$f":"IFERROR(E41+D42,0)","v":0},0,0,0,0,0,0,0,0,0,1.1627090806256004,2.3975723069075041,3.6620909753573381,4.9546970680478992,6.2724010368407646,7.6062137949620805,8.9680555398131823,10.36716942468529,11.807227882584009,13.292229318110504,14.818943359052842,16.377167257011177,17.957314227099129,19.559681929523872,21.184566638387526,21.841507046914092,22.49062738543428,23.15188799587812,23.829753892388762,{"$f":"SUM(D42:AG42)","v":251.701816159624}]
[null,null,"DOE Aggregate Lifecycle Savings (formerly DOE Carbon proxy)",{"$f":"SUM($D$42:D42)","v":0},{"$f":"SUM($D$42:E42)","v":0},{"$f":"SUM($D$42:F42)","v":0},{"$f":"SUM($D$42:G42)","v":0},{"$f":"SUM($D$42:H42)","v":0},{"$f":"SUM($D$42:I42)","v":0},{"$f":"SUM($D$42:J42)","v":0},{"$f":"SUM($D$42:K42)","v":0},{"$f":"SUM($D$42:L42)","v":0},{"$f":"SUM($D$42:M42)","v":0},{"$f":"SUM($D$42:N42)","v":0},{"$f":"SUM($D$42:O42)","v":1.1627090806256004},{"$f":"SUM($D$42:P42)","v":3.5602813875331045},{"$f":"SUM($D$42:Q42)","v":7.222372362890443},{"$f":"SUM($D$42:R42)","v":12.177069430938342},{"$f":"SUM($D$42:S42)","v":18.449470467779108},{"$f":"SUM($D$42:T42)","v":26.055684262741188},{"$f":"SUM($D$42:U42)","v":35.023739802554374},{"$f":"SUM($D$42:V42)","v":45.390909227239661},{"$f":"SUM($D$42:W42)","v":57.198137109823669},{"$f":"SUM($D$42:X42)","v":70.490366427934177},{"$f":"SUM($D$42:Y42)","v":85.309309786987015},{"$f":"SUM($D$42:Z42)","v":101.6864770439982},{"$f":"SUM($D$42:AA42)","v":119.64379127109733},{"$f":"SUM($D$42:AB42)","v":139.2034732006212},{"$f":"SUM($D$42:AC42)","v":160.38803983900874},{"$f":"SUM($D$42:AD42)","v":182.22954688592284},{"$f":"SUM($D$42:AE42)","v":204.72017427135711},{"$f":"SUM($D$42:AF42)","v":227.87206226723524},{"$f":"SUM($D$42:AG42)","v":251.701816159624}]
[null,null,"Check",null,{"$f":"ROUND(E42-D42-E41,3)","v":0},{"$f":"ROUND(F42-E42-F41,3)","v":0},0,0,0,0,0,0,0,0,0,0,0,0,0,0,0,0,0,0,0,0,0,0,0,0,0,0,0]

{"sheet":"Results - 6-20 HP","index":28,"n_rows":44,"n_cols":34,"rows_kept":44,"cut":false,"hidden":false,"merged":[]}
[]
[null,null,"RESULTS  - 6-20 HP"]
[]
[null,null,"NAVIGATION"]
[]
[null,null,"COMMENTS"]
[]
[]
[null,null,"Unit Energy Consumption (kWh/year) ",2005,{"$f":"D9+1","v":2006},{"$f":"E9+1","v":2007},2008,2009,2010,2011,2012,2013,2014,2015,2016,2017,2018,2019,2020,2021,2022,2023,2024,2025,2026,2027,2028,2029,2030,2031,2032,2033,2034,"Total "]
[null,null,"Council's Pre-case Shipment UEC","--","--","--","--","--","--","--","--","--","--","--","--","--","--","--","--","--","--","--","--","--","--","--","--","--","--","--","--","--","--"]
[null,null,{"$f":"'UEC - 1-5 HP'!$X$9&\" - \"&'UEC - 1-5 HP'!X11","v":"Market UEC (Shipment Weighted Average) - PRE-Case UEC"},{"$f":"OFFSET('UEC - 6-20 HP'!$X11,0,MATCH(D$9,'UEC - 6-20 HP'!$Y$10:$BZ$10,0))","v":17961.847900000001},{"$f":"OFFSET('UEC - 6-20 HP'!$X11,0,MATCH(E$9,'UEC - 6-20 HP'!$Y$10:$BZ$10,0))","v":17961.847900000001},{"$f":"OFFSET('UEC - 6-20 HP'!$X11,0,MATCH(F$9,'UEC - 6-20 HP'!$Y$10:$BZ$10,0))","v":17961.847900000001},{"$f":"OFFSET('UEC - 6-20 HP'!$X11,0,MATCH(G$9,'UEC - 6-20 HP'!$Y$10:$BZ$10,0))","v":17961.847900000001},{"$f":"OFFSET('UEC - 6-20 HP'!$X11,0,MATCH(H$9,'UEC - 6-20 HP'!$Y$10:$BZ$10,0))","v":17961.847900000001},{"$f":"OFFSET('UEC - 6-20 HP'!$X11,0,MATCH(I$9,'UEC - 6-20 HP'!$Y$10:$BZ$10,0))","v":17469.022447695635},{"$f":"OFFSET('UEC - 6-20 HP'!$X11,0,MATCH(J$9,'UEC - 6-20 HP'!$Y$10:$BZ$10,0))","v":17469.022447695635},{"$f":"OFFSET('UEC - 6-20 HP'!$X11,0,MATCH(K$9,'UEC - 6-20 HP'!$Y$10:$BZ$10,0))","v":17469.022447695635},{"$f":"OFFSET('UEC - 6-20 HP'!$X11,0,MATCH(L$9,'UEC - 6-20 HP'!$Y$10:$BZ$10,0))","v":17469.022447695635},{"$f":"OFFSET('UEC - 6-20 HP'!$X11,0,MATCH(M$9,'UEC - 6-20 HP'!$Y$10:$BZ$10,0))","v":17469.022447695635},{"$f":"OFFSET('UEC - 6-20 HP'!$X11,0,MATCH(N$9,'UEC - 6-20 HP'!$Y$10:$BZ$10,0))","v":17469.022447695635},{"$f":"OFFSET('UEC - 6-20 HP'!$X11,0,MATCH(O$9,'UEC - 6-20 HP'!$Y$10:$BZ$10,0))","v":17469.022447695635},{"$f":"OFFSET('UEC - 6-20 HP'!$X11,0,MATCH(P$9,'UEC - 6-20 HP'!$Y$10:$BZ$10,0))","v":17463.628574754708},{"$f":"OFFSET('UEC - 6-20 HP'!$X11,0,MATCH(Q$9,'UEC - 6-20 HP'!$Y$10:$BZ$10,0))","v":17458.546563192787},{"$f":"OFFSET('UEC - 6-20 HP'!$X11,0,MATCH(R$9,'UEC - 6-20 HP'!$Y$10:$BZ$10,0))","v":17453.742313379382},{"$f":"OFFSET('UEC - 6-20 HP'!$X11,0,MATCH(S$9,'UEC - 6-20 HP'!$Y$10:$BZ$10,0))","v":17449.187029751309},{"$f":"OFFSET('UEC - 6-20 HP'!$X11,0,MATCH(T$9,'UEC - 6-20 HP'!$Y$10:$BZ$10,0))","v":17444.856174789016},{"$f":"OFFSET('UEC - 6-20 HP'!$X11,0,MATCH(U$9,'UEC - 6-20 HP'!$Y$10:$BZ$10,0))","v":17440.728668782096},{"$f":"OFFSET('UEC - 6-20 HP'!$X11,0,MATCH(V$9,'UEC - 6-20 HP'!$Y$10:$BZ$10,0))","v":17436.786269178512},{"$f":"OFFSET('UEC - 6-20 HP'!$X11,0,MATCH(W$9,'UEC - 6-20 HP'!$Y$10:$BZ$10,0))","v":17433.013083226659},{"$f":"OFFSET('UEC - 6-20 HP'!$X11,0,MATCH(X$9,'UEC - 6-20 HP'!$Y$10:$BZ$10,0))","v":17429.395180968571},{"$f":"OFFSET('UEC - 6-20 HP'!$X11,0,MATCH(Y$9,'UEC - 6-20 HP'!$Y$10:$BZ$10,0))","v":17425.920284766242},{"$f":"OFFSET('UEC - 6-20 HP'!$X11,0,MATCH(Z$9,'UEC - 6-20 HP'!$Y$10:$BZ$10,0))","v":17422.577517888007},{"$f":"OFFSET('UEC - 6-20 HP'!$X11,0,MATCH(AA$9,'UEC - 6-20 HP'!$Y$10:$BZ$10,0))","v":17419.357199165945},{"$f":"OFFSET('UEC - 6-20 HP'!$X11,0,MATCH(AB$9,'UEC - 6-20 HP'!$Y$10:$BZ$10,0))","v":17416.250673950603},{"$f":"OFFSET('UEC - 6-20 HP'!$X11,0,MATCH(AC$9,'UEC - 6-20 HP'!$Y$10:$BZ$10,0))","v":17413.250173925888},{"$f":"OFFSET('UEC - 6-20 HP'!$X11,0,MATCH(AD$9,'UEC - 6-20 HP'!$Y$10:$BZ$10,0))","v":17410.348700066257},{"$f":"OFFSET('UEC - 6-20 HP'!$X11,0,MATCH(AE$9,'UEC - 6-20 HP'!$Y$10:$BZ$10,0))","v":17407.53992429786},{"$f":"OFFSET('UEC - 6-20 HP'!$X11,0,MATCH(AF$9,'UEC - 6-20 HP'!$Y$10:$BZ$10,0))","v":17404.818106387684},{"$f":"OFFSET('UEC - 6-20 HP'!$X11,0,MATCH(AG$9,'UEC - 6-20 HP'!$Y$10:$BZ$10,0))","v":17402.178023315777}]
[null,null,{"$f":"'UEC - 1-5 HP'!$X$9&\" - \"&'UEC - 1-5 HP'!X12","v":"Market UEC (Shipment Weighted Average) - POST-Case UEC"},{"$f":"OFFSET('UEC - 6-20 HP'!$X12,0,MATCH(D$9,'UEC - 6-20 HP'!$Y$10:$BZ$10,0))","v":17961.847900000001},{"$f":"OFFSET('UEC - 6-20 HP'!$X12,0,MATCH(E$9,'UEC - 6-20 HP'!$Y$10:$BZ$10,0))","v":17961.847900000001},{"$f":"OFFSET('UEC - 6-20 HP'!$X12,0,MATCH(F$9,'UEC - 6-20 HP'!$Y$10:$BZ$10,0))","v":17961.847900000001},{"$f":"OFFSET('UEC - 6-20 HP'!$X12,0,MATCH(G$9,'UEC - 6-20 HP'!$Y$10:$BZ$10,0))","v":17961.847900000001},{"$f":"OFFSET('UEC - 6-20 HP'!$X12,0,MATCH(H$9,'UEC - 6-20 HP'!$Y$10:$BZ$10,0))","v":17961.847900000001},{"$f":"OFFSET('UEC - 6-20 HP'!$X12,0,MATCH(I$9,'UEC - 6-20 HP'!$Y$10:$BZ$10,0))","v":17469.022447695635},{"$f":"OFFSET('UEC - 6-20 HP'!$X12,0,MATCH(J$9,'UEC - 6-20 HP'!$Y$10:$BZ$10,0))","v":17469.022447695635},{"$f":"OFFSET('UEC - 6-20 HP'!$X12,0,MATCH(K$9,'UEC - 6-20 HP'!$Y$10:$BZ$10,0))","v":17469.022447695635},{"$f":"OFFSET('UEC - 6-20 HP'!$X12,0,MATCH(L$9,'UEC - 6-20 HP'!$Y$10:$BZ$10,0))","v":17469.022447695635},{"$f":"OFFSET('UEC - 6-20 HP'!$X12,0,MATCH(M$9,'UEC - 6-20 HP'!$Y$10:$BZ$10,0))","v":17469.022447695635},{"$f":"OFFSET('UEC - 6-20 HP'!$X12,0,MATCH(N$9,'UEC - 6-20 HP'!$Y$10:$BZ$10,0))","v":17469.022447695635},{"$f":"OFFSET('UEC - 6-20 HP'!$X12,0,MATCH(O$9,'UEC - 6-20 HP'!$Y$10:$BZ$10,0))","v":17262.588537979755},{"$f":"OFFSET('UEC - 6-20 HP'!$X12,0,MATCH(P$9,'UEC - 6-20 HP'!$Y$10:$BZ$10,0))","v":17253.915951750645},{"$f":"OFFSET('UEC - 6-20 HP'!$X12,0,MATCH(Q$9,'UEC - 6-20 HP'!$Y$10:$BZ$10,0))","v":17249.179848315689},{"$f":"OFFSET('UEC - 6-20 HP'!$X12,0,MATCH(R$9,'UEC - 6-20 HP'!$Y$10:$BZ$10,0))","v":17245.903778274136},{"$f":"OFFSET('UEC - 6-20 HP'!$X12,0,MATCH(S$9,'UEC - 6-20 HP'!$Y$10:$BZ$10,0))","v":17243.396570865512},{"$f":"OFFSET('UEC - 6-20 HP'!$X12,0,MATCH(T$9,'UEC - 6-20 HP'!$Y$10:$BZ$10,0))","v":17241.365067076415},{"$f":"OFFSET('UEC - 6-20 HP'!$X12,0,MATCH(U$9,'UEC - 6-20 HP'!$Y$10:$BZ$10,0))","v":17239.657221257985},{"$f":"OFFSET('UEC - 6-20 HP'!$X12,0,MATCH(V$9,'UEC - 6-20 HP'!$Y$10:$BZ$10,0))","v":17238.183936885976},{"$f":"OFFSET('UEC - 6-20 HP'!$X12,0,MATCH(W$9,'UEC - 6-20 HP'!$Y$10:$BZ$10,0))","v":17236.888495015861},{"$f":"OFFSET('UEC - 6-20 HP'!$X12,0,MATCH(X$9,'UEC - 6-20 HP'!$Y$10:$BZ$10,0))","v":17235.732547978125},{"$f":"OFFSET('UEC - 6-20 HP'!$X12,0,MATCH(Y$9,'UEC - 6-20 HP'!$Y$10:$BZ$10,0))","v":17234.688952981101},{"$f":"OFFSET('UEC - 6-20 HP'!$X12,0,MATCH(Z$9,'UEC - 6-20 HP'!$Y$10:$BZ$10,0))","v":17233.737791664546},{"$f":"OFFSET('UEC - 6-20 HP'!$X12,0,MATCH(AA$9,'UEC - 6-20 HP'!$Y$10:$BZ$10,0))","v":17232.864013895836},{"$f":"OFFSET('UEC - 6-20 HP'!$X12,0,MATCH(AB$9,'UEC - 6-20 HP'!$Y$10:$BZ$10,0))","v":17232.055970140889},{"$f":"OFFSET('UEC - 6-20 HP'!$X12,0,MATCH(AC$9,'UEC - 6-20 HP'!$Y$10:$BZ$10,0))","v":17231.304458341245},{"$f":"OFFSET('UEC - 6-20 HP'!$X12,0,MATCH(AD$9,'UEC - 6-20 HP'!$Y$10:$BZ$10,0))","v":17230.602082963043},{"$f":"OFFSET('UEC - 6-20 HP'!$X12,0,MATCH(AE$9,'UEC - 6-20 HP'!$Y$10:$BZ$10,0))","v":17229.942811032059},{"$f":"OFFSET('UEC - 6-20 HP'!$X12,0,MATCH(AF$9,'UEC - 6-20 HP'!$Y$10:$BZ$10,0))","v":17229.32165669409},{"$f":"OFFSET('UEC - 6-20 HP'!$X12,0,MATCH(AG$9,'UEC - 6-20 HP'!$Y$10:$BZ$10,0))","v":17228.734452085064}]
[null,null,{"$f":"'UEC - 1-5 HP'!$X$15&\" - \"&'UEC - 1-5 HP'!X17","v":"Installed UEC (Vintage Weighted Average)  - PRE-Case UEC"},{"$f":"OFFSET('UEC - 6-20 HP'!$X17,0,MATCH(D$9,'UEC - 6-20 HP'!$Y$10:$BZ$10,0))","v":17961.847900000001},{"$f":"OFFSET('UEC - 6-20 HP'!$X17,0,MATCH(E$9,'UEC - 6-20 HP'!$Y$10:$BZ$10,0))","v":17961.847899999997},{"$f":"OFFSET('UEC - 6-20 HP'!$X17,0,MATCH(F$9,'UEC - 6-20 HP'!$Y$10:$BZ$10,0))","v":17961.847900000001},{"$f":"OFFSET('UEC - 6-20 HP'!$X17,0,MATCH(G$9,'UEC - 6-20 HP'!$Y$10:$BZ$10,0))","v":17961.847899999997},{"$f":"OFFSET('UEC - 6-20 HP'!$X17,0,MATCH(H$9,'UEC - 6-20 HP'!$Y$10:$BZ$10,0))","v":17961.847899999997},{"$f":"OFFSET('UEC - 6-20 HP'!$X17,0,MATCH(I$9,'UEC - 6-20 HP'!$Y$10:$BZ$10,0))","v":17922.675495348762},{"$f":"OFFSET('UEC - 6-20 HP'!$X17,0,MATCH(J$9,'UEC - 6-20 HP'!$Y$10:$BZ$10,0))","v":17884.799495491166},{"$f":"OFFSET('UEC - 6-20 HP'!$X17,0,MATCH(K$9,'UEC - 6-20 HP'!$Y$10:$BZ$10,0))","v":17848.176996107097},{"$f":"OFFSET('UEC - 6-20 HP'!$X17,0,MATCH(L$9,'UEC - 6-20 HP'!$Y$10:$BZ$10,0))","v":17812.766512788396},{"$f":"OFFSET('UEC - 6-20 HP'!$X17,0,MATCH(M$9,'UEC - 6-20 HP'!$Y$10:$BZ$10,0))","v":17778.527934047121},{"$f":"OFFSET('UEC - 6-20 HP'!$X17,0,MATCH(N$9,'UEC - 6-20 HP'!$Y$10:$BZ$10,0))","v":17745.422475878928},{"$f":"OFFSET('UEC - 6-20 HP'!$X17,0,MATCH(O$9,'UEC - 6-20 HP'!$Y$10:$BZ$10,0))","v":17713.412637830232},{"$f":"OFFSET('UEC - 6-20 HP'!$X17,0,MATCH(P$9,'UEC - 6-20 HP'!$Y$10:$BZ$10,0))","v":17681.758665353678},{"$f":"OFFSET('UEC - 6-20 HP'!$X17,0,MATCH(Q$9,'UEC - 6-20 HP'!$Y$10:$BZ$10,0))","v":17650.899092970765},{"$f":"OFFSET('UEC - 6-20 HP'!$X17,0,MATCH(R$9,'UEC - 6-20 HP'!$Y$10:$BZ$10,0))","v":17620.74884305062},{"$f":"OFFSET('UEC - 6-20 HP'!$X17,0,MATCH(S$9,'UEC - 6-20 HP'!$Y$10:$BZ$10,0))","v":17591.295387091865},{"$f":"OFFSET('UEC - 6-20 HP'!$X17,0,MATCH(T$9,'UEC - 6-20 HP'!$Y$10:$BZ$10,0))","v":17562.572293731922},{"$f":"OFFSET('UEC - 6-20 HP'!$X17,0,MATCH(U$9,'UEC - 6-20 HP'!$Y$10:$BZ$10,0))","v":17534.451659670092},{"$f":"OFFSET('UEC - 6-20 HP'!$X17,0,MATCH(V$9,'UEC - 6-20 HP'!$Y$10:$BZ$10,0))","v":17506.897533878029},{"$f":"OFFSET('UEC - 6-20 HP'!$X17,0,MATCH(W$9,'UEC - 6-20 HP'!$Y$10:$BZ$10,0))","v":17479.939638458192},{"$f":"OFFSET('UEC - 6-20 HP'!$X17,0,MATCH(X$9,'UEC - 6-20 HP'!$Y$10:$BZ$10,0))","v":17453.61841967775},{"$f":"OFFSET('UEC - 6-20 HP'!$X17,0,MATCH(Y$9,'UEC - 6-20 HP'!$Y$10:$BZ$10,0))","v":17450.650687564092},{"$f":"OFFSET('UEC - 6-20 HP'!$X17,0,MATCH(Z$9,'UEC - 6-20 HP'!$Y$10:$BZ$10,0))","v":17447.522079143411},{"$f":"OFFSET('UEC - 6-20 HP'!$X17,0,MATCH(AA$9,'UEC - 6-20 HP'!$Y$10:$BZ$10,0))","v":17444.262214123894},{"$f":"OFFSET('UEC - 6-20 HP'!$X17,0,MATCH(AB$9,'UEC - 6-20 HP'!$Y$10:$BZ$10,0))","v":17440.883737212152},{"$f":"OFFSET('UEC - 6-20 HP'!$X17,0,MATCH(AC$9,'UEC - 6-20 HP'!$Y$10:$BZ$10,0))","v":17437.397696843567},{"$f":"OFFSET('UEC - 6-20 HP'!$X17,0,MATCH(AD$9,'UEC - 6-20 HP'!$Y$10:$BZ$10,0))","v":17433.821811575777},{"$f":"OFFSET('UEC - 6-20 HP'!$X17,0,MATCH(AE$9,'UEC - 6-20 HP'!$Y$10:$BZ$10,0))","v":17430.148871390051},{"$f":"OFFSET('UEC - 6-20 HP'!$X17,0,MATCH(AF$9,'UEC - 6-20 HP'!$Y$10:$BZ$10,0))","v":17426.608414610866},{"$f":"OFFSET('UEC - 6-20 HP'!$X17,0,MATCH(AG$9,'UEC - 6-20 HP'!$Y$10:$BZ$10,0))","v":17423.213816595387}]
[null,null,{"$f":"'UEC - 1-5 HP'!$X$15&\" - \"&'UEC - 1-5 HP'!X18","v":"Installed UEC (Vintage Weighted Average)  - POST-Case UEC"},{"$f":"OFFSET('UEC - 6-20 HP'!$X18,0,MATCH(D$9,'UEC - 6-20 HP'!$Y$10:$BZ$10,0))","v":17961.847900000001},{"$f":"OFFSET('UEC - 6-20 HP'!$X18,0,MATCH(E$9,'UEC - 6-20 HP'!$Y$10:$BZ$10,0))","v":17961.847899999997},{"$f":"OFFSET('UEC - 6-20 HP'!$X18,0,MATCH(F$9,'UEC - 6-20 HP'!$Y$10:$BZ$10,0))","v":17961.847900000001},{"$f":"OFFSET('UEC - 6-20 HP'!$X18,0,MATCH(G$9,'UEC - 6-20 HP'!$Y$10:$BZ$10,0))","v":17961.847899999997},{"$f":"OFFSET('UEC - 6-20 HP'!$X18,0,MATCH(H$9,'UEC - 6-20 HP'!$Y$10:$BZ$10,0))","v":17961.847899999997},{"$f":"OFFSET('UEC - 6-20 HP'!$X18,0,MATCH(I$9,'UEC - 6-20 HP'!$Y$10:$BZ$10,0))","v":17922.675495348762},{"$f":"OFFSET('UEC - 6-20 HP'!$X18,0,MATCH(J$9,'UEC - 6-20 HP'!$Y$10:$BZ$10,0))","v":17884.799495491166},{"$f":"OFFSET('UEC - 6-20 HP'!$X18,0,MATCH(K$9,'UEC - 6-20 HP'!$Y$10:$BZ$10,0))","v":17848.176996107097},{"$f":"OFFSET('UEC - 6-20 HP'!$X18,0,MATCH(L$9,'UEC - 6-20 HP'!$Y$10:$BZ$10,0))","v":17812.766512788396},{"$f":"OFFSET('UEC - 6-20 HP'!$X18,0,MATCH(M$9,'UEC - 6-20 HP'!$Y$10:$BZ$10,0))","v":17778.527934047121},{"$f":"OFFSET('UEC - 6-20 HP'!$X18,0,MATCH(N$9,'UEC - 6-20 HP'!$Y$10:$BZ$10,0))","v":17745.422475878928},{"$f":"OFFSET('UEC - 6-20 HP'!$X18,0,MATCH(O$9,'UEC - 6-20 HP'!$Y$10:$BZ$10,0))","v":17697.004165809729},{"$f":"OFFSET('UEC - 6-20 HP'!$X18,0,MATCH(P$9,'UEC - 6-20 HP'!$Y$10:$BZ$10,0))","v":17649.001251003221},{"$f":"OFFSET('UEC - 6-20 HP'!$X18,0,MATCH(Q$9,'UEC - 6-20 HP'!$Y$10:$BZ$10,0))","v":17602.468089980535},{"$f":"OFFSET('UEC - 6-20 HP'!$X18,0,MATCH(R$9,'UEC - 6-20 HP'!$Y$10:$BZ$10,0))","v":17557.33169093715},{"$f":"OFFSET('UEC - 6-20 HP'!$X18,0,MATCH(S$9,'UEC - 6-20 HP'!$Y$10:$BZ$10,0))","v":17513.594258214158},{"$f":"OFFSET('UEC - 6-20 HP'!$X18,0,MATCH(T$9,'UEC - 6-20 HP'!$Y$10:$BZ$10,0))","v":17471.328825273624},{"$f":"OFFSET('UEC - 6-20 HP'!$X18,0,MATCH(U$9,'UEC - 6-20 HP'!$Y$10:$BZ$10,0))","v":17430.291791023941},{"$f":"OFFSET('UEC - 6-20 HP'!$X18,0,MATCH(V$9,'UEC - 6-20 HP'!$Y$10:$BZ$10,0))","v":17390.391315513243},{"$f":"OFFSET('UEC - 6-20 HP'!$X18,0,MATCH(W$9,'UEC - 6-20 HP'!$Y$10:$BZ$10,0))","v":17351.651573440944},{"$f":"OFFSET('UEC - 6-20 HP'!$X18,0,MATCH(X$9,'UEC - 6-20 HP'!$Y$10:$BZ$10,0))","v":17314.111976994038},{"$f":"OFFSET('UEC - 6-20 HP'!$X18,0,MATCH(Y$9,'UEC - 6-20 HP'!$Y$10:$BZ$10,0))","v":17300.508903478141},{"$f":"OFFSET('UEC - 6-20 HP'!$X18,0,MATCH(Z$9,'UEC - 6-20 HP'!$Y$10:$BZ$10,0))","v":17287.341487481626},{"$f":"OFFSET('UEC - 6-20 HP'!$X18,0,MATCH(AA$9,'UEC - 6-20 HP'!$Y$10:$BZ$10,0))","v":17274.621854824942},{"$f":"OFFSET('UEC - 6-20 HP'!$X18,0,MATCH(AB$9,'UEC - 6-20 HP'!$Y$10:$BZ$10,0))","v":17262.320189343474},{"$f":"OFFSET('UEC - 6-20 HP'!$X18,0,MATCH(AC$9,'UEC - 6-20 HP'!$Y$10:$BZ$10,0))","v":17250.408148918621},{"$f":"OFFSET('UEC - 6-20 HP'!$X18,0,MATCH(AD$9,'UEC - 6-20 HP'!$Y$10:$BZ$10,0))","v":17238.861618209343},{"$f":"OFFSET('UEC - 6-20 HP'!$X18,0,MATCH(AE$9,'UEC - 6-20 HP'!$Y$10:$BZ$10,0))","v":17237.076914827856},{"$f":"OFFSET('UEC - 6-20 HP'!$X18,0,MATCH(AF$9,'UEC - 6-20 HP'!$Y$10:$BZ$10,0))","v":17235.686774248265},{"$f":"OFFSET('UEC - 6-20 HP'!$X18,0,MATCH(AG$9,'UEC - 6-20 HP'!$Y$10:$BZ$10,0))","v":17234.516951609599}]
[]
[null,null,"Stock and Shipments",2005,{"$f":"D16+1","v":2006},{"$f":"E16+1","v":2007},2008,2009,2010,2011,2012,2013,2014,2015,2016,2017,2018,2019,2020,2021,2022,2023,2024,2025,2026,2027,2028,2029,2030,2031,2032,2033,2034,"Total "]
[null,null,"6P Shipments","-","-","-","-","-","-","-","-","-","-","-","-","-","-","-","-","-","-","-","-","-","-","-","-","-","-","-","-","-","-"]
[null,null,"Replacement Shipments",{"$f":"TRANSPOSE('SM - 6-20 HP'!$AG$40:$AG$69)","v":24656.718161968252},25500.658592340485,26373.485083109656,27276.186334965081,28209.784889453575,29175.338287270937,30173.940266199079,31206.722000045578,32274.853379989243,33379.544339783002,34522.046226315368,35703.653217082909,36925.703786179431,38189.582220462449,39496.720187614359,40848.598357874718,42246.748081280377,43692.753122313661,45188.251453923323,46734.937112950567,48334.562119061855,49988.938459362216,51699.940140937084,53469.505313647729,55299.63846558494,57192.412693667742,59149.972051959376,61174.533980360444,64271.019371338669,66125.455964079651]
[null,null,"Net New Shipments",{"$f":"TRANSPOSE('SM - 6-20 HP'!$AH$40:$AH$69)","v":17590.029919312128},18192.094529973176,18814.766370813668,19458.750777985475,20124.777229608277,20813.600172091272,21525.999874738001,22262.783313602147,23024.785085595686,23812.868353884733,24627.925825644001,25470.880763277535,27345.315585159238,27935.873743617201,28758.508400046216,29569.881313589613,29972.395444444897,31060.089736284659,32691.62710095456,34562.488608720138,36692.306350799481,38665.306178513572,40058.529660370703,40879.827058575531,41700.441365144128,42517.960741667055,42883.655746611919,44010.219133904524,44085.6829151524,45988.824854728082]
[null,null,"Total Model Shipments",{"$f":"TRANSPOSE('SM - 6-20 HP'!$AJ$40:$AJ$69)","v":42246.748081280384},43692.753122313661,45188.251453923323,46734.93711295056,48334.562119061855,49988.938459362209,51699.940140937077,53469.505313647722,55299.638465584925,57192.412693667735,59149.972051959368,61174.533980360444,64271.019371338669,66125.455964079651,68255.228587660575,70418.479671464331,72219.143525725274,74752.84285859832,77879.878554877883,81297.425721670705,85026.868469861336,88654.244637875789,91758.469801307787,94349.33237222326,97000.079830729068,99710.373435334797,102033.62779857129,105184.75311426497,108356.70228649107,112114.28081880773]
[null,null,"Model Installed Stock",{"$f":"TRANSPOSE('SM - 6-20 HP'!$AF$40:$AF$69)","v":531503.56524996622},549695.65977993945,568510.42615075305,587969.1769287386,608093.95415834687,628907.55433043826,650433.55420517619,672696.33751877828,695721.12260437396,719533.99095825851,744161.91678390268,769632.79754718032,796978.11313233955,824913.98687595665,853672.49527600303,883242.37658959266,913214.77203403751,944274.86177032196,976966.48887127661,1011528.9774799969,1048221.2838307961,1086886.5900093098,1126945.1196696807,1167824.9467282563,1209525.3880934005,1252043.3488350676,1294927.0045816791,1338937.2237155838,1383022.9066307361,1429011.7314854641]
[]
[]
[]
[null,null,"First Year Energy Consumption ",2005,{"$f":"D25+1","v":2006},{"$f":"E25+1","v":2007},2008,2009,2010,2011,2012,2013,2014,2015,2016,2017,2018,2019,2020,2021,2022,2023,2024,2025,2026,2027,2028,2029,2030,2031,2032,2033,2034,"Total "]
[null,null,"6P Shipments * 6P UEC","--","--","--","--","--","--","--","--","--","--","--","--","--","--","--","--","--","--","--","--","--","--","--","--","--","--","--","--","--","--",{"$f":"SUM(D26:AG26)","v":0}]
[null,null,"Model Shipments * Model Pre-Case UEC",{"$f":"D11*D18","v":442880221.33844131},458038950.98544794,473716527.65573454,489930710.24070126,506699865.47608346,{"$f":"I11*I20","v":873257888.08307409},{"$f":"J11*J20","v":903147414.86655045},934059988.5912931,966030625.70475614,999095541.18355441,1033292189.5562477,1068659307.3302361,1122405210.4219234,1154454351.9612389,1191309171.3098333,1228745222.1381216,1259852571.8727229,1303744049.5169187,1357974797.0309846,1417259086.2385328,1481966891.5614498,1544881799.9657886,1598669053.0360706,1643504722.0945878,1689377705.7251973,1736281677.5650589,1776441039.1059,1831007789.2639811,1885928693.9043794,1951032673.7649095,{"$f":"SUM(D27:AG27)","v":36323645737.489716}]
[null,null,"Model Shipments * Model Post-Case UEC",{"$f":"D12*D18","v":442880221.33844131},458038950.98544794,473716527.65573454,489930710.24070126,506699865.47608346,{"$f":"I12*I20","v":873257888.08307409},{"$f":"J12*J20","v":903147414.86655045},934059988.5912931,966030625.70475614,999095541.18355441,1033292189.5562477,1056030809.1056232,1108926766.366415,1140609882.4762893,1177123104.5869002,1214253770.8924909,1245156618.3586175,1288713387.1967978,1342507671.5113266,1401314662.0962722,1465500364.338644,1527928330.695282,1581341408.720108,1625909214.5723836,1671510804.7512577,1718139802.319155,1758100839.6783385,1812327280.7513115,1866912477.3525946,1931587172.5137324,{"$f":"SUM(D28:AG28)","v":36014044291.965424}]
[]
[null,null,"Total Energy Consumption (kWh)",2005,{"$f":"D30+1","v":2006},{"$f":"E30+1","v":2007},2008,2009,2010,2011,2012,2013,2014,2015,2016,2017,2018,2019,2020,2021,2022,2023,2024,2025,2026,2027,2028,2029,2030,2031,2032,2033,2034,"Total "]
[null,null,"Modeled Pre-case Consumption \n(Installed UEC * Stock)",{"$f":"D13*D21","v":9546786197.3276196},{"$f":"E13*E21","v":9873549832.2574177},10211497804.084009,10561012925.882191,10922491113.501797,11271706012.837866,11632873702.099262,12006403296.668154,12392717914.966742,12792255157.747807,13205467603.790211,13632823322.56086,14091974657.97497,14560473542.72772,15042348633.478765,15537377544.984556,16038400453.551701,16557341917.15337,17103652214.70203,17681465468.90168,18295254307.367443,18966878219.250153,19662399857.419666,20371844590.92297,21095191670.943405,21832377807.324913,22575526656.874565,23337875138.808311,24101398622.290764,24897976944.094437,{"$f":"SUM(D31:AG31)","v":479799343132.4953}]
[null,null,"Modeled Post-case Consumption \n(Installed UEC* Stock)",{"$f":"D14*D21","v":9546786197.3276196},{"$f":"E14*E21","v":9873549832.2574177},10211497804.084009,10561012925.882191,10922491113.501797,11271706012.837866,11632873702.099262,12006403296.668154,12392717914.966742,12792255157.747807,13205467603.790211,13620194824.336246,14065867715.694847,14520522130.962648,14988211154.990763,15468748615.250917,15955075570.303961,16458986371.58551,16989829543.614513,17551698373.671898,18149020684.914856,18803691127.527061,19481885121.380619,20173734347.36171,20879214526.408207,21598258787.543808,22323067437.665901,23079363909.311588,23837349620.297771,24628326910.335217,{"$f":"SUM(D32:AG32)","v":476989808334.32111}]
[]
[]
[]
[null,null,"Total Energy Consumption (aMW)",2005,{"$f":"D36+1","v":2006},2007,2008,2009,2010,2011,2012,2013,2014,2015,2016,2017,2018,2019,2020,2021,2022,2023,2024,2025,2026,2027,2028,2029,2030,2031,2032,2033,2034,"Total "]
[null,null,{"$f":"C31","v":"Modeled Pre-case Consumption \n(Installed UEC * Stock)"},{"$f":"D31/1000/8760","v":1089.8157759506414},{"$f":"E31/1000/8760","v":1127.1175607599791},1165.6960963566221,1205.5950828632638,1246.8597161531732,{"$f":"I31/'Constants & Menus'!$D$12/('Constants & Menus'!$D$11*'Constants & Menus'!$D$9)","v":1285.8437158154079},{"$f":"J31/'Constants & Menus'!$D$12/('Constants & Menus'!$D$11*'Constants & Menus'!$D$9)","v":1327.0446842458662},{"$f":"K31/'Constants & Menus'!$D$12/('Constants & Menus'!$D$11*'Constants & Menus'!$D$9)","v":1369.6558631836817},{"$f":"L31/'Constants & Menus'!$D$12/('Constants & Menus'!$D$11*'Constants & Menus'!$D$9)","v":1413.7255207582411},{"$f":"M31/'Constants & Menus'!$D$12/('Constants & Menus'!$D$11*'Constants & Menus'!$D$9)","v":1459.3035772014382},{"$f":"N31/'Constants & Menus'!$D$12/('Constants & Menus'!$D$11*'Constants & Menus'!$D$9)","v":1506.4416613951871},{"$f":"O31/'Constants & Menus'!$D$12/('Constants & Menus'!$D$11*'Constants & Menus'!$D$9)","v":1555.1931693544216},{"$f":"P31/'Constants & Menus'!$D$12/('Constants & Menus'!$D$11*'Constants & Menus'!$D$9)","v":1607.5718295659331},{"$f":"Q31/'Constants & Menus'!$D$12/('Constants & Menus'!$D$11*'Constants & Menus'!$D$9)","v":1661.0168312488843},{"$f":"R31/'Constants & Menus'!$D$12/('Constants & Menus'!$D$11*'Constants & Menus'!$D$9)","v":1715.9877519368888},{"$f":"S31/'Constants & Menus'!$D$12/('Constants & Menus'!$D$11*'Constants & Menus'!$D$9)","v":1772.4592225626918},{"$f":"T31/'Constants & Menus'!$D$12/('Constants & Menus'!$D$11*'Constants & Menus'!$D$9)","v":1829.6144710873489},{"$f":"U31/'Constants & Menus'!$D$12/('Constants & Menus'!$D$11*'Constants & Menus'!$D$9)","v":1888.8138166955703},{"$f":"V31/'Constants & Menus'!$D$12/('Constants & Menus'!$D$11*'Constants & Menus'!$D$9)","v":1951.1353199523192},{"$f":"W31/'Constants & Menus'!$D$12/('Constants & Menus'!$D$11*'Constants & Menus'!$D$9)","v":2017.0505896533971},{"$f":"X31/'Constants & Menus'!$D$12/('Constants & Menus'!$D$11*'Constants & Menus'!$D$9)","v":2087.0698502586633},{"$f":"Y31/'Constants & Menus'!$D$12/('Constants & Menus'!$D$11*'Constants & Menus'!$D$9)","v":2163.6867692505307},{"$f":"Z31/'Constants & Menus'!$D$12/('Constants & Menus'!$D$11*'Constants & Menus'!$D$9)","v":2243.0298719392727},{"$f":"AA31/'Constants & Menus'!$D$12/('Constants & Menus'!$D$11*'Constants & Menus'!$D$9)","v":2323.9612811913039},{"$f":"AB31/'Constants & Menus'!$D$12/('Constants & Menus'!$D$11*'Constants & Menus'!$D$9)","v":2406.4786300414562},{"$f":"AC31/'Constants & Menus'!$D$12/('Constants & Menus'!$D$11*'Constants & Menus'!$D$9)","v":2490.5746985312471},{"$f":"AD31/'Constants & Menus'!$D$12/('Constants & Menus'!$D$11*'Constants & Menus'!$D$9)","v":2575.3509761435735},{"$f":"AE31/'Constants & Menus'!$D$12/('Constants & Menus'!$D$11*'Constants & Menus'!$D$9)","v":2662.3174924490427},{"$f":"AF31/'Constants & Menus'!$D$12/('Constants & Menus'!$D$11*'Constants & Menus'!$D$9)","v":2749.4180495426381},{"$f":"AG31/'Constants & Menus'!$D$12/('Constants & Menus'!$D$11*'Constants & Menus'!$D$9)","v":2840.2894072660779},{"$f":"SUM(D37:AG37)","v":54738.119283354761}]
[null,null,{"$f":"C32","v":"Modeled Post-case Consumption \n(Installed UEC* Stock)"},{"$f":"D32/1000/8760","v":1089.8157759506414},1127.1175607599791,1165.6960963566221,1205.5950828632638,1246.8597161531732,{"$f":"I32/'Constants & Menus'!$D$12/('Constants & Menus'!$D$11*'Constants & Menus'!$D$9)","v":1285.8437158154079},{"$f":"J32/'Constants & Menus'!$D$12/('Constants & Menus'!$D$11*'Constants & Menus'!$D$9)","v":1327.0446842458662},{"$f":"K32/'Constants & Menus'!$D$12/('Constants & Menus'!$D$11*'Constants & Menus'!$D$9)","v":1369.6558631836817},{"$f":"L32/'Constants & Menus'!$D$12/('Constants & Menus'!$D$11*'Constants & Menus'!$D$9)","v":1413.7255207582411},{"$f":"M32/'Constants & Menus'!$D$12/('Constants & Menus'!$D$11*'Constants & Menus'!$D$9)","v":1459.3035772014382},{"$f":"N32/'Constants & Menus'!$D$12/('Constants & Menus'!$D$11*'Constants & Menus'!$D$9)","v":1506.4416613951871},{"$f":"O32/'Constants & Menus'!$D$12/('Constants & Menus'!$D$11*'Constants & Menus'!$D$9)","v":1553.7525466958984},{"$f":"P32/'Constants & Menus'!$D$12/('Constants & Menus'!$D$11*'Constants & Menus'!$D$9)","v":1604.5936248796311},{"$f":"Q32/'Constants & Menus'!$D$12/('Constants & Menus'!$D$11*'Constants & Menus'!$D$9)","v":1656.4592894093826},{"$f":"R32/'Constants & Menus'!$D$12/('Constants & Menus'!$D$11*'Constants & Menus'!$D$9)","v":1709.8119045164001},{"$f":"S32/'Constants & Menus'!$D$12/('Constants & Menus'!$D$11*'Constants & Menus'!$D$9)","v":1764.6302321755552},{"$f":"T32/'Constants & Menus'!$D$12/('Constants & Menus'!$D$11*'Constants & Menus'!$D$9)","v":1820.1090087045359},{"$f":"U32/'Constants & Menus'!$D$12/('Constants & Menus'!$D$11*'Constants & Menus'!$D$9)","v":1877.5936997017466},{"$f":"V32/'Constants & Menus'!$D$12/('Constants & Menus'!$D$11*'Constants & Menus'!$D$9)","v":1938.1507578843843},{"$f":"W32/'Constants & Menus'!$D$12/('Constants & Menus'!$D$11*'Constants & Menus'!$D$9)","v":2002.247133660951},{"$f":"X32/'Constants & Menus'!$D$12/('Constants & Menus'!$D$11*'Constants & Menus'!$D$9)","v":2070.3879403279552},{"$f":"Y32/'Constants & Menus'!$D$12/('Constants & Menus'!$D$11*'Constants & Menus'!$D$9)","v":2145.0708564370366},{"$f":"Z32/'Constants & Menus'!$D$12/('Constants & Menus'!$D$11*'Constants & Menus'!$D$9)","v":2222.4372714328792},{"$f":"AA32/'Constants & Menus'!$D$12/('Constants & Menus'!$D$11*'Constants & Menus'!$D$9)","v":2301.3614359299236},{"$f":"AB32/'Constants & Menus'!$D$12/('Constants & Menus'!$D$11*'Constants & Menus'!$D$9)","v":2381.8405802427797},{"$f":"AC32/'Constants & Menus'!$D$12/('Constants & Menus'!$D$11*'Constants & Menus'!$D$9)","v":2463.8670759233182},{"$f":"AD32/'Constants & Menus'!$D$12/('Constants & Menus'!$D$11*'Constants & Menus'!$D$9)","v":2546.5511564756903},{"$f":"AE32/'Constants & Menus'!$D$12/('Constants & Menus'!$D$11*'Constants & Menus'!$D$9)","v":2632.8272769007058},{"$f":"AF32/'Constants & Menus'!$D$12/('Constants & Menus'!$D$11*'Constants & Menus'!$D$9)","v":2719.2961008781394},{"$f":"AG32/'Constants & Menus'!$D$12/('Constants & Menus'!$D$11*'Constants & Menus'!$D$9)","v":2809.5285090503326},{"$f":"SUM(D38:AG38)","v":54417.615655910755}]
[]
[null,null,"Savings (aMW)",2005,{"$f":"D40+1","v":2006},2007,2008,2009,2010,2011,2012,2013,2014,2015,2016,2017,2018,2019,2020,2021,2022,2023,2024,2025,2026,2027,2028,2029,2030,2031,2032,2033,2034,"Total "]
[null,null,"Incremental Savings",{"$f":"IF(AND(D40>=StandardYear,(D40-StandardYear)<_6to20Life),\n(D11-D12)*D20/'Constants & Menus'!$D$12/('Constants & Menus'!$D$11*'Constants & Menus'!$D$9),\n(D11-D12)*D19/'Constants & Menus'!$D$12/('Constants & Menus'!$D$11*'Constants & Menus'!$D$9))","v":0},{"$f":"IF(AND(E40>=StandardYear,(E40-StandardYear)<_6to20Life),\n(E11-E12)*E20/'Constants & Menus'!$D$12/('Constants & Menus'!$D$11*'Constants & Menus'!$D$9),\n(E11-E12)*E19/'Constants & Menus'!$D$12/('Constants & Menus'!$D$11*'Constants & Menus'!$D$9))","v":0},{"$f":"IF(AND(F40>=StandardYear,(F40-StandardYear)<_6to20Life),\n(F11-F12)*F20/'Constants & Menus'!$D$12/('Constants & Menus'!$D$11*'Constants & Menus'!$D$9),\n(F11-F12)*F19/'Constants & Menus'!$D$12/('Constants & Menus'!$D$11*'Constants & Menus'!$D$9))","v":0},{"$f":"IF(AND(G40>=StandardYear,(G40-StandardYear)<_6to20Life),\n(G11-G12)*G20/'Constants & Menus'!$D$12/('Constants & Menus'!$D$11*'Constants & Menus'!$D$9),\n(G11-G12)*G19/'Constants & Menus'!$D$12/('Constants & Menus'!$D$11*'Constants & Menus'!$D$9))","v":0},{"$f":"IF(AND(H40>=StandardYear,(H40-StandardYear)<_6to20Life),\n(H11-H12)*H20/'Constants & Menus'!$D$12/('Constants & Menus'!$D$11*'Constants & Menus'!$D$9),\n(H11-H12)*H19/'Constants & Menus'!$D$12/('Constants & Menus'!$D$11*'Constants & Menus'!$D$9))","v":0},{"$f":"IF(AND(I40>=StandardYear,(I40-StandardYear)<_6to20Life),\n(I11-I12)*I20/'Constants & Menus'!$D$12/('Constants & Menus'!$D$11*'Constants & Menus'!$D$9),\n(I11-I12)*I19/'Constants & Menus'!$D$12/('Constants & Menus'!$D$11*'Constants & Menus'!$D$9))","v":0},{"$f":"IF(AND(J40>=StandardYear,(J40-StandardYear)<_6to20Life),\n(J11-J12)*J20/'Constants & Menus'!$D$12/('Constants & Menus'!$D$11*'Constants & Menus'!$D$9),\n(J11-J12)*J19/'Constants & Menus'!$D$12/('Constants & Menus'!$D$11*'Constants & Menus'!$D$9))","v":0},{"$f":"IF(AND(K40>=StandardYear,(K40-StandardYear)<_6to20Life),\n(K11-K12)*K20/'Constants & Menus'!$D$12/('Constants & Menus'!$D$11*'Constants & Menus'!$D$9),\n(K11-K12)*K19/'Constants & Menus'!$D$12/('Constants & Menus'!$D$11*'Constants & Menus'!$D$9))","v":0},{"$f":"IF(AND(L40>=StandardYear,(L40-StandardYear)<_6to20Life),\n(L11-L12)*L20/'Constants & Menus'!$D$12/('Constants & Menus'!$D$11*'Constants & Menus'!$D$9),\n(L11-L12)*L19/'Constants & Menus'!$D$12/('Constants & Menus'!$D$11*'Constants & Menus'!$D$9))","v":0},{"$f":"IF(AND(M40>=StandardYear,(M40-StandardYear)<_6to20Life),\n(M11-M12)*M20/'Constants & Menus'!$D$12/('Constants & Menus'!$D$11*'Constants & Menus'!$D$9),\n(M11-M12)*M19/'Constants & Menus'!$D$12/('Constants & Menus'!$D$11*'Constants & Menus'!$D$9))","v":0},{"$f":"IF(AND(N40>=StandardYear,(N40-StandardYear)<_6to20Life),\n(N11-N12)*N20/'Constants & Menus'!$D$12/('Constants & Menus'!$D$11*'Constants & Menus'!$D$9),\n(N11-N12)*N19/'Constants & Menus'!$D$12/('Constants & Menus'!$D$11*'Constants & Menus'!$D$9))","v":0},{"$f":"IF(AND(O40>=StandardYear,(O40-StandardYear)<_6to20Life),\n(O11-O12)*O20/'Constants & Menus'!$D$12/('Constants & Menus'!$D$11*'Constants & Menus'!$D$9),\n(O11-O12)*O19/'Constants & Menus'!$D$12/('Constants & Menus'!$D$11*'Constants & Menus'!$D$9))","v":1.4406226585230224},{"$f":"IF(AND(P40>=StandardYear,(P40-StandardYear)<_6to20Life),\n(P11-P12)*P20/'Constants & Menus'!$D$12/('Constants & Menus'!$D$11*'Constants & Menus'!$D$9),\n(P11-P12)*P19/'Constants & Menus'!$D$12/('Constants & Menus'!$D$11*'Constants & Menus'!$D$9))","v":1.5375820277787338},{"$f":"IF(AND(Q40>=StandardYear,(Q40-StandardYear)<_6to20Life),\n(Q11-Q12)*Q20/'Constants & Menus'!$D$12/('Constants & Menus'!$D$11*'Constants & Menus'!$D$9),\n(Q11-Q12)*Q19/'Constants & Menus'!$D$12/('Constants & Menus'!$D$11*'Constants & Menus'!$D$9))","v":1.5793371531998153},{"$f":"IF(AND(R40>=StandardYear,(R40-StandardYear)<_6to20Life),\n(R11-R12)*R20/'Constants & Menus'!$D$12/('Constants & Menus'!$D$11*'Constants & Menus'!$D$9),\n(R11-R12)*R19/'Constants & Menus'!$D$12/('Constants & Menus'!$D$11*'Constants & Menus'!$D$9))","v":1.6183055809871163},{"$f":"IF(AND(S40>=StandardYear,(S40-StandardYear)<_6to20Life),\n(S11-S12)*S20/'Constants & Menus'!$D$12/('Constants & Menus'!$D$11*'Constants & Menus'!$D$9),\n(S11-S12)*S19/'Constants & Menus'!$D$12/('Constants & Menus'!$D$11*'Constants & Menus'!$D$9))","v":1.6531429666473614},{"$f":"IF(AND(T40>=StandardYear,(T40-StandardYear)<_6to20Life),\n(T11-T12)*T20/'Constants & Menus'!$D$12/('Constants & Menus'!$D$11*'Constants & Menus'!$D$9),\n(T11-T12)*T19/'Constants & Menus'!$D$12/('Constants & Menus'!$D$11*'Constants & Menus'!$D$9))","v":1.6764719956770706},{"$f":"IF(AND(U40>=StandardYear,(U40-StandardYear)<_6to20Life),\n(U11-U12)*U20/'Constants & Menus'!$D$12/('Constants & Menus'!$D$11*'Constants & Menus'!$D$9),\n(U11-U12)*U19/'Constants & Menus'!$D$12/('Constants & Menus'!$D$11*'Constants & Menus'!$D$9))","v":1.7146546110108121},{"$f":"IF(AND(V40>=StandardYear,(V40-StandardYear)<_6to20Life),\n(V11-V12)*V20/'Constants & Menus'!$D$12/('Constants & Menus'!$D$11*'Constants & Menus'!$D$9),\n(V11-V12)*V19/'Constants & Menus'!$D$12/('Constants & Menus'!$D$11*'Constants & Menus'!$D$9))","v":1.7644450741111322},{"$f":"IF(AND(W40>=StandardYear,(W40-StandardYear)<_6to20Life),\n(W11-W12)*W20/'Constants & Menus'!$D$12/('Constants & Menus'!$D$11*'Constants & Menus'!$D$9),\n(W11-W12)*W19/'Constants & Menus'!$D$12/('Constants & Menus'!$D$11*'Constants & Menus'!$D$9))","v":1.8188939245106763},{"$f":"IF(AND(X40>=StandardYear,(X40-StandardYear)<_6to20Life),\n(X11-X12)*X20/'Constants & Menus'!$D$12/('Constants & Menus'!$D$11*'Constants & Menus'!$D$9),\n(X11-X12)*X19/'Constants & Menus'!$D$12/('Constants & Menus'!$D$11*'Constants & Menus'!$D$9))","v":1.8784539382621184},{"$f":"IF(AND(Y40>=StandardYear,(Y40-StandardYear)<_6to20Life),\n(Y11-Y12)*Y20/'Constants & Menus'!$D$12/('Constants & Menus'!$D$11*'Constants & Menus'!$D$9),\n(Y11-Y12)*Y19/'Constants & Menus'!$D$12/('Constants & Menus'!$D$11*'Constants & Menus'!$D$9))","v":1.9340028827865188},{"$f":"IF(AND(Z40>=StandardYear,(Z40-StandardYear)<_6to20Life),\n(Z11-Z12)*Z20/'Constants & Menus'!$D$12/('Constants & Menus'!$D$11*'Constants & Menus'!$D$9),\n(Z11-Z12)*Z19/'Constants & Menus'!$D$12/('Constants & Menus'!$D$11*'Constants & Menus'!$D$9))","v":1.9766876929001476},{"$f":"IF(AND(AA40>=StandardYear,(AA40-StandardYear)<_6to20Life),\n(AA11-AA12)*AA20/'Constants & Menus'!$D$12/('Constants & Menus'!$D$11*'Constants & Menus'!$D$9),\n(AA11-AA12)*AA19/'Constants & Menus'!$D$12/('Constants & Menus'!$D$11*'Constants & Menus'!$D$9))","v":2.0072447549856336},{"$f":"IF(AND(AB40>=StandardYear,(AB40-StandardYear)<_6to20Life),\n(AB11-AB12)*AB20/'Constants & Menus'!$D$12/('Constants & Menus'!$D$11*'Constants & Menus'!$D$9),\n(AB11-AB12)*AB19/'Constants & Menus'!$D$12/('Constants & Menus'!$D$11*'Constants & Menus'!$D$9))","v":2.0382045372963358},{"$f":"IF(AND(AC40>=StandardYear,(AC40-StandardYear)<_6to20Life),\n(AC11-AC12)*AC20/'Constants & Menus'!$D$12/('Constants & Menus'!$D$11*'Constants & Menus'!$D$9),\n(AC11-AC12)*AC19/'Constants & Menus'!$D$12/('Constants & Menus'!$D$11*'Constants & Menus'!$D$9))","v":2.0695728092521071},{"$f":"IF(AND(AD40>=StandardYear,(AD40-StandardYear)<_6to20Life),\n(AD11-AD12)*AD20/'Constants & Menus'!$D$12/('Constants & Menus'!$D$11*'Constants & Menus'!$D$9),\n(AD11-AD12)*AD19/'Constants & Menus'!$D$12/('Constants & Menus'!$D$11*'Constants & Menus'!$D$9))","v":2.0921970599545547},{"$f":"IF(AND(AE40>=StandardYear,(AE40-StandardYear)<_6to20Life),\n(AE11-AE12)*AE20/'Constants & Menus'!$D$12/('Constants & Menus'!$D$11*'Constants & Menus'!$D$9),\n(AE11-AE12)*AE19/'Constants & Menus'!$D$12/('Constants & Menus'!$D$11*'Constants & Menus'!$D$9))","v":0.891636763903352},{"$f":"IF(AND(AF40>=StandardYear,(AF40-StandardYear)<_6to20Life),\n(AF11-AF12)*AF20/'Constants & Menus'!$D$12/('Constants & Menus'!$D$11*'Constants & Menus'!$D$9),\n(AF11-AF12)*AF19/'Constants & Menus'!$D$12/('Constants & Menus'!$D$11*'Constants & Menus'!$D$9))","v":0.8826010533797356},{"$f":"IF(AND(AG40>=StandardYear,(AG40-StandardYear)<_6to20Life),\n(AG11-AG12)*AG20/'Constants & Menus'!$D$12/('Constants & Menus'!$D$11*'Constants & Menus'!$D$9),\n(AG11-AG12)*AG19/'Constants & Menus'!$D$12/('Constants & Menus'!$D$11*'Constants & Menus'!$D$9))","v":0.90993224041841436}]
[null,null,"Cumulative Savings",{"$f":"IFERROR(C42+D41,0)","v":0},{"$f":"IFERROR(D42+E41,0)","v":0},0,0,0,0,0,0,0,0,0,1.4406226585230224,2.9782046863017562,4.557541839501571,6.1758474204886875,7.8289903871360487,9.5054623828131195,11.220116993823932,12.984562067935064,14.803455992445741,16.68190993070786,18.615912813494379,20.592600506394525,22.59984526138016,24.638049798676498,26.707622607928606,28.79981966788316,29.691456431786513,30.57405748516625,31.483989725584664,{"$f":"SUM(D42:AG42)","v":321.88006865797149}]
[null,null,"DOE Aggregate Lifecycle Savings (formerly DOE Carbon proxy)",{"$f":"SUM($D$42:D42)","v":0},{"$f":"SUM($D$42:E42)","v":0},{"$f":"SUM($D$42:F42)","v":0},{"$f":"SUM($D$42:G42)","v":0},{"$f":"SUM($D$42:H42)","v":0},{"$f":"SUM($D$42:I42)","v":0},{"$f":"SUM($D$42:J42)","v":0},{"$f":"SUM($D$42:K42)","v":0},{"$f":"SUM($D$42:L42)","v":0},{"$f":"SUM($D$42:M42)","v":0},{"$f":"SUM($D$42:N42)","v":0},{"$f":"SUM($D$42:O42)","v":1.4406226585230224},{"$f":"SUM($D$42:P42)","v":4.4188273448247788},{"$f":"SUM($D$42:Q42)","v":8.9763691843263498},{"$f":"SUM($D$42:R42)","v":15.152216604815038},{"$f":"SUM($D$42:S42)","v":22.981206991951087},{"$f":"SUM($D$42:T42)","v":32.486669374764205},{"$f":"SUM($D$42:U42)","v":43.706786368588141},{"$f":"SUM($D$42:V42)","v":56.691348436523207},{"$f":"SUM($D$42:W42)","v":71.494804428968948},{"$f":"SUM($D$42:X42)","v":88.176714359676808},{"$f":"SUM($D$42:Y42)","v":106.79262717317118},{"$f":"SUM($D$42:Z42)","v":127.3852276795657},{"$f":"SUM($D$42:AA42)","v":149.98507294094586},{"$f":"SUM($D$42:AB42)","v":174.62312273962235},{"$f":"SUM($D$42:AC42)","v":201.33074534755096},{"$f":"SUM($D$42:AD42)","v":230.13056501543412},{"$f":"SUM($D$42:AE42)","v":259.82202144722061},{"$f":"SUM($D$42:AF42)","v":290.39607893238684},{"$f":"SUM($D$42:AG42)","v":321.88006865797149}]
[null,null,"Check",null,{"$f":"ROUND(E42-D42-E41,3)","v":0},{"$f":"ROUND(F42-E42-F41,3)","v":0},0,0,0,0,0,0,0,0,0,0,0,0,0,0,0,0,0,0,0,0,0,0,0,0,0,0,0]

{"sheet":"Results - 21-50 HP","index":29,"n_rows":44,"n_cols":34,"rows_kept":44,"cut":false,"hidden":false,"merged":[]}
[]
[null,null,"RESULTS  - 21-50 HP"]
[]
[null,null,"NAVIGATION",null,null,null,null,null,null,null,null,null,null,null,null,null,null,null,null,null,null,null,null,null,null,null,{"$f":"4000000*0.04","v":160000}]
[]
[null,null,"COMMENTS"]
[]
[]
[null,null,"Unit Energy Consumption (kWh/year) ",2005,{"$f":"D9+1","v":2006},{"$f":"E9+1","v":2007},2008,2009,2010,2011,2012,2013,2014,2015,2016,2017,2018,2019,2020,2021,2022,2023,2024,2025,2026,2027,2028,2029,2030,2031,2032,2033,2034,"Total "]
[null,null,"Council's Pre-case Shipment UEC","--","--","--","--","--","--","--","--","--","--","--","--","--","--","--","--","--","--","--","--","--","--","--","--","--","--","--","--","--","--"]
[null,null,{"$f":"'UEC - 1-5 HP'!$X$9&\" - \"&'UEC - 1-5 HP'!X11","v":"Market UEC (Shipment Weighted Average) - PRE-Case UEC"},{"$f":"OFFSET('UEC - 21-50 HP'!$X11,0,MATCH(D$9,'UEC - 21-50 HP'!$Y$10:$BZ$10,0))","v":47928.88810099999},{"$f":"OFFSET('UEC - 21-50 HP'!$X11,0,MATCH(E$9,'UEC - 21-50 HP'!$Y$10:$BZ$10,0))","v":47928.88810099999},{"$f":"OFFSET('UEC - 21-50 HP'!$X11,0,MATCH(F$9,'UEC - 21-50 HP'!$Y$10:$BZ$10,0))","v":47928.88810099999},{"$f":"OFFSET('UEC - 21-50 HP'!$X11,0,MATCH(G$9,'UEC - 21-50 HP'!$Y$10:$BZ$10,0))","v":47928.88810099999},{"$f":"OFFSET('UEC - 21-50 HP'!$X11,0,MATCH(H$9,'UEC - 21-50 HP'!$Y$10:$BZ$10,0))","v":47928.88810099999},{"$f":"OFFSET('UEC - 21-50 HP'!$X11,0,MATCH(I$9,'UEC - 21-50 HP'!$Y$10:$BZ$10,0))","v":46937.317840002375},{"$f":"OFFSET('UEC - 21-50 HP'!$X11,0,MATCH(J$9,'UEC - 21-50 HP'!$Y$10:$BZ$10,0))","v":46937.317840002375},{"$f":"OFFSET('UEC - 21-50 HP'!$X11,0,MATCH(K$9,'UEC - 21-50 HP'!$Y$10:$BZ$10,0))","v":46937.317840002375},{"$f":"OFFSET('UEC - 21-50 HP'!$X11,0,MATCH(L$9,'UEC - 21-50 HP'!$Y$10:$BZ$10,0))","v":46937.317840002375},{"$f":"OFFSET('UEC - 21-50 HP'!$X11,0,MATCH(M$9,'UEC - 21-50 HP'!$Y$10:$BZ$10,0))","v":46937.317840002375},{"$f":"OFFSET('UEC - 21-50 HP'!$X11,0,MATCH(N$9,'UEC - 21-50 HP'!$Y$10:$BZ$10,0))","v":46937.317840002375},{"$f":"OFFSET('UEC - 21-50 HP'!$X11,0,MATCH(O$9,'UEC - 21-50 HP'!$Y$10:$BZ$10,0))","v":46937.317840002375},{"$f":"OFFSET('UEC - 21-50 HP'!$X11,0,MATCH(P$9,'UEC - 21-50 HP'!$Y$10:$BZ$10,0))","v":46923.871316780067},{"$f":"OFFSET('UEC - 21-50 HP'!$X11,0,MATCH(Q$9,'UEC - 21-50 HP'!$Y$10:$BZ$10,0))","v":46911.202240731771},{"$f":"OFFSET('UEC - 21-50 HP'!$X11,0,MATCH(R$9,'UEC - 21-50 HP'!$Y$10:$BZ$10,0))","v":46899.225604020219},{"$f":"OFFSET('UEC - 21-50 HP'!$X11,0,MATCH(S$9,'UEC - 21-50 HP'!$Y$10:$BZ$10,0))","v":46887.869621452606},{"$f":"OFFSET('UEC - 21-50 HP'!$X11,0,MATCH(T$9,'UEC - 21-50 HP'!$Y$10:$BZ$10,0))","v":46877.073122821537},{"$f":"OFFSET('UEC - 21-50 HP'!$X11,0,MATCH(U$9,'UEC - 21-50 HP'!$Y$10:$BZ$10,0))","v":46866.783557980067},{"$f":"OFFSET('UEC - 21-50 HP'!$X11,0,MATCH(V$9,'UEC - 21-50 HP'!$Y$10:$BZ$10,0))","v":46856.955449605659},{"$f":"OFFSET('UEC - 21-50 HP'!$X11,0,MATCH(W$9,'UEC - 21-50 HP'!$Y$10:$BZ$10,0))","v":46847.549178253081},{"$f":"OFFSET('UEC - 21-50 HP'!$X11,0,MATCH(X$9,'UEC - 21-50 HP'!$Y$10:$BZ$10,0))","v":46838.530017575358},{"$f":"OFFSET('UEC - 21-50 HP'!$X11,0,MATCH(Y$9,'UEC - 21-50 HP'!$Y$10:$BZ$10,0))","v":46829.867360336037},{"$f":"OFFSET('UEC - 21-50 HP'!$X11,0,MATCH(Z$9,'UEC - 21-50 HP'!$Y$10:$BZ$10,0))","v":46821.534091653732},{"$f":"OFFSET('UEC - 21-50 HP'!$X11,0,MATCH(AA$9,'UEC - 21-50 HP'!$Y$10:$BZ$10,0))","v":46813.506077098376},{"$f":"OFFSET('UEC - 21-50 HP'!$X11,0,MATCH(AB$9,'UEC - 21-50 HP'!$Y$10:$BZ$10,0))","v":46811.044347858442},{"$f":"OFFSET('UEC - 21-50 HP'!$X11,0,MATCH(AC$9,'UEC - 21-50 HP'!$Y$10:$BZ$10,0))","v":46809.314004993241},{"$f":"OFFSET('UEC - 21-50 HP'!$X11,0,MATCH(AD$9,'UEC - 21-50 HP'!$Y$10:$BZ$10,0))","v":46807.64076901583},{"$f":"OFFSET('UEC - 21-50 HP'!$X11,0,MATCH(AE$9,'UEC - 21-50 HP'!$Y$10:$BZ$10,0))","v":46806.020990621982},{"$f":"OFFSET('UEC - 21-50 HP'!$X11,0,MATCH(AF$9,'UEC - 21-50 HP'!$Y$10:$BZ$10,0))","v":46804.45135950634},{"$f":"OFFSET('UEC - 21-50 HP'!$X11,0,MATCH(AG$9,'UEC - 21-50 HP'!$Y$10:$BZ$10,0))","v":46802.928863632529}]
[null,null,{"$f":"'UEC - 1-5 HP'!$X$9&\" - \"&'UEC - 1-5 HP'!X12","v":"Market UEC (Shipment Weighted Average) - POST-Case UEC"},{"$f":"OFFSET('UEC - 21-50 HP'!$X12,0,MATCH(D$9,'UEC - 21-50 HP'!$Y$10:$BZ$10,0))","v":47928.88810099999},{"$f":"OFFSET('UEC - 21-50 HP'!$X12,0,MATCH(E$9,'UEC - 21-50 HP'!$Y$10:$BZ$10,0))","v":47928.88810099999},{"$f":"OFFSET('UEC - 21-50 HP'!$X12,0,MATCH(F$9,'UEC - 21-50 HP'!$Y$10:$BZ$10,0))","v":47928.88810099999},{"$f":"OFFSET('UEC - 21-50 HP'!$X12,0,MATCH(G$9,'UEC - 21-50 HP'!$Y$10:$BZ$10,0))","v":47928.88810099999},{"$f":"OFFSET('UEC - 21-50 HP'!$X12,0,MATCH(H$9,'UEC - 21-50 HP'!$Y$10:$BZ$10,0))","v":47928.88810099999},{"$f":"OFFSET('UEC - 21-50 HP'!$X12,0,MATCH(I$9,'UEC - 21-50 HP'!$Y$10:$BZ$10,0))","v":46937.317840002375},{"$f":"OFFSET('UEC - 21-50 HP'!$X12,0,MATCH(J$9,'UEC - 21-50 HP'!$Y$10:$BZ$10,0))","v":46937.317840002375},{"$f":"OFFSET('UEC - 21-50 HP'!$X12,0,MATCH(K$9,'UEC - 21-50 HP'!$Y$10:$BZ$10,0))","v":46937.317840002375},{"$f":"OFFSET('UEC - 21-50 HP'!$X12,0,MATCH(L$9,'UEC - 21-50 HP'!$Y$10:$BZ$10,0))","v":46937.317840002375},{"$f":"OFFSET('UEC - 21-50 HP'!$X12,0,MATCH(M$9,'UEC - 21-50 HP'!$Y$10:$BZ$10,0))","v":46937.317840002375},{"$f":"OFFSET('UEC - 21-50 HP'!$X12,0,MATCH(N$9,'UEC - 21-50 HP'!$Y$10:$BZ$10,0))","v":46937.317840002375},{"$f":"OFFSET('UEC - 21-50 HP'!$X12,0,MATCH(O$9,'UEC - 21-50 HP'!$Y$10:$BZ$10,0))","v":46591.775847078185},{"$f":"OFFSET('UEC - 21-50 HP'!$X12,0,MATCH(P$9,'UEC - 21-50 HP'!$Y$10:$BZ$10,0))","v":46574.341646314126},{"$f":"OFFSET('UEC - 21-50 HP'!$X12,0,MATCH(Q$9,'UEC - 21-50 HP'!$Y$10:$BZ$10,0))","v":46564.820821044334},{"$f":"OFFSET('UEC - 21-50 HP'!$X12,0,MATCH(R$9,'UEC - 21-50 HP'!$Y$10:$BZ$10,0))","v":46558.235050512601},{"$f":"OFFSET('UEC - 21-50 HP'!$X12,0,MATCH(S$9,'UEC - 21-50 HP'!$Y$10:$BZ$10,0))","v":46553.194897994734},{"$f":"OFFSET('UEC - 21-50 HP'!$X12,0,MATCH(T$9,'UEC - 21-50 HP'!$Y$10:$BZ$10,0))","v":46549.1110360444},{"$f":"OFFSET('UEC - 21-50 HP'!$X12,0,MATCH(U$9,'UEC - 21-50 HP'!$Y$10:$BZ$10,0))","v":46545.677812541508},{"$f":"OFFSET('UEC - 21-50 HP'!$X12,0,MATCH(V$9,'UEC - 21-50 HP'!$Y$10:$BZ$10,0))","v":46542.716119818542},{"$f":"OFFSET('UEC - 21-50 HP'!$X12,0,MATCH(W$9,'UEC - 21-50 HP'!$Y$10:$BZ$10,0))","v":46540.111937738919},{"$f":"OFFSET('UEC - 21-50 HP'!$X12,0,MATCH(X$9,'UEC - 21-50 HP'!$Y$10:$BZ$10,0))","v":46537.788177306204},{"$f":"OFFSET('UEC - 21-50 HP'!$X12,0,MATCH(Y$9,'UEC - 21-50 HP'!$Y$10:$BZ$10,0))","v":46535.690274303117},{"$f":"OFFSET('UEC - 21-50 HP'!$X12,0,MATCH(Z$9,'UEC - 21-50 HP'!$Y$10:$BZ$10,0))","v":46533.778187537573},{"$f":"OFFSET('UEC - 21-50 HP'!$X12,0,MATCH(AA$9,'UEC - 21-50 HP'!$Y$10:$BZ$10,0))","v":46532.02166224736},{"$f":"OFFSET('UEC - 21-50 HP'!$X12,0,MATCH(AB$9,'UEC - 21-50 HP'!$Y$10:$BZ$10,0))","v":46530.397279776247},{"$f":"OFFSET('UEC - 21-50 HP'!$X12,0,MATCH(AC$9,'UEC - 21-50 HP'!$Y$10:$BZ$10,0))","v":46528.886541543667},{"$f":"OFFSET('UEC - 21-50 HP'!$X12,0,MATCH(AD$9,'UEC - 21-50 HP'!$Y$10:$BZ$10,0))","v":46527.474580563197},{"$f":"OFFSET('UEC - 21-50 HP'!$X12,0,MATCH(AE$9,'UEC - 21-50 HP'!$Y$10:$BZ$10,0))","v":46526.149268954963},{"$f":"OFFSET('UEC - 21-50 HP'!$X12,0,MATCH(AF$9,'UEC - 21-50 HP'!$Y$10:$BZ$10,0))","v":46524.900583828341},{"$f":"OFFSET('UEC - 21-50 HP'!$X12,0,MATCH(AG$9,'UEC - 21-50 HP'!$Y$10:$BZ$10,0))","v":46523.720146670043}]
[null,null,{"$f":"'UEC - 1-5 HP'!$X$15&\" - \"&'UEC - 1-5 HP'!X17","v":"Installed UEC (Vintage Weighted Average)  - PRE-Case UEC"},{"$f":"OFFSET('UEC - 21-50 HP'!$X17,0,MATCH(D$9,'UEC - 21-50 HP'!$Y$10:$BZ$10,0))","v":47928.888101000004},{"$f":"OFFSET('UEC - 21-50 HP'!$X17,0,MATCH(E$9,'UEC - 21-50 HP'!$Y$10:$BZ$10,0))","v":47928.88810099999},{"$f":"OFFSET('UEC - 21-50 HP'!$X17,0,MATCH(F$9,'UEC - 21-50 HP'!$Y$10:$BZ$10,0))","v":47928.88810099999},{"$f":"OFFSET('UEC - 21-50 HP'!$X17,0,MATCH(G$9,'UEC - 21-50 HP'!$Y$10:$BZ$10,0))","v":47928.88810099999},{"$f":"OFFSET('UEC - 21-50 HP'!$X17,0,MATCH(H$9,'UEC - 21-50 HP'!$Y$10:$BZ$10,0))","v":47928.88810099999},{"$f":"OFFSET('UEC - 21-50 HP'!$X17,0,MATCH(I$9,'UEC - 21-50 HP'!$Y$10:$BZ$10,0))","v":47861.899713557184},{"$f":"OFFSET('UEC - 21-50 HP'!$X17,0,MATCH(J$9,'UEC - 21-50 HP'!$Y$10:$BZ$10,0))","v":47797.128296641778},{"$f":"OFFSET('UEC - 21-50 HP'!$X17,0,MATCH(K$9,'UEC - 21-50 HP'!$Y$10:$BZ$10,0))","v":47734.500479950235},{"$f":"OFFSET('UEC - 21-50 HP'!$X17,0,MATCH(L$9,'UEC - 21-50 HP'!$Y$10:$BZ$10,0))","v":47673.945321358122},{"$f":"OFFSET('UEC - 21-50 HP'!$X17,0,MATCH(M$9,'UEC - 21-50 HP'!$Y$10:$BZ$10,0))","v":47615.394226559816},{"$f":"OFFSET('UEC - 21-50 HP'!$X17,0,MATCH(N$9,'UEC - 21-50 HP'!$Y$10:$BZ$10,0))","v":47558.78087136789},{"$f":"OFFSET('UEC - 21-50 HP'!$X17,0,MATCH(O$9,'UEC - 21-50 HP'!$Y$10:$BZ$10,0))","v":47504.041126583805},{"$f":"OFFSET('UEC - 21-50 HP'!$X17,0,MATCH(P$9,'UEC - 21-50 HP'!$Y$10:$BZ$10,0))","v":47449.641674855186},{"$f":"OFFSET('UEC - 21-50 HP'!$X17,0,MATCH(Q$9,'UEC - 21-50 HP'!$Y$10:$BZ$10,0))","v":47396.458148984733},{"$f":"OFFSET('UEC - 21-50 HP'!$X17,0,MATCH(R$9,'UEC - 21-50 HP'!$Y$10:$BZ$10,0))","v":47344.346685130055},{"$f":"OFFSET('UEC - 21-50 HP'!$X17,0,MATCH(S$9,'UEC - 21-50 HP'!$Y$10:$BZ$10,0))","v":47293.307373801574},{"$f":"OFFSET('UEC - 21-50 HP'!$X17,0,MATCH(T$9,'UEC - 21-50 HP'!$Y$10:$BZ$10,0))","v":47243.466102698781},{"$f":"OFFSET('UEC - 21-50 HP'!$X17,0,MATCH(U$9,'UEC - 21-50 HP'!$Y$10:$BZ$10,0))","v":47194.541158153297},{"$f":"OFFSET('UEC - 21-50 HP'!$X17,0,MATCH(V$9,'UEC - 21-50 HP'!$Y$10:$BZ$10,0))","v":47146.413933903183},{"$f":"OFFSET('UEC - 21-50 HP'!$X17,0,MATCH(W$9,'UEC - 21-50 HP'!$Y$10:$BZ$10,0))","v":47099.112519407397},{"$f":"OFFSET('UEC - 21-50 HP'!$X17,0,MATCH(X$9,'UEC - 21-50 HP'!$Y$10:$BZ$10,0))","v":47052.680816748485},{"$f":"OFFSET('UEC - 21-50 HP'!$X17,0,MATCH(Y$9,'UEC - 21-50 HP'!$Y$10:$BZ$10,0))","v":47007.23742554144},{"$f":"OFFSET('UEC - 21-50 HP'!$X17,0,MATCH(Z$9,'UEC - 21-50 HP'!$Y$10:$BZ$10,0))","v":46962.901487515606},{"$f":"OFFSET('UEC - 21-50 HP'!$X17,0,MATCH(AA$9,'UEC - 21-50 HP'!$Y$10:$BZ$10,0))","v":46919.701671354662},{"$f":"OFFSET('UEC - 21-50 HP'!$X17,0,MATCH(AB$9,'UEC - 21-50 HP'!$Y$10:$BZ$10,0))","v":46877.927695131249},{"$f":"OFFSET('UEC - 21-50 HP'!$X17,0,MATCH(AC$9,'UEC - 21-50 HP'!$Y$10:$BZ$10,0))","v":46871.252649462134},{"$f":"OFFSET('UEC - 21-50 HP'!$X17,0,MATCH(AD$9,'UEC - 21-50 HP'!$Y$10:$BZ$10,0))","v":46864.735632219752},{"$f":"OFFSET('UEC - 21-50 HP'!$X17,0,MATCH(AE$9,'UEC - 21-50 HP'!$Y$10:$BZ$10,0))","v":46858.337161958349},{"$f":"OFFSET('UEC - 21-50 HP'!$X17,0,MATCH(AF$9,'UEC - 21-50 HP'!$Y$10:$BZ$10,0))","v":46852.055513341555},{"$f":"OFFSET('UEC - 21-50 HP'!$X17,0,MATCH(AG$9,'UEC - 21-50 HP'!$Y$10:$BZ$10,0))","v":46845.873483846422}]
[null,null,{"$f":"'UEC - 1-5 HP'!$X$15&\" - \"&'UEC - 1-5 HP'!X18","v":"Installed UEC (Vintage Weighted Average)  - POST-Case UEC"},{"$f":"OFFSET('UEC - 21-50 HP'!$X18,0,MATCH(D$9,'UEC - 21-50 HP'!$Y$10:$BZ$10,0))","v":47928.888101000004},{"$f":"OFFSET('UEC - 21-50 HP'!$X18,0,MATCH(E$9,'UEC - 21-50 HP'!$Y$10:$BZ$10,0))","v":47928.88810099999},{"$f":"OFFSET('UEC - 21-50 HP'!$X18,0,MATCH(F$9,'UEC - 21-50 HP'!$Y$10:$BZ$10,0))","v":47928.88810099999},{"$f":"OFFSET('UEC - 21-50 HP'!$X18,0,MATCH(G$9,'UEC - 21-50 HP'!$Y$10:$BZ$10,0))","v":47928.88810099999},{"$f":"OFFSET('UEC - 21-50 HP'!$X18,0,MATCH(H$9,'UEC - 21-50 HP'!$Y$10:$BZ$10,0))","v":47928.88810099999},{"$f":"OFFSET('UEC - 21-50 HP'!$X18,0,MATCH(I$9,'UEC - 21-50 HP'!$Y$10:$BZ$10,0))","v":47861.899713557184},{"$f":"OFFSET('UEC - 21-50 HP'!$X18,0,MATCH(J$9,'UEC - 21-50 HP'!$Y$10:$BZ$10,0))","v":47797.128296641778},{"$f":"OFFSET('UEC - 21-50 HP'!$X18,0,MATCH(K$9,'UEC - 21-50 HP'!$Y$10:$BZ$10,0))","v":47734.500479950235},{"$f":"OFFSET('UEC - 21-50 HP'!$X18,0,MATCH(L$9,'UEC - 21-50 HP'!$Y$10:$BZ$10,0))","v":47673.945321358122},{"$f":"OFFSET('UEC - 21-50 HP'!$X18,0,MATCH(M$9,'UEC - 21-50 HP'!$Y$10:$BZ$10,0))","v":47615.394226559816},{"$f":"OFFSET('UEC - 21-50 HP'!$X18,0,MATCH(N$9,'UEC - 21-50 HP'!$Y$10:$BZ$10,0))","v":47558.78087136789},{"$f":"OFFSET('UEC - 21-50 HP'!$X18,0,MATCH(O$9,'UEC - 21-50 HP'!$Y$10:$BZ$10,0))","v":47480.697041136467},{"$f":"OFFSET('UEC - 21-50 HP'!$X18,0,MATCH(P$9,'UEC - 21-50 HP'!$Y$10:$BZ$10,0))","v":47403.132259173886},{"$f":"OFFSET('UEC - 21-50 HP'!$X18,0,MATCH(Q$9,'UEC - 21-50 HP'!$Y$10:$BZ$10,0))","v":47327.91160212805},{"$f":"OFFSET('UEC - 21-50 HP'!$X18,0,MATCH(R$9,'UEC - 21-50 HP'!$Y$10:$BZ$10,0))","v":47254.921311254664},{"$f":"OFFSET('UEC - 21-50 HP'!$X18,0,MATCH(S$9,'UEC - 21-50 HP'!$Y$10:$BZ$10,0))","v":47184.181566551903},{"$f":"OFFSET('UEC - 21-50 HP'!$X18,0,MATCH(T$9,'UEC - 21-50 HP'!$Y$10:$BZ$10,0))","v":47115.873086873595},{"$f":"OFFSET('UEC - 21-50 HP'!$X18,0,MATCH(U$9,'UEC - 21-50 HP'!$Y$10:$BZ$10,0))","v":47049.534984837948},{"$f":"OFFSET('UEC - 21-50 HP'!$X18,0,MATCH(V$9,'UEC - 21-50 HP'!$Y$10:$BZ$10,0))","v":46984.951653921751},{"$f":"OFFSET('UEC - 21-50 HP'!$X18,0,MATCH(W$9,'UEC - 21-50 HP'!$Y$10:$BZ$10,0))","v":46922.127265081683},{"$f":"OFFSET('UEC - 21-50 HP'!$X18,0,MATCH(X$9,'UEC - 21-50 HP'!$Y$10:$BZ$10,0))","v":46861.087464274889},{"$f":"OFFSET('UEC - 21-50 HP'!$X18,0,MATCH(Y$9,'UEC - 21-50 HP'!$Y$10:$BZ$10,0))","v":46801.968347326903},{"$f":"OFFSET('UEC - 21-50 HP'!$X18,0,MATCH(Z$9,'UEC - 21-50 HP'!$Y$10:$BZ$10,0))","v":46744.907040155049},{"$f":"OFFSET('UEC - 21-50 HP'!$X18,0,MATCH(AA$9,'UEC - 21-50 HP'!$Y$10:$BZ$10,0))","v":46689.909672953014},{"$f":"OFFSET('UEC - 21-50 HP'!$X18,0,MATCH(AB$9,'UEC - 21-50 HP'!$Y$10:$BZ$10,0))","v":46636.839901777552},{"$f":"OFFSET('UEC - 21-50 HP'!$X18,0,MATCH(AC$9,'UEC - 21-50 HP'!$Y$10:$BZ$10,0))","v":46619.295805692745},{"$f":"OFFSET('UEC - 21-50 HP'!$X18,0,MATCH(AD$9,'UEC - 21-50 HP'!$Y$10:$BZ$10,0))","v":46602.315596123037},{"$f":"OFFSET('UEC - 21-50 HP'!$X18,0,MATCH(AE$9,'UEC - 21-50 HP'!$Y$10:$BZ$10,0))","v":46585.821956411208},{"$f":"OFFSET('UEC - 21-50 HP'!$X18,0,MATCH(AF$9,'UEC - 21-50 HP'!$Y$10:$BZ$10,0))","v":46569.796192919384},{"$f":"OFFSET('UEC - 21-50 HP'!$X18,0,MATCH(AG$9,'UEC - 21-50 HP'!$Y$10:$BZ$10,0))","v":46554.207264810953}]
[]
[null,null,"Stock and Shipments",2005,{"$f":"D16+1","v":2006},{"$f":"E16+1","v":2007},2008,2009,2010,2011,2012,2013,2014,2015,2016,2017,2018,2019,2020,2021,2022,2023,2024,2025,2026,2027,2028,2029,2030,2031,2032,2033,2034,"Total "]
[null,null,"6P Shipments","--","--","--","--","--","--","--","--","--","--","--","--","--","--","--","--","--","--","--","--","--","--","--","--","--","--","--","--","--","--"]
[null,null,"Replacement Shipments",{"$f":"TRANSPOSE('SM - 21-50 HP'!$AG$40:$AG$69)","v":5440.9974608644416},5627.2297772908387,5819.8363800371617,6019.0354456630339,6225.0526183893608,6438.1212656985017,6658.4827426830161,6886.3866654424355,7122.0911938377576,7365.8633239239425,7617.9791903916803,7878.7243793610078,8148.3942518811127,8427.2942785027517,8715.7403853022861,9014.0593117492863,9322.5889808231077,9641.6788817976358,9971.6904661278677,10312.997556886734,10665.986772215949,11031.057963270594,11408.624667153481,11799.114575352367,12202.970018210675,12620.648465980468,13052.623047025279,13499.383083759774,13961.434646933358,14439.30112888556]
[null,null,"Net New Shipments",{"$f":"TRANSPOSE('SM - 21-50 HP'!$AH$40:$AH$69)","v":5224.9893113515081},5403.8281859797562,5588.7882871163192,5780.0791296893331,5977.9173998213137,6182.5272002819656,6394.1403043422633,6612.9964183173388,6839.3434530955992,7073.4378049616162,7315.5446460309313,7565.938224625731,8078.0343748298237,8267.3217724812675,8516.5768536462401,8764.4113826188441,8910.4931978136738,9231.0833857587186,9690.5508237805916,10212.067844461159,10800.646650968962,11351.374852365943,11757.528222450512,12021.150338610223,12286.525987208057,12553.112176326502,12707.686890368228,13056.487753850713,13395.254465447393,13866.059413640392]
[null,null,"Total Model Shipments",{"$f":"TRANSPOSE('SM - 21-50 HP'!$AJ$40:$AJ$69)","v":10665.986772215951},11031.057963270596,11408.624667153481,11799.114575352367,12202.970018210675,12620.648465980466,13052.623047025279,13499.383083759774,13961.434646933358,14439.30112888556,14933.523836422612,15444.662603986739,16226.428626710936,16694.616050984019,17232.317238948526,17778.47069436813,18233.082178636781,18872.762267556354,19662.241289908459,20525.065401347892,21466.63342318491,22382.432815636537,23166.152889603993,23820.26491396259,24489.496005418732,25173.76064230697,25760.309937393507,26555.870837610488,27356.689112380751,28305.360542525952]
[null,null,"Model Installed Stock",{"$f":"TRANSPOSE('SM - 21-50 HP'!$AF$40:$AF$69)","v":157879.23386800545},163283.06205398522,168871.85034110156,174651.9294707909,180629.84687061221,186812.37407089418,193206.51437523644,199819.51079355378,206658.85424664937,213732.292051611,221047.83669764193,228613.77492226765,236691.8092970975,244959.13106957875,253475.70792322501,262240.11930584384,271150.61250365752,280381.69588941621,290072.2467131968,300284.31455765793,311084.96120862692,322436.33606099279,334193.86428344331,346215.0146220536,358501.5406092616,371054.65278558817,383762.33967595641,396818.82742980716,410214.08189525449,424080.1413088949]
[]
[]
[]
[null,null,"First Year Energy Consumption ",2005,{"$f":"D25+1","v":2006},{"$f":"E25+1","v":2007},2008,2009,2010,2011,2012,2013,2014,2015,2016,2017,2018,2019,2020,2021,2022,2023,2024,2025,2026,2027,2028,2029,2030,2031,2032,2033,2034,"Total "]
[null,null,"6P Shipments * 6P UEC","--","--","--","--","--","--","--","--","--","--","--","--","--","--","--","--","--","--","--","--","--","--","--","--","--","--","--","--","--","--",{"$f":"SUM(D26:AG26)","v":0}]
[null,null,"Model Shipments * Model Pre-Case UEC",{"$f":"D11*D18","v":260780958.4595969},269706866.31438768,278938286.62492996,288485676.35113615,298359850.36962068,{"$f":"I11*I20","v":592379388.39466357},{"$f":"J11*J20","v":612655116.60396576},633624834.44638395,655312295.52553236,677742066.47400665,700939554.78141975,724931037.57492435,761406848.8107003,783164509.89907813,808182333.86949372,833594615.98634887,854713526.54237068,884505664.33477676,921312764.16063762,961549010.77650619,1005465553.9681329,1048166359.9578917,1084674817.293056,1115110116.3078809,1146378883.5663583,1178366466.5922873,1205779333.6480241,1242974647.8494427,1280414824.9175615,1324773775.9313133,{"$f":"SUM(D27:AG27)","v":24434389986.332424}]
[null,null,"Model Shipments * Model Post-Case UEC",{"$f":"D12*D18","v":260780958.4595969},269706866.31438768,278938286.62492996,288485676.35113615,298359850.36962068,{"$f":"I12*I20","v":592379388.39466357},{"$f":"J12*J20","v":612655116.60396576},633624834.44638395,655312295.52553236,677742066.47400665,700939554.78141975,719594258.07870102,755735230.55996692,777381805.09020162,802306276.47596586,827644611.22320735,848733766.86268592,878445511.93836832,915134114.63558412,955238841.30814314,999009639.12806094,1041581961.0938601,1078008620.0234149,1108405082.9769781,1139505978.313627,1171307052.7498784,1198562165.7995059,1235542410.5577536,1272767241.2562137,1316870672.5310738,{"$f":"SUM(D28:AG28)","v":24310700134.948837}]
[]
[null,null,"Total Energy Consumption (kWh)",2005,{"$f":"D30+1","v":2006},{"$f":"E30+1","v":2007},2008,2009,2010,2011,2012,2013,2014,2015,2016,2017,2018,2019,2020,2021,2022,2023,2024,2025,2026,2027,2028,2029,2030,2031,2032,2033,2034,"Total "]
[null,null,"Modeled Pre-case Consumption \n(Installed UEC * Stock)",{"$f":"D13*D21","v":7566976133.5312433},{"$f":"E13*E21","v":7825975609.9740953},8093840018.4074736,8370872784.2292795,8657387718.3623352,8941195113.0326672,9234716555.3401394,9538284533.878315,9852242917.5292797,10176947344.983675,10512765627.593067,10860078166.010975,11230941538.520433,11610195203.950954,12000641792.175932,12402202568.073669,12810094770.542557,13232485486.645874,13675866214.277664,14143124719.164255,14637381386.640106,15156841403.840757,15694713526.075508,16244305200.210447,16805809299.274124,17391796377.471752,17984920594.515816,18594270407.918869,19219372937.310902,19866404646.768204,{"$f":"SUM(D31:AG31)","v":382332650596.25037}]
[null,null,"Modeled Post-case Consumption \n(Installed UEC* Stock)",{"$f":"D14*D21","v":7566976133.5312433},{"$f":"E14*E21","v":7825975609.9740953},8093840018.4074736,8370872784.2292795,8657387718.3623352,8941195113.0326672,9234716555.3401394,9538284533.878315,9852242917.5292797,10176947344.983675,10512765627.593067,10854741386.514751,11219933140.773476,11593404101.395123,11977974632.226568,12373585403.361168,12775497846.150368,13191828409.857283,13629030487.964014,14089978823.382246,14577779576.018026,15090655194.354645,15621861119.31975,16164747760.123789,16719378953.934736,17298306618.289948,17884213667.485489,18486131243.596859,19103586189.327545,19742714795.384609,{"$f":"SUM(D32:AG32)","v":381166553706.32196}]
[]
[]
[]
[null,null,"Total Energy Consumption (aMW)",2005,{"$f":"D36+1","v":2006},2007,2008,2009,2010,2011,2012,2013,2014,2015,2016,2017,2018,2019,2020,2021,2022,2023,2024,2025,2026,2027,2028,2029,2030,2031,2032,2033,2034,"Total "]
[null,null,{"$f":"C31","v":"Modeled Pre-case Consumption \n(Installed UEC * Stock)"},{"$f":"D31/1000/8760","v":863.81006090539313},{"$f":"E31/1000/8760","v":893.3762111842575},923.95434000085311,955.57908495768027,988.28626921944465,{"$f":"I31/'Constants & Menus'!$D$12/('Constants & Menus'!$D$11*'Constants & Menus'!$D$9)","v":1019.9857532549244},{"$f":"J31/'Constants & Menus'!$D$12/('Constants & Menus'!$D$11*'Constants & Menus'!$D$9)","v":1053.4698329158271},{"$f":"K31/'Constants & Menus'!$D$12/('Constants & Menus'!$D$11*'Constants & Menus'!$D$9)","v":1088.099992457029},{"$f":"L31/'Constants & Menus'!$D$12/('Constants & Menus'!$D$11*'Constants & Menus'!$D$9)","v":1123.9154594489253},{"$f":"M31/'Constants & Menus'!$D$12/('Constants & Menus'!$D$11*'Constants & Menus'!$D$9)","v":1160.9568041277294},{"$f":"N31/'Constants & Menus'!$D$12/('Constants & Menus'!$D$11*'Constants & Menus'!$D$9)","v":1199.2659853517073},{"$f":"O31/'Constants & Menus'!$D$12/('Constants & Menus'!$D$11*'Constants & Menus'!$D$9)","v":1238.8863981303871},{"$f":"P31/'Constants & Menus'!$D$12/('Constants & Menus'!$D$11*'Constants & Menus'!$D$9)","v":1281.1934221446991},{"$f":"Q31/'Constants & Menus'!$D$12/('Constants & Menus'!$D$11*'Constants & Menus'!$D$9)","v":1324.4575865789361},{"$f":"R31/'Constants & Menus'!$D$12/('Constants & Menus'!$D$11*'Constants & Menus'!$D$9)","v":1368.9986073666362},{"$f":"S31/'Constants & Menus'!$D$12/('Constants & Menus'!$D$11*'Constants & Menus'!$D$9)","v":1414.8075026321776},{"$f":"T31/'Constants & Menus'!$D$12/('Constants & Menus'!$D$11*'Constants & Menus'!$D$9)","v":1461.3386687819479},{"$f":"U31/'Constants & Menus'!$D$12/('Constants & Menus'!$D$11*'Constants & Menus'!$D$9)","v":1509.523783555313},{"$f":"V31/'Constants & Menus'!$D$12/('Constants & Menus'!$D$11*'Constants & Menus'!$D$9)","v":1560.1033783113921},{"$f":"W31/'Constants & Menus'!$D$12/('Constants & Menus'!$D$11*'Constants & Menus'!$D$9)","v":1613.4068810363058},{"$f":"X31/'Constants & Menus'!$D$12/('Constants & Menus'!$D$11*'Constants & Menus'!$D$9)","v":1669.7902562902243},{"$f":"Y31/'Constants & Menus'!$D$12/('Constants & Menus'!$D$11*'Constants & Menus'!$D$9)","v":1729.0487569975767},{"$f":"Z31/'Constants & Menus'!$D$12/('Constants & Menus'!$D$11*'Constants & Menus'!$D$9)","v":1790.4076575491113},{"$f":"AA31/'Constants & Menus'!$D$12/('Constants & Menus'!$D$11*'Constants & Menus'!$D$9)","v":1853.1034907837607},{"$f":"AB31/'Constants & Menus'!$D$12/('Constants & Menus'!$D$11*'Constants & Menus'!$D$9)","v":1917.1582591004021},{"$f":"AC31/'Constants & Menus'!$D$12/('Constants & Menus'!$D$11*'Constants & Menus'!$D$9)","v":1984.0059750709277},{"$f":"AD31/'Constants & Menus'!$D$12/('Constants & Menus'!$D$11*'Constants & Menus'!$D$9)","v":2051.6678752584776},{"$f":"AE31/'Constants & Menus'!$D$12/('Constants & Menus'!$D$11*'Constants & Menus'!$D$9)","v":2121.180744686159},{"$f":"AF31/'Constants & Menus'!$D$12/('Constants & Menus'!$D$11*'Constants & Menus'!$D$9)","v":2192.4906385250856},{"$f":"AG31/'Constants & Menus'!$D$12/('Constants & Menus'!$D$11*'Constants & Menus'!$D$9)","v":2266.3021499849651},{"$f":"SUM(D37:AG37)","v":43618.571826608255}]
[null,null,{"$f":"C32","v":"Modeled Post-case Consumption \n(Installed UEC* Stock)"},{"$f":"D32/1000/8760","v":863.81006090539313},893.3762111842575,923.95434000085311,955.57908495768027,988.28626921944465,{"$f":"I32/'Constants & Menus'!$D$12/('Constants & Menus'!$D$11*'Constants & Menus'!$D$9)","v":1019.9857532549244},{"$f":"J32/'Constants & Menus'!$D$12/('Constants & Menus'!$D$11*'Constants & Menus'!$D$9)","v":1053.4698329158271},{"$f":"K32/'Constants & Menus'!$D$12/('Constants & Menus'!$D$11*'Constants & Menus'!$D$9)","v":1088.099992457029},{"$f":"L32/'Constants & Menus'!$D$12/('Constants & Menus'!$D$11*'Constants & Menus'!$D$9)","v":1123.9154594489253},{"$f":"M32/'Constants & Menus'!$D$12/('Constants & Menus'!$D$11*'Constants & Menus'!$D$9)","v":1160.9568041277294},{"$f":"N32/'Constants & Menus'!$D$12/('Constants & Menus'!$D$11*'Constants & Menus'!$D$9)","v":1199.2659853517073},{"$f":"O32/'Constants & Menus'!$D$12/('Constants & Menus'!$D$11*'Constants & Menus'!$D$9)","v":1238.2775937160336},{"$f":"P32/'Constants & Menus'!$D$12/('Constants & Menus'!$D$11*'Constants & Menus'!$D$9)","v":1279.9376158765087},{"$f":"Q32/'Constants & Menus'!$D$12/('Constants & Menus'!$D$11*'Constants & Menus'!$D$9)","v":1322.5421060227154},{"$f":"R32/'Constants & Menus'!$D$12/('Constants & Menus'!$D$11*'Constants & Menus'!$D$9)","v":1366.4128031287437},{"$f":"S32/'Constants & Menus'!$D$12/('Constants & Menus'!$D$11*'Constants & Menus'!$D$9)","v":1411.5429390099439},{"$f":"T32/'Constants & Menus'!$D$12/('Constants & Menus'!$D$11*'Constants & Menus'!$D$9)","v":1457.3919514203021},{"$f":"U32/'Constants & Menus'!$D$12/('Constants & Menus'!$D$11*'Constants & Menus'!$D$9)","v":1504.885741484974},{"$f":"V32/'Constants & Menus'!$D$12/('Constants & Menus'!$D$11*'Constants & Menus'!$D$9)","v":1554.7604937216533},{"$f":"W32/'Constants & Menus'!$D$12/('Constants & Menus'!$D$11*'Constants & Menus'!$D$9)","v":1607.3441505113217},{"$f":"X32/'Constants & Menus'!$D$12/('Constants & Menus'!$D$11*'Constants & Menus'!$D$9)","v":1662.9910536183008},{"$f":"Y32/'Constants & Menus'!$D$12/('Constants & Menus'!$D$11*'Constants & Menus'!$D$9)","v":1721.4984250917914},{"$f":"Z32/'Constants & Menus'!$D$12/('Constants & Menus'!$D$11*'Constants & Menus'!$D$9)","v":1782.0968650832478},{"$f":"AA32/'Constants & Menus'!$D$12/('Constants & Menus'!$D$11*'Constants & Menus'!$D$9)","v":1844.0278074519495},{"$f":"AB32/'Constants & Menus'!$D$12/('Constants & Menus'!$D$11*'Constants & Menus'!$D$9)","v":1907.2985345579211},{"$f":"AC32/'Constants & Menus'!$D$12/('Constants & Menus'!$D$11*'Constants & Menus'!$D$9)","v":1973.3409329557321},{"$f":"AD32/'Constants & Menus'!$D$12/('Constants & Menus'!$D$11*'Constants & Menus'!$D$9)","v":2040.179519448493},{"$f":"AE32/'Constants & Menus'!$D$12/('Constants & Menus'!$D$11*'Constants & Menus'!$D$9)","v":2108.8445406795413},{"$f":"AF32/'Constants & Menus'!$D$12/('Constants & Menus'!$D$11*'Constants & Menus'!$D$9)","v":2179.282020229015},{"$f":"AG32/'Constants & Menus'!$D$12/('Constants & Menus'!$D$11*'Constants & Menus'!$D$9)","v":2252.1919684445138},{"$f":"SUM(D38:AG38)","v":43485.54685627648}]
[]
[null,null,"Savings (aMW)",2005,{"$f":"D40+1","v":2006},2007,2008,2009,2010,2011,2012,2013,2014,2015,2016,2017,2018,2019,2020,2021,2022,2023,2024,2025,2026,2027,2028,2029,2030,2031,2032,2033,2034,"Total "]
[null,null,"Incremental Savings",{"$f":"IF(AND(D40>=StandardYear,(D40-StandardYear)<_21to50Life),\n(D11-D12)*D20/'Constants & Menus'!$D$12/('Constants & Menus'!$D$11*'Constants & Menus'!$D$9),\n(D11-D12)*D19/'Constants & Menus'!$D$12/('Constants & Menus'!$D$11*'Constants & Menus'!$D$9))","v":0},{"$f":"IF(AND(E40>=StandardYear,(E40-StandardYear)<_21to50Life),\n(E11-E12)*E20/'Constants & Menus'!$D$12/('Constants & Menus'!$D$11*'Constants & Menus'!$D$9),\n(E11-E12)*E19/'Constants & Menus'!$D$12/('Constants & Menus'!$D$11*'Constants & Menus'!$D$9))","v":0},{"$f":"IF(AND(F40>=StandardYear,(F40-StandardYear)<_21to50Life),\n(F11-F12)*F20/'Constants & Menus'!$D$12/('Constants & Menus'!$D$11*'Constants & Menus'!$D$9),\n(F11-F12)*F19/'Constants & Menus'!$D$12/('Constants & Menus'!$D$11*'Constants & Menus'!$D$9))","v":0},{"$f":"IF(AND(G40>=StandardYear,(G40-StandardYear)<_21to50Life),\n(G11-G12)*G20/'Constants & Menus'!$D$12/('Constants & Menus'!$D$11*'Constants & Menus'!$D$9),\n(G11-G12)*G19/'Constants & Menus'!$D$12/('Constants & Menus'!$D$11*'Constants & Menus'!$D$9))","v":0},{"$f":"IF(AND(H40>=StandardYear,(H40-StandardYear)<_21to50Life),\n(H11-H12)*H20/'Constants & Menus'!$D$12/('Constants & Menus'!$D$11*'Constants & Menus'!$D$9),\n(H11-H12)*H19/'Constants & Menus'!$D$12/('Constants & Menus'!$D$11*'Constants & Menus'!$D$9))","v":0},{"$f":"IF(AND(I40>=StandardYear,(I40-StandardYear)<_21to50Life),\n(I11-I12)*I20/'Constants & Menus'!$D$12/('Constants & Menus'!$D$11*'Constants & Menus'!$D$9),\n(I11-I12)*I19/'Constants & Menus'!$D$12/('Constants & Menus'!$D$11*'Constants & Menus'!$D$9))","v":0},{"$f":"IF(AND(J40>=StandardYear,(J40-StandardYear)<_21to50Life),\n(J11-J12)*J20/'Constants & Menus'!$D$12/('Constants & Menus'!$D$11*'Constants & Menus'!$D$9),\n(J11-J12)*J19/'Constants & Menus'!$D$12/('Constants & Menus'!$D$11*'Constants & Menus'!$D$9))","v":0},{"$f":"IF(AND(K40>=StandardYear,(K40-StandardYear)<_21to50Life),\n(K11-K12)*K20/'Constants & Menus'!$D$12/('Constants & Menus'!$D$11*'Constants & Menus'!$D$9),\n(K11-K12)*K19/'Constants & Menus'!$D$12/('Constants & Menus'!$D$11*'Constants & Menus'!$D$9))","v":0},{"$f":"IF(AND(L40>=StandardYear,(L40-StandardYear)<_21to50Life),\n(L11-L12)*L20/'Constants & Menus'!$D$12/('Constants & Menus'!$D$11*'Constants & Menus'!$D$9),\n(L11-L12)*L19/'Constants & Menus'!$D$12/('Constants & Menus'!$D$11*'Constants & Menus'!$D$9))","v":0},{"$f":"IF(AND(M40>=StandardYear,(M40-StandardYear)<_21to50Life),\n(M11-M12)*M20/'Constants & Menus'!$D$12/('Constants & Menus'!$D$11*'Constants & Menus'!$D$9),\n(M11-M12)*M19/'Constants & Menus'!$D$12/('Constants & Menus'!$D$11*'Constants & Menus'!$D$9))","v":0},{"$f":"IF(AND(N40>=StandardYear,(N40-StandardYear)<_21to50Life),\n(N11-N12)*N20/'Constants & Menus'!$D$12/('Constants & Menus'!$D$11*'Constants & Menus'!$D$9),\n(N11-N12)*N19/'Constants & Menus'!$D$12/('Constants & Menus'!$D$11*'Constants & Menus'!$D$9))","v":0},{"$f":"IF(AND(O40>=StandardYear,(O40-StandardYear)<_21to50Life),\n(O11-O12)*O20/'Constants & Menus'!$D$12/('Constants & Menus'!$D$11*'Constants & Menus'!$D$9),\n(O11-O12)*O19/'Constants & Menus'!$D$12/('Constants & Menus'!$D$11*'Constants & Menus'!$D$9))","v":0.60880441435355914},{"$f":"IF(AND(P40>=StandardYear,(P40-StandardYear)<_21to50Life),\n(P11-P12)*P20/'Constants & Menus'!$D$12/('Constants & Menus'!$D$11*'Constants & Menus'!$D$9),\n(P11-P12)*P19/'Constants & Menus'!$D$12/('Constants & Menus'!$D$11*'Constants & Menus'!$D$9))","v":0.6470018538368002},{"$f":"IF(AND(Q40>=StandardYear,(Q40-StandardYear)<_21to50Life),\n(Q11-Q12)*Q20/'Constants & Menus'!$D$12/('Constants & Menus'!$D$11*'Constants & Menus'!$D$9),\n(Q11-Q12)*Q19/'Constants & Menus'!$D$12/('Constants & Menus'!$D$11*'Constants & Menus'!$D$9))","v":0.65967428803063233},{"$f":"IF(AND(R40>=StandardYear,(R40-StandardYear)<_21to50Life),\n(R11-R12)*R20/'Constants & Menus'!$D$12/('Constants & Menus'!$D$11*'Constants & Menus'!$D$9),\n(R11-R12)*R19/'Constants & Menus'!$D$12/('Constants & Menus'!$D$11*'Constants & Menus'!$D$9))","v":0.67032368167099265},{"$f":"IF(AND(S40>=StandardYear,(S40-StandardYear)<_21to50Life),\n(S11-S12)*S20/'Constants & Menus'!$D$12/('Constants & Menus'!$D$11*'Constants & Menus'!$D$9),\n(S11-S12)*S19/'Constants & Menus'!$D$12/('Constants & Menus'!$D$11*'Constants & Menus'!$D$9))","v":0.67875938434195116},{"$f":"IF(AND(T40>=StandardYear,(T40-StandardYear)<_21to50Life),\n(T11-T12)*T20/'Constants & Menus'!$D$12/('Constants & Menus'!$D$11*'Constants & Menus'!$D$9),\n(T11-T12)*T19/'Constants & Menus'!$D$12/('Constants & Menus'!$D$11*'Constants & Menus'!$D$9))","v":0.68215373941190416},{"$f":"IF(AND(U40>=StandardYear,(U40-StandardYear)<_21to50Life),\n(U11-U12)*U20/'Constants & Menus'!$D$12/('Constants & Menus'!$D$11*'Constants & Menus'!$D$9),\n(U11-U12)*U19/'Constants & Menus'!$D$12/('Constants & Menus'!$D$11*'Constants & Menus'!$D$9))","v":0.69132470869363372},{"$f":"IF(AND(V40>=StandardYear,(V40-StandardYear)<_21to50Life),\n(V11-V12)*V20/'Constants & Menus'!$D$12/('Constants & Menus'!$D$11*'Constants & Menus'!$D$9),\n(V11-V12)*V19/'Constants & Menus'!$D$12/('Constants & Menus'!$D$11*'Constants & Menus'!$D$9))","v":0.70484251939920239},{"$f":"IF(AND(W40>=StandardYear,(W40-StandardYear)<_21to50Life),\n(W11-W12)*W20/'Constants & Menus'!$D$12/('Constants & Menus'!$D$11*'Constants & Menus'!$D$9),\n(W11-W12)*W19/'Constants & Menus'!$D$12/('Constants & Menus'!$D$11*'Constants & Menus'!$D$9))","v":0.71984593524561935},{"$f":"IF(AND(X40>=StandardYear,(X40-StandardYear)<_21to50Life),\n(X11-X12)*X20/'Constants & Menus'!$D$12/('Constants & Menus'!$D$11*'Constants & Menus'!$D$9),\n(X11-X12)*X19/'Constants & Menus'!$D$12/('Constants & Menus'!$D$11*'Constants & Menus'!$D$9))","v":0.736472146939536},{"$f":"IF(AND(Y40>=StandardYear,(Y40-StandardYear)<_21to50Life),\n(Y11-Y12)*Y20/'Constants & Menus'!$D$12/('Constants & Menus'!$D$11*'Constants & Menus'!$D$9),\n(Y11-Y12)*Y19/'Constants & Menus'!$D$12/('Constants & Menus'!$D$11*'Constants & Menus'!$D$9))","v":0.75112923386168795},{"$f":"IF(AND(Z40>=StandardYear,(Z40-StandardYear)<_21to50Life),\n(Z11-Z12)*Z20/'Constants & Menus'!$D$12/('Constants & Menus'!$D$11*'Constants & Menus'!$D$9),\n(Z11-Z12)*Z19/'Constants & Menus'!$D$12/('Constants & Menus'!$D$11*'Constants & Menus'!$D$9))","v":0.76046056007770424},{"$f":"IF(AND(AA40>=StandardYear,(AA40-StandardYear)<_21to50Life),\n(AA11-AA12)*AA20/'Constants & Menus'!$D$12/('Constants & Menus'!$D$11*'Constants & Menus'!$D$9),\n(AA11-AA12)*AA19/'Constants & Menus'!$D$12/('Constants & Menus'!$D$11*'Constants & Menus'!$D$9))","v":0.76489086594831834},{"$f":"IF(AND(AB40>=StandardYear,(AB40-StandardYear)<_21to50Life),\n(AB11-AB12)*AB20/'Constants & Menus'!$D$12/('Constants & Menus'!$D$11*'Constants & Menus'!$D$9),\n(AB11-AB12)*AB19/'Constants & Menus'!$D$12/('Constants & Menus'!$D$11*'Constants & Menus'!$D$9))","v":0.78404121066979138},{"$f":"IF(AND(AC40>=StandardYear,(AC40-StandardYear)<_21to50Life),\n(AC11-AC12)*AC20/'Constants & Menus'!$D$12/('Constants & Menus'!$D$11*'Constants & Menus'!$D$9),\n(AC11-AC12)*AC19/'Constants & Menus'!$D$12/('Constants & Menus'!$D$11*'Constants & Menus'!$D$9))","v":0.80531757271376525},{"$f":"IF(AND(AD40>=StandardYear,(AD40-StandardYear)<_21to50Life),\n(AD11-AD12)*AD20/'Constants & Menus'!$D$12/('Constants & Menus'!$D$11*'Constants & Menus'!$D$9),\n(AD11-AD12)*AD19/'Constants & Menus'!$D$12/('Constants & Menus'!$D$11*'Constants & Menus'!$D$9))","v":0.82331369478873173},{"$f":"IF(AND(AE40>=StandardYear,(AE40-StandardYear)<_21to50Life),\n(AE11-AE12)*AE20/'Constants & Menus'!$D$12/('Constants & Menus'!$D$11*'Constants & Menus'!$D$9),\n(AE11-AE12)*AE19/'Constants & Menus'!$D$12/('Constants & Menus'!$D$11*'Constants & Menus'!$D$9))","v":0.84784819663347444},{"$f":"IF(AND(AF40>=StandardYear,(AF40-StandardYear)<_21to50Life),\n(AF11-AF12)*AF20/'Constants & Menus'!$D$12/('Constants & Menus'!$D$11*'Constants & Menus'!$D$9),\n(AF11-AF12)*AF19/'Constants & Menus'!$D$12/('Constants & Menus'!$D$11*'Constants & Menus'!$D$9))","v":0.87241428945333177},{"$f":"IF(AND(AG40>=StandardYear,(AG40-StandardYear)<_21to50Life),\n(AG11-AG12)*AG20/'Constants & Menus'!$D$12/('Constants & Menus'!$D$11*'Constants & Menus'!$D$9),\n(AG11-AG12)*AG19/'Constants & Menus'!$D$12/('Constants & Menus'!$D$11*'Constants & Menus'!$D$9))","v":0.90156324438047708}]
[null,null,"Cumulative Savings",{"$f":"IFERROR(C42+D41,0)","v":0},{"$f":"IFERROR(D42+E41,0)","v":0},0,0,0,0,0,0,0,0,0,0.60880441435355914,1.2558062681903595,1.9154805562209918,2.5858042378919843,3.2645636222339354,3.9467173616458395,4.6380420703394734,5.3428845897386754,6.0627305249842944,6.7992026719238305,7.5503319057855185,8.3107924658632228,9.0756833318115415,9.8597245424813327,10.665042115195098,11.48835580998383,12.336204006617304,13.208618296070636,14.110181540451112,{"$f":"SUM(D42:AG42)","v":133.02497033178255}]
[null,null,"DOE Aggregate Lifecycle Savings (formerly DOE Carbon proxy)",{"$f":"SUM($D$42:D42)","v":0},{"$f":"SUM($D$42:E42)","v":0},{"$f":"SUM($D$42:F42)","v":0},{"$f":"SUM($D$42:G42)","v":0},{"$f":"SUM($D$42:H42)","v":0},{"$f":"SUM($D$42:I42)","v":0},{"$f":"SUM($D$42:J42)","v":0},{"$f":"SUM($D$42:K42)","v":0},{"$f":"SUM($D$42:L42)","v":0},{"$f":"SUM($D$42:M42)","v":0},{"$f":"SUM($D$42:N42)","v":0},{"$f":"SUM($D$42:O42)","v":0.60880441435355914},{"$f":"SUM($D$42:P42)","v":1.8646106825439186},{"$f":"SUM($D$42:Q42)","v":3.7800912387649106},{"$f":"SUM($D$42:R42)","v":6.3658954766568954},{"$f":"SUM($D$42:S42)","v":9.6304590988908316},{"$f":"SUM($D$42:T42)","v":13.577176460536672},{"$f":"SUM($D$42:U42)","v":18.215218530876143},{"$f":"SUM($D$42:V42)","v":23.558103120614817},{"$f":"SUM($D$42:W42)","v":29.620833645599113},{"$f":"SUM($D$42:X42)","v":36.420036317522943},{"$f":"SUM($D$42:Y42)","v":43.970368223308462},{"$f":"SUM($D$42:Z42)","v":52.281160689171685},{"$f":"SUM($D$42:AA42)","v":61.356844020983225},{"$f":"SUM($D$42:AB42)","v":71.216568563464563},{"$f":"SUM($D$42:AC42)","v":81.881610678659655},{"$f":"SUM($D$42:AD42)","v":93.369966488643485},{"$f":"SUM($D$42:AE42)","v":105.70617049526079},{"$f":"SUM($D$42:AF42)","v":118.91478879133143},{"$f":"SUM($D$42:AG42)","v":133.02497033178255}]
[null,null,"Check",null,{"$f":"ROUND(E42-D42-E41,3)","v":0},{"$f":"ROUND(F42-E42-F41,3)","v":0},0,0,0,0,0,0,0,0,0,0,0,0,0,0,0,0,0,0,0,0,0,0,0,0,0,0,0]

{"sheet":"Results - 51-100 HP","index":30,"n_rows":44,"n_cols":34,"rows_kept":44,"cut":false,"hidden":false,"merged":[]}
[]
[null,null,"RESULTS  - 51-100 HP"]
[]
[null,null,"NAVIGATION",null,null,null,null,null,null,null,null,null,null,null,null,null,null,null,null,null,null,null,null,null,null,null,{"$f":"4000000*0.04","v":160000}]
[]
[null,null,"COMMENTS"]
[]
[]
[null,null,"Unit Energy Consumption (kWh/year) ",2005,{"$f":"D9+1","v":2006},{"$f":"E9+1","v":2007},2008,2009,2010,2011,2012,2013,2014,2015,2016,2017,2018,2019,2020,2021,2022,2023,2024,2025,2026,2027,2028,2029,2030,2031,2032,2033,2034,"Total "]
[null,null,"Council's Pre-case Shipment UEC","--","--","--","--","--","--","--","--","--","--","--","--","--","--","--","--","--","--","--","--","--","--","--","--","--","--","--","--","--","--"]
[null,null,{"$f":"'UEC - 1-5 HP'!$X$9&\" - \"&'UEC - 1-5 HP'!X11","v":"Market UEC (Shipment Weighted Average) - PRE-Case UEC"},{"$f":"OFFSET('UEC - 51-100 HP'!$X11,0,MATCH(D$9,'UEC - 51-100 HP'!$Y$10:$BZ$10,0))","v":139890.68280000001},{"$f":"OFFSET('UEC - 51-100 HP'!$X11,0,MATCH(E$9,'UEC - 51-100 HP'!$Y$10:$BZ$10,0))","v":139890.68280000001},{"$f":"OFFSET('UEC - 51-100 HP'!$X11,0,MATCH(F$9,'UEC - 51-100 HP'!$Y$10:$BZ$10,0))","v":139890.68280000001},{"$f":"OFFSET('UEC - 51-100 HP'!$X11,0,MATCH(G$9,'UEC - 51-100 HP'!$Y$10:$BZ$10,0))","v":139890.68280000001},{"$f":"OFFSET('UEC - 51-100 HP'!$X11,0,MATCH(H$9,'UEC - 51-100 HP'!$Y$10:$BZ$10,0))","v":139890.68280000001},{"$f":"OFFSET('UEC - 51-100 HP'!$X11,0,MATCH(I$9,'UEC - 51-100 HP'!$Y$10:$BZ$10,0))","v":138088.24353745818},{"$f":"OFFSET('UEC - 51-100 HP'!$X11,0,MATCH(J$9,'UEC - 51-100 HP'!$Y$10:$BZ$10,0))","v":138088.24353745818},{"$f":"OFFSET('UEC - 51-100 HP'!$X11,0,MATCH(K$9,'UEC - 51-100 HP'!$Y$10:$BZ$10,0))","v":138088.24353745818},{"$f":"OFFSET('UEC - 51-100 HP'!$X11,0,MATCH(L$9,'UEC - 51-100 HP'!$Y$10:$BZ$10,0))","v":138088.24353745818},{"$f":"OFFSET('UEC - 51-100 HP'!$X11,0,MATCH(M$9,'UEC - 51-100 HP'!$Y$10:$BZ$10,0))","v":138088.24353745818},{"$f":"OFFSET('UEC - 51-100 HP'!$X11,0,MATCH(N$9,'UEC - 51-100 HP'!$Y$10:$BZ$10,0))","v":138088.24353745818},{"$f":"OFFSET('UEC - 51-100 HP'!$X11,0,MATCH(O$9,'UEC - 51-100 HP'!$Y$10:$BZ$10,0))","v":138088.24353745818},{"$f":"OFFSET('UEC - 51-100 HP'!$X11,0,MATCH(P$9,'UEC - 51-100 HP'!$Y$10:$BZ$10,0))","v":138060.95749521002},{"$f":"OFFSET('UEC - 51-100 HP'!$X11,0,MATCH(Q$9,'UEC - 51-100 HP'!$Y$10:$BZ$10,0))","v":138035.24906942711},{"$f":"OFFSET('UEC - 51-100 HP'!$X11,0,MATCH(R$9,'UEC - 51-100 HP'!$Y$10:$BZ$10,0))","v":138010.94575994709},{"$f":"OFFSET('UEC - 51-100 HP'!$X11,0,MATCH(S$9,'UEC - 51-100 HP'!$Y$10:$BZ$10,0))","v":137987.90189834905},{"$f":"OFFSET('UEC - 51-100 HP'!$X11,0,MATCH(T$9,'UEC - 51-100 HP'!$Y$10:$BZ$10,0))","v":137965.99335642272},{"$f":"OFFSET('UEC - 51-100 HP'!$X11,0,MATCH(U$9,'UEC - 51-100 HP'!$Y$10:$BZ$10,0))","v":137945.11349801341},{"$f":"OFFSET('UEC - 51-100 HP'!$X11,0,MATCH(V$9,'UEC - 51-100 HP'!$Y$10:$BZ$10,0))","v":137925.17003932974},{"$f":"OFFSET('UEC - 51-100 HP'!$X11,0,MATCH(W$9,'UEC - 51-100 HP'!$Y$10:$BZ$10,0))","v":137906.08258354053},{"$f":"OFFSET('UEC - 51-100 HP'!$X11,0,MATCH(X$9,'UEC - 51-100 HP'!$Y$10:$BZ$10,0))","v":137887.78066301977},{"$f":"OFFSET('UEC - 51-100 HP'!$X11,0,MATCH(Y$9,'UEC - 51-100 HP'!$Y$10:$BZ$10,0))","v":137870.20216874988},{"$f":"OFFSET('UEC - 51-100 HP'!$X11,0,MATCH(Z$9,'UEC - 51-100 HP'!$Y$10:$BZ$10,0))","v":137853.29207849299},{"$f":"OFFSET('UEC - 51-100 HP'!$X11,0,MATCH(AA$9,'UEC - 51-100 HP'!$Y$10:$BZ$10,0))","v":137837.00141802229},{"$f":"OFFSET('UEC - 51-100 HP'!$X11,0,MATCH(AB$9,'UEC - 51-100 HP'!$Y$10:$BZ$10,0))","v":137821.28640597081},{"$f":"OFFSET('UEC - 51-100 HP'!$X11,0,MATCH(AC$9,'UEC - 51-100 HP'!$Y$10:$BZ$10,0))","v":137806.1077446756},{"$f":"OFFSET('UEC - 51-100 HP'!$X11,0,MATCH(AD$9,'UEC - 51-100 HP'!$Y$10:$BZ$10,0))","v":137791.4300280918},{"$f":"OFFSET('UEC - 51-100 HP'!$X11,0,MATCH(AE$9,'UEC - 51-100 HP'!$Y$10:$BZ$10,0))","v":137777.22124432522},{"$f":"OFFSET('UEC - 51-100 HP'!$X11,0,MATCH(AF$9,'UEC - 51-100 HP'!$Y$10:$BZ$10,0))","v":137763.45235519818},{"$f":"OFFSET('UEC - 51-100 HP'!$X11,0,MATCH(AG$9,'UEC - 51-100 HP'!$Y$10:$BZ$10,0))","v":137750.09693896433}]
[null,null,{"$f":"'UEC - 1-5 HP'!$X$9&\" - \"&'UEC - 1-5 HP'!X12","v":"Market UEC (Shipment Weighted Average) - POST-Case UEC"},{"$f":"OFFSET('UEC - 51-100 HP'!$X12,0,MATCH(D$9,'UEC - 51-100 HP'!$Y$10:$BZ$10,0))","v":139890.68280000001},{"$f":"OFFSET('UEC - 51-100 HP'!$X12,0,MATCH(E$9,'UEC - 51-100 HP'!$Y$10:$BZ$10,0))","v":139890.68280000001},{"$f":"OFFSET('UEC - 51-100 HP'!$X12,0,MATCH(F$9,'UEC - 51-100 HP'!$Y$10:$BZ$10,0))","v":139890.68280000001},{"$f":"OFFSET('UEC - 51-100 HP'!$X12,0,MATCH(G$9,'UEC - 51-100 HP'!$Y$10:$BZ$10,0))","v":139890.68280000001},{"$f":"OFFSET('UEC - 51-100 HP'!$X12,0,MATCH(H$9,'UEC - 51-100 HP'!$Y$10:$BZ$10,0))","v":139890.68280000001},{"$f":"OFFSET('UEC - 51-100 HP'!$X12,0,MATCH(I$9,'UEC - 51-100 HP'!$Y$10:$BZ$10,0))","v":138088.24353745818},{"$f":"OFFSET('UEC - 51-100 HP'!$X12,0,MATCH(J$9,'UEC - 51-100 HP'!$Y$10:$BZ$10,0))","v":138088.24353745818},{"$f":"OFFSET('UEC - 51-100 HP'!$X12,0,MATCH(K$9,'UEC - 51-100 HP'!$Y$10:$BZ$10,0))","v":138088.24353745818},{"$f":"OFFSET('UEC - 51-100 HP'!$X12,0,MATCH(L$9,'UEC - 51-100 HP'!$Y$10:$BZ$10,0))","v":138088.24353745818},{"$f":"OFFSET('UEC - 51-100 HP'!$X12,0,MATCH(M$9,'UEC - 51-100 HP'!$Y$10:$BZ$10,0))","v":138088.24353745818},{"$f":"OFFSET('UEC - 51-100 HP'!$X12,0,MATCH(N$9,'UEC - 51-100 HP'!$Y$10:$BZ$10,0))","v":138088.24353745818},{"$f":"OFFSET('UEC - 51-100 HP'!$X12,0,MATCH(O$9,'UEC - 51-100 HP'!$Y$10:$BZ$10,0))","v":137270.62187219507},{"$f":"OFFSET('UEC - 51-100 HP'!$X12,0,MATCH(P$9,'UEC - 51-100 HP'!$Y$10:$BZ$10,0))","v":137228.47611835515},{"$f":"OFFSET('UEC - 51-100 HP'!$X12,0,MATCH(Q$9,'UEC - 51-100 HP'!$Y$10:$BZ$10,0))","v":137205.46030228169},{"$f":"OFFSET('UEC - 51-100 HP'!$X12,0,MATCH(R$9,'UEC - 51-100 HP'!$Y$10:$BZ$10,0))","v":137189.53974088441},{"$f":"OFFSET('UEC - 51-100 HP'!$X12,0,MATCH(S$9,'UEC - 51-100 HP'!$Y$10:$BZ$10,0))","v":137177.3555845696},{"$f":"OFFSET('UEC - 51-100 HP'!$X12,0,MATCH(T$9,'UEC - 51-100 HP'!$Y$10:$BZ$10,0))","v":137167.48318245582},{"$f":"OFFSET('UEC - 51-100 HP'!$X12,0,MATCH(U$9,'UEC - 51-100 HP'!$Y$10:$BZ$10,0))","v":137159.18364555197},{"$f":"OFFSET('UEC - 51-100 HP'!$X12,0,MATCH(V$9,'UEC - 51-100 HP'!$Y$10:$BZ$10,0))","v":137152.02399572683},{"$f":"OFFSET('UEC - 51-100 HP'!$X12,0,MATCH(W$9,'UEC - 51-100 HP'!$Y$10:$BZ$10,0))","v":137145.72859862962},{"$f":"OFFSET('UEC - 51-100 HP'!$X12,0,MATCH(X$9,'UEC - 51-100 HP'!$Y$10:$BZ$10,0))","v":137140.11109791909},{"$f":"OFFSET('UEC - 51-100 HP'!$X12,0,MATCH(Y$9,'UEC - 51-100 HP'!$Y$10:$BZ$10,0))","v":137135.03958906449},{"$f":"OFFSET('UEC - 51-100 HP'!$X12,0,MATCH(Z$9,'UEC - 51-100 HP'!$Y$10:$BZ$10,0))","v":137130.41727576018},{"$f":"OFFSET('UEC - 51-100 HP'!$X12,0,MATCH(AA$9,'UEC - 51-100 HP'!$Y$10:$BZ$10,0))","v":137126.17101959413},{"$f":"OFFSET('UEC - 51-100 HP'!$X12,0,MATCH(AB$9,'UEC - 51-100 HP'!$Y$10:$BZ$10,0))","v":137122.24420788098},{"$f":"OFFSET('UEC - 51-100 HP'!$X12,0,MATCH(AC$9,'UEC - 51-100 HP'!$Y$10:$BZ$10,0))","v":137118.59212181589},{"$f":"OFFSET('UEC - 51-100 HP'!$X12,0,MATCH(AD$9,'UEC - 51-100 HP'!$Y$10:$BZ$10,0))","v":137115.17882167554},{"$f":"OFFSET('UEC - 51-100 HP'!$X12,0,MATCH(AE$9,'UEC - 51-100 HP'!$Y$10:$BZ$10,0))","v":137111.97498930272},{"$f":"OFFSET('UEC - 51-100 HP'!$X12,0,MATCH(AF$9,'UEC - 51-100 HP'!$Y$10:$BZ$10,0))","v":137108.95639517947},{"$f":"OFFSET('UEC - 51-100 HP'!$X12,0,MATCH(AG$9,'UEC - 51-100 HP'!$Y$10:$BZ$10,0))","v":137106.10278493544}]
[null,null,{"$f":"'UEC - 1-5 HP'!$X$15&\" - \"&'UEC - 1-5 HP'!X17","v":"Installed UEC (Vintage Weighted Average)  - PRE-Case UEC"},{"$f":"OFFSET('UEC - 51-100 HP'!$X17,0,MATCH(D$9,'UEC - 51-100 HP'!$Y$10:$BZ$10,0))","v":139890.68280000001},{"$f":"OFFSET('UEC - 51-100 HP'!$X17,0,MATCH(E$9,'UEC - 51-100 HP'!$Y$10:$BZ$10,0))","v":139890.68280000001},{"$f":"OFFSET('UEC - 51-100 HP'!$X17,0,MATCH(F$9,'UEC - 51-100 HP'!$Y$10:$BZ$10,0))","v":139890.68280000004},{"$f":"OFFSET('UEC - 51-100 HP'!$X17,0,MATCH(G$9,'UEC - 51-100 HP'!$Y$10:$BZ$10,0))","v":139890.68280000001},{"$f":"OFFSET('UEC - 51-100 HP'!$X17,0,MATCH(H$9,'UEC - 51-100 HP'!$Y$10:$BZ$10,0))","v":139890.68280000004},{"$f":"OFFSET('UEC - 51-100 HP'!$X17,0,MATCH(I$9,'UEC - 51-100 HP'!$Y$10:$BZ$10,0))","v":139764.41324153473},{"$f":"OFFSET('UEC - 51-100 HP'!$X17,0,MATCH(J$9,'UEC - 51-100 HP'!$Y$10:$BZ$10,0))","v":139642.32255496513},{"$f":"OFFSET('UEC - 51-100 HP'!$X17,0,MATCH(K$9,'UEC - 51-100 HP'!$Y$10:$BZ$10,0))","v":139524.27244115941},{"$f":"OFFSET('UEC - 51-100 HP'!$X17,0,MATCH(L$9,'UEC - 51-100 HP'!$Y$10:$BZ$10,0))","v":139410.12917797436},{"$f":"OFFSET('UEC - 51-100 HP'!$X17,0,MATCH(M$9,'UEC - 51-100 HP'!$Y$10:$BZ$10,0))","v":139299.76346878108},{"$f":"OFFSET('UEC - 51-100 HP'!$X17,0,MATCH(N$9,'UEC - 51-100 HP'!$Y$10:$BZ$10,0))","v":139193.05029600274},{"$f":"OFFSET('UEC - 51-100 HP'!$X17,0,MATCH(O$9,'UEC - 51-100 HP'!$Y$10:$BZ$10,0))","v":139089.86877950045},{"$f":"OFFSET('UEC - 51-100 HP'!$X17,0,MATCH(P$9,'UEC - 51-100 HP'!$Y$10:$BZ$10,0))","v":138987.16227284545},{"$f":"OFFSET('UEC - 51-100 HP'!$X17,0,MATCH(Q$9,'UEC - 51-100 HP'!$Y$10:$BZ$10,0))","v":138886.55977250222},{"$f":"OFFSET('UEC - 51-100 HP'!$X17,0,MATCH(R$9,'UEC - 51-100 HP'!$Y$10:$BZ$10,0))","v":138787.81183757464},{"$f":"OFFSET('UEC - 51-100 HP'!$X17,0,MATCH(S$9,'UEC - 51-100 HP'!$Y$10:$BZ$10,0))","v":138690.93129290565},{"$f":"OFFSET('UEC - 51-100 HP'!$X17,0,MATCH(T$9,'UEC - 51-100 HP'!$Y$10:$BZ$10,0))","v":138596.15261213024},{"$f":"OFFSET('UEC - 51-100 HP'!$X17,0,MATCH(U$9,'UEC - 51-100 HP'!$Y$10:$BZ$10,0))","v":138502.97721086998},{"$f":"OFFSET('UEC - 51-100 HP'!$X17,0,MATCH(V$9,'UEC - 51-100 HP'!$Y$10:$BZ$10,0))","v":138411.21120687306},{"$f":"OFFSET('UEC - 51-100 HP'!$X17,0,MATCH(W$9,'UEC - 51-100 HP'!$Y$10:$BZ$10,0))","v":138320.92747838082},{"$f":"OFFSET('UEC - 51-100 HP'!$X17,0,MATCH(X$9,'UEC - 51-100 HP'!$Y$10:$BZ$10,0))","v":138232.22919598277},{"$f":"OFFSET('UEC - 51-100 HP'!$X17,0,MATCH(Y$9,'UEC - 51-100 HP'!$Y$10:$BZ$10,0))","v":138145.3439464675},{"$f":"OFFSET('UEC - 51-100 HP'!$X17,0,MATCH(Z$9,'UEC - 51-100 HP'!$Y$10:$BZ$10,0))","v":138060.48161122287},{"$f":"OFFSET('UEC - 51-100 HP'!$X17,0,MATCH(AA$9,'UEC - 51-100 HP'!$Y$10:$BZ$10,0))","v":137977.67846658838},{"$f":"OFFSET('UEC - 51-100 HP'!$X17,0,MATCH(AB$9,'UEC - 51-100 HP'!$Y$10:$BZ$10,0))","v":137962.57105315637},{"$f":"OFFSET('UEC - 51-100 HP'!$X17,0,MATCH(AC$9,'UEC - 51-100 HP'!$Y$10:$BZ$10,0))","v":137946.98699223343},{"$f":"OFFSET('UEC - 51-100 HP'!$X17,0,MATCH(AD$9,'UEC - 51-100 HP'!$Y$10:$BZ$10,0))","v":137931.01436596608},{"$f":"OFFSET('UEC - 51-100 HP'!$X17,0,MATCH(AE$9,'UEC - 51-100 HP'!$Y$10:$BZ$10,0))","v":137914.61333729394},{"$f":"OFFSET('UEC - 51-100 HP'!$X17,0,MATCH(AF$9,'UEC - 51-100 HP'!$Y$10:$BZ$10,0))","v":137897.8301488212},{"$f":"OFFSET('UEC - 51-100 HP'!$X17,0,MATCH(AG$9,'UEC - 51-100 HP'!$Y$10:$BZ$10,0))","v":137880.65981342777}]
[null,null,{"$f":"'UEC - 1-5 HP'!$X$15&\" - \"&'UEC - 1-5 HP'!X18","v":"Installed UEC (Vintage Weighted Average)  - POST-Case UEC"},{"$f":"OFFSET('UEC - 51-100 HP'!$X18,0,MATCH(D$9,'UEC - 51-100 HP'!$Y$10:$BZ$10,0))","v":139890.68280000001},{"$f":"OFFSET('UEC - 51-100 HP'!$X18,0,MATCH(E$9,'UEC - 51-100 HP'!$Y$10:$BZ$10,0))","v":139890.68280000001},{"$f":"OFFSET('UEC - 51-100 HP'!$X18,0,MATCH(F$9,'UEC - 51-100 HP'!$Y$10:$BZ$10,0))","v":139890.68280000004},{"$f":"OFFSET('UEC - 51-100 HP'!$X18,0,MATCH(G$9,'UEC - 51-100 HP'!$Y$10:$BZ$10,0))","v":139890.68280000001},{"$f":"OFFSET('UEC - 51-100 HP'!$X18,0,MATCH(H$9,'UEC - 51-100 HP'!$Y$10:$BZ$10,0))","v":139890.68280000004},{"$f":"OFFSET('UEC - 51-100 HP'!$X18,0,MATCH(I$9,'UEC - 51-100 HP'!$Y$10:$BZ$10,0))","v":139764.41324153473},{"$f":"OFFSET('UEC - 51-100 HP'!$X18,0,MATCH(J$9,'UEC - 51-100 HP'!$Y$10:$BZ$10,0))","v":139642.32255496513},{"$f":"OFFSET('UEC - 51-100 HP'!$X18,0,MATCH(K$9,'UEC - 51-100 HP'!$Y$10:$BZ$10,0))","v":139524.27244115941},{"$f":"OFFSET('UEC - 51-100 HP'!$X18,0,MATCH(L$9,'UEC - 51-100 HP'!$Y$10:$BZ$10,0))","v":139410.12917797436},{"$f":"OFFSET('UEC - 51-100 HP'!$X18,0,MATCH(M$9,'UEC - 51-100 HP'!$Y$10:$BZ$10,0))","v":139299.76346878108},{"$f":"OFFSET('UEC - 51-100 HP'!$X18,0,MATCH(N$9,'UEC - 51-100 HP'!$Y$10:$BZ$10,0))","v":139193.05029600274},{"$f":"OFFSET('UEC - 51-100 HP'!$X18,0,MATCH(O$9,'UEC - 51-100 HP'!$Y$10:$BZ$10,0))","v":139032.59044074584},{"$f":"OFFSET('UEC - 51-100 HP'!$X18,0,MATCH(P$9,'UEC - 51-100 HP'!$Y$10:$BZ$10,0))","v":138872.66313398379},{"$f":"OFFSET('UEC - 51-100 HP'!$X18,0,MATCH(Q$9,'UEC - 51-100 HP'!$Y$10:$BZ$10,0))","v":138717.28902525554},{"$f":"OFFSET('UEC - 51-100 HP'!$X18,0,MATCH(R$9,'UEC - 51-100 HP'!$Y$10:$BZ$10,0))","v":138566.32996226527},{"$f":"OFFSET('UEC - 51-100 HP'!$X18,0,MATCH(S$9,'UEC - 51-100 HP'!$Y$10:$BZ$10,0))","v":138419.87812322797},{"$f":"OFFSET('UEC - 51-100 HP'!$X18,0,MATCH(T$9,'UEC - 51-100 HP'!$Y$10:$BZ$10,0))","v":138278.33020073897},{"$f":"OFFSET('UEC - 51-100 HP'!$X18,0,MATCH(U$9,'UEC - 51-100 HP'!$Y$10:$BZ$10,0))","v":138140.76403390113},{"$f":"OFFSET('UEC - 51-100 HP'!$X18,0,MATCH(V$9,'UEC - 51-100 HP'!$Y$10:$BZ$10,0))","v":138006.76398465817},{"$f":"OFFSET('UEC - 51-100 HP'!$X18,0,MATCH(W$9,'UEC - 51-100 HP'!$Y$10:$BZ$10,0))","v":137876.36249707188},{"$f":"OFFSET('UEC - 51-100 HP'!$X18,0,MATCH(X$9,'UEC - 51-100 HP'!$Y$10:$BZ$10,0))","v":137749.63552401861},{"$f":"OFFSET('UEC - 51-100 HP'!$X18,0,MATCH(Y$9,'UEC - 51-100 HP'!$Y$10:$BZ$10,0))","v":137626.87296753103},{"$f":"OFFSET('UEC - 51-100 HP'!$X18,0,MATCH(Z$9,'UEC - 51-100 HP'!$Y$10:$BZ$10,0))","v":137508.3477121316},{"$f":"OFFSET('UEC - 51-100 HP'!$X18,0,MATCH(AA$9,'UEC - 51-100 HP'!$Y$10:$BZ$10,0))","v":137394.05508607961},{"$f":"OFFSET('UEC - 51-100 HP'!$X18,0,MATCH(AB$9,'UEC - 51-100 HP'!$Y$10:$BZ$10,0))","v":137349.4801466132},{"$f":"OFFSET('UEC - 51-100 HP'!$X18,0,MATCH(AC$9,'UEC - 51-100 HP'!$Y$10:$BZ$10,0))","v":137306.30966530516},{"$f":"OFFSET('UEC - 51-100 HP'!$X18,0,MATCH(AD$9,'UEC - 51-100 HP'!$Y$10:$BZ$10,0))","v":137264.50366127136},{"$f":"OFFSET('UEC - 51-100 HP'!$X18,0,MATCH(AE$9,'UEC - 51-100 HP'!$Y$10:$BZ$10,0))","v":137223.88508513197},{"$f":"OFFSET('UEC - 51-100 HP'!$X18,0,MATCH(AF$9,'UEC - 51-100 HP'!$Y$10:$BZ$10,0))","v":137184.40606530331},{"$f":"OFFSET('UEC - 51-100 HP'!$X18,0,MATCH(AG$9,'UEC - 51-100 HP'!$Y$10:$BZ$10,0))","v":137145.99958619266}]
[]
[null,null,"Stock and Shipments",2005,{"$f":"D16+1","v":2006},{"$f":"E16+1","v":2007},2008,2009,2010,2011,2012,2013,2014,2015,2016,2017,2018,2019,2020,2021,2022,2023,2024,2025,2026,2027,2028,2029,2030,2031,2032,2033,2034,"Total "]
[null,null,"6P Shipments","--","--","--","--","--","--","--","--","--","--","--","--","--","--","--","--","--","--","--","--","--","--","--","--","--","--","--","--","--","--"]
[null,null,"Replacement Shipments",{"$f":"TRANSPOSE('SM - 51-100 HP'!$AG$40:$AG$69)","v":1856.1166746306449},1919.6471045491339,1985.3520289812459,2053.305875668078,2123.585619834113,2196.2708713814754,2271.4439650686409,2349.1900537757451,2429.5972049621382,2512.7565004254579,2598.7621394752091,2687.7115456377323,2779.7054770134264,2874.8481404112345,2973.247309389682,3075.0144463381748,3180.2648287368484,3289.117679737989,3401.6963032169469,3518.1282234455139,3638.5453295459915,3763.0840248895734,3891.885381608276,4025.0953003954446,4162.864675775847,4305.3495670325665,4452.7113749843156,4605.1170248134104,4762.7391551515093,4925.7563136373074]
[null,null,"Net New Shipments",{"$f":"TRANSPOSE('SM - 51-100 HP'!$AH$40:$AH$69)","v":1662.011548814869},1718.8982249968576,1777.7319959083272,1838.5795059401976,1901.5096805613312,1966.5938043943706,2033.9056019639249,2103.5213212085705,2175.5198198512712,2249.9826547260504,2326.9941741620978,2406.6416135299683,2572.5097222461673,2631.7965951279348,2710.7557677223317,2789.1349151147479,2833.8361056614167,2935.978882431576,3083.8063976129679,3251.9731669525954,3442.128078487423,3619.6617331669181,3749.3669516380583,3831.9129702373511,3914.8864891751982,3998.1032402281344,4044.212104381606,4154.2186735338773,4260.7428837537145,4410.6407704903895]
[null,null,"Total Model Shipments",{"$f":"TRANSPOSE('SM - 51-100 HP'!$AJ$40:$AJ$69)","v":3518.1282234455139},3638.5453295459915,3763.0840248895729,3891.8853816082756,4025.0953003954442,4162.8646757758461,4305.3495670325656,4452.7113749843156,4605.1170248134094,4762.7391551515084,4925.7563136373064,5094.3531591677001,5352.2151992595936,5506.6447355391692,5684.0030771120137,5864.1493614529227,6014.1009343982651,6225.096562169565,6485.5027008299148,6770.1013903981093,7080.6734080334145,7382.7457580564915,7641.2523332463343,7857.0082706327958,8077.7511649510452,8303.4528072607009,8496.9234793659216,8759.3356983472877,9023.4820389052238,9336.3970841276969]
[null,null,"Model Installed Stock",{"$f":"TRANSPOSE('SM - 51-100 HP'!$AF$40:$AF$69)","v":50219.645318048788},51938.543543045642,53716.275538953967,55554.855044894168,57456.364725455496,59422.958529849871,61456.864131813796,63560.385453022362,65735.905272873642,67985.887927599688,70312.882101761788,72719.523715291754,75292.033437537917,77923.83003266585,80634.585800388188,83423.720715502917,86257.55682116434,89193.535703595917,92277.342101208895,95529.315268161503,98971.443346648914,102591.10507981584,106340.4720314539,110172.38500169125,114087.27149086645,118085.37473109459,122129.58683547619,126283.80550901008,130544.54839276378,134955.18916325417]
[]
[]
[]
[null,null,"First Year Energy Consumption ",2005,{"$f":"D25+1","v":2006},{"$f":"E25+1","v":2007},2008,2009,2010,2011,2012,2013,2014,2015,2016,2017,2018,2019,2020,2021,2022,2023,2024,2025,2026,2027,2028,2029,2030,2031,2032,2033,2034,"Total "]
[null,null,"6P Shipments * 6P UEC","--","--","--","--","--","--","--","--","--","--","--","--","--","--","--","--","--","--","--","--","--","--","--","--","--","--","--","--","--","--",{"$f":"SUM(D26:AG26)","v":0}]
[null,null,"Model Shipments * Model Pre-Case UEC",{"$f":"D11*D18","v":259653428.97054636},268540744.19042134,277732250.93255192,287238360.94445938,297069842.34285533,{"$f":"I11*I20","v":574842671.16201699},{"$f":"J11*J20","v":594518159.52628303},614867092.75084448,635912521.24092889,657678284.36194932,680189037.44372058,703470279.70896888,738931955.13019586,760111077.6069988,784454640.37467849,809181666.80543208,829741409.56004679,858721651.80457377,894514062.80249822,933638161.44318426,976338341.83338821,1017860650.223729,1053371789.7404729,1082986460.1406255,1113286056.8208823,1144266512.2101972,1170803237.0610998,1206836932.4645102,1243106037.9447064,1286089603.3992541,{"$f":"SUM(D27:AG27)","v":23755952920.942017}]
[null,null,"Model Shipments * Model Post-Case UEC",{"$f":"D12*D18","v":259653428.97054636},268540744.19042134,277732250.93255192,287238360.94445938,297069842.34285533,{"$f":"I12*I20","v":574842671.16201699},{"$f":"J12*J20","v":594518159.52628303},614867092.75084448,635912521.24092889,657678284.36194932,680189037.44372058,699305026.19553173,734476335.65189254,755541725.66078794,779785766.03476787,804428502.15705431,824939088.77666581,853829162.58190954,889499822.04857564,928490487.87274408,971044337.82578385,1012433131.8070749,1047848120.9674459,1077401459.8211582,1107639367.8909123,1138557758.6815271,1165057182.3073518,1201009817.1946998,1237200205.4049416,1280077018.2573836,{"$f":"SUM(D28:AG28)","v":23656806711.004784}]
[]
[null,null,"Total Energy Consumption (kWh)",2005,{"$f":"D30+1","v":2006},{"$f":"E30+1","v":2007},2008,2009,2010,2011,2012,2013,2014,2015,2016,2017,2018,2019,2020,2021,2022,2023,2024,2025,2026,2027,2028,2029,2030,2031,2032,2033,2034,"Total "]
[null,null,"Modeled Pre-case Consumption \n(Installed UEC * Stock)",{"$f":"D13*D21","v":7025260473.5156689},{"$f":"E13*E21","v":7265718319.8741865},7514406462.6172104,7771606605.0852699,8037610092.649806,8305214932.0005178,8581979244.311409,8868216536.4125977,9164251045.7224007,9470418107.5296955,9787064534.8474388,10114549011.267702,10464626069.235588,10822572677.534149,11191097721.665043,11570113517.952364,11954965509.13559,12353570242.912064,12772218687.179304,13213703489.266745,13681043240.551197,14172483497.099348,14681416783.427301,15201329913.660538,15739773299.319403,16289521652.003317,16845457796.313568,17416382207.537155,18001809961.119911,18607710527.075443,{"$f":"SUM(D31:AG31)","v":356886092158.8219}]
[null,null,"Modeled Post-case Consumption \n(Installed UEC* Stock)",{"$f":"D14*D21","v":7025260473.5156689},{"$f":"E14*E21","v":7265718319.8741865},7514406462.6172104,7771606605.0852699,8037610092.649806,8305214932.0005178,8581979244.311409,8868216536.4125977,9164251045.7224007,9470418107.5296955,9787064534.8474388,10110383757.754263,10456005196.243847,10809382452.596197,11173238622.38718,11547501254.026123,11927550924.425966,12321263168.979778,12734897372.493097,13171234501.010099,13633280248.286945,14119292986.418442,14622702603.973368,15137030733.887138,15669827430.616032,16213867029.771275,16764057119.32778,17329154415.281555,17908676336.324547,18508564317.138206,{"$f":"SUM(D32:AG32)","v":355949656825.50793}]
[]
[]
[]
[null,null,"Total Energy Consumption (aMW)",2005,{"$f":"D36+1","v":2006},2007,2008,2009,2010,2011,2012,2013,2014,2015,2016,2017,2018,2019,2020,2021,2022,2023,2024,2025,2026,2027,2028,2029,2030,2031,2032,2033,2034,"Total "]
[null,null,{"$f":"C31","v":"Modeled Pre-case Consumption \n(Installed UEC * Stock)"},{"$f":"D31/1000/8760","v":801.97037368900328},{"$f":"E31/1000/8760","v":829.41989952901667},857.80895691977287,887.1697037768572,917.53539870431575,{"$f":"I31/'Constants & Menus'!$D$12/('Constants & Menus'!$D$11*'Constants & Menus'!$D$9)","v":947.4349682866208},{"$f":"J31/'Constants & Menus'!$D$12/('Constants & Menus'!$D$11*'Constants & Menus'!$D$9)","v":979.00744288288945},{"$f":"K31/'Constants & Menus'!$D$12/('Constants & Menus'!$D$11*'Constants & Menus'!$D$9)","v":1011.6605676947979},{"$f":"L31/'Constants & Menus'!$D$12/('Constants & Menus'!$D$11*'Constants & Menus'!$D$9)","v":1045.431330791969},{"$f":"M31/'Constants & Menus'!$D$12/('Constants & Menus'!$D$11*'Constants & Menus'!$D$9)","v":1080.3579862570953},{"$f":"N31/'Constants & Menus'!$D$12/('Constants & Menus'!$D$11*'Constants & Menus'!$D$9)","v":1116.4800975185306},{"$f":"O31/'Constants & Menus'!$D$12/('Constants & Menus'!$D$11*'Constants & Menus'!$D$9)","v":1153.8385821660625},{"$f":"P31/'Constants & Menus'!$D$12/('Constants & Menus'!$D$11*'Constants & Menus'!$D$9)","v":1193.77436336249},{"$f":"Q31/'Constants & Menus'!$D$12/('Constants & Menus'!$D$11*'Constants & Menus'!$D$9)","v":1234.6078801658853},{"$f":"R31/'Constants & Menus'!$D$12/('Constants & Menus'!$D$11*'Constants & Menus'!$D$9)","v":1276.6481544222042},{"$f":"S31/'Constants & Menus'!$D$12/('Constants & Menus'!$D$11*'Constants & Menus'!$D$9)","v":1319.8851834305685},{"$f":"T31/'Constants & Menus'!$D$12/('Constants & Menus'!$D$11*'Constants & Menus'!$D$9)","v":1363.787988721833},{"$f":"U31/'Constants & Menus'!$D$12/('Constants & Menus'!$D$11*'Constants & Menus'!$D$9)","v":1409.2596672270206},{"$f":"V31/'Constants & Menus'!$D$12/('Constants & Menus'!$D$11*'Constants & Menus'!$D$9)","v":1457.0178744215498},{"$f":"W31/'Constants & Menus'!$D$12/('Constants & Menus'!$D$11*'Constants & Menus'!$D$9)","v":1507.3811874591311},{"$f":"X31/'Constants & Menus'!$D$12/('Constants & Menus'!$D$11*'Constants & Menus'!$D$9)","v":1560.6939585388088},{"$f":"Y31/'Constants & Menus'!$D$12/('Constants & Menus'!$D$11*'Constants & Menus'!$D$9)","v":1616.7560457562568},{"$f":"Z31/'Constants & Menus'!$D$12/('Constants & Menus'!$D$11*'Constants & Menus'!$D$9)","v":1674.81368736337},{"$f":"AA31/'Constants & Menus'!$D$12/('Constants & Menus'!$D$11*'Constants & Menus'!$D$9)","v":1734.1238778987608},{"$f":"AB31/'Constants & Menus'!$D$12/('Constants & Menus'!$D$11*'Constants & Menus'!$D$9)","v":1795.5479465342692},{"$f":"AC31/'Constants & Menus'!$D$12/('Constants & Menus'!$D$11*'Constants & Menus'!$D$9)","v":1858.2616532059453},{"$f":"AD31/'Constants & Menus'!$D$12/('Constants & Menus'!$D$11*'Constants & Menus'!$D$9)","v":1921.6812453015707},{"$f":"AE31/'Constants & Menus'!$D$12/('Constants & Menus'!$D$11*'Constants & Menus'!$D$9)","v":1986.8106556624637},{"$f":"AF31/'Constants & Menus'!$D$12/('Constants & Menus'!$D$11*'Constants & Menus'!$D$9)","v":2053.5945654939437},{"$f":"AG31/'Constants & Menus'!$D$12/('Constants & Menus'!$D$11*'Constants & Menus'!$D$9)","v":2122.7139547199913},{"$f":"SUM(D37:AG37)","v":40715.47519790299}]
[null,null,{"$f":"C32","v":"Modeled Post-case Consumption \n(Installed UEC* Stock)"},{"$f":"D32/1000/8760","v":801.97037368900328},829.41989952901667,857.80895691977287,887.1697037768572,917.53539870431575,{"$f":"I32/'Constants & Menus'!$D$12/('Constants & Menus'!$D$11*'Constants & Menus'!$D$9)","v":947.4349682866208},{"$f":"J32/'Constants & Menus'!$D$12/('Constants & Menus'!$D$11*'Constants & Menus'!$D$9)","v":979.00744288288945},{"$f":"K32/'Constants & Menus'!$D$12/('Constants & Menus'!$D$11*'Constants & Menus'!$D$9)","v":1011.6605676947979},{"$f":"L32/'Constants & Menus'!$D$12/('Constants & Menus'!$D$11*'Constants & Menus'!$D$9)","v":1045.431330791969},{"$f":"M32/'Constants & Menus'!$D$12/('Constants & Menus'!$D$11*'Constants & Menus'!$D$9)","v":1080.3579862570953},{"$f":"N32/'Constants & Menus'!$D$12/('Constants & Menus'!$D$11*'Constants & Menus'!$D$9)","v":1116.4800975185306},{"$f":"O32/'Constants & Menus'!$D$12/('Constants & Menus'!$D$11*'Constants & Menus'!$D$9)","v":1153.3634220572967},{"$f":"P32/'Constants & Menus'!$D$12/('Constants & Menus'!$D$11*'Constants & Menus'!$D$9)","v":1192.7909190330649},{"$f":"Q32/'Constants & Menus'!$D$12/('Constants & Menus'!$D$11*'Constants & Menus'!$D$9)","v":1233.1031773438508},{"$f":"R32/'Constants & Menus'!$D$12/('Constants & Menus'!$D$11*'Constants & Menus'!$D$9)","v":1274.6108398798974},{"$f":"S32/'Constants & Menus'!$D$12/('Constants & Menus'!$D$11*'Constants & Menus'!$D$9)","v":1317.305641572681},{"$f":"T32/'Constants & Menus'!$D$12/('Constants & Menus'!$D$11*'Constants & Menus'!$D$9)","v":1360.6606119582441},{"$f":"U32/'Constants & Menus'!$D$12/('Constants & Menus'!$D$11*'Constants & Menus'!$D$9)","v":1405.5741694022106},{"$f":"V32/'Constants & Menus'!$D$12/('Constants & Menus'!$D$11*'Constants & Menus'!$D$9)","v":1452.7603664719481},{"$f":"W32/'Constants & Menus'!$D$12/('Constants & Menus'!$D$11*'Constants & Menus'!$D$9)","v":1502.5364477538328},{"$f":"X32/'Constants & Menus'!$D$12/('Constants & Menus'!$D$11*'Constants & Menus'!$D$9)","v":1555.2452941235392},{"$f":"Y32/'Constants & Menus'!$D$12/('Constants & Menus'!$D$11*'Constants & Menus'!$D$9)","v":1610.6882256922702},{"$f":"Z32/'Constants & Menus'!$D$12/('Constants & Menus'!$D$11*'Constants & Menus'!$D$9)","v":1668.1157430952965},{"$f":"AA32/'Constants & Menus'!$D$12/('Constants & Menus'!$D$11*'Constants & Menus'!$D$9)","v":1726.7888129006546},{"$f":"AB32/'Constants & Menus'!$D$12/('Constants & Menus'!$D$11*'Constants & Menus'!$D$9)","v":1787.5687235473456},{"$f":"AC32/'Constants & Menus'!$D$12/('Constants & Menus'!$D$11*'Constants & Menus'!$D$9)","v":1849.6311920797712},{"$f":"AD32/'Constants & Menus'!$D$12/('Constants & Menus'!$D$11*'Constants & Menus'!$D$9)","v":1912.3952908199612},{"$f":"AE32/'Constants & Menus'!$D$12/('Constants & Menus'!$D$11*'Constants & Menus'!$D$9)","v":1976.859960675514},{"$f":"AF32/'Constants & Menus'!$D$12/('Constants & Menus'!$D$11*'Constants & Menus'!$D$9)","v":2042.9701501625082},{"$f":"AG32/'Constants & Menus'!$D$12/('Constants & Menus'!$D$11*'Constants & Menus'!$D$9)","v":2111.4036410150816},{"$f":"SUM(D38:AG38)","v":40608.649355635833}]
[]
[null,null,"Savings (aMW)",2005,{"$f":"D40+1","v":2006},2007,2008,2009,2010,2011,2012,2013,2014,2015,2016,2017,2018,2019,2020,2021,2022,2023,2024,2025,2026,2027,2028,2029,2030,2031,2032,2033,2034,"Total "]
[null,null,"Incremental Savings",{"$f":"IF(AND(D40>=StandardYear,(D40-StandardYear)<_51to100Life),\n(D11-D12)*D20/'Constants & Menus'!$D$12/('Constants & Menus'!$D$11*'Constants & Menus'!$D$9),\n(D11-D12)*D19/'Constants & Menus'!$D$12/('Constants & Menus'!$D$11*'Constants & Menus'!$D$9))","v":0},{"$f":"IF(AND(E40>=StandardYear,(E40-StandardYear)<_51to100Life),\n(E11-E12)*E20/'Constants & Menus'!$D$12/('Constants & Menus'!$D$11*'Constants & Menus'!$D$9),\n(E11-E12)*E19/'Constants & Menus'!$D$12/('Constants & Menus'!$D$11*'Constants & Menus'!$D$9))","v":0},{"$f":"IF(AND(F40>=StandardYear,(F40-StandardYear)<_51to100Life),\n(F11-F12)*F20/'Constants & Menus'!$D$12/('Constants & Menus'!$D$11*'Constants & Menus'!$D$9),\n(F11-F12)*F19/'Constants & Menus'!$D$12/('Constants & Menus'!$D$11*'Constants & Menus'!$D$9))","v":0},{"$f":"IF(AND(G40>=StandardYear,(G40-StandardYear)<_51to100Life),\n(G11-G12)*G20/'Constants & Menus'!$D$12/('Constants & Menus'!$D$11*'Constants & Menus'!$D$9),\n(G11-G12)*G19/'Constants & Menus'!$D$12/('Constants & Menus'!$D$11*'Constants & Menus'!$D$9))","v":0},{"$f":"IF(AND(H40>=StandardYear,(H40-StandardYear)<_51to100Life),\n(H11-H12)*H20/'Constants & Menus'!$D$12/('Constants & Menus'!$D$11*'Constants & Menus'!$D$9),\n(H11-H12)*H19/'Constants & Menus'!$D$12/('Constants & Menus'!$D$11*'Constants & Menus'!$D$9))","v":0},{"$f":"IF(AND(I40>=StandardYear,(I40-StandardYear)<_51to100Life),\n(I11-I12)*I20/'Constants & Menus'!$D$12/('Constants & Menus'!$D$11*'Constants & Menus'!$D$9),\n(I11-I12)*I19/'Constants & Menus'!$D$12/('Constants & Menus'!$D$11*'Constants & Menus'!$D$9))","v":0},{"$f":"IF(AND(J40>=StandardYear,(J40-StandardYear)<_51to100Life),\n(J11-J12)*J20/'Constants & Menus'!$D$12/('Constants & Menus'!$D$11*'Constants & Menus'!$D$9),\n(J11-J12)*J19/'Constants & Menus'!$D$12/('Constants & Menus'!$D$11*'Constants & Menus'!$D$9))","v":0},{"$f":"IF(AND(K40>=StandardYear,(K40-StandardYear)<_51to100Life),\n(K11-K12)*K20/'Constants & Menus'!$D$12/('Constants & Menus'!$D$11*'Constants & Menus'!$D$9),\n(K11-K12)*K19/'Constants & Menus'!$D$12/('Constants & Menus'!$D$11*'Constants & Menus'!$D$9))","v":0},{"$f":"IF(AND(L40>=StandardYear,(L40-StandardYear)<_51to100Life),\n(L11-L12)*L20/'Constants & Menus'!$D$12/('Constants & Menus'!$D$11*'Constants & Menus'!$D$9),\n(L11-L12)*L19/'Constants & Menus'!$D$12/('Constants & Menus'!$D$11*'Constants & Menus'!$D$9))","v":0},{"$f":"IF(AND(M40>=StandardYear,(M40-StandardYear)<_51to100Life),\n(M11-M12)*M20/'Constants & Menus'!$D$12/('Constants & Menus'!$D$11*'Constants & Menus'!$D$9),\n(M11-M12)*M19/'Constants & Menus'!$D$12/('Constants & Menus'!$D$11*'Constants & Menus'!$D$9))","v":0},{"$f":"IF(AND(N40>=StandardYear,(N40-StandardYear)<_51to100Life),\n(N11-N12)*N20/'Constants & Menus'!$D$12/('Constants & Menus'!$D$11*'Constants & Menus'!$D$9),\n(N11-N12)*N19/'Constants & Menus'!$D$12/('Constants & Menus'!$D$11*'Constants & Menus'!$D$9))","v":0},{"$f":"IF(AND(O40>=StandardYear,(O40-StandardYear)<_51to100Life),\n(O11-O12)*O20/'Constants & Menus'!$D$12/('Constants & Menus'!$D$11*'Constants & Menus'!$D$9),\n(O11-O12)*O19/'Constants & Menus'!$D$12/('Constants & Menus'!$D$11*'Constants & Menus'!$D$9))","v":0.47516010876535364},{"$f":"IF(AND(P40>=StandardYear,(P40-StandardYear)<_51to100Life),\n(P11-P12)*P20/'Constants & Menus'!$D$12/('Constants & Menus'!$D$11*'Constants & Menus'!$D$9),\n(P11-P12)*P19/'Constants & Menus'!$D$12/('Constants & Menus'!$D$11*'Constants & Menus'!$D$9))","v":0.50828422065973411},{"$f":"IF(AND(Q40>=StandardYear,(Q40-StandardYear)<_51to100Life),\n(Q11-Q12)*Q20/'Constants & Menus'!$D$12/('Constants & Menus'!$D$11*'Constants & Menus'!$D$9),\n(Q11-Q12)*Q19/'Constants & Menus'!$D$12/('Constants & Menus'!$D$11*'Constants & Menus'!$D$9))","v":0.521258492609044},{"$f":"IF(AND(R40>=StandardYear,(R40-StandardYear)<_51to100Life),\n(R11-R12)*R20/'Constants & Menus'!$D$12/('Constants & Menus'!$D$11*'Constants & Menus'!$D$9),\n(R11-R12)*R19/'Constants & Menus'!$D$12/('Constants & Menus'!$D$11*'Constants & Menus'!$D$9))","v":0.53261172027271109},{"$f":"IF(AND(S40>=StandardYear,(S40-StandardYear)<_51to100Life),\n(S11-S12)*S20/'Constants & Menus'!$D$12/('Constants & Menus'!$D$11*'Constants & Menus'!$D$9),\n(S11-S12)*S19/'Constants & Menus'!$D$12/('Constants & Menus'!$D$11*'Constants & Menus'!$D$9))","v":0.54222731558040471},{"$f":"IF(AND(T40>=StandardYear,(T40-StandardYear)<_51to100Life),\n(T11-T12)*T20/'Constants & Menus'!$D$12/('Constants & Menus'!$D$11*'Constants & Menus'!$D$9),\n(T11-T12)*T19/'Constants & Menus'!$D$12/('Constants & Menus'!$D$11*'Constants & Menus'!$D$9))","v":0.54783490570167481},{"$f":"IF(AND(U40>=StandardYear,(U40-StandardYear)<_51to100Life),\n(U11-U12)*U20/'Constants & Menus'!$D$12/('Constants & Menus'!$D$11*'Constants & Menus'!$D$9),\n(U11-U12)*U19/'Constants & Menus'!$D$12/('Constants & Menus'!$D$11*'Constants & Menus'!$D$9))","v":0.5581210612210995},{"$f":"IF(AND(V40>=StandardYear,(V40-StandardYear)<_51to100Life),\n(V11-V12)*V20/'Constants & Menus'!$D$12/('Constants & Menus'!$D$11*'Constants & Menus'!$D$9),\n(V11-V12)*V19/'Constants & Menus'!$D$12/('Constants & Menus'!$D$11*'Constants & Menus'!$D$9))","v":0.5720101247915329},{"$f":"IF(AND(W40>=StandardYear,(W40-StandardYear)<_51to100Life),\n(W11-W12)*W20/'Constants & Menus'!$D$12/('Constants & Menus'!$D$11*'Constants & Menus'!$D$9),\n(W11-W12)*W19/'Constants & Menus'!$D$12/('Constants & Menus'!$D$11*'Constants & Menus'!$D$9))","v":0.58723175569702002},{"$f":"IF(AND(X40>=StandardYear,(X40-StandardYear)<_51to100Life),\n(X11-X12)*X20/'Constants & Menus'!$D$12/('Constants & Menus'!$D$11*'Constants & Menus'!$D$9),\n(X11-X12)*X19/'Constants & Menus'!$D$12/('Constants & Menus'!$D$11*'Constants & Menus'!$D$9))","v":0.60392470997083658},{"$f":"IF(AND(Y40>=StandardYear,(Y40-StandardYear)<_51to100Life),\n(Y11-Y12)*Y20/'Constants & Menus'!$D$12/('Constants & Menus'!$D$11*'Constants & Menus'!$D$9),\n(Y11-Y12)*Y19/'Constants & Menus'!$D$12/('Constants & Menus'!$D$11*'Constants & Menus'!$D$9))","v":0.6191556487171106},{"$f":"IF(AND(Z40>=StandardYear,(Z40-StandardYear)<_51to100Life),\n(Z11-Z12)*Z20/'Constants & Menus'!$D$12/('Constants & Menus'!$D$11*'Constants & Menus'!$D$9),\n(Z11-Z12)*Z19/'Constants & Menus'!$D$12/('Constants & Menus'!$D$11*'Constants & Menus'!$D$9))","v":0.6301242040870495},{"$f":"IF(AND(AA40>=StandardYear,(AA40-StandardYear)<_51to100Life),\n(AA11-AA12)*AA20/'Constants & Menus'!$D$12/('Constants & Menus'!$D$11*'Constants & Menus'!$D$9),\n(AA11-AA12)*AA19/'Constants & Menus'!$D$12/('Constants & Menus'!$D$11*'Constants & Menus'!$D$9))","v":0.63712073003277547},{"$f":"IF(AND(AB40>=StandardYear,(AB40-StandardYear)<_51to100Life),\n(AB11-AB12)*AB20/'Constants & Menus'!$D$12/('Constants & Menus'!$D$11*'Constants & Menus'!$D$9),\n(AB11-AB12)*AB19/'Constants & Menus'!$D$12/('Constants & Menus'!$D$11*'Constants & Menus'!$D$9))","v":0.64415798881702258},{"$f":"IF(AND(AC40>=StandardYear,(AC40-StandardYear)<_51to100Life),\n(AC11-AC12)*AC20/'Constants & Menus'!$D$12/('Constants & Menus'!$D$11*'Constants & Menus'!$D$9),\n(AC11-AC12)*AC19/'Constants & Menus'!$D$12/('Constants & Menus'!$D$11*'Constants & Menus'!$D$9))","v":0.65123813925051355},{"$f":"IF(AND(AD40>=StandardYear,(AD40-StandardYear)<_51to100Life),\n(AD11-AD12)*AD20/'Constants & Menus'!$D$12/('Constants & Menus'!$D$11*'Constants & Menus'!$D$9),\n(AD11-AD12)*AD19/'Constants & Menus'!$D$12/('Constants & Menus'!$D$11*'Constants & Menus'!$D$9))","v":0.65549335543552767},{"$f":"IF(AND(AE40>=StandardYear,(AE40-StandardYear)<_51to100Life),\n(AE11-AE12)*AE20/'Constants & Menus'!$D$12/('Constants & Menus'!$D$11*'Constants & Menus'!$D$9),\n(AE11-AE12)*AE19/'Constants & Menus'!$D$12/('Constants & Menus'!$D$11*'Constants & Menus'!$D$9))","v":0.6647405053400014},{"$f":"IF(AND(AF40>=StandardYear,(AF40-StandardYear)<_51to100Life),\n(AF11-AF12)*AF20/'Constants & Menus'!$D$12/('Constants & Menus'!$D$11*'Constants & Menus'!$D$9),\n(AF11-AF12)*AF19/'Constants & Menus'!$D$12/('Constants & Menus'!$D$11*'Constants & Menus'!$D$9))","v":0.67372034448607088},{"$f":"IF(AND(AG40>=StandardYear,(AG40-StandardYear)<_51to100Life),\n(AG11-AG12)*AG20/'Constants & Menus'!$D$12/('Constants & Menus'!$D$11*'Constants & Menus'!$D$9),\n(AG11-AG12)*AG19/'Constants & Menus'!$D$12/('Constants & Menus'!$D$11*'Constants & Menus'!$D$9))","v":0.68589837347371319}]
[null,null,"Cumulative Savings",{"$f":"IFERROR(C42+D41,0)","v":0},{"$f":"IFERROR(D42+E41,0)","v":0},0,0,0,0,0,0,0,0,0,0.47516010876535364,0.98344432942508775,1.5047028220341319,2.0373145423068428,2.5795418578872473,3.1273767635889222,3.6854978248100219,4.2575079496015551,4.8447397052985748,5.4486644152694117,6.0678200639865221,6.6979442680735719,7.3350649981063469,7.9792229869233697,8.6304611261738842,9.2859544816094122,9.9506949869494132,10.624415331435484,11.310313704909198,{"$f":"SUM(D42:AG42)","v":106.82584226715434}]
[null,null,"DOE Aggregate Lifecycle Savings (formerly DOE Carbon proxy)",{"$f":"SUM($D$42:D42)","v":0},{"$f":"SUM($D$42:E42)","v":0},{"$f":"SUM($D$42:F42)","v":0},{"$f":"SUM($D$42:G42)","v":0},{"$f":"SUM($D$42:H42)","v":0},{"$f":"SUM($D$42:I42)","v":0},{"$f":"SUM($D$42:J42)","v":0},{"$f":"SUM($D$42:K42)","v":0},{"$f":"SUM($D$42:L42)","v":0},{"$f":"SUM($D$42:M42)","v":0},{"$f":"SUM($D$42:N42)","v":0},{"$f":"SUM($D$42:O42)","v":0.47516010876535364},{"$f":"SUM($D$42:P42)","v":1.4586044381904415},{"$f":"SUM($D$42:Q42)","v":2.9633072602245734},{"$f":"SUM($D$42:R42)","v":5.0006218025314162},{"$f":"SUM($D$42:S42)","v":7.5801636604186635},{"$f":"SUM($D$42:T42)","v":10.707540424007586},{"$f":"SUM($D$42:U42)","v":14.393038248817607},{"$f":"SUM($D$42:V42)","v":18.650546198419164},{"$f":"SUM($D$42:W42)","v":23.49528590371774},{"$f":"SUM($D$42:X42)","v":28.943950318987152},{"$f":"SUM($D$42:Y42)","v":35.011770382973673},{"$f":"SUM($D$42:Z42)","v":41.709714651047243},{"$f":"SUM($D$42:AA42)","v":49.04477964915359},{"$f":"SUM($D$42:AB42)","v":57.024002636076958},{"$f":"SUM($D$42:AC42)","v":65.654463762250842},{"$f":"SUM($D$42:AD42)","v":74.94041824386025},{"$f":"SUM($D$42:AE42)","v":84.891113230809665},{"$f":"SUM($D$42:AF42)","v":95.515528562245152},{"$f":"SUM($D$42:AG42)","v":106.82584226715434}]
[null,null,"Check",null,{"$f":"ROUND(E42-D42-E41,3)","v":0},{"$f":"ROUND(F42-E42-F41,3)","v":0},0,0,0,0,0,0,0,0,0,0,0,0,0,0,0,0,0,0,0,0,0,0,0,0,0,0,0]

{"sheet":"Results - 101-200 HP","index":31,"n_rows":44,"n_cols":34,"rows_kept":44,"cut":false,"hidden":false,"merged":[]}
[]
[null,null,"RESULTS  - 101-200 HP"]
[]
[null,null,"NAVIGATION"]
[]
[null,null,"COMMENTS"]
[]
[]
[null,null,"Unit Energy Consumption (kWh/year) ",2005,{"$f":"D9+1","v":2006},{"$f":"E9+1","v":2007},2008,2009,2010,2011,2012,2013,2014,2015,2016,2017,2018,2019,2020,2021,2022,2023,2024,2025,2026,2027,2028,2029,2030,2031,2032,2033,2034,"Total "]
[null,null,"Council's Pre-case Shipment UEC","--","--","--","--","--","--","--","--","--","--","--","--","--","--","--","--","--","--","--","--","--","--","--","--","--","--","--","--","--","--"]
[null,null,{"$f":"'UEC - 1-5 HP'!$X$9&\" - \"&'UEC - 1-5 HP'!X11","v":"Market UEC (Shipment Weighted Average) - PRE-Case UEC"},{"$f":"OFFSET('UEC - 101-200 HP'!$X11,0,MATCH(D$9,'UEC - 101-200 HP'!$Y$10:$BZ$10,0))","v":432494.90229999996},{"$f":"OFFSET('UEC - 101-200 HP'!$X11,0,MATCH(E$9,'UEC - 101-200 HP'!$Y$10:$BZ$10,0))","v":432494.90229999996},{"$f":"OFFSET('UEC - 101-200 HP'!$X11,0,MATCH(F$9,'UEC - 101-200 HP'!$Y$10:$BZ$10,0))","v":432494.90229999996},{"$f":"OFFSET('UEC - 101-200 HP'!$X11,0,MATCH(G$9,'UEC - 101-200 HP'!$Y$10:$BZ$10,0))","v":432494.90229999996},{"$f":"OFFSET('UEC - 101-200 HP'!$X11,0,MATCH(H$9,'UEC - 101-200 HP'!$Y$10:$BZ$10,0))","v":432494.90229999996},{"$f":"OFFSET('UEC - 101-200 HP'!$X11,0,MATCH(I$9,'UEC - 101-200 HP'!$Y$10:$BZ$10,0))","v":428377.57984590821},{"$f":"OFFSET('UEC - 101-200 HP'!$X11,0,MATCH(J$9,'UEC - 101-200 HP'!$Y$10:$BZ$10,0))","v":428377.57984590821},{"$f":"OFFSET('UEC - 101-200 HP'!$X11,0,MATCH(K$9,'UEC - 101-200 HP'!$Y$10:$BZ$10,0))","v":428377.57984590821},{"$f":"OFFSET('UEC - 101-200 HP'!$X11,0,MATCH(L$9,'UEC - 101-200 HP'!$Y$10:$BZ$10,0))","v":428377.57984590821},{"$f":"OFFSET('UEC - 101-200 HP'!$X11,0,MATCH(M$9,'UEC - 101-200 HP'!$Y$10:$BZ$10,0))","v":428377.57984590821},{"$f":"OFFSET('UEC - 101-200 HP'!$X11,0,MATCH(N$9,'UEC - 101-200 HP'!$Y$10:$BZ$10,0))","v":428377.57984590821},{"$f":"OFFSET('UEC - 101-200 HP'!$X11,0,MATCH(O$9,'UEC - 101-200 HP'!$Y$10:$BZ$10,0))","v":428377.57984590821},{"$f":"OFFSET('UEC - 101-200 HP'!$X11,0,MATCH(P$9,'UEC - 101-200 HP'!$Y$10:$BZ$10,0))","v":428317.71079593536},{"$f":"OFFSET('UEC - 101-200 HP'!$X11,0,MATCH(Q$9,'UEC - 101-200 HP'!$Y$10:$BZ$10,0))","v":428261.30323730444},{"$f":"OFFSET('UEC - 101-200 HP'!$X11,0,MATCH(R$9,'UEC - 101-200 HP'!$Y$10:$BZ$10,0))","v":428207.97868270136},{"$f":"OFFSET('UEC - 101-200 HP'!$X11,0,MATCH(S$9,'UEC - 101-200 HP'!$Y$10:$BZ$10,0))","v":428157.41751706833},{"$f":"OFFSET('UEC - 101-200 HP'!$X11,0,MATCH(T$9,'UEC - 101-200 HP'!$Y$10:$BZ$10,0))","v":428109.34738731146},{"$f":"OFFSET('UEC - 101-200 HP'!$X11,0,MATCH(U$9,'UEC - 101-200 HP'!$Y$10:$BZ$10,0))","v":428063.53432013362},{"$f":"OFFSET('UEC - 101-200 HP'!$X11,0,MATCH(V$9,'UEC - 101-200 HP'!$Y$10:$BZ$10,0))","v":428019.77583314944},{"$f":"OFFSET('UEC - 101-200 HP'!$X11,0,MATCH(W$9,'UEC - 101-200 HP'!$Y$10:$BZ$10,0))","v":427977.89552547771},{"$f":"OFFSET('UEC - 101-200 HP'!$X11,0,MATCH(X$9,'UEC - 101-200 HP'!$Y$10:$BZ$10,0))","v":427937.73878217686},{"$f":"OFFSET('UEC - 101-200 HP'!$X11,0,MATCH(Y$9,'UEC - 101-200 HP'!$Y$10:$BZ$10,0))","v":427899.16932815639},{"$f":"OFFSET('UEC - 101-200 HP'!$X11,0,MATCH(Z$9,'UEC - 101-200 HP'!$Y$10:$BZ$10,0))","v":427862.06643762253},{"$f":"OFFSET('UEC - 101-200 HP'!$X11,0,MATCH(AA$9,'UEC - 101-200 HP'!$Y$10:$BZ$10,0))","v":427826.32265488768},{"$f":"OFFSET('UEC - 101-200 HP'!$X11,0,MATCH(AB$9,'UEC - 101-200 HP'!$Y$10:$BZ$10,0))","v":427791.84191805986},{"$f":"OFFSET('UEC - 101-200 HP'!$X11,0,MATCH(AC$9,'UEC - 101-200 HP'!$Y$10:$BZ$10,0))","v":427758.53800306399},{"$f":"OFFSET('UEC - 101-200 HP'!$X11,0,MATCH(AD$9,'UEC - 101-200 HP'!$Y$10:$BZ$10,0))","v":427734.62385348859},{"$f":"OFFSET('UEC - 101-200 HP'!$X11,0,MATCH(AE$9,'UEC - 101-200 HP'!$Y$10:$BZ$10,0))","v":427723.90506136708},{"$f":"OFFSET('UEC - 101-200 HP'!$X11,0,MATCH(AF$9,'UEC - 101-200 HP'!$Y$10:$BZ$10,0))","v":427713.51811602956},{"$f":"OFFSET('UEC - 101-200 HP'!$X11,0,MATCH(AG$9,'UEC - 101-200 HP'!$Y$10:$BZ$10,0))","v":427703.44308549492}]
[null,null,{"$f":"'UEC - 1-5 HP'!$X$9&\" - \"&'UEC - 1-5 HP'!X12","v":"Market UEC (Shipment Weighted Average) - POST-Case UEC"},{"$f":"OFFSET('UEC - 101-200 HP'!$X12,0,MATCH(D$9,'UEC - 101-200 HP'!$Y$10:$BZ$10,0))","v":432494.90229999996},{"$f":"OFFSET('UEC - 101-200 HP'!$X12,0,MATCH(E$9,'UEC - 101-200 HP'!$Y$10:$BZ$10,0))","v":432494.90229999996},{"$f":"OFFSET('UEC - 101-200 HP'!$X12,0,MATCH(F$9,'UEC - 101-200 HP'!$Y$10:$BZ$10,0))","v":432494.90229999996},{"$f":"OFFSET('UEC - 101-200 HP'!$X12,0,MATCH(G$9,'UEC - 101-200 HP'!$Y$10:$BZ$10,0))","v":432494.90229999996},{"$f":"OFFSET('UEC - 101-200 HP'!$X12,0,MATCH(H$9,'UEC - 101-200 HP'!$Y$10:$BZ$10,0))","v":432494.90229999996},{"$f":"OFFSET('UEC - 101-200 HP'!$X12,0,MATCH(I$9,'UEC - 101-200 HP'!$Y$10:$BZ$10,0))","v":428377.57984590821},{"$f":"OFFSET('UEC - 101-200 HP'!$X12,0,MATCH(J$9,'UEC - 101-200 HP'!$Y$10:$BZ$10,0))","v":428377.57984590821},{"$f":"OFFSET('UEC - 101-200 HP'!$X12,0,MATCH(K$9,'UEC - 101-200 HP'!$Y$10:$BZ$10,0))","v":428377.57984590821},{"$f":"OFFSET('UEC - 101-200 HP'!$X12,0,MATCH(L$9,'UEC - 101-200 HP'!$Y$10:$BZ$10,0))","v":428377.57984590821},{"$f":"OFFSET('UEC - 101-200 HP'!$X12,0,MATCH(M$9,'UEC - 101-200 HP'!$Y$10:$BZ$10,0))","v":428377.57984590821},{"$f":"OFFSET('UEC - 101-200 HP'!$X12,0,MATCH(N$9,'UEC - 101-200 HP'!$Y$10:$BZ$10,0))","v":428377.57984590821},{"$f":"OFFSET('UEC - 101-200 HP'!$X12,0,MATCH(O$9,'UEC - 101-200 HP'!$Y$10:$BZ$10,0))","v":426668.99792533787},{"$f":"OFFSET('UEC - 101-200 HP'!$X12,0,MATCH(P$9,'UEC - 101-200 HP'!$Y$10:$BZ$10,0))","v":426551.43676568911},{"$f":"OFFSET('UEC - 101-200 HP'!$X12,0,MATCH(Q$9,'UEC - 101-200 HP'!$Y$10:$BZ$10,0))","v":426487.23656089191},{"$f":"OFFSET('UEC - 101-200 HP'!$X12,0,MATCH(R$9,'UEC - 101-200 HP'!$Y$10:$BZ$10,0))","v":426442.82782478927},{"$f":"OFFSET('UEC - 101-200 HP'!$X12,0,MATCH(S$9,'UEC - 101-200 HP'!$Y$10:$BZ$10,0))","v":426408.84139875084},{"$f":"OFFSET('UEC - 101-200 HP'!$X12,0,MATCH(T$9,'UEC - 101-200 HP'!$Y$10:$BZ$10,0))","v":426381.30336857529},{"$f":"OFFSET('UEC - 101-200 HP'!$X12,0,MATCH(U$9,'UEC - 101-200 HP'!$Y$10:$BZ$10,0))","v":426358.1526809244},{"$f":"OFFSET('UEC - 101-200 HP'!$X12,0,MATCH(V$9,'UEC - 101-200 HP'!$Y$10:$BZ$10,0))","v":426338.18158871611},{"$f":"OFFSET('UEC - 101-200 HP'!$X12,0,MATCH(W$9,'UEC - 101-200 HP'!$Y$10:$BZ$10,0))","v":426320.62123884057},{"$f":"OFFSET('UEC - 101-200 HP'!$X12,0,MATCH(X$9,'UEC - 101-200 HP'!$Y$10:$BZ$10,0))","v":426304.95180983073},{"$f":"OFFSET('UEC - 101-200 HP'!$X12,0,MATCH(Y$9,'UEC - 101-200 HP'!$Y$10:$BZ$10,0))","v":426290.80536783376},{"$f":"OFFSET('UEC - 101-200 HP'!$X12,0,MATCH(Z$9,'UEC - 101-200 HP'!$Y$10:$BZ$10,0))","v":426277.911909708},{"$f":"OFFSET('UEC - 101-200 HP'!$X12,0,MATCH(AA$9,'UEC - 101-200 HP'!$Y$10:$BZ$10,0))","v":426266.06742352457},{"$f":"OFFSET('UEC - 101-200 HP'!$X12,0,MATCH(AB$9,'UEC - 101-200 HP'!$Y$10:$BZ$10,0))","v":426255.11399413587},{"$f":"OFFSET('UEC - 101-200 HP'!$X12,0,MATCH(AC$9,'UEC - 101-200 HP'!$Y$10:$BZ$10,0))","v":426244.92688312632},{"$f":"OFFSET('UEC - 101-200 HP'!$X12,0,MATCH(AD$9,'UEC - 101-200 HP'!$Y$10:$BZ$10,0))","v":426235.40584040747},{"$f":"OFFSET('UEC - 101-200 HP'!$X12,0,MATCH(AE$9,'UEC - 101-200 HP'!$Y$10:$BZ$10,0))","v":426226.46908605495},{"$f":"OFFSET('UEC - 101-200 HP'!$X12,0,MATCH(AF$9,'UEC - 101-200 HP'!$Y$10:$BZ$10,0))","v":426218.04903436988},{"$f":"OFFSET('UEC - 101-200 HP'!$X12,0,MATCH(AG$9,'UEC - 101-200 HP'!$Y$10:$BZ$10,0))","v":426210.08918791066}]
[null,null,{"$f":"'UEC - 1-5 HP'!$X$15&\" - \"&'UEC - 1-5 HP'!X17","v":"Installed UEC (Vintage Weighted Average)  - PRE-Case UEC"},{"$f":"OFFSET('UEC - 101-200 HP'!$X17,0,MATCH(D$9,'UEC - 101-200 HP'!$Y$10:$BZ$10,0))","v":432494.90229999984},{"$f":"OFFSET('UEC - 101-200 HP'!$X17,0,MATCH(E$9,'UEC - 101-200 HP'!$Y$10:$BZ$10,0))","v":432494.90229999978},{"$f":"OFFSET('UEC - 101-200 HP'!$X17,0,MATCH(F$9,'UEC - 101-200 HP'!$Y$10:$BZ$10,0))","v":432494.9022999999},{"$f":"OFFSET('UEC - 101-200 HP'!$X17,0,MATCH(G$9,'UEC - 101-200 HP'!$Y$10:$BZ$10,0))","v":432494.90229999984},{"$f":"OFFSET('UEC - 101-200 HP'!$X17,0,MATCH(H$9,'UEC - 101-200 HP'!$Y$10:$BZ$10,0))","v":432494.90229999984},{"$f":"OFFSET('UEC - 101-200 HP'!$X17,0,MATCH(I$9,'UEC - 101-200 HP'!$Y$10:$BZ$10,0))","v":432234.40280596708},{"$f":"OFFSET('UEC - 101-200 HP'!$X17,0,MATCH(J$9,'UEC - 101-200 HP'!$Y$10:$BZ$10,0))","v":431982.52450319927},{"$f":"OFFSET('UEC - 101-200 HP'!$X17,0,MATCH(K$9,'UEC - 101-200 HP'!$Y$10:$BZ$10,0))","v":431738.98207467835},{"$f":"OFFSET('UEC - 101-200 HP'!$X17,0,MATCH(L$9,'UEC - 101-200 HP'!$Y$10:$BZ$10,0))","v":431503.49964590988},{"$f":"OFFSET('UEC - 101-200 HP'!$X17,0,MATCH(M$9,'UEC - 101-200 HP'!$Y$10:$BZ$10,0))","v":431275.81047242368},{"$f":"OFFSET('UEC - 101-200 HP'!$X17,0,MATCH(N$9,'UEC - 101-200 HP'!$Y$10:$BZ$10,0))","v":431055.65663761779},{"$f":"OFFSET('UEC - 101-200 HP'!$X17,0,MATCH(O$9,'UEC - 101-200 HP'!$Y$10:$BZ$10,0))","v":430842.78876060096},{"$f":"OFFSET('UEC - 101-200 HP'!$X17,0,MATCH(P$9,'UEC - 101-200 HP'!$Y$10:$BZ$10,0))","v":430630.85859623662},{"$f":"OFFSET('UEC - 101-200 HP'!$X17,0,MATCH(Q$9,'UEC - 101-200 HP'!$Y$10:$BZ$10,0))","v":430423.4479593474},{"$f":"OFFSET('UEC - 101-200 HP'!$X17,0,MATCH(R$9,'UEC - 101-200 HP'!$Y$10:$BZ$10,0))","v":430220.00049844937},{"$f":"OFFSET('UEC - 101-200 HP'!$X17,0,MATCH(S$9,'UEC - 101-200 HP'!$Y$10:$BZ$10,0))","v":430020.5475064122},{"$f":"OFFSET('UEC - 101-200 HP'!$X17,0,MATCH(T$9,'UEC - 101-200 HP'!$Y$10:$BZ$10,0))","v":429825.67570902017},{"$f":"OFFSET('UEC - 101-200 HP'!$X17,0,MATCH(U$9,'UEC - 101-200 HP'!$Y$10:$BZ$10,0))","v":429634.20146429189},{"$f":"OFFSET('UEC - 101-200 HP'!$X17,0,MATCH(V$9,'UEC - 101-200 HP'!$Y$10:$BZ$10,0))","v":429445.5831967229},{"$f":"OFFSET('UEC - 101-200 HP'!$X17,0,MATCH(W$9,'UEC - 101-200 HP'!$Y$10:$BZ$10,0))","v":429259.89792907739},{"$f":"OFFSET('UEC - 101-200 HP'!$X17,0,MATCH(X$9,'UEC - 101-200 HP'!$Y$10:$BZ$10,0))","v":429077.28018694697},{"$f":"OFFSET('UEC - 101-200 HP'!$X17,0,MATCH(Y$9,'UEC - 101-200 HP'!$Y$10:$BZ$10,0))","v":428898.23648155015},{"$f":"OFFSET('UEC - 101-200 HP'!$X17,0,MATCH(Z$9,'UEC - 101-200 HP'!$Y$10:$BZ$10,0))","v":428723.36212034512},{"$f":"OFFSET('UEC - 101-200 HP'!$X17,0,MATCH(AA$9,'UEC - 101-200 HP'!$Y$10:$BZ$10,0))","v":428552.90213817195},{"$f":"OFFSET('UEC - 101-200 HP'!$X17,0,MATCH(AB$9,'UEC - 101-200 HP'!$Y$10:$BZ$10,0))","v":428386.6010175728},{"$f":"OFFSET('UEC - 101-200 HP'!$X17,0,MATCH(AC$9,'UEC - 101-200 HP'!$Y$10:$BZ$10,0))","v":428224.21517777722},{"$f":"OFFSET('UEC - 101-200 HP'!$X17,0,MATCH(AD$9,'UEC - 101-200 HP'!$Y$10:$BZ$10,0))","v":428066.1266056131},{"$f":"OFFSET('UEC - 101-200 HP'!$X17,0,MATCH(AE$9,'UEC - 101-200 HP'!$Y$10:$BZ$10,0))","v":428035.37641699781},{"$f":"OFFSET('UEC - 101-200 HP'!$X17,0,MATCH(AF$9,'UEC - 101-200 HP'!$Y$10:$BZ$10,0))","v":428005.05338533176},{"$f":"OFFSET('UEC - 101-200 HP'!$X17,0,MATCH(AG$9,'UEC - 101-200 HP'!$Y$10:$BZ$10,0))","v":427975.07186264795}]
[null,null,{"$f":"'UEC - 1-5 HP'!$X$15&\" - \"&'UEC - 1-5 HP'!X18","v":"Installed UEC (Vintage Weighted Average)  - POST-Case UEC"},{"$f":"OFFSET('UEC - 101-200 HP'!$X18,0,MATCH(D$9,'UEC - 101-200 HP'!$Y$10:$BZ$10,0))","v":432494.90229999984},{"$f":"OFFSET('UEC - 101-200 HP'!$X18,0,MATCH(E$9,'UEC - 101-200 HP'!$Y$10:$BZ$10,0))","v":432494.90229999978},{"$f":"OFFSET('UEC - 101-200 HP'!$X18,0,MATCH(F$9,'UEC - 101-200 HP'!$Y$10:$BZ$10,0))","v":432494.9022999999},{"$f":"OFFSET('UEC - 101-200 HP'!$X18,0,MATCH(G$9,'UEC - 101-200 HP'!$Y$10:$BZ$10,0))","v":432494.90229999984},{"$f":"OFFSET('UEC - 101-200 HP'!$X18,0,MATCH(H$9,'UEC - 101-200 HP'!$Y$10:$BZ$10,0))","v":432494.90229999984},{"$f":"OFFSET('UEC - 101-200 HP'!$X18,0,MATCH(I$9,'UEC - 101-200 HP'!$Y$10:$BZ$10,0))","v":432234.40280596708},{"$f":"OFFSET('UEC - 101-200 HP'!$X18,0,MATCH(J$9,'UEC - 101-200 HP'!$Y$10:$BZ$10,0))","v":431982.52450319927},{"$f":"OFFSET('UEC - 101-200 HP'!$X18,0,MATCH(K$9,'UEC - 101-200 HP'!$Y$10:$BZ$10,0))","v":431738.98207467835},{"$f":"OFFSET('UEC - 101-200 HP'!$X18,0,MATCH(L$9,'UEC - 101-200 HP'!$Y$10:$BZ$10,0))","v":431503.49964590988},{"$f":"OFFSET('UEC - 101-200 HP'!$X18,0,MATCH(M$9,'UEC - 101-200 HP'!$Y$10:$BZ$10,0))","v":431275.81047242368},{"$f":"OFFSET('UEC - 101-200 HP'!$X18,0,MATCH(N$9,'UEC - 101-200 HP'!$Y$10:$BZ$10,0))","v":431055.65663761779},{"$f":"OFFSET('UEC - 101-200 HP'!$X18,0,MATCH(O$9,'UEC - 101-200 HP'!$Y$10:$BZ$10,0))","v":430734.68823391531},{"$f":"OFFSET('UEC - 101-200 HP'!$X18,0,MATCH(P$9,'UEC - 101-200 HP'!$Y$10:$BZ$10,0))","v":430413.0324475079},{"$f":"OFFSET('UEC - 101-200 HP'!$X18,0,MATCH(Q$9,'UEC - 101-200 HP'!$Y$10:$BZ$10,0))","v":430099.71992603026},{"$f":"OFFSET('UEC - 101-200 HP'!$X18,0,MATCH(R$9,'UEC - 101-200 HP'!$Y$10:$BZ$10,0))","v":429794.73877691821},{"$f":"OFFSET('UEC - 101-200 HP'!$X18,0,MATCH(S$9,'UEC - 101-200 HP'!$Y$10:$BZ$10,0))","v":429498.45283942739},{"$f":"OFFSET('UEC - 101-200 HP'!$X18,0,MATCH(T$9,'UEC - 101-200 HP'!$Y$10:$BZ$10,0))","v":429211.90648912167},{"$f":"OFFSET('UEC - 101-200 HP'!$X18,0,MATCH(U$9,'UEC - 101-200 HP'!$Y$10:$BZ$10,0))","v":428933.12759694713},{"$f":"OFFSET('UEC - 101-200 HP'!$X18,0,MATCH(V$9,'UEC - 101-200 HP'!$Y$10:$BZ$10,0))","v":428661.15043114178},{"$f":"OFFSET('UEC - 101-200 HP'!$X18,0,MATCH(W$9,'UEC - 101-200 HP'!$Y$10:$BZ$10,0))","v":428395.98655536625},{"$f":"OFFSET('UEC - 101-200 HP'!$X18,0,MATCH(X$9,'UEC - 101-200 HP'!$Y$10:$BZ$10,0))","v":428137.72125266725},{"$f":"OFFSET('UEC - 101-200 HP'!$X18,0,MATCH(Y$9,'UEC - 101-200 HP'!$Y$10:$BZ$10,0))","v":427887.02174771123},{"$f":"OFFSET('UEC - 101-200 HP'!$X18,0,MATCH(Z$9,'UEC - 101-200 HP'!$Y$10:$BZ$10,0))","v":427644.6876255013},{"$f":"OFFSET('UEC - 101-200 HP'!$X18,0,MATCH(AA$9,'UEC - 101-200 HP'!$Y$10:$BZ$10,0))","v":427410.96596993919},{"$f":"OFFSET('UEC - 101-200 HP'!$X18,0,MATCH(AB$9,'UEC - 101-200 HP'!$Y$10:$BZ$10,0))","v":427185.32901363604},{"$f":"OFFSET('UEC - 101-200 HP'!$X18,0,MATCH(AC$9,'UEC - 101-200 HP'!$Y$10:$BZ$10,0))","v":426967.27783993533},{"$f":"OFFSET('UEC - 101-200 HP'!$X18,0,MATCH(AD$9,'UEC - 101-200 HP'!$Y$10:$BZ$10,0))","v":426756.48355936498},{"$f":"OFFSET('UEC - 101-200 HP'!$X18,0,MATCH(AE$9,'UEC - 101-200 HP'!$Y$10:$BZ$10,0))","v":426674.91374037956},{"$f":"OFFSET('UEC - 101-200 HP'!$X18,0,MATCH(AF$9,'UEC - 101-200 HP'!$Y$10:$BZ$10,0))","v":426595.57959394163},{"$f":"OFFSET('UEC - 101-200 HP'!$X18,0,MATCH(AG$9,'UEC - 101-200 HP'!$Y$10:$BZ$10,0))","v":426518.30041871924}]
[]
[null,null,"Stock and Shipments",2005,{"$f":"D16+1","v":2006},{"$f":"E16+1","v":2007},2008,2009,2010,2011,2012,2013,2014,2015,2016,2017,2018,2019,2020,2021,2022,2023,2024,2025,2026,2027,2028,2029,2030,2031,2032,2033,2034,"Total "]
[null,null,"6P Shipments","--","--","--","--","--","--","--","--","--","--","--","--","--","--","--","--","--","--","--","--","--","--","--","--","--","--","--","--","--","--"]
[null,null,"Replacement Shipments",{"$f":"TRANSPOSE('SM - 101-200 HP'!$AG$40:$AG$69)","v":551.12900217740901},569.99282842682624,589.50231828560243,609.67957127325906,630.54744332296093,652.12957267174409,674.45040663690463,697.53522930887857,721.41019019198325,746.10233382546255,771.63963041838929,798.05100753312786,825.36638285324466,853.61669807298665,882.83395394671538,913.05124653799908,944.30280470942421,976.62402889559394,1010.0515312032334,1044.6231768838256,1080.3781272257559,1117.3568839145526,1155.601334911471,1195.1548019023942,1236.0620893707942,1278.3695353503413,1322.1250639146583,1367.3782394636701,1414.1803228680446,1462.5843295353266]
[null,null,"Net New Shipments",{"$f":"TRANSPOSE('SM - 101-200 HP'!$AH$40:$AH$69)","v":604.47233273406198},625.16197347556817,646.55977108519176,668.68996407708221,691.5776205916975,715.24866679192598,739.72991623114001,765.04910022644788,791.23489927154901,818.31697552477635,846.32600640912653,875.29371936233804,932.67841715705254,955.15364885886686,984.19337603464692,1013.1488234465164,1031.1519333434439,1068.1365484067044,1120.2447805414913,1179.1554085845573,1245.4142040105451,1307.6573030233701,1354.3246359068612,1385.6406294425044,1417.2408707351124,1449.0697559462778,1468.8636356897832,1509.8051327883086,1549.7673298119466,1604.1466843545159]
[null,null,"Total Model Shipments",{"$f":"TRANSPOSE('SM - 101-200 HP'!$AJ$40:$AJ$69)","v":1155.601334911471},1195.1548019023944,1236.0620893707942,1278.3695353503413,1322.1250639146583,1367.3782394636701,1414.1803228680446,1462.5843295353266,1512.6450894635323,1564.419309350239,1617.9656368275159,1673.344726895466,1758.0448000102972,1808.7703469318535,1867.0273299813623,1926.2000699845155,1975.4547380528682,2044.7605773022983,2130.2963117447248,2223.778585468383,2325.7923312363009,2425.0141869379227,2509.9259708183322,2580.7954313448986,2653.3029601059065,2727.4392912966191,2790.9886996044415,2877.1833722519787,2963.9476526799913,3066.7310138898424]
[null,null,"Model Installed Stock",{"$f":"TRANSPOSE('SM - 101-200 HP'!$AF$40:$AF$69)","v":18264.846701049944},18890.008674525514,19536.568445610701,20205.258409687784,20896.836030279483,21612.084697071408,22351.814613302548,23116.863713528994,23908.098612800539,24726.415588325319,25572.741594734445,26448.035314096782,27380.713731253836,28335.867380112708,29320.060756147355,30333.209579593873,31364.361512937314,32432.49806134402,33552.742841885512,34731.898250470069,35977.312454480612,37284.969757503983,38639.294393410841,40024.935022853351,41442.175893588465,42891.245649534743,44360.109285224527,45869.914418012835,47419.681747824783,49023.828432179289]
[]
[]
[]
[null,null,"First Year Energy Consumption ",2005,{"$f":"D25+1","v":2006},{"$f":"E25+1","v":2007},2008,2009,2010,2011,2012,2013,2014,2015,2016,2017,2018,2019,2020,2021,2022,2023,2024,2025,2026,2027,2028,2029,2030,2031,2032,2033,2034,"Total "]
[null,null,"6P Shipments * 6P UEC","--","--","--","--","--","--","--","--","--","--","--","--","--","--","--","--","--","--","--","--","--","--","--","--","--","--","--","--","--","--",{"$f":"SUM(D26:AG26)","v":0}]
[null,null,"Model Shipments * Model Pre-Case UEC",{"$f":"D11*D18","v":238360483.95141497},246518992.64216086,254956747.55255511,263683306.61213404,272708554.89547873,{"$f":"I11*I20","v":585754180.95540571},{"$f":"J11*J20","v":605803144.1759181},626538335.40689349,647983242.59018528,670162157.60366261,693100203.7780149,716823364.35539198,753001724.21710849,774626346.03402686,799475999.11668003,824716847.58576643,845710638.70098567,875287439.55849862,911808949.81116211,951728079.12338221,995294311.10619032,1037661556.1997317,1073902112.4797876,1104132218.9168227,1135061360.4703462,1166685443.7371547,1193802501.6046431,1230640107.5572493,1267720478.0395067,1311651413.6577563,{"$f":"SUM(D27:AG27)","v":24075300242.43602}]
[null,null,"Model Shipments * Model Post-Case UEC",{"$f":"D12*D18","v":238360483.95141497},246518992.64216086,254956747.55255511,263683306.61213404,272708554.89547873,{"$f":"I12*I20","v":585754180.95540571},{"$f":"J12*J20","v":605803144.1759181},626538335.40689349,647983242.59018528,670162157.60366261,693100203.7780149,713964317.8081367,749896535.34284079,771417466.83625197,796180414.22341812,821348740.14429009,842296965.95660937,871800342.41338837,908226655.79439461,948042668.05451119,991496787.68736517,1033761250.7781897,1069926001.8883853,1100105519.3439887,1130983955.7209213,1162557161.2968934,1189618201.0718904,1226331709.6680694,1263287985.965266,1307071698.9453213,{"$f":"SUM(D28:AG28)","v":24003883729.103962}]
[]
[null,null,"Total Energy Consumption (kWh)",2005,{"$f":"D30+1","v":2006},{"$f":"E30+1","v":2007},2008,2009,2010,2011,2012,2013,2014,2015,2016,2017,2018,2019,2020,2021,2022,2023,2024,2025,2026,2027,2028,2029,2030,2031,2032,2033,2034,"Total "]
[null,null,"Modeled Pre-case Consumption \n(Installed UEC * Stock)",{"$f":"D13*D21","v":7899453089.4950705},{"$f":"E13*E21","v":8169832456.1350603},8449466261.1616611,8738671261.8441677,9037775057.2948418,9341486522.4306393,9655593303.8819351,9980451208.438076,10316428221.302956,10663904922.932972,11023274920.142378,11394945291.964314,11790980263.067606,12196421738.666912,12614076553.124281,13043903391.043705,13481207880.480267,13934110406.077734,14409077217.583193,14909011097.879883,15437047376.404514,15991457776.261389,16565568202.300898,17152802061.935564,17753272869.826756,18367070006.269268,18989060157.527756,19633946084.129601,20295863417.993187,20980976496.244057,{"$f":"SUM(D31:AG31)","v":402217135513.84064}]
[null,null,"Modeled Post-case Consumption \n(Installed UEC* Stock)",{"$f":"D14*D21","v":7899453089.4950705},{"$f":"E14*E21","v":8169832456.1350603},8449466261.1616611,8738671261.8441677,9037775057.2948418,9341486522.4306393,9655593303.8819351,9980451208.438076,10316428221.302956,10663904922.932972,11023274920.142378,11392086245.417059,11785016027.646082,12187248624.047613,12601607853.611723,13028066584.089666,13461957400.781857,13911372829.234215,14382757346.7229,14879005815.950724,15403244571.056534,15953754665.491861,16523888980.939962,17107096141.001801,17703489544.143566,18313158398.145817,18930964248.871555,19571541777.584221,20229026619.373569,20909559982.911995,{"$f":"SUM(D32:AG32)","v":401551180882.08252}]
[]
[]
[]
[null,null,"Total Energy Consumption (aMW)",2005,{"$f":"D36+1","v":2006},2007,2008,2009,2010,2011,2012,2013,2014,2015,2016,2017,2018,2019,2020,2021,2022,2023,2024,2025,2026,2027,2028,2029,2030,2031,2032,2033,2034,"Total "]
[null,null,{"$f":"C31","v":"Modeled Pre-case Consumption \n(Installed UEC * Stock)"},{"$f":"D31/1000/8760","v":901.76405131222259},{"$f":"E31/1000/8760","v":932.62927581450469},964.55094305498415,997.5652125392885,1031.7094814263519,{"$f":"I31/'Constants & Menus'!$D$12/('Constants & Menus'!$D$11*'Constants & Menus'!$D$9)","v":1065.6498428508601},{"$f":"J31/'Constants & Menus'!$D$12/('Constants & Menus'!$D$11*'Constants & Menus'!$D$9)","v":1101.4822386358585},{"$f":"K31/'Constants & Menus'!$D$12/('Constants & Menus'!$D$11*'Constants & Menus'!$D$9)","v":1138.5410915398215},{"$f":"L31/'Constants & Menus'!$D$12/('Constants & Menus'!$D$11*'Constants & Menus'!$D$9)","v":1176.8683802535884},{"$f":"M31/'Constants & Menus'!$D$12/('Constants & Menus'!$D$11*'Constants & Menus'!$D$9)","v":1216.5075202980802},{"$f":"N31/'Constants & Menus'!$D$12/('Constants & Menus'!$D$11*'Constants & Menus'!$D$9)","v":1257.5034132035569},{"$f":"O31/'Constants & Menus'!$D$12/('Constants & Menus'!$D$11*'Constants & Menus'!$D$9)","v":1299.9024973721553},{"$f":"P31/'Constants & Menus'!$D$12/('Constants & Menus'!$D$11*'Constants & Menus'!$D$9)","v":1345.0810247624465},{"$f":"Q31/'Constants & Menus'!$D$12/('Constants & Menus'!$D$11*'Constants & Menus'!$D$9)","v":1391.3326190585117},{"$f":"R31/'Constants & Menus'!$D$12/('Constants & Menus'!$D$11*'Constants & Menus'!$D$9)","v":1438.977475829829},{"$f":"S31/'Constants & Menus'!$D$12/('Constants & Menus'!$D$11*'Constants & Menus'!$D$9)","v":1488.0108819351706},{"$f":"T31/'Constants & Menus'!$D$12/('Constants & Menus'!$D$11*'Constants & Menus'!$D$9)","v":1537.897316961016},{"$f":"U31/'Constants & Menus'!$D$12/('Constants & Menus'!$D$11*'Constants & Menus'!$D$9)","v":1589.563130969397},{"$f":"V31/'Constants & Menus'!$D$12/('Constants & Menus'!$D$11*'Constants & Menus'!$D$9)","v":1643.7459750836406},{"$f":"W31/'Constants & Menus'!$D$12/('Constants & Menus'!$D$11*'Constants & Menus'!$D$9)","v":1700.7769904038196},{"$f":"X31/'Constants & Menus'!$D$12/('Constants & Menus'!$D$11*'Constants & Menus'!$D$9)","v":1761.0138462701932},{"$f":"Y31/'Constants & Menus'!$D$12/('Constants & Menus'!$D$11*'Constants & Menus'!$D$9)","v":1824.2593858386253},{"$f":"Z31/'Constants & Menus'!$D$12/('Constants & Menus'!$D$11*'Constants & Menus'!$D$9)","v":1889.7522475816675},{"$f":"AA31/'Constants & Menus'!$D$12/('Constants & Menus'!$D$11*'Constants & Menus'!$D$9)","v":1956.7421927829755},{"$f":"AB31/'Constants & Menus'!$D$12/('Constants & Menus'!$D$11*'Constants & Menus'!$D$9)","v":2025.2421708677568},{"$f":"AC31/'Constants & Menus'!$D$12/('Constants & Menus'!$D$11*'Constants & Menus'!$D$9)","v":2095.2623780822801},{"$f":"AD31/'Constants & Menus'!$D$12/('Constants & Menus'!$D$11*'Constants & Menus'!$D$9)","v":2166.2172207994245},{"$f":"AE31/'Constants & Menus'!$D$12/('Constants & Menus'!$D$11*'Constants & Menus'!$D$9)","v":2239.7839475393112},{"$f":"AF31/'Constants & Menus'!$D$12/('Constants & Menus'!$D$11*'Constants & Menus'!$D$9)","v":2315.2935681032614},{"$f":"AG31/'Constants & Menus'!$D$12/('Constants & Menus'!$D$11*'Constants & Menus'!$D$9)","v":2393.4492922934128},{"$f":"SUM(D37:AG37)","v":45887.075613464011}]
[null,null,{"$f":"C32","v":"Modeled Post-case Consumption \n(Installed UEC* Stock)"},{"$f":"D32/1000/8760","v":901.76405131222259},932.62927581450469,964.55094305498415,997.5652125392885,1031.7094814263519,{"$f":"I32/'Constants & Menus'!$D$12/('Constants & Menus'!$D$11*'Constants & Menus'!$D$9)","v":1065.6498428508601},{"$f":"J32/'Constants & Menus'!$D$12/('Constants & Menus'!$D$11*'Constants & Menus'!$D$9)","v":1101.4822386358585},{"$f":"K32/'Constants & Menus'!$D$12/('Constants & Menus'!$D$11*'Constants & Menus'!$D$9)","v":1138.5410915398215},{"$f":"L32/'Constants & Menus'!$D$12/('Constants & Menus'!$D$11*'Constants & Menus'!$D$9)","v":1176.8683802535884},{"$f":"M32/'Constants & Menus'!$D$12/('Constants & Menus'!$D$11*'Constants & Menus'!$D$9)","v":1216.5075202980802},{"$f":"N32/'Constants & Menus'!$D$12/('Constants & Menus'!$D$11*'Constants & Menus'!$D$9)","v":1257.5034132035569},{"$f":"O32/'Constants & Menus'!$D$12/('Constants & Menus'!$D$11*'Constants & Menus'!$D$9)","v":1299.5763455871615},{"$f":"P32/'Constants & Menus'!$D$12/('Constants & Menus'!$D$11*'Constants & Menus'!$D$9)","v":1344.4006419856355},{"$f":"Q32/'Constants & Menus'!$D$12/('Constants & Menus'!$D$11*'Constants & Menus'!$D$9)","v":1390.2861765968073},{"$f":"R32/'Constants & Menus'!$D$12/('Constants & Menus'!$D$11*'Constants & Menus'!$D$9)","v":1437.5550825475384},{"$f":"S32/'Constants & Menus'!$D$12/('Constants & Menus'!$D$11*'Constants & Menus'!$D$9)","v":1486.2042646691384},{"$f":"T32/'Constants & Menus'!$D$12/('Constants & Menus'!$D$11*'Constants & Menus'!$D$9)","v":1535.7012777528926},{"$f":"U32/'Constants & Menus'!$D$12/('Constants & Menus'!$D$11*'Constants & Menus'!$D$9)","v":1586.9692937752925},{"$f":"V32/'Constants & Menus'!$D$12/('Constants & Menus'!$D$11*'Constants & Menus'!$D$9)","v":1640.7434801189711},{"$f":"W32/'Constants & Menus'!$D$12/('Constants & Menus'!$D$11*'Constants & Menus'!$D$9)","v":1697.3540743726585},{"$f":"X32/'Constants & Menus'!$D$12/('Constants & Menus'!$D$11*'Constants & Menus'!$D$9)","v":1757.1577197189749},{"$f":"Y32/'Constants & Menus'!$D$12/('Constants & Menus'!$D$11*'Constants & Menus'!$D$9)","v":1819.9583236928886},{"$f":"Z32/'Constants & Menus'!$D$12/('Constants & Menus'!$D$11*'Constants & Menus'!$D$9)","v":1884.9976022062472},{"$f":"AA32/'Constants & Menus'!$D$12/('Constants & Menus'!$D$11*'Constants & Menus'!$D$9)","v":1951.5281931327631},{"$f":"AB32/'Constants & Menus'!$D$12/('Constants & Menus'!$D$11*'Constants & Menus'!$D$9)","v":2019.5630326424327},{"$f":"AC32/'Constants & Menus'!$D$12/('Constants & Menus'!$D$11*'Constants & Menus'!$D$9)","v":2089.112297301599},{"$f":"AD32/'Constants & Menus'!$D$12/('Constants & Menus'!$D$11*'Constants & Menus'!$D$9)","v":2159.589807080944},{"$f":"AE32/'Constants & Menus'!$D$12/('Constants & Menus'!$D$11*'Constants & Menus'!$D$9)","v":2232.6650442144901},{"$f":"AF32/'Constants & Menus'!$D$12/('Constants & Menus'!$D$11*'Constants & Menus'!$D$9)","v":2307.6690188653401},{"$f":"AG32/'Constants & Menus'!$D$12/('Constants & Menus'!$D$11*'Constants & Menus'!$D$9)","v":2385.3023024083955},{"$f":"SUM(D38:AG38)","v":45811.10542959928}]
[]
[null,null,"Savings (aMW)",2005,{"$f":"D40+1","v":2006},2007,2008,2009,2010,2011,2012,2013,2014,2015,2016,2017,2018,2019,2020,2021,2022,2023,2024,2025,2026,2027,2028,2029,2030,2031,2032,2033,2034,"Total "]
[null,null,"Incremental Savings",{"$f":"IF(AND(D40>=StandardYear,(D40-StandardYear)<_101to200Life),\n(D11-D12)*D20/'Constants & Menus'!$D$12/('Constants & Menus'!$D$11*'Constants & Menus'!$D$9),\n(D11-D12)*D19/'Constants & Menus'!$D$12/('Constants & Menus'!$D$11*'Constants & Menus'!$D$9))","v":0},{"$f":"IF(AND(E40>=StandardYear,(E40-StandardYear)<_101to200Life),\n(E11-E12)*E20/'Constants & Menus'!$D$12/('Constants & Menus'!$D$11*'Constants & Menus'!$D$9),\n(E11-E12)*E19/'Constants & Menus'!$D$12/('Constants & Menus'!$D$11*'Constants & Menus'!$D$9))","v":0},{"$f":"IF(AND(F40>=StandardYear,(F40-StandardYear)<_101to200Life),\n(F11-F12)*F20/'Constants & Menus'!$D$12/('Constants & Menus'!$D$11*'Constants & Menus'!$D$9),\n(F11-F12)*F19/'Constants & Menus'!$D$12/('Constants & Menus'!$D$11*'Constants & Menus'!$D$9))","v":0},{"$f":"IF(AND(G40>=StandardYear,(G40-StandardYear)<_101to200Life),\n(G11-G12)*G20/'Constants & Menus'!$D$12/('Constants & Menus'!$D$11*'Constants & Menus'!$D$9),\n(G11-G12)*G19/'Constants & Menus'!$D$12/('Constants & Menus'!$D$11*'Constants & Menus'!$D$9))","v":0},{"$f":"IF(AND(H40>=StandardYear,(H40-StandardYear)<_101to200Life),\n(H11-H12)*H20/'Constants & Menus'!$D$12/('Constants & Menus'!$D$11*'Constants & Menus'!$D$9),\n(H11-H12)*H19/'Constants & Menus'!$D$12/('Constants & Menus'!$D$11*'Constants & Menus'!$D$9))","v":0},{"$f":"IF(AND(I40>=StandardYear,(I40-StandardYear)<_101to200Life),\n(I11-I12)*I20/'Constants & Menus'!$D$12/('Constants & Menus'!$D$11*'Constants & Menus'!$D$9),\n(I11-I12)*I19/'Constants & Menus'!$D$12/('Constants & Menus'!$D$11*'Constants & Menus'!$D$9))","v":0},{"$f":"IF(AND(J40>=StandardYear,(J40-StandardYear)<_101to200Life),\n(J11-J12)*J20/'Constants & Menus'!$D$12/('Constants & Menus'!$D$11*'Constants & Menus'!$D$9),\n(J11-J12)*J19/'Constants & Menus'!$D$12/('Constants & Menus'!$D$11*'Constants & Menus'!$D$9))","v":0},{"$f":"IF(AND(K40>=StandardYear,(K40-StandardYear)<_101to200Life),\n(K11-K12)*K20/'Constants & Menus'!$D$12/('Constants & Menus'!$D$11*'Constants & Menus'!$D$9),\n(K11-K12)*K19/'Constants & Menus'!$D$12/('Constants & Menus'!$D$11*'Constants & Menus'!$D$9))","v":0},{"$f":"IF(AND(L40>=StandardYear,(L40-StandardYear)<_101to200Life),\n(L11-L12)*L20/'Constants & Menus'!$D$12/('Constants & Menus'!$D$11*'Constants & Menus'!$D$9),\n(L11-L12)*L19/'Constants & Menus'!$D$12/('Constants & Menus'!$D$11*'Constants & Menus'!$D$9))","v":0},{"$f":"IF(AND(M40>=StandardYear,(M40-StandardYear)<_101to200Life),\n(M11-M12)*M20/'Constants & Menus'!$D$12/('Constants & Menus'!$D$11*'Constants & Menus'!$D$9),\n(M11-M12)*M19/'Constants & Menus'!$D$12/('Constants & Menus'!$D$11*'Constants & Menus'!$D$9))","v":0},{"$f":"IF(AND(N40>=StandardYear,(N40-StandardYear)<_101to200Life),\n(N11-N12)*N20/'Constants & Menus'!$D$12/('Constants & Menus'!$D$11*'Constants & Menus'!$D$9),\n(N11-N12)*N19/'Constants & Menus'!$D$12/('Constants & Menus'!$D$11*'Constants & Menus'!$D$9))","v":0},{"$f":"IF(AND(O40>=StandardYear,(O40-StandardYear)<_101to200Life),\n(O11-O12)*O20/'Constants & Menus'!$D$12/('Constants & Menus'!$D$11*'Constants & Menus'!$D$9),\n(O11-O12)*O19/'Constants & Menus'!$D$12/('Constants & Menus'!$D$11*'Constants & Menus'!$D$9))","v":0.32615178499376163},{"$f":"IF(AND(P40>=StandardYear,(P40-StandardYear)<_101to200Life),\n(P11-P12)*P20/'Constants & Menus'!$D$12/('Constants & Menus'!$D$11*'Constants & Menus'!$D$9),\n(P11-P12)*P19/'Constants & Menus'!$D$12/('Constants & Menus'!$D$11*'Constants & Menus'!$D$9))","v":0.35423099181697998},{"$f":"IF(AND(Q40>=StandardYear,(Q40-StandardYear)<_101to200Life),\n(Q11-Q12)*Q20/'Constants & Menus'!$D$12/('Constants & Menus'!$D$11*'Constants & Menus'!$D$9),\n(Q11-Q12)*Q19/'Constants & Menus'!$D$12/('Constants & Menus'!$D$11*'Constants & Menus'!$D$9))","v":0.36605968489333107},{"$f":"IF(AND(R40>=StandardYear,(R40-StandardYear)<_101to200Life),\n(R11-R12)*R20/'Constants & Menus'!$D$12/('Constants & Menus'!$D$11*'Constants & Menus'!$D$9),\n(R11-R12)*R19/'Constants & Menus'!$D$12/('Constants & Menus'!$D$11*'Constants & Menus'!$D$9))","v":0.37595082058657447},{"$f":"IF(AND(S40>=StandardYear,(S40-StandardYear)<_101to200Life),\n(S11-S12)*S20/'Constants & Menus'!$D$12/('Constants & Menus'!$D$11*'Constants & Menus'!$D$9),\n(S11-S12)*S19/'Constants & Menus'!$D$12/('Constants & Menus'!$D$11*'Constants & Menus'!$D$9))","v":0.38422398374131911},{"$f":"IF(AND(T40>=StandardYear,(T40-StandardYear)<_101to200Life),\n(T11-T12)*T20/'Constants & Menus'!$D$12/('Constants & Menus'!$D$11*'Constants & Menus'!$D$9),\n(T11-T12)*T19/'Constants & Menus'!$D$12/('Constants & Menus'!$D$11*'Constants & Menus'!$D$9))","v":0.38942194209175007},{"$f":"IF(AND(U40>=StandardYear,(U40-StandardYear)<_101to200Life),\n(U11-U12)*U20/'Constants & Menus'!$D$12/('Constants & Menus'!$D$11*'Constants & Menus'!$D$9),\n(U11-U12)*U19/'Constants & Menus'!$D$12/('Constants & Menus'!$D$11*'Constants & Menus'!$D$9))","v":0.39779798598108579},{"$f":"IF(AND(V40>=StandardYear,(V40-StandardYear)<_101to200Life),\n(V11-V12)*V20/'Constants & Menus'!$D$12/('Constants & Menus'!$D$11*'Constants & Menus'!$D$9),\n(V11-V12)*V19/'Constants & Menus'!$D$12/('Constants & Menus'!$D$11*'Constants & Menus'!$D$9))","v":0.40865777056439523},{"$f":"IF(AND(W40>=StandardYear,(W40-StandardYear)<_101to200Life),\n(W11-W12)*W20/'Constants & Menus'!$D$12/('Constants & Menus'!$D$11*'Constants & Menus'!$D$9),\n(W11-W12)*W19/'Constants & Menus'!$D$12/('Constants & Menus'!$D$11*'Constants & Menus'!$D$9))","v":0.42042106649225014},{"$f":"IF(AND(X40>=StandardYear,(X40-StandardYear)<_101to200Life),\n(X11-X12)*X20/'Constants & Menus'!$D$12/('Constants & Menus'!$D$11*'Constants & Menus'!$D$9),\n(X11-X12)*X19/'Constants & Menus'!$D$12/('Constants & Menus'!$D$11*'Constants & Menus'!$D$9))","v":0.433210520057629},{"$f":"IF(AND(Y40>=StandardYear,(Y40-StandardYear)<_101to200Life),\n(Y11-Y12)*Y20/'Constants & Menus'!$D$12/('Constants & Menus'!$D$11*'Constants & Menus'!$D$9),\n(Y11-Y12)*Y19/'Constants & Menus'!$D$12/('Constants & Menus'!$D$11*'Constants & Menus'!$D$9))","v":0.44493559451768733},{"$f":"IF(AND(Z40>=StandardYear,(Z40-StandardYear)<_101to200Life),\n(Z11-Z12)*Z20/'Constants & Menus'!$D$12/('Constants & Menus'!$D$11*'Constants & Menus'!$D$9),\n(Z11-Z12)*Z19/'Constants & Menus'!$D$12/('Constants & Menus'!$D$11*'Constants & Menus'!$D$9))","v":0.4535832296831106},{"$f":"IF(AND(AA40>=StandardYear,(AA40-StandardYear)<_101to200Life),\n(AA11-AA12)*AA20/'Constants & Menus'!$D$12/('Constants & Menus'!$D$11*'Constants & Menus'!$D$9),\n(AA11-AA12)*AA19/'Constants & Menus'!$D$12/('Constants & Menus'!$D$11*'Constants & Menus'!$D$9))","v":0.45935427479282565},{"$f":"IF(AND(AB40>=StandardYear,(AB40-StandardYear)<_101to200Life),\n(AB11-AB12)*AB20/'Constants & Menus'!$D$12/('Constants & Menus'!$D$11*'Constants & Menus'!$D$9),\n(AB11-AB12)*AB19/'Constants & Menus'!$D$12/('Constants & Menus'!$D$11*'Constants & Menus'!$D$9))","v":0.46513857511121592},{"$f":"IF(AND(AC40>=StandardYear,(AC40-StandardYear)<_101to200Life),\n(AC11-AC12)*AC20/'Constants & Menus'!$D$12/('Constants & Menus'!$D$11*'Constants & Menus'!$D$9),\n(AC11-AC12)*AC19/'Constants & Menus'!$D$12/('Constants & Menus'!$D$11*'Constants & Menus'!$D$9))","v":0.47094255535723206},{"$f":"IF(AND(AD40>=StandardYear,(AD40-StandardYear)<_101to200Life),\n(AD11-AD12)*AD20/'Constants & Menus'!$D$12/('Constants & Menus'!$D$11*'Constants & Menus'!$D$9),\n(AD11-AD12)*AD19/'Constants & Menus'!$D$12/('Constants & Menus'!$D$11*'Constants & Menus'!$D$9))","v":0.47733293779977443},{"$f":"IF(AND(AE40>=StandardYear,(AE40-StandardYear)<_101to200Life),\n(AE11-AE12)*AE20/'Constants & Menus'!$D$12/('Constants & Menus'!$D$11*'Constants & Menus'!$D$9),\n(AE11-AE12)*AE19/'Constants & Menus'!$D$12/('Constants & Menus'!$D$11*'Constants & Menus'!$D$9))","v":0.49148960634040723},{"$f":"IF(AND(AF40>=StandardYear,(AF40-StandardYear)<_101to200Life),\n(AF11-AF12)*AF20/'Constants & Menus'!$D$12/('Constants & Menus'!$D$11*'Constants & Menus'!$D$9),\n(AF11-AF12)*AF19/'Constants & Menus'!$D$12/('Constants & Menus'!$D$11*'Constants & Menus'!$D$9))","v":0.50564591310069884},{"$f":"IF(AND(AG40>=StandardYear,(AG40-StandardYear)<_101to200Life),\n(AG11-AG12)*AG20/'Constants & Menus'!$D$12/('Constants & Menus'!$D$11*'Constants & Menus'!$D$9),\n(AG11-AG12)*AG19/'Constants & Menus'!$D$12/('Constants & Menus'!$D$11*'Constants & Menus'!$D$9))","v":0.52244064709501525}]
[null,null,"Cumulative Savings",{"$f":"IFERROR(C42+D41,0)","v":0},{"$f":"IFERROR(D42+E41,0)","v":0},0,0,0,0,0,0,0,0,0,0.32615178499376163,0.68038277681074155,1.0464424617040726,1.4223932822906471,1.8066172660319662,2.1960392081237163,2.5938371941048022,3.0024949646691974,3.4229160311614475,3.8561265512190763,4.3010621457367639,4.7546453754198748,5.2139996502127008,5.6791382253239169,6.1500807806811491,6.6274137184809234,7.1189033248213303,7.6245492379220288,8.1469898850170441,{"$f":"SUM(D42:AG42)","v":75.970183864725172}]
[null,null,"DOE Aggregate Lifecycle Savings (formerly DOE Carbon proxy)",{"$f":"SUM($D$42:D42)","v":0},{"$f":"SUM($D$42:E42)","v":0},{"$f":"SUM($D$42:F42)","v":0},{"$f":"SUM($D$42:G42)","v":0},{"$f":"SUM($D$42:H42)","v":0},{"$f":"SUM($D$42:I42)","v":0},{"$f":"SUM($D$42:J42)","v":0},{"$f":"SUM($D$42:K42)","v":0},{"$f":"SUM($D$42:L42)","v":0},{"$f":"SUM($D$42:M42)","v":0},{"$f":"SUM($D$42:N42)","v":0},{"$f":"SUM($D$42:O42)","v":0.32615178499376163},{"$f":"SUM($D$42:P42)","v":1.0065345618045032},{"$f":"SUM($D$42:Q42)","v":2.0529770235085758},{"$f":"SUM($D$42:R42)","v":3.4753703057992231},{"$f":"SUM($D$42:S42)","v":5.2819875718311895},{"$f":"SUM($D$42:T42)","v":7.4780267799549058},{"$f":"SUM($D$42:U42)","v":10.071863974059708},{"$f":"SUM($D$42:V42)","v":13.074358938728906},{"$f":"SUM($D$42:W42)","v":16.497274969890356},{"$f":"SUM($D$42:X42)","v":20.353401521109433},{"$f":"SUM($D$42:Y42)","v":24.654463666846198},{"$f":"SUM($D$42:Z42)","v":29.409109042266074},{"$f":"SUM($D$42:AA42)","v":34.623108692478773},{"$f":"SUM($D$42:AB42)","v":40.302246917802691},{"$f":"SUM($D$42:AC42)","v":46.452327698483842},{"$f":"SUM($D$42:AD42)","v":53.079741416964765},{"$f":"SUM($D$42:AE42)","v":60.198644741786097},{"$f":"SUM($D$42:AF42)","v":67.823193979708122},{"$f":"SUM($D$42:AG42)","v":75.970183864725172}]
[null,null,"Check",null,{"$f":"ROUND(E42-D42-E41,3)","v":0},{"$f":"ROUND(F42-E42-F41,3)","v":0},0,0,0,0,0,0,0,0,0,0,0,0,0,0,0,0,0,0,0,0,0,0,0,0,0,0,0]

{"sheet":"Results - 201-500 HP","index":32,"n_rows":44,"n_cols":34,"rows_kept":44,"cut":false,"hidden":false,"merged":[]}
[]
[null,null,"RESULTS  - 201-500 HP"]
[]
[null,null,"NAVIGATION"]
[]
[null,null,"COMMENTS"]
[]
[]
[null,null,"Unit Energy Consumption (kWh/year) ",2005,{"$f":"D9+1","v":2006},{"$f":"E9+1","v":2007},2008,2009,2010,2011,2012,2013,2014,2015,2016,2017,2018,2019,2020,2021,2022,2023,2024,2025,2026,2027,2028,2029,2030,2031,2032,2033,2034,"Total "]
[null,null,"Council's Pre-case Shipment UEC","--","--","--","--","--","--","--","--","--","--","--","--","--","--","--","--","--","--","--","--","--","--","--","--","--","--","--","--","--","--"]
[null,null,{"$f":"'UEC - 1-5 HP'!$X$9&\" - \"&'UEC - 1-5 HP'!X11","v":"Market UEC (Shipment Weighted Average) - PRE-Case UEC"},{"$f":"OFFSET('UEC - 201-500 HP'!$X11,0,MATCH(D$9,'UEC - 201-500 HP'!$Y$10:$BZ$10,0))","v":802652.86470000003},{"$f":"OFFSET('UEC - 201-500 HP'!$X11,0,MATCH(E$9,'UEC - 201-500 HP'!$Y$10:$BZ$10,0))","v":802652.86470000003},{"$f":"OFFSET('UEC - 201-500 HP'!$X11,0,MATCH(F$9,'UEC - 201-500 HP'!$Y$10:$BZ$10,0))","v":802652.86470000003},{"$f":"OFFSET('UEC - 201-500 HP'!$X11,0,MATCH(G$9,'UEC - 201-500 HP'!$Y$10:$BZ$10,0))","v":802652.86470000003},{"$f":"OFFSET('UEC - 201-500 HP'!$X11,0,MATCH(H$9,'UEC - 201-500 HP'!$Y$10:$BZ$10,0))","v":802652.86470000003},{"$f":"OFFSET('UEC - 201-500 HP'!$X11,0,MATCH(I$9,'UEC - 201-500 HP'!$Y$10:$BZ$10,0))","v":786667.76896044996},{"$f":"OFFSET('UEC - 201-500 HP'!$X11,0,MATCH(J$9,'UEC - 201-500 HP'!$Y$10:$BZ$10,0))","v":786667.76896044996},{"$f":"OFFSET('UEC - 201-500 HP'!$X11,0,MATCH(K$9,'UEC - 201-500 HP'!$Y$10:$BZ$10,0))","v":786667.76896044996},{"$f":"OFFSET('UEC - 201-500 HP'!$X11,0,MATCH(L$9,'UEC - 201-500 HP'!$Y$10:$BZ$10,0))","v":786667.76896044996},{"$f":"OFFSET('UEC - 201-500 HP'!$X11,0,MATCH(M$9,'UEC - 201-500 HP'!$Y$10:$BZ$10,0))","v":786667.76896044996},{"$f":"OFFSET('UEC - 201-500 HP'!$X11,0,MATCH(N$9,'UEC - 201-500 HP'!$Y$10:$BZ$10,0))","v":786667.76896044996},{"$f":"OFFSET('UEC - 201-500 HP'!$X11,0,MATCH(O$9,'UEC - 201-500 HP'!$Y$10:$BZ$10,0))","v":786667.76896044996},{"$f":"OFFSET('UEC - 201-500 HP'!$X11,0,MATCH(P$9,'UEC - 201-500 HP'!$Y$10:$BZ$10,0))","v":786618.83672852232},{"$f":"OFFSET('UEC - 201-500 HP'!$X11,0,MATCH(Q$9,'UEC - 201-500 HP'!$Y$10:$BZ$10,0))","v":786572.73364616744},{"$f":"OFFSET('UEC - 201-500 HP'!$X11,0,MATCH(R$9,'UEC - 201-500 HP'!$Y$10:$BZ$10,0))","v":786529.15036775451},{"$f":"OFFSET('UEC - 201-500 HP'!$X11,0,MATCH(S$9,'UEC - 201-500 HP'!$Y$10:$BZ$10,0))","v":786487.8256651843},{"$f":"OFFSET('UEC - 201-500 HP'!$X11,0,MATCH(T$9,'UEC - 201-500 HP'!$Y$10:$BZ$10,0))","v":786448.53693855298},{"$f":"OFFSET('UEC - 201-500 HP'!$X11,0,MATCH(U$9,'UEC - 201-500 HP'!$Y$10:$BZ$10,0))","v":786411.09295657102},{"$f":"OFFSET('UEC - 201-500 HP'!$X11,0,MATCH(V$9,'UEC - 201-500 HP'!$Y$10:$BZ$10,0))","v":786375.32822613197},{"$f":"OFFSET('UEC - 201-500 HP'!$X11,0,MATCH(W$9,'UEC - 201-500 HP'!$Y$10:$BZ$10,0))","v":786341.09857109108},{"$f":"OFFSET('UEC - 201-500 HP'!$X11,0,MATCH(X$9,'UEC - 201-500 HP'!$Y$10:$BZ$10,0))","v":786308.27762140916},{"$f":"OFFSET('UEC - 201-500 HP'!$X11,0,MATCH(Y$9,'UEC - 201-500 HP'!$Y$10:$BZ$10,0))","v":786276.75399659283},{"$f":"OFFSET('UEC - 201-500 HP'!$X11,0,MATCH(Z$9,'UEC - 201-500 HP'!$Y$10:$BZ$10,0))","v":786246.42902491533},{"$f":"OFFSET('UEC - 201-500 HP'!$X11,0,MATCH(AA$9,'UEC - 201-500 HP'!$Y$10:$BZ$10,0))","v":786217.21488058625},{"$f":"OFFSET('UEC - 201-500 HP'!$X11,0,MATCH(AB$9,'UEC - 201-500 HP'!$Y$10:$BZ$10,0))","v":786189.03305020358},{"$f":"OFFSET('UEC - 201-500 HP'!$X11,0,MATCH(AC$9,'UEC - 201-500 HP'!$Y$10:$BZ$10,0))","v":786161.81306102034},{"$f":"OFFSET('UEC - 201-500 HP'!$X11,0,MATCH(AD$9,'UEC - 201-500 HP'!$Y$10:$BZ$10,0))","v":786135.49141915236},{"$f":"OFFSET('UEC - 201-500 HP'!$X11,0,MATCH(AE$9,'UEC - 201-500 HP'!$Y$10:$BZ$10,0))","v":786110.01071746787},{"$f":"OFFSET('UEC - 201-500 HP'!$X11,0,MATCH(AF$9,'UEC - 201-500 HP'!$Y$10:$BZ$10,0))","v":786085.31888161926},{"$f":"OFFSET('UEC - 201-500 HP'!$X11,0,MATCH(AG$9,'UEC - 201-500 HP'!$Y$10:$BZ$10,0))","v":786061.36852932186}]
[null,null,{"$f":"'UEC - 1-5 HP'!$X$9&\" - \"&'UEC - 1-5 HP'!X12","v":"Market UEC (Shipment Weighted Average) - POST-Case UEC"},{"$f":"OFFSET('UEC - 201-500 HP'!$X12,0,MATCH(D$9,'UEC - 201-500 HP'!$Y$10:$BZ$10,0))","v":802652.86470000003},{"$f":"OFFSET('UEC - 201-500 HP'!$X12,0,MATCH(E$9,'UEC - 201-500 HP'!$Y$10:$BZ$10,0))","v":802652.86470000003},{"$f":"OFFSET('UEC - 201-500 HP'!$X12,0,MATCH(F$9,'UEC - 201-500 HP'!$Y$10:$BZ$10,0))","v":802652.86470000003},{"$f":"OFFSET('UEC - 201-500 HP'!$X12,0,MATCH(G$9,'UEC - 201-500 HP'!$Y$10:$BZ$10,0))","v":802652.86470000003},{"$f":"OFFSET('UEC - 201-500 HP'!$X12,0,MATCH(H$9,'UEC - 201-500 HP'!$Y$10:$BZ$10,0))","v":802652.86470000003},{"$f":"OFFSET('UEC - 201-500 HP'!$X12,0,MATCH(I$9,'UEC - 201-500 HP'!$Y$10:$BZ$10,0))","v":786667.76896044996},{"$f":"OFFSET('UEC - 201-500 HP'!$X12,0,MATCH(J$9,'UEC - 201-500 HP'!$Y$10:$BZ$10,0))","v":786667.76896044996},{"$f":"OFFSET('UEC - 201-500 HP'!$X12,0,MATCH(K$9,'UEC - 201-500 HP'!$Y$10:$BZ$10,0))","v":786667.76896044996},{"$f":"OFFSET('UEC - 201-500 HP'!$X12,0,MATCH(L$9,'UEC - 201-500 HP'!$Y$10:$BZ$10,0))","v":786667.76896044996},{"$f":"OFFSET('UEC - 201-500 HP'!$X12,0,MATCH(M$9,'UEC - 201-500 HP'!$Y$10:$BZ$10,0))","v":786667.76896044996},{"$f":"OFFSET('UEC - 201-500 HP'!$X12,0,MATCH(N$9,'UEC - 201-500 HP'!$Y$10:$BZ$10,0))","v":786667.76896044996},{"$f":"OFFSET('UEC - 201-500 HP'!$X12,0,MATCH(O$9,'UEC - 201-500 HP'!$Y$10:$BZ$10,0))","v":782931.35112094181},{"$f":"OFFSET('UEC - 201-500 HP'!$X12,0,MATCH(P$9,'UEC - 201-500 HP'!$Y$10:$BZ$10,0))","v":782731.44690644613},{"$f":"OFFSET('UEC - 201-500 HP'!$X12,0,MATCH(Q$9,'UEC - 201-500 HP'!$Y$10:$BZ$10,0))","v":782622.27912051429},{"$f":"OFFSET('UEC - 201-500 HP'!$X12,0,MATCH(R$9,'UEC - 201-500 HP'!$Y$10:$BZ$10,0))","v":782546.76528980804},{"$f":"OFFSET('UEC - 201-500 HP'!$X12,0,MATCH(S$9,'UEC - 201-500 HP'!$Y$10:$BZ$10,0))","v":782488.97384048032},{"$f":"OFFSET('UEC - 201-500 HP'!$X12,0,MATCH(T$9,'UEC - 201-500 HP'!$Y$10:$BZ$10,0))","v":782442.14742002462},{"$f":"OFFSET('UEC - 201-500 HP'!$X12,0,MATCH(U$9,'UEC - 201-500 HP'!$Y$10:$BZ$10,0))","v":782402.78135691548},{"$f":"OFFSET('UEC - 201-500 HP'!$X12,0,MATCH(V$9,'UEC - 201-500 HP'!$Y$10:$BZ$10,0))","v":782368.82196494925},{"$f":"OFFSET('UEC - 201-500 HP'!$X12,0,MATCH(W$9,'UEC - 201-500 HP'!$Y$10:$BZ$10,0))","v":782338.96186524793},{"$f":"OFFSET('UEC - 201-500 HP'!$X12,0,MATCH(X$9,'UEC - 201-500 HP'!$Y$10:$BZ$10,0))","v":782312.31713915663},{"$f":"OFFSET('UEC - 201-500 HP'!$X12,0,MATCH(Y$9,'UEC - 201-500 HP'!$Y$10:$BZ$10,0))","v":782288.26214187872},{"$f":"OFFSET('UEC - 201-500 HP'!$X12,0,MATCH(Z$9,'UEC - 201-500 HP'!$Y$10:$BZ$10,0))","v":782266.33775268041},{"$f":"OFFSET('UEC - 201-500 HP'!$X12,0,MATCH(AA$9,'UEC - 201-500 HP'!$Y$10:$BZ$10,0))","v":782246.1970640918},{"$f":"OFFSET('UEC - 201-500 HP'!$X12,0,MATCH(AB$9,'UEC - 201-500 HP'!$Y$10:$BZ$10,0))","v":782227.57155287266},{"$f":"OFFSET('UEC - 201-500 HP'!$X12,0,MATCH(AC$9,'UEC - 201-500 HP'!$Y$10:$BZ$10,0))","v":782210.24911040568},{"$f":"OFFSET('UEC - 201-500 HP'!$X12,0,MATCH(AD$9,'UEC - 201-500 HP'!$Y$10:$BZ$10,0))","v":782194.05926869623},{"$f":"OFFSET('UEC - 201-500 HP'!$X12,0,MATCH(AE$9,'UEC - 201-500 HP'!$Y$10:$BZ$10,0))","v":782178.86296692176},{"$f":"OFFSET('UEC - 201-500 HP'!$X12,0,MATCH(AF$9,'UEC - 201-500 HP'!$Y$10:$BZ$10,0))","v":782164.54528050951},{"$f":"OFFSET('UEC - 201-500 HP'!$X12,0,MATCH(AG$9,'UEC - 201-500 HP'!$Y$10:$BZ$10,0))","v":782151.01013966289}]
[null,null,{"$f":"'UEC - 1-5 HP'!$X$15&\" - \"&'UEC - 1-5 HP'!X17","v":"Installed UEC (Vintage Weighted Average)  - PRE-Case UEC"},{"$f":"OFFSET('UEC - 201-500 HP'!$X17,0,MATCH(D$9,'UEC - 201-500 HP'!$Y$10:$BZ$10,0))","v":802652.8646999998},{"$f":"OFFSET('UEC - 201-500 HP'!$X17,0,MATCH(E$9,'UEC - 201-500 HP'!$Y$10:$BZ$10,0))","v":802652.86469999969},{"$f":"OFFSET('UEC - 201-500 HP'!$X17,0,MATCH(F$9,'UEC - 201-500 HP'!$Y$10:$BZ$10,0))","v":802652.8646999998},{"$f":"OFFSET('UEC - 201-500 HP'!$X17,0,MATCH(G$9,'UEC - 201-500 HP'!$Y$10:$BZ$10,0))","v":802652.8646999998},{"$f":"OFFSET('UEC - 201-500 HP'!$X17,0,MATCH(H$9,'UEC - 201-500 HP'!$Y$10:$BZ$10,0))","v":802652.86470000003},{"$f":"OFFSET('UEC - 201-500 HP'!$X17,0,MATCH(I$9,'UEC - 201-500 HP'!$Y$10:$BZ$10,0))","v":801671.12459432241},{"$f":"OFFSET('UEC - 201-500 HP'!$X17,0,MATCH(J$9,'UEC - 201-500 HP'!$Y$10:$BZ$10,0))","v":800721.87502861652},{"$f":"OFFSET('UEC - 201-500 HP'!$X17,0,MATCH(K$9,'UEC - 201-500 HP'!$Y$10:$BZ$10,0))","v":799804.04073338758},{"$f":"OFFSET('UEC - 201-500 HP'!$X17,0,MATCH(L$9,'UEC - 201-500 HP'!$Y$10:$BZ$10,0))","v":798916.5820250212},{"$f":"OFFSET('UEC - 201-500 HP'!$X17,0,MATCH(M$9,'UEC - 201-500 HP'!$Y$10:$BZ$10,0))","v":798058.493628075},{"$f":"OFFSET('UEC - 201-500 HP'!$X17,0,MATCH(N$9,'UEC - 201-500 HP'!$Y$10:$BZ$10,0))","v":797228.80353654455},{"$f":"OFFSET('UEC - 201-500 HP'!$X17,0,MATCH(O$9,'UEC - 201-500 HP'!$Y$10:$BZ$10,0))","v":796426.57191281777},{"$f":"OFFSET('UEC - 201-500 HP'!$X17,0,MATCH(P$9,'UEC - 201-500 HP'!$Y$10:$BZ$10,0))","v":795639.10562956333},{"$f":"OFFSET('UEC - 201-500 HP'!$X17,0,MATCH(Q$9,'UEC - 201-500 HP'!$Y$10:$BZ$10,0))","v":794878.97209337074},{"$f":"OFFSET('UEC - 201-500 HP'!$X17,0,MATCH(R$9,'UEC - 201-500 HP'!$Y$10:$BZ$10,0))","v":794143.10653764894},{"$f":"OFFSET('UEC - 201-500 HP'!$X17,0,MATCH(S$9,'UEC - 201-500 HP'!$Y$10:$BZ$10,0))","v":793430.75551037746},{"$f":"OFFSET('UEC - 201-500 HP'!$X17,0,MATCH(T$9,'UEC - 201-500 HP'!$Y$10:$BZ$10,0))","v":792743.22120587225},{"$f":"OFFSET('UEC - 201-500 HP'!$X17,0,MATCH(U$9,'UEC - 201-500 HP'!$Y$10:$BZ$10,0))","v":792075.5774916939},{"$f":"OFFSET('UEC - 201-500 HP'!$X17,0,MATCH(V$9,'UEC - 201-500 HP'!$Y$10:$BZ$10,0))","v":791425.36233281461},{"$f":"OFFSET('UEC - 201-500 HP'!$X17,0,MATCH(W$9,'UEC - 201-500 HP'!$Y$10:$BZ$10,0))","v":790792.35968386335},{"$f":"OFFSET('UEC - 201-500 HP'!$X17,0,MATCH(X$9,'UEC - 201-500 HP'!$Y$10:$BZ$10,0))","v":790176.5954053913},{"$f":"OFFSET('UEC - 201-500 HP'!$X17,0,MATCH(Y$9,'UEC - 201-500 HP'!$Y$10:$BZ$10,0))","v":789579.33317665767},{"$f":"OFFSET('UEC - 201-500 HP'!$X17,0,MATCH(Z$9,'UEC - 201-500 HP'!$Y$10:$BZ$10,0))","v":789002.04448892677},{"$f":"OFFSET('UEC - 201-500 HP'!$X17,0,MATCH(AA$9,'UEC - 201-500 HP'!$Y$10:$BZ$10,0))","v":788444.98646973143},{"$f":"OFFSET('UEC - 201-500 HP'!$X17,0,MATCH(AB$9,'UEC - 201-500 HP'!$Y$10:$BZ$10,0))","v":787906.85877601511},{"$f":"OFFSET('UEC - 201-500 HP'!$X17,0,MATCH(AC$9,'UEC - 201-500 HP'!$Y$10:$BZ$10,0))","v":787386.44479812006},{"$f":"OFFSET('UEC - 201-500 HP'!$X17,0,MATCH(AD$9,'UEC - 201-500 HP'!$Y$10:$BZ$10,0))","v":786882.8021197645},{"$f":"OFFSET('UEC - 201-500 HP'!$X17,0,MATCH(AE$9,'UEC - 201-500 HP'!$Y$10:$BZ$10,0))","v":786394.34361014923},{"$f":"OFFSET('UEC - 201-500 HP'!$X17,0,MATCH(AF$9,'UEC - 201-500 HP'!$Y$10:$BZ$10,0))","v":786367.9314252804},{"$f":"OFFSET('UEC - 201-500 HP'!$X17,0,MATCH(AG$9,'UEC - 201-500 HP'!$Y$10:$BZ$10,0))","v":786340.91088235786}]
[null,null,{"$f":"'UEC - 1-5 HP'!$X$15&\" - \"&'UEC - 1-5 HP'!X18","v":"Installed UEC (Vintage Weighted Average)  - POST-Case UEC"},{"$f":"OFFSET('UEC - 201-500 HP'!$X18,0,MATCH(D$9,'UEC - 201-500 HP'!$Y$10:$BZ$10,0))","v":802652.8646999998},{"$f":"OFFSET('UEC - 201-500 HP'!$X18,0,MATCH(E$9,'UEC - 201-500 HP'!$Y$10:$BZ$10,0))","v":802652.86469999969},{"$f":"OFFSET('UEC - 201-500 HP'!$X18,0,MATCH(F$9,'UEC - 201-500 HP'!$Y$10:$BZ$10,0))","v":802652.8646999998},{"$f":"OFFSET('UEC - 201-500 HP'!$X18,0,MATCH(G$9,'UEC - 201-500 HP'!$Y$10:$BZ$10,0))","v":802652.8646999998},{"$f":"OFFSET('UEC - 201-500 HP'!$X18,0,MATCH(H$9,'UEC - 201-500 HP'!$Y$10:$BZ$10,0))","v":802652.86470000003},{"$f":"OFFSET('UEC - 201-500 HP'!$X18,0,MATCH(I$9,'UEC - 201-500 HP'!$Y$10:$BZ$10,0))","v":801671.12459432241},{"$f":"OFFSET('UEC - 201-500 HP'!$X18,0,MATCH(J$9,'UEC - 201-500 HP'!$Y$10:$BZ$10,0))","v":800721.87502861652},{"$f":"OFFSET('UEC - 201-500 HP'!$X18,0,MATCH(K$9,'UEC - 201-500 HP'!$Y$10:$BZ$10,0))","v":799804.04073338758},{"$f":"OFFSET('UEC - 201-500 HP'!$X18,0,MATCH(L$9,'UEC - 201-500 HP'!$Y$10:$BZ$10,0))","v":798916.5820250212},{"$f":"OFFSET('UEC - 201-500 HP'!$X18,0,MATCH(M$9,'UEC - 201-500 HP'!$Y$10:$BZ$10,0))","v":798058.493628075},{"$f":"OFFSET('UEC - 201-500 HP'!$X18,0,MATCH(N$9,'UEC - 201-500 HP'!$Y$10:$BZ$10,0))","v":797228.80353654455},{"$f":"OFFSET('UEC - 201-500 HP'!$X18,0,MATCH(O$9,'UEC - 201-500 HP'!$Y$10:$BZ$10,0))","v":796197.0961996672},{"$f":"OFFSET('UEC - 201-500 HP'!$X18,0,MATCH(P$9,'UEC - 201-500 HP'!$Y$10:$BZ$10,0))","v":795175.14465027826},{"$f":"OFFSET('UEC - 201-500 HP'!$X18,0,MATCH(Q$9,'UEC - 201-500 HP'!$Y$10:$BZ$10,0))","v":794185.84625735914},{"$f":"OFFSET('UEC - 201-500 HP'!$X18,0,MATCH(R$9,'UEC - 201-500 HP'!$Y$10:$BZ$10,0))","v":793227.06164860632},{"$f":"OFFSET('UEC - 201-500 HP'!$X18,0,MATCH(S$9,'UEC - 201-500 HP'!$Y$10:$BZ$10,0))","v":792298.78659432428},{"$f":"OFFSET('UEC - 201-500 HP'!$X18,0,MATCH(T$9,'UEC - 201-500 HP'!$Y$10:$BZ$10,0))","v":791403.51131476124},{"$f":"OFFSET('UEC - 201-500 HP'!$X18,0,MATCH(U$9,'UEC - 201-500 HP'!$Y$10:$BZ$10,0))","v":790534.67274848011},{"$f":"OFFSET('UEC - 201-500 HP'!$X18,0,MATCH(V$9,'UEC - 201-500 HP'!$Y$10:$BZ$10,0))","v":789688.94832766207},{"$f":"OFFSET('UEC - 201-500 HP'!$X18,0,MATCH(W$9,'UEC - 201-500 HP'!$Y$10:$BZ$10,0))","v":788866.09118822054},{"$f":"OFFSET('UEC - 201-500 HP'!$X18,0,MATCH(X$9,'UEC - 201-500 HP'!$Y$10:$BZ$10,0))","v":788066.13036757894},{"$f":"OFFSET('UEC - 201-500 HP'!$X18,0,MATCH(Y$9,'UEC - 201-500 HP'!$Y$10:$BZ$10,0))","v":787290.90126711421},{"$f":"OFFSET('UEC - 201-500 HP'!$X18,0,MATCH(Z$9,'UEC - 201-500 HP'!$Y$10:$BZ$10,0))","v":786542.66264243342},{"$f":"OFFSET('UEC - 201-500 HP'!$X18,0,MATCH(AA$9,'UEC - 201-500 HP'!$Y$10:$BZ$10,0))","v":785822.01235115004},{"$f":"OFFSET('UEC - 201-500 HP'!$X18,0,MATCH(AB$9,'UEC - 201-500 HP'!$Y$10:$BZ$10,0))","v":785127.21763102419},{"$f":"OFFSET('UEC - 201-500 HP'!$X18,0,MATCH(AC$9,'UEC - 201-500 HP'!$Y$10:$BZ$10,0))","v":784456.65162395616},{"$f":"OFFSET('UEC - 201-500 HP'!$X18,0,MATCH(AD$9,'UEC - 201-500 HP'!$Y$10:$BZ$10,0))","v":783809.21494376997},{"$f":"OFFSET('UEC - 201-500 HP'!$X18,0,MATCH(AE$9,'UEC - 201-500 HP'!$Y$10:$BZ$10,0))","v":783182.49648529012},{"$f":"OFFSET('UEC - 201-500 HP'!$X18,0,MATCH(AF$9,'UEC - 201-500 HP'!$Y$10:$BZ$10,0))","v":783023.12265133427},{"$f":"OFFSET('UEC - 201-500 HP'!$X18,0,MATCH(AG$9,'UEC - 201-500 HP'!$Y$10:$BZ$10,0))","v":782868.05674046709}]
[]
[null,null,"Stock and Shipments",2005,{"$f":"D16+1","v":2006},{"$f":"E16+1","v":2007},2008,2009,2010,2011,2012,2013,2014,2015,2016,2017,2018,2019,2020,2021,2022,2023,2024,2025,2026,2027,2028,2029,2030,2031,2032,2033,2034,"Total "]
[null,null,"6P Shipments","--","--","--","--","--","--","--","--","--","--","--","--","--","--","--","--","--","--","--","--","--","--","--","--","--","--","--","--","--","--"]
[null,null,"Replacement Shipments",{"$f":"TRANSPOSE('SM - 201-500 HP'!$AG$40:$AG$69)","v":278.58941525244751},288.12486394683009,297.9866882205605,308.18605912832214,318.73453008325464,329.64404994416867,340.92697655070452,352.59609072176653,364.66461073309074,377.14620729034482,390.05501901472155,403.40566845856694,417.21327866918489,431.49349031958138,446.26247942555312,461.53697566918936,477.33428134954369,493.6722909819415,510.56951156812545,528.04508356019903,546.11880254211576,564.81114165327381,584.14327477961717,604.13710053851139,624.81526708456579,646.20119776449849,668.31911765010625,691.19408097939458,714.85199953695201,739.31967200571614]
[null,null,"Net New Shipments",{"$f":"TRANSPOSE('SM - 201-500 HP'!$AH$40:$AH$69)","v":325.54768528606394},336.69040313773581,348.21450954393811,360.13305852178416,372.45955089614006,385.20794959278322,398.39269545501151,412.0287236016145,426.13148034474108,440.71694068682365,455.80162641638157,471.40262482319872,501.87538626074456,514.11399551735826,529.80118862784934,545.46162339929606,555.41417751559993,575.3085842967281,603.12861094567154,634.52465937577847,669.78273114332831,702.96260990064502,728.02152874465389,745.07756534380917,762.30562724308959,779.67744702348421,790.78253763134137,812.96930800032578,834.67090852995034,863.93737425312509]
[null,null,"Total Model Shipments",{"$f":"TRANSPOSE('SM - 201-500 HP'!$AJ$40:$AJ$69)","v":604.1371005385115},624.8152670845659,646.2011977644986,668.31911765010636,691.1940809793947,714.85199953695189,739.31967200571603,764.62481432338109,790.79609107783176,817.86314797716841,845.85664543110306,874.8082932817656,919.08866492992945,945.60748583693965,976.06366805340247,1006.9985990684854,1032.7484588651437,1068.9808752786696,1113.698122513797,1162.5697429359775,1215.9015336854441,1267.7737515539188,1312.1648035242711,1349.2146658823206,1387.1208943276554,1425.8786447879827,1459.1016552814476,1504.1633889797204,1549.5229080669023,1603.2570462588412]
[null,null,"Model Installed Stock",{"$f":"TRANSPOSE('SM - 201-500 HP'!$AF$40:$AF$69)","v":9836.8084751491697},10173.498878286908,10521.713387830843,10881.846446352627,11254.305997248764,11639.513946841547,12037.906642296559,12449.935365898174,12876.066846242913,13316.783786929738,13772.585413346122,14243.98803816932,14745.863424430065,15259.977419947423,15789.778608575272,16335.240231974567,16890.654409490166,17465.962993786896,18069.091604732566,18703.61626410835,19373.398995251679,20076.36160515232,20804.383133896976,21549.460699240786,22311.766326483874,23091.443773507359,23882.2263111387,24695.195619139024,25529.866527668975,26393.803901922096]
[]
[]
[]
[null,null,"First Year Energy Consumption ",2005,{"$f":"D25+1","v":2006},{"$f":"E25+1","v":2007},2008,2009,2010,2011,2012,2013,2014,2015,2016,2017,2018,2019,2020,2021,2022,2023,2024,2025,2026,2027,2028,2029,2030,2031,2032,2033,2034,"Total "]
[null,null,"6P Shipments * 6P UEC","--","--","--","--","--","--","--","--","--","--","--","--","--","--","--","--","--","--","--","--","--","--","--","--","--","--","--","--","--","--",{"$f":"SUM(D26:AG26)","v":0}]
[null,null,"Model Shipments * Model Pre-Case UEC",{"$f":"D11*D18","v":223610592.22747487},231264247.43822092,239179868.94269863,247366423.21995136,255833183.65013269,{"$f":"I11*I20","v":562351027.61265051},{"$f":"J11*J20","v":581598956.92530823},601505696.77557254,622093796.67084265,643386577.93416941,665408160.12165618,688183488.34406555,722972456.45755172,743789065.09104121,767702527.53887665,791992138.62925982,812203514.50003755,840658418.47757053,875784726.63661408,914176368.82578754,956073440.70943129,996821030.17389822,1031684891.0631378,1060775796.8860388,1090539234.6351931,1120971340.591511,1147051596.8051794,1182437897.8316708,1218057209.302145,1260258427.886503,{"$f":"SUM(D27:AG27)","v":23095732101.904194}]
[null,null,"Model Shipments * Model Post-Case UEC",{"$f":"D12*D18","v":223610592.22747487},231264247.43822092,239179868.94269863,247366423.21995136,255833183.65013269,{"$f":"I12*I20","v":562351027.61265051},{"$f":"J12*J20","v":581598956.92530823},601505696.77557254,622093796.67084265,643386577.93416941,665408160.12165618,684914839.03089786,719399600.53591752,740053485.71912515,763815466.15209508,787965300.44390047,808065921.89916396,836373610.03538108,871322688.1356951,909523605.78448081,951214746.23051405,991764524.89220512,1026462355.3808969,1055418041.4095445,1085044208.6201708,1115336889.9408157,1141300646.6302695,1176524809.3086293,1211981880.7898815,1253989118.244885,{"$f":"SUM(D28:AG28)","v":23004070270.703144}]
[]
[null,null,"Total Energy Consumption (kWh)",2005,{"$f":"D30+1","v":2006},{"$f":"E30+1","v":2007},2008,2009,2010,2011,2012,2013,2014,2015,2016,2017,2018,2019,2020,2021,2022,2023,2024,2025,2026,2027,2028,2029,2030,2031,2032,2033,2034,"Total "]
[null,null,"Modeled Pre-case Consumption \n(Installed UEC * Stock)",{"$f":"D13*D21","v":7895542502.0837183},{"$f":"E13*E21","v":8165788018.6792202},8445283392.2947664,8734345223.3904495,9033300948.9021111,9331062235.4957638,9639015178.0391388,9957508612.5148659,10286903314.726082,10627572408.967918,10979901790.686794,11344290563.606375,11732385586.749228,12129835165.735855,12539343835.755682,12960881998.699095,13389951784.854404,13834362724.75231,14300337370.300289,14790676840.115726,15308406459.498199,15851880208.809622,16414700826.975658,16990564249.442911,17579593720.04438,18181889818.077644,18792513160.567188,19420162149.237064,20075868330.926559,20754527801.887753,{"$f":"SUM(D31:AG31)","v":399488396221.81683}]
[null,null,"Modeled Post-case Consumption \n(Installed UEC* Stock)",{"$f":"D14*D21","v":7895542502.0837183},{"$f":"E14*E21","v":8165788018.6792202},8445283392.2947664,8734345223.3904495,9033300948.9021111,9331062235.4957638,9639015178.0391388,9957508612.5148659,10286903314.726082,10627572408.967918,10979901790.686794,11341021914.293207,11725544081.514423,12119258081.129137,12524879689.762182,12942391014.520237,13367323208.074673,13807449339.530388,14268961946.577448,14754648653.351583,15267519578.255133,15805936822.284859,16363534904.768661,16934040571.759415,17517575016.345863,18114236663.728436,18719109056.043072,19340844956.189899,19990475809.367138,20662865970.68671,{"$f":"SUM(D32:AG32)","v":398663840903.96332}]
[]
[]
[]
[null,null,"Total Energy Consumption (aMW)",2005,{"$f":"D36+1","v":2006},2007,2008,2009,2010,2011,2012,2013,2014,2015,2016,2017,2018,2019,2020,2021,2022,2023,2024,2025,2026,2027,2028,2029,2030,2031,2032,2033,2034,"Total "]
[null,null,{"$f":"C31","v":"Modeled Pre-case Consumption \n(Installed UEC * Stock)"},{"$f":"D31/1000/8760","v":901.31763722416872},{"$f":"E31/1000/8760","v":932.16758204100688},964.07344660899162,997.07137253315625,1031.1987384591453,{"$f":"I31/'Constants & Menus'!$D$12/('Constants & Menus'!$D$11*'Constants & Menus'!$D$9)","v":1064.4606702596125},{"$f":"J31/'Constants & Menus'!$D$12/('Constants & Menus'!$D$11*'Constants & Menus'!$D$9)","v":1099.5910538488638},{"$f":"K31/'Constants & Menus'!$D$12/('Constants & Menus'!$D$11*'Constants & Menus'!$D$9)","v":1135.9238663603544},{"$f":"L31/'Constants & Menus'!$D$12/('Constants & Menus'!$D$11*'Constants & Menus'!$D$9)","v":1173.5002640572761},{"$f":"M31/'Constants & Menus'!$D$12/('Constants & Menus'!$D$11*'Constants & Menus'!$D$9)","v":1212.3628118831757},{"$f":"N31/'Constants & Menus'!$D$12/('Constants & Menus'!$D$11*'Constants & Menus'!$D$9)","v":1252.5555316777086},{"$f":"O31/'Constants & Menus'!$D$12/('Constants & Menus'!$D$11*'Constants & Menus'!$D$9)","v":1294.1239520427075},{"$f":"P31/'Constants & Menus'!$D$12/('Constants & Menus'!$D$11*'Constants & Menus'!$D$9)","v":1338.3967130674455},{"$f":"Q31/'Constants & Menus'!$D$12/('Constants & Menus'!$D$11*'Constants & Menus'!$D$9)","v":1383.736614845523},{"$f":"R31/'Constants & Menus'!$D$12/('Constants & Menus'!$D$11*'Constants & Menus'!$D$9)","v":1430.452182951823},{"$f":"S31/'Constants & Menus'!$D$12/('Constants & Menus'!$D$11*'Constants & Menus'!$D$9)","v":1478.5400409193583},{"$f":"T31/'Constants & Menus'!$D$12/('Constants & Menus'!$D$11*'Constants & Menus'!$D$9)","v":1527.4870847426882},{"$f":"U31/'Constants & Menus'!$D$12/('Constants & Menus'!$D$11*'Constants & Menus'!$D$9)","v":1578.1842031430881},{"$f":"V31/'Constants & Menus'!$D$12/('Constants & Menus'!$D$11*'Constants & Menus'!$D$9)","v":1631.3412468971355},{"$f":"W31/'Constants & Menus'!$D$12/('Constants & Menus'!$D$11*'Constants & Menus'!$D$9)","v":1687.2777595386408},{"$f":"X31/'Constants & Menus'!$D$12/('Constants & Menus'!$D$11*'Constants & Menus'!$D$9)","v":1746.338861453137},{"$f":"Y31/'Constants & Menus'!$D$12/('Constants & Menus'!$D$11*'Constants & Menus'!$D$9)","v":1808.3367794672167},{"$f":"Z31/'Constants & Menus'!$D$12/('Constants & Menus'!$D$11*'Constants & Menus'!$D$9)","v":1872.5417324863859},{"$f":"AA31/'Constants & Menus'!$D$12/('Constants & Menus'!$D$11*'Constants & Menus'!$D$9)","v":1938.2345710064924},{"$f":"AB31/'Constants & Menus'!$D$12/('Constants & Menus'!$D$11*'Constants & Menus'!$D$9)","v":2005.4293543285858},{"$f":"AC31/'Constants & Menus'!$D$12/('Constants & Menus'!$D$11*'Constants & Menus'!$D$9)","v":2074.1375562488761},{"$f":"AD31/'Constants & Menus'!$D$12/('Constants & Menus'!$D$11*'Constants & Menus'!$D$9)","v":2143.7957062020519},{"$f":"AE31/'Constants & Menus'!$D$12/('Constants & Menus'!$D$11*'Constants & Menus'!$D$9)","v":2215.3960927717389},{"$f":"AF31/'Constants & Menus'!$D$12/('Constants & Menus'!$D$11*'Constants & Menus'!$D$9)","v":2290.197163007821},{"$f":"AG31/'Constants & Menus'!$D$12/('Constants & Menus'!$D$11*'Constants & Menus'!$D$9)","v":2367.616678289728},{"$f":"SUM(D37:AG37)","v":45575.787268363893}]
[null,null,{"$f":"C32","v":"Modeled Post-case Consumption \n(Installed UEC* Stock)"},{"$f":"D32/1000/8760","v":901.31763722416872},932.16758204100688,964.07344660899162,997.07137253315625,1031.1987384591453,{"$f":"I32/'Constants & Menus'!$D$12/('Constants & Menus'!$D$11*'Constants & Menus'!$D$9)","v":1064.4606702596125},{"$f":"J32/'Constants & Menus'!$D$12/('Constants & Menus'!$D$11*'Constants & Menus'!$D$9)","v":1099.5910538488638},{"$f":"K32/'Constants & Menus'!$D$12/('Constants & Menus'!$D$11*'Constants & Menus'!$D$9)","v":1135.9238663603544},{"$f":"L32/'Constants & Menus'!$D$12/('Constants & Menus'!$D$11*'Constants & Menus'!$D$9)","v":1173.5002640572761},{"$f":"M32/'Constants & Menus'!$D$12/('Constants & Menus'!$D$11*'Constants & Menus'!$D$9)","v":1212.3628118831757},{"$f":"N32/'Constants & Menus'!$D$12/('Constants & Menus'!$D$11*'Constants & Menus'!$D$9)","v":1252.5555316777086},{"$f":"O32/'Constants & Menus'!$D$12/('Constants & Menus'!$D$11*'Constants & Menus'!$D$9)","v":1293.7510739554195},{"$f":"P32/'Constants & Menus'!$D$12/('Constants & Menus'!$D$11*'Constants & Menus'!$D$9)","v":1337.6162538802673},{"$f":"Q32/'Constants & Menus'!$D$12/('Constants & Menus'!$D$11*'Constants & Menus'!$D$9)","v":1382.5300115365203},{"$f":"R32/'Constants & Menus'!$D$12/('Constants & Menus'!$D$11*'Constants & Menus'!$D$9)","v":1428.8021548895942},{"$f":"S32/'Constants & Menus'!$D$12/('Constants & Menus'!$D$11*'Constants & Menus'!$D$9)","v":1476.4306427698195},{"$f":"T32/'Constants & Menus'!$D$12/('Constants & Menus'!$D$11*'Constants & Menus'!$D$9)","v":1524.9056819615187},{"$f":"U32/'Constants & Menus'!$D$12/('Constants & Menus'!$D$11*'Constants & Menus'!$D$9)","v":1575.1140017716618},{"$f":"V32/'Constants & Menus'!$D$12/('Constants & Menus'!$D$11*'Constants & Menus'!$D$9)","v":1627.7620290414611},{"$f":"W32/'Constants & Menus'!$D$12/('Constants & Menus'!$D$11*'Constants & Menus'!$D$9)","v":1683.1677678931762},{"$f":"X32/'Constants & Menus'!$D$12/('Constants & Menus'!$D$11*'Constants & Menus'!$D$9)","v":1741.6746039533575},{"$f":"Y32/'Constants & Menus'!$D$12/('Constants & Menus'!$D$11*'Constants & Menus'!$D$9)","v":1803.0956904272027},{"$f":"Z32/'Constants & Menus'!$D$12/('Constants & Menus'!$D$11*'Constants & Menus'!$D$9)","v":1866.7048716368538},{"$f":"AA32/'Constants & Menus'!$D$12/('Constants & Menus'!$D$11*'Constants & Menus'!$D$9)","v":1931.7865128632689},{"$f":"AB32/'Constants & Menus'!$D$12/('Constants & Menus'!$D$11*'Constants & Menus'!$D$9)","v":1998.3544394645064},{"$f":"AC32/'Constants & Menus'!$D$12/('Constants & Menus'!$D$11*'Constants & Menus'!$D$9)","v":2066.4198795035859},{"$f":"AD32/'Constants & Menus'!$D$12/('Constants & Menus'!$D$11*'Constants & Menus'!$D$9)","v":2135.421977645799},{"$f":"AE32/'Constants & Menus'!$D$12/('Constants & Menus'!$D$11*'Constants & Menus'!$D$9)","v":2206.3478161293519},{"$f":"AF32/'Constants & Menus'!$D$12/('Constants & Menus'!$D$11*'Constants & Menus'!$D$9)","v":2280.4558304092106},{"$f":"AG32/'Constants & Menus'!$D$12/('Constants & Menus'!$D$11*'Constants & Menus'!$D$9)","v":2357.160160927072},{"$f":"SUM(D38:AG38)","v":45481.724375613107}]
[]
[null,null,"Savings (aMW)",2005,{"$f":"D40+1","v":2006},2007,2008,2009,2010,2011,2012,2013,2014,2015,2016,2017,2018,2019,2020,2021,2022,2023,2024,2025,2026,2027,2028,2029,2030,2031,2032,2033,2034,"Total "]
[null,null,"Incremental Savings",{"$f":"IF(AND(D40>=StandardYear,(D40-StandardYear)<_201to500Life),\n(D11-D12)*D20/'Constants & Menus'!$D$12/('Constants & Menus'!$D$11*'Constants & Menus'!$D$9),\n(D11-D12)*D19/'Constants & Menus'!$D$12/('Constants & Menus'!$D$11*'Constants & Menus'!$D$9))","v":0},{"$f":"IF(AND(E40>=StandardYear,(E40-StandardYear)<_201to500Life),\n(E11-E12)*E20/'Constants & Menus'!$D$12/('Constants & Menus'!$D$11*'Constants & Menus'!$D$9),\n(E11-E12)*E19/'Constants & Menus'!$D$12/('Constants & Menus'!$D$11*'Constants & Menus'!$D$9))","v":0},{"$f":"IF(AND(F40>=StandardYear,(F40-StandardYear)<_201to500Life),\n(F11-F12)*F20/'Constants & Menus'!$D$12/('Constants & Menus'!$D$11*'Constants & Menus'!$D$9),\n(F11-F12)*F19/'Constants & Menus'!$D$12/('Constants & Menus'!$D$11*'Constants & Menus'!$D$9))","v":0},{"$f":"IF(AND(G40>=StandardYear,(G40-StandardYear)<_201to500Life),\n(G11-G12)*G20/'Constants & Menus'!$D$12/('Constants & Menus'!$D$11*'Constants & Menus'!$D$9),\n(G11-G12)*G19/'Constants & Menus'!$D$12/('Constants & Menus'!$D$11*'Constants & Menus'!$D$9))","v":0},{"$f":"IF(AND(H40>=StandardYear,(H40-StandardYear)<_201to500Life),\n(H11-H12)*H20/'Constants & Menus'!$D$12/('Constants & Menus'!$D$11*'Constants & Menus'!$D$9),\n(H11-H12)*H19/'Constants & Menus'!$D$12/('Constants & Menus'!$D$11*'Constants & Menus'!$D$9))","v":0},{"$f":"IF(AND(I40>=StandardYear,(I40-StandardYear)<_201to500Life),\n(I11-I12)*I20/'Constants & Menus'!$D$12/('Constants & Menus'!$D$11*'Constants & Menus'!$D$9),\n(I11-I12)*I19/'Constants & Menus'!$D$12/('Constants & Menus'!$D$11*'Constants & Menus'!$D$9))","v":0},{"$f":"IF(AND(J40>=StandardYear,(J40-StandardYear)<_201to500Life),\n(J11-J12)*J20/'Constants & Menus'!$D$12/('Constants & Menus'!$D$11*'Constants & Menus'!$D$9),\n(J11-J12)*J19/'Constants & Menus'!$D$12/('Constants & Menus'!$D$11*'Constants & Menus'!$D$9))","v":0},{"$f":"IF(AND(K40>=StandardYear,(K40-StandardYear)<_201to500Life),\n(K11-K12)*K20/'Constants & Menus'!$D$12/('Constants & Menus'!$D$11*'Constants & Menus'!$D$9),\n(K11-K12)*K19/'Constants & Menus'!$D$12/('Constants & Menus'!$D$11*'Constants & Menus'!$D$9))","v":0},{"$f":"IF(AND(L40>=StandardYear,(L40-StandardYear)<_201to500Life),\n(L11-L12)*L20/'Constants & Menus'!$D$12/('Constants & Menus'!$D$11*'Constants & Menus'!$D$9),\n(L11-L12)*L19/'Constants & Menus'!$D$12/('Constants & Menus'!$D$11*'Constants & Menus'!$D$9))","v":0},{"$f":"IF(AND(M40>=StandardYear,(M40-StandardYear)<_201to500Life),\n(M11-M12)*M20/'Constants & Menus'!$D$12/('Constants & Menus'!$D$11*'Constants & Menus'!$D$9),\n(M11-M12)*M19/'Constants & Menus'!$D$12/('Constants & Menus'!$D$11*'Constants & Menus'!$D$9))","v":0},{"$f":"IF(AND(N40>=StandardYear,(N40-StandardYear)<_201to500Life),\n(N11-N12)*N20/'Constants & Menus'!$D$12/('Constants & Menus'!$D$11*'Constants & Menus'!$D$9),\n(N11-N12)*N19/'Constants & Menus'!$D$12/('Constants & Menus'!$D$11*'Constants & Menus'!$D$9))","v":0},{"$f":"IF(AND(O40>=StandardYear,(O40-StandardYear)<_201to500Life),\n(O11-O12)*O20/'Constants & Menus'!$D$12/('Constants & Menus'!$D$11*'Constants & Menus'!$D$9),\n(O11-O12)*O19/'Constants & Menus'!$D$12/('Constants & Menus'!$D$11*'Constants & Menus'!$D$9))","v":0.37287808728812122},{"$f":"IF(AND(P40>=StandardYear,(P40-StandardYear)<_201to500Life),\n(P11-P12)*P20/'Constants & Menus'!$D$12/('Constants & Menus'!$D$11*'Constants & Menus'!$D$9),\n(P11-P12)*P19/'Constants & Menus'!$D$12/('Constants & Menus'!$D$11*'Constants & Menus'!$D$9))","v":0.40758109988982461},{"$f":"IF(AND(Q40>=StandardYear,(Q40-StandardYear)<_201to500Life),\n(Q11-Q12)*Q20/'Constants & Menus'!$D$12/('Constants & Menus'!$D$11*'Constants & Menus'!$D$9),\n(Q11-Q12)*Q19/'Constants & Menus'!$D$12/('Constants & Menus'!$D$11*'Constants & Menus'!$D$9))","v":0.42614412182478223},{"$f":"IF(AND(R40>=StandardYear,(R40-StandardYear)<_201to500Life),\n(R11-R12)*R20/'Constants & Menus'!$D$12/('Constants & Menus'!$D$11*'Constants & Menus'!$D$9),\n(R11-R12)*R19/'Constants & Menus'!$D$12/('Constants & Menus'!$D$11*'Constants & Menus'!$D$9))","v":0.44342475322627961},{"$f":"IF(AND(S40>=StandardYear,(S40-StandardYear)<_201to500Life),\n(S11-S12)*S20/'Constants & Menus'!$D$12/('Constants & Menus'!$D$11*'Constants & Menus'!$D$9),\n(S11-S12)*S19/'Constants & Menus'!$D$12/('Constants & Menus'!$D$11*'Constants & Menus'!$D$9))","v":0.45937008730998857},{"$f":"IF(AND(T40>=StandardYear,(T40-StandardYear)<_201to500Life),\n(T11-T12)*T20/'Constants & Menus'!$D$12/('Constants & Menus'!$D$11*'Constants & Menus'!$D$9),\n(T11-T12)*T19/'Constants & Menus'!$D$12/('Constants & Menus'!$D$11*'Constants & Menus'!$D$9))","v":0.47200463163057615},{"$f":"IF(AND(U40>=StandardYear,(U40-StandardYear)<_201to500Life),\n(U11-U12)*U20/'Constants & Menus'!$D$12/('Constants & Menus'!$D$11*'Constants & Menus'!$D$9),\n(U11-U12)*U19/'Constants & Menus'!$D$12/('Constants & Menus'!$D$11*'Constants & Menus'!$D$9))","v":0.4887985902566081},{"$f":"IF(AND(V40>=StandardYear,(V40-StandardYear)<_201to500Life),\n(V11-V12)*V20/'Constants & Menus'!$D$12/('Constants & Menus'!$D$11*'Constants & Menus'!$D$9),\n(V11-V12)*V19/'Constants & Menus'!$D$12/('Constants & Menus'!$D$11*'Constants & Menus'!$D$9))","v":0.50901648424811352},{"$f":"IF(AND(W40>=StandardYear,(W40-StandardYear)<_201to500Life),\n(W11-W12)*W20/'Constants & Menus'!$D$12/('Constants & Menus'!$D$11*'Constants & Menus'!$D$9),\n(W11-W12)*W19/'Constants & Menus'!$D$12/('Constants & Menus'!$D$11*'Constants & Menus'!$D$9))","v":0.53077378979086354},{"$f":"IF(AND(X40>=StandardYear,(X40-StandardYear)<_201to500Life),\n(X11-X12)*X20/'Constants & Menus'!$D$12/('Constants & Menus'!$D$11*'Constants & Menus'!$D$9),\n(X11-X12)*X19/'Constants & Menus'!$D$12/('Constants & Menus'!$D$11*'Constants & Menus'!$D$9))","v":0.55426585431408582},{"$f":"IF(AND(Y40>=StandardYear,(Y40-StandardYear)<_201to500Life),\n(Y11-Y12)*Y20/'Constants & Menus'!$D$12/('Constants & Menus'!$D$11*'Constants & Menus'!$D$9),\n(Y11-Y12)*Y19/'Constants & Menus'!$D$12/('Constants & Menus'!$D$11*'Constants & Menus'!$D$9))","v":0.57683154023421845},{"$f":"IF(AND(Z40>=StandardYear,(Z40-StandardYear)<_201to500Life),\n(Z11-Z12)*Z20/'Constants & Menus'!$D$12/('Constants & Menus'!$D$11*'Constants & Menus'!$D$9),\n(Z11-Z12)*Z19/'Constants & Menus'!$D$12/('Constants & Menus'!$D$11*'Constants & Menus'!$D$9))","v":0.59577180951868536},{"$f":"IF(AND(AA40>=StandardYear,(AA40-StandardYear)<_201to500Life),\n(AA11-AA12)*AA20/'Constants & Menus'!$D$12/('Constants & Menus'!$D$11*'Constants & Menus'!$D$9),\n(AA11-AA12)*AA19/'Constants & Menus'!$D$12/('Constants & Menus'!$D$11*'Constants & Menus'!$D$9))","v":0.61119729369088571},{"$f":"IF(AND(AB40>=StandardYear,(AB40-StandardYear)<_201to500Life),\n(AB11-AB12)*AB20/'Constants & Menus'!$D$12/('Constants & Menus'!$D$11*'Constants & Menus'!$D$9),\n(AB11-AB12)*AB19/'Constants & Menus'!$D$12/('Constants & Menus'!$D$11*'Constants & Menus'!$D$9))","v":0.62685672085583388},{"$f":"IF(AND(AC40>=StandardYear,(AC40-StandardYear)<_201to500Life),\n(AC11-AC12)*AC20/'Constants & Menus'!$D$12/('Constants & Menus'!$D$11*'Constants & Menus'!$D$9),\n(AC11-AC12)*AC19/'Constants & Menus'!$D$12/('Constants & Menus'!$D$11*'Constants & Menus'!$D$9))","v":0.64276188121098221},{"$f":"IF(AND(AD40>=StandardYear,(AD40-StandardYear)<_201to500Life),\n(AD11-AD12)*AD20/'Constants & Menus'!$D$12/('Constants & Menus'!$D$11*'Constants & Menus'!$D$9),\n(AD11-AD12)*AD19/'Constants & Menus'!$D$12/('Constants & Menus'!$D$11*'Constants & Menus'!$D$9))","v":0.65605181096395682},{"$f":"IF(AND(AE40>=StandardYear,(AE40-StandardYear)<_201to500Life),\n(AE11-AE12)*AE20/'Constants & Menus'!$D$12/('Constants & Menus'!$D$11*'Constants & Menus'!$D$9),\n(AE11-AE12)*AE19/'Constants & Menus'!$D$12/('Constants & Menus'!$D$11*'Constants & Menus'!$D$9))","v":0.67454808613294992},{"$f":"IF(AND(AF40>=StandardYear,(AF40-StandardYear)<_201to500Life),\n(AF11-AF12)*AF20/'Constants & Menus'!$D$12/('Constants & Menus'!$D$11*'Constants & Menus'!$D$9),\n(AF11-AF12)*AF19/'Constants & Menus'!$D$12/('Constants & Menus'!$D$11*'Constants & Menus'!$D$9))","v":0.69305595622444804},{"$f":"IF(AND(AG40>=StandardYear,(AG40-StandardYear)<_201to500Life),\n(AG11-AG12)*AG20/'Constants & Menus'!$D$12/('Constants & Menus'!$D$11*'Constants & Menus'!$D$9),\n(AG11-AG12)*AG19/'Constants & Menus'!$D$12/('Constants & Menus'!$D$11*'Constants & Menus'!$D$9))","v":0.7151847640449599}]
[null,null,"Cumulative Savings",{"$f":"IFERROR(C42+D41,0)","v":0},{"$f":"IFERROR(D42+E41,0)","v":0},0,0,0,0,0,0,0,0,0,0.37287808728812122,0.78045918717794582,1.2066033090027282,1.6500280622290078,2.1093981495389964,2.5814027811695723,3.0702013714261804,3.579217855674294,4.1099916454651577,4.6642574997792439,5.2410890400134624,5.8368608495321475,6.4480581432230331,7.0749148640788668,7.7176767452898494,8.3737285562538055,9.0482766423867549,9.7413325986112032,10.456517362656163,{"$f":"SUM(D42:AG42)","v":94.062892750796536}]
[null,null,"DOE Aggregate Lifecycle Savings (formerly DOE Carbon proxy)",{"$f":"SUM($D$42:D42)","v":0},{"$f":"SUM($D$42:E42)","v":0},{"$f":"SUM($D$42:F42)","v":0},{"$f":"SUM($D$42:G42)","v":0},{"$f":"SUM($D$42:H42)","v":0},{"$f":"SUM($D$42:I42)","v":0},{"$f":"SUM($D$42:J42)","v":0},{"$f":"SUM($D$42:K42)","v":0},{"$f":"SUM($D$42:L42)","v":0},{"$f":"SUM($D$42:M42)","v":0},{"$f":"SUM($D$42:N42)","v":0},{"$f":"SUM($D$42:O42)","v":0.37287808728812122},{"$f":"SUM($D$42:P42)","v":1.153337274466067},{"$f":"SUM($D$42:Q42)","v":2.359940583468795},{"$f":"SUM($D$42:R42)","v":4.0099686456978025},{"$f":"SUM($D$42:S42)","v":6.1193667952367985},{"$f":"SUM($D$42:T42)","v":8.7007695764063708},{"$f":"SUM($D$42:U42)","v":11.770970947832552},{"$f":"SUM($D$42:V42)","v":15.350188803506846},{"$f":"SUM($D$42:W42)","v":19.460180448972004},{"$f":"SUM($D$42:X42)","v":24.124437948751247},{"$f":"SUM($D$42:Y42)","v":29.36552698876471},{"$f":"SUM($D$42:Z42)","v":35.202387838296858},{"$f":"SUM($D$42:AA42)","v":41.650445981519894},{"$f":"SUM($D$42:AB42)","v":48.725360845598757},{"$f":"SUM($D$42:AC42)","v":56.443037590888608},{"$f":"SUM($D$42:AD42)","v":64.816766147142417},{"$f":"SUM($D$42:AE42)","v":73.86504278952917},{"$f":"SUM($D$42:AF42)","v":83.606375388140378},{"$f":"SUM($D$42:AG42)","v":94.062892750796536}]
[null,null,"Check",null,{"$f":"ROUND(E42-D42-E41,3)","v":0},{"$f":"ROUND(F42-E42-F41,3)","v":0},0,0,0,0,0,0,0,0,0,0,0,0,0,0,0,0,0,0,0,0,0,0,0,0,0,0,0]

{"sheet":"Results - ALL","index":33,"n_rows":44,"n_cols":34,"rows_kept":44,"cut":false,"hidden":false,"merged":[]}
[]
[null,null,"RESULTS  - All Motors"]
[]
[null,null,"NAVIGATION"]
[]
[null,null,"COMMENTS"]
[]
[]
[null,null,"Unit Energy Consumption (kWh/year) ",2005,{"$f":"D9+1","v":2006},{"$f":"E9+1","v":2007},2008,2009,2010,2011,2012,2013,2014,2015,2016,2017,2018,2019,2020,2021,2022,2023,2024,2025,2026,2027,2028,2029,2030,2031,2032,2033,2034,"Total "]
[null,null,"Council's Pre-case Shipment UEC","--","--","--","--","--","--","--","--","--","--","--","--","--","--","--","--","--","--","--","--","--","--","--","--","--","--","--","--","--","--"]
[null,null,{"$f":"'UEC - 1-5 HP'!$X$9&\" - \"&'UEC - 1-5 HP'!X11","v":"Market UEC (Shipment Weighted Average) - PRE-Case UEC"},{"$f":"'Results - 1-5 HP'!D11*HLOOKUP('Results - ALL'!D$9,'Product Class Dist'!$D$43:$BE$49,2,FALSE)+'Results - 6-20 HP'!D11*HLOOKUP('Results - ALL'!D$9,'Product Class Dist'!$D$43:$BE$49,3,FALSE)+'Results - 21-50 HP'!D11*HLOOKUP('Results - ALL'!D$9,'Product Class Dist'!$D$43:$BE$49,4,FALSE)+'Results - 51-100 HP'!D11*HLOOKUP('Results - ALL'!D$9,'Product Class Dist'!$D$43:$BE$49,5,FALSE)+'Results - 101-200 HP'!D11*HLOOKUP('Results - ALL'!D$9,'Product Class Dist'!$D$43:$BE$49,6,FALSE)+'Results - 201-500 HP'!D11*HLOOKUP('Results - ALL'!D$9,'Product Class Dist'!$D$43:$BE$49,7,FALSE)","v":19507.79104490859},{"$f":"'Results - 1-5 HP'!E11*HLOOKUP('Results - ALL'!E$9,'Product Class Dist'!$D$43:$BE$49,2,FALSE)+'Results - 6-20 HP'!E11*HLOOKUP('Results - ALL'!E$9,'Product Class Dist'!$D$43:$BE$49,3,FALSE)+'Results - 21-50 HP'!E11*HLOOKUP('Results - ALL'!E$9,'Product Class Dist'!$D$43:$BE$49,4,FALSE)+'Results - 51-100 HP'!E11*HLOOKUP('Results - ALL'!E$9,'Product Class Dist'!$D$43:$BE$49,5,FALSE)+'Results - 101-200 HP'!E11*HLOOKUP('Results - ALL'!E$9,'Product Class Dist'!$D$43:$BE$49,6,FALSE)+'Results - 201-500 HP'!E11*HLOOKUP('Results - ALL'!E$9,'Product Class Dist'!$D$43:$BE$49,7,FALSE)","v":19507.791044908579},{"$f":"'Results - 1-5 HP'!F11*HLOOKUP('Results - ALL'!F$9,'Product Class Dist'!$D$43:$BE$49,2,FALSE)+'Results - 6-20 HP'!F11*HLOOKUP('Results - ALL'!F$9,'Product Class Dist'!$D$43:$BE$49,3,FALSE)+'Results - 21-50 HP'!F11*HLOOKUP('Results - ALL'!F$9,'Product Class Dist'!$D$43:$BE$49,4,FALSE)+'Results - 51-100 HP'!F11*HLOOKUP('Results - ALL'!F$9,'Product Class Dist'!$D$43:$BE$49,5,FALSE)+'Results - 101-200 HP'!F11*HLOOKUP('Results - ALL'!F$9,'Product Class Dist'!$D$43:$BE$49,6,FALSE)+'Results - 201-500 HP'!F11*HLOOKUP('Results - ALL'!F$9,'Product Class Dist'!$D$43:$BE$49,7,FALSE)","v":19507.79104490859},{"$f":"'Results - 1-5 HP'!G11*HLOOKUP('Results - ALL'!G$9,'Product Class Dist'!$D$43:$BE$49,2,FALSE)+'Results - 6-20 HP'!G11*HLOOKUP('Results - ALL'!G$9,'Product Class Dist'!$D$43:$BE$49,3,FALSE)+'Results - 21-50 HP'!G11*HLOOKUP('Results - ALL'!G$9,'Product Class Dist'!$D$43:$BE$49,4,FALSE)+'Results - 51-100 HP'!G11*HLOOKUP('Results - ALL'!G$9,'Product Class Dist'!$D$43:$BE$49,5,FALSE)+'Results - 101-200 HP'!G11*HLOOKUP('Results - ALL'!G$9,'Product Class Dist'!$D$43:$BE$49,6,FALSE)+'Results - 201-500 HP'!G11*HLOOKUP('Results - ALL'!G$9,'Product Class Dist'!$D$43:$BE$49,7,FALSE)","v":19507.79104490859},{"$f":"'Results - 1-5 HP'!H11*HLOOKUP('Results - ALL'!H$9,'Product Class Dist'!$D$43:$BE$49,2,FALSE)+'Results - 6-20 HP'!H11*HLOOKUP('Results - ALL'!H$9,'Product Class Dist'!$D$43:$BE$49,3,FALSE)+'Results - 21-50 HP'!H11*HLOOKUP('Results - ALL'!H$9,'Product Class Dist'!$D$43:$BE$49,4,FALSE)+'Results - 51-100 HP'!H11*HLOOKUP('Results - ALL'!H$9,'Product Class Dist'!$D$43:$BE$49,5,FALSE)+'Results - 101-200 HP'!H11*HLOOKUP('Results - ALL'!H$9,'Product Class Dist'!$D$43:$BE$49,6,FALSE)+'Results - 201-500 HP'!H11*HLOOKUP('Results - ALL'!H$9,'Product Class Dist'!$D$43:$BE$49,7,FALSE)","v":19507.79104490859},{"$f":"'Results - 1-5 HP'!I11*HLOOKUP('Results - ALL'!I$9,'Product Class Dist'!$D$43:$BE$49,2,FALSE)+'Results - 6-20 HP'!I11*HLOOKUP('Results - ALL'!I$9,'Product Class Dist'!$D$43:$BE$49,3,FALSE)+'Results - 21-50 HP'!I11*HLOOKUP('Results - ALL'!I$9,'Product Class Dist'!$D$43:$BE$49,4,FALSE)+'Results - 51-100 HP'!I11*HLOOKUP('Results - ALL'!I$9,'Product Class Dist'!$D$43:$BE$49,5,FALSE)+'Results - 101-200 HP'!I11*HLOOKUP('Results - ALL'!I$9,'Product Class Dist'!$D$43:$BE$49,6,FALSE)+'Results - 201-500 HP'!I11*HLOOKUP('Results - ALL'!I$9,'Product Class Dist'!$D$43:$BE$49,7,FALSE)","v":19095.067051079379},{"$f":"'Results - 1-5 HP'!J11*HLOOKUP('Results - ALL'!J$9,'Product Class Dist'!$D$43:$BE$49,2,FALSE)+'Results - 6-20 HP'!J11*HLOOKUP('Results - ALL'!J$9,'Product Class Dist'!$D$43:$BE$49,3,FALSE)+'Results - 21-50 HP'!J11*HLOOKUP('Results - ALL'!J$9,'Product Class Dist'!$D$43:$BE$49,4,FALSE)+'Results - 51-100 HP'!J11*HLOOKUP('Results - ALL'!J$9,'Product Class Dist'!$D$43:$BE$49,5,FALSE)+'Results - 101-200 HP'!J11*HLOOKUP('Results - ALL'!J$9,'Product Class Dist'!$D$43:$BE$49,6,FALSE)+'Results - 201-500 HP'!J11*HLOOKUP('Results - ALL'!J$9,'Product Class Dist'!$D$43:$BE$49,7,FALSE)","v":19095.067051079375},{"$f":"'Results - 1-5 HP'!K11*HLOOKUP('Results - ALL'!K$9,'Product Class Dist'!$D$43:$BE$49,2,FALSE)+'Results - 6-20 HP'!K11*HLOOKUP('Results - ALL'!K$9,'Product Class Dist'!$D$43:$BE$49,3,FALSE)+'Results - 21-50 HP'!K11*HLOOKUP('Results - ALL'!K$9,'Product Class Dist'!$D$43:$BE$49,4,FALSE)+'Results - 51-100 HP'!K11*HLOOKUP('Results - ALL'!K$9,'Product Class Dist'!$D$43:$BE$49,5,FALSE)+'Results - 101-200 HP'!K11*HLOOKUP('Results - ALL'!K$9,'Product Class Dist'!$D$43:$BE$49,6,FALSE)+'Results - 201-500 HP'!K11*HLOOKUP('Results - ALL'!K$9,'Product Class Dist'!$D$43:$BE$49,7,FALSE)","v":19095.067051079375},{"$f":"'Results - 1-5 HP'!L11*HLOOKUP('Results - ALL'!L$9,'Product Class Dist'!$D$43:$BE$49,2,FALSE)+'Results - 6-20 HP'!L11*HLOOKUP('Results - ALL'!L$9,'Product Class Dist'!$D$43:$BE$49,3,FALSE)+'Results - 21-50 HP'!L11*HLOOKUP('Results - ALL'!L$9,'Product Class Dist'!$D$43:$BE$49,4,FALSE)+'Results - 51-100 HP'!L11*HLOOKUP('Results - ALL'!L$9,'Product Class Dist'!$D$43:$BE$49,5,FALSE)+'Results - 101-200 HP'!L11*HLOOKUP('Results - ALL'!L$9,'Product Class Dist'!$D$43:$BE$49,6,FALSE)+'Results - 201-500 HP'!L11*HLOOKUP('Results - ALL'!L$9,'Product Class Dist'!$D$43:$BE$49,7,FALSE)","v":19095.067051079375},{"$f":"'Results - 1-5 HP'!M11*HLOOKUP('Results - ALL'!M$9,'Product Class Dist'!$D$43:$BE$49,2,FALSE)+'Results - 6-20 HP'!M11*HLOOKUP('Results - ALL'!M$9,'Product Class Dist'!$D$43:$BE$49,3,FALSE)+'Results - 21-50 HP'!M11*HLOOKUP('Results - ALL'!M$9,'Product Class Dist'!$D$43:$BE$49,4,FALSE)+'Results - 51-100 HP'!M11*HLOOKUP('Results - ALL'!M$9,'Product Class Dist'!$D$43:$BE$49,5,FALSE)+'Results - 101-200 HP'!M11*HLOOKUP('Results - ALL'!M$9,'Product Class Dist'!$D$43:$BE$49,6,FALSE)+'Results - 201-500 HP'!M11*HLOOKUP('Results - ALL'!M$9,'Product Class Dist'!$D$43:$BE$49,7,FALSE)","v":19095.067051079379},{"$f":"'Results - 1-5 HP'!N11*HLOOKUP('Results - ALL'!N$9,'Product Class Dist'!$D$43:$BE$49,2,FALSE)+'Results - 6-20 HP'!N11*HLOOKUP('Results - ALL'!N$9,'Product Class Dist'!$D$43:$BE$49,3,FALSE)+'Results - 21-50 HP'!N11*HLOOKUP('Results - ALL'!N$9,'Product Class Dist'!$D$43:$BE$49,4,FALSE)+'Results - 51-100 HP'!N11*HLOOKUP('Results - ALL'!N$9,'Product Class Dist'!$D$43:$BE$49,5,FALSE)+'Results - 101-200 HP'!N11*HLOOKUP('Results - ALL'!N$9,'Product Class Dist'!$D$43:$BE$49,6,FALSE)+'Results - 201-500 HP'!N11*HLOOKUP('Results - ALL'!N$9,'Product Class Dist'!$D$43:$BE$49,7,FALSE)","v":19095.067051079375},{"$f":"'Results - 1-5 HP'!O11*HLOOKUP('Results - ALL'!O$9,'Product Class Dist'!$D$43:$BE$49,2,FALSE)+'Results - 6-20 HP'!O11*HLOOKUP('Results - ALL'!O$9,'Product Class Dist'!$D$43:$BE$49,3,FALSE)+'Results - 21-50 HP'!O11*HLOOKUP('Results - ALL'!O$9,'Product Class Dist'!$D$43:$BE$49,4,FALSE)+'Results - 51-100 HP'!O11*HLOOKUP('Results - ALL'!O$9,'Product Class Dist'!$D$43:$BE$49,5,FALSE)+'Results - 101-200 HP'!O11*HLOOKUP('Results - ALL'!O$9,'Product Class Dist'!$D$43:$BE$49,6,FALSE)+'Results - 201-500 HP'!O11*HLOOKUP('Results - ALL'!O$9,'Product Class Dist'!$D$43:$BE$49,7,FALSE)","v":19095.067051079379},{"$f":"'Results - 1-5 HP'!P11*HLOOKUP('Results - ALL'!P$9,'Product Class Dist'!$D$43:$BE$49,2,FALSE)+'Results - 6-20 HP'!P11*HLOOKUP('Results - ALL'!P$9,'Product Class Dist'!$D$43:$BE$49,3,FALSE)+'Results - 21-50 HP'!P11*HLOOKUP('Results - ALL'!P$9,'Product Class Dist'!$D$43:$BE$49,4,FALSE)+'Results - 51-100 HP'!P11*HLOOKUP('Results - ALL'!P$9,'Product Class Dist'!$D$43:$BE$49,5,FALSE)+'Results - 101-200 HP'!P11*HLOOKUP('Results - ALL'!P$9,'Product Class Dist'!$D$43:$BE$49,6,FALSE)+'Results - 201-500 HP'!P11*HLOOKUP('Results - ALL'!P$9,'Product Class Dist'!$D$43:$BE$49,7,FALSE)","v":19090.425260534885},{"$f":"'Results - 1-5 HP'!Q11*HLOOKUP('Results - ALL'!Q$9,'Product Class Dist'!$D$43:$BE$49,2,FALSE)+'Results - 6-20 HP'!Q11*HLOOKUP('Results - ALL'!Q$9,'Product Class Dist'!$D$43:$BE$49,3,FALSE)+'Results - 21-50 HP'!Q11*HLOOKUP('Results - ALL'!Q$9,'Product Class Dist'!$D$43:$BE$49,4,FALSE)+'Results - 51-100 HP'!Q11*HLOOKUP('Results - ALL'!Q$9,'Product Class Dist'!$D$43:$BE$49,5,FALSE)+'Results - 101-200 HP'!Q11*HLOOKUP('Results - ALL'!Q$9,'Product Class Dist'!$D$43:$BE$49,6,FALSE)+'Results - 201-500 HP'!Q11*HLOOKUP('Results - ALL'!Q$9,'Product Class Dist'!$D$43:$BE$49,7,FALSE)","v":19086.05184768785},{"$f":"'Results - 1-5 HP'!R11*HLOOKUP('Results - ALL'!R$9,'Product Class Dist'!$D$43:$BE$49,2,FALSE)+'Results - 6-20 HP'!R11*HLOOKUP('Results - ALL'!R$9,'Product Class Dist'!$D$43:$BE$49,3,FALSE)+'Results - 21-50 HP'!R11*HLOOKUP('Results - ALL'!R$9,'Product Class Dist'!$D$43:$BE$49,4,FALSE)+'Results - 51-100 HP'!R11*HLOOKUP('Results - ALL'!R$9,'Product Class Dist'!$D$43:$BE$49,5,FALSE)+'Results - 101-200 HP'!R11*HLOOKUP('Results - ALL'!R$9,'Product Class Dist'!$D$43:$BE$49,6,FALSE)+'Results - 201-500 HP'!R11*HLOOKUP('Results - ALL'!R$9,'Product Class Dist'!$D$43:$BE$49,7,FALSE)","v":19081.917467512143},{"$f":"'Results - 1-5 HP'!S11*HLOOKUP('Results - ALL'!S$9,'Product Class Dist'!$D$43:$BE$49,2,FALSE)+'Results - 6-20 HP'!S11*HLOOKUP('Results - ALL'!S$9,'Product Class Dist'!$D$43:$BE$49,3,FALSE)+'Results - 21-50 HP'!S11*HLOOKUP('Results - ALL'!S$9,'Product Class Dist'!$D$43:$BE$49,4,FALSE)+'Results - 51-100 HP'!S11*HLOOKUP('Results - ALL'!S$9,'Product Class Dist'!$D$43:$BE$49,5,FALSE)+'Results - 101-200 HP'!S11*HLOOKUP('Results - ALL'!S$9,'Product Class Dist'!$D$43:$BE$49,6,FALSE)+'Results - 201-500 HP'!S11*HLOOKUP('Results - ALL'!S$9,'Product Class Dist'!$D$43:$BE$49,7,FALSE)","v":19077.997339488396},{"$f":"'Results - 1-5 HP'!T11*HLOOKUP('Results - ALL'!T$9,'Product Class Dist'!$D$43:$BE$49,2,FALSE)+'Results - 6-20 HP'!T11*HLOOKUP('Results - ALL'!T$9,'Product Class Dist'!$D$43:$BE$49,3,FALSE)+'Results - 21-50 HP'!T11*HLOOKUP('Results - ALL'!T$9,'Product Class Dist'!$D$43:$BE$49,4,FALSE)+'Results - 51-100 HP'!T11*HLOOKUP('Results - ALL'!T$9,'Product Class Dist'!$D$43:$BE$49,5,FALSE)+'Results - 101-200 HP'!T11*HLOOKUP('Results - ALL'!T$9,'Product Class Dist'!$D$43:$BE$49,6,FALSE)+'Results - 201-500 HP'!T11*HLOOKUP('Results - ALL'!T$9,'Product Class Dist'!$D$43:$BE$49,7,FALSE)","v":19074.270347430243},{"$f":"'Results - 1-5 HP'!U11*HLOOKUP('Results - ALL'!U$9,'Product Class Dist'!$D$43:$BE$49,2,FALSE)+'Results - 6-20 HP'!U11*HLOOKUP('Results - ALL'!U$9,'Product Class Dist'!$D$43:$BE$49,3,FALSE)+'Results - 21-50 HP'!U11*HLOOKUP('Results - ALL'!U$9,'Product Class Dist'!$D$43:$BE$49,4,FALSE)+'Results - 51-100 HP'!U11*HLOOKUP('Results - ALL'!U$9,'Product Class Dist'!$D$43:$BE$49,5,FALSE)+'Results - 101-200 HP'!U11*HLOOKUP('Results - ALL'!U$9,'Product Class Dist'!$D$43:$BE$49,6,FALSE)+'Results - 201-500 HP'!U11*HLOOKUP('Results - ALL'!U$9,'Product Class Dist'!$D$43:$BE$49,7,FALSE)","v":19070.718350828716},{"$f":"'Results - 1-5 HP'!V11*HLOOKUP('Results - ALL'!V$9,'Product Class Dist'!$D$43:$BE$49,2,FALSE)+'Results - 6-20 HP'!V11*HLOOKUP('Results - ALL'!V$9,'Product Class Dist'!$D$43:$BE$49,3,FALSE)+'Results - 21-50 HP'!V11*HLOOKUP('Results - ALL'!V$9,'Product Class Dist'!$D$43:$BE$49,4,FALSE)+'Results - 51-100 HP'!V11*HLOOKUP('Results - ALL'!V$9,'Product Class Dist'!$D$43:$BE$49,5,FALSE)+'Results - 101-200 HP'!V11*HLOOKUP('Results - ALL'!V$9,'Product Class Dist'!$D$43:$BE$49,6,FALSE)+'Results - 201-500 HP'!V11*HLOOKUP('Results - ALL'!V$9,'Product Class Dist'!$D$43:$BE$49,7,FALSE)","v":19067.325650740499},{"$f":"'Results - 1-5 HP'!W11*HLOOKUP('Results - ALL'!W$9,'Product Class Dist'!$D$43:$BE$49,2,FALSE)+'Results - 6-20 HP'!W11*HLOOKUP('Results - ALL'!W$9,'Product Class Dist'!$D$43:$BE$49,3,FALSE)+'Results - 21-50 HP'!W11*HLOOKUP('Results - ALL'!W$9,'Product Class Dist'!$D$43:$BE$49,4,FALSE)+'Results - 51-100 HP'!W11*HLOOKUP('Results - ALL'!W$9,'Product Class Dist'!$D$43:$BE$49,5,FALSE)+'Results - 101-200 HP'!W11*HLOOKUP('Results - ALL'!W$9,'Product Class Dist'!$D$43:$BE$49,6,FALSE)+'Results - 201-500 HP'!W11*HLOOKUP('Results - ALL'!W$9,'Product Class Dist'!$D$43:$BE$49,7,FALSE)","v":19064.078570383626},{"$f":"'Results - 1-5 HP'!X11*HLOOKUP('Results - ALL'!X$9,'Product Class Dist'!$D$43:$BE$49,2,FALSE)+'Results - 6-20 HP'!X11*HLOOKUP('Results - ALL'!X$9,'Product Class Dist'!$D$43:$BE$49,3,FALSE)+'Results - 21-50 HP'!X11*HLOOKUP('Results - ALL'!X$9,'Product Class Dist'!$D$43:$BE$49,4,FALSE)+'Results - 51-100 HP'!X11*HLOOKUP('Results - ALL'!X$9,'Product Class Dist'!$D$43:$BE$49,5,FALSE)+'Results - 101-200 HP'!X11*HLOOKUP('Results - ALL'!X$9,'Product Class Dist'!$D$43:$BE$49,6,FALSE)+'Results - 201-500 HP'!X11*HLOOKUP('Results - ALL'!X$9,'Product Class Dist'!$D$43:$BE$49,7,FALSE)","v":19060.96512209213},{"$f":"'Results - 1-5 HP'!Y11*HLOOKUP('Results - ALL'!Y$9,'Product Class Dist'!$D$43:$BE$49,2,FALSE)+'Results - 6-20 HP'!Y11*HLOOKUP('Results - ALL'!Y$9,'Product Class Dist'!$D$43:$BE$49,3,FALSE)+'Results - 21-50 HP'!Y11*HLOOKUP('Results - ALL'!Y$9,'Product Class Dist'!$D$43:$BE$49,4,FALSE)+'Results - 51-100 HP'!Y11*HLOOKUP('Results - ALL'!Y$9,'Product Class Dist'!$D$43:$BE$49,5,FALSE)+'Results - 101-200 HP'!Y11*HLOOKUP('Results - ALL'!Y$9,'Product Class Dist'!$D$43:$BE$49,6,FALSE)+'Results - 201-500 HP'!Y11*HLOOKUP('Results - ALL'!Y$9,'Product Class Dist'!$D$43:$BE$49,7,FALSE)","v":19057.974740132508},{"$f":"'Results - 1-5 HP'!Z11*HLOOKUP('Results - ALL'!Z$9,'Product Class Dist'!$D$43:$BE$49,2,FALSE)+'Results - 6-20 HP'!Z11*HLOOKUP('Results - ALL'!Z$9,'Product Class Dist'!$D$43:$BE$49,3,FALSE)+'Results - 21-50 HP'!Z11*HLOOKUP('Results - ALL'!Z$9,'Product Class Dist'!$D$43:$BE$49,4,FALSE)+'Results - 51-100 HP'!Z11*HLOOKUP('Results - ALL'!Z$9,'Product Class Dist'!$D$43:$BE$49,5,FALSE)+'Results - 101-200 HP'!Z11*HLOOKUP('Results - ALL'!Z$9,'Product Class Dist'!$D$43:$BE$49,6,FALSE)+'Results - 201-500 HP'!Z11*HLOOKUP('Results - ALL'!Z$9,'Product Class Dist'!$D$43:$BE$49,7,FALSE)","v":19055.09806434541},{"$f":"'Results - 1-5 HP'!AA11*HLOOKUP('Results - ALL'!AA$9,'Product Class Dist'!$D$43:$BE$49,2,FALSE)+'Results - 6-20 HP'!AA11*HLOOKUP('Results - ALL'!AA$9,'Product Class Dist'!$D$43:$BE$49,3,FALSE)+'Results - 21-50 HP'!AA11*HLOOKUP('Results - ALL'!AA$9,'Product Class Dist'!$D$43:$BE$49,4,FALSE)+'Results - 51-100 HP'!AA11*HLOOKUP('Results - ALL'!AA$9,'Product Class Dist'!$D$43:$BE$49,5,FALSE)+'Results - 101-200 HP'!AA11*HLOOKUP('Results - ALL'!AA$9,'Product Class Dist'!$D$43:$BE$49,6,FALSE)+'Results - 201-500 HP'!AA11*HLOOKUP('Results - ALL'!AA$9,'Product Class Dist'!$D$43:$BE$49,7,FALSE)","v":19052.326763434539},{"$f":"'Results - 1-5 HP'!AB11*HLOOKUP('Results - ALL'!AB$9,'Product Class Dist'!$D$43:$BE$49,2,FALSE)+'Results - 6-20 HP'!AB11*HLOOKUP('Results - ALL'!AB$9,'Product Class Dist'!$D$43:$BE$49,3,FALSE)+'Results - 21-50 HP'!AB11*HLOOKUP('Results - ALL'!AB$9,'Product Class Dist'!$D$43:$BE$49,4,FALSE)+'Results - 51-100 HP'!AB11*HLOOKUP('Results - ALL'!AB$9,'Product Class Dist'!$D$43:$BE$49,5,FALSE)+'Results - 101-200 HP'!AB11*HLOOKUP('Results - ALL'!AB$9,'Product Class Dist'!$D$43:$BE$49,6,FALSE)+'Results - 201-500 HP'!AB11*HLOOKUP('Results - ALL'!AB$9,'Product Class Dist'!$D$43:$BE$49,7,FALSE)","v":19049.999254617596},{"$f":"'Results - 1-5 HP'!AC11*HLOOKUP('Results - ALL'!AC$9,'Product Class Dist'!$D$43:$BE$49,2,FALSE)+'Results - 6-20 HP'!AC11*HLOOKUP('Results - ALL'!AC$9,'Product Class Dist'!$D$43:$BE$49,3,FALSE)+'Results - 21-50 HP'!AC11*HLOOKUP('Results - ALL'!AC$9,'Product Class Dist'!$D$43:$BE$49,4,FALSE)+'Results - 51-100 HP'!AC11*HLOOKUP('Results - ALL'!AC$9,'Product Class Dist'!$D$43:$BE$49,5,FALSE)+'Results - 101-200 HP'!AC11*HLOOKUP('Results - ALL'!AC$9,'Product Class Dist'!$D$43:$BE$49,6,FALSE)+'Results - 201-500 HP'!AC11*HLOOKUP('Results - ALL'!AC$9,'Product Class Dist'!$D$43:$BE$49,7,FALSE)","v":19047.793568048844},{"$f":"'Results - 1-5 HP'!AD11*HLOOKUP('Results - ALL'!AD$9,'Product Class Dist'!$D$43:$BE$49,2,FALSE)+'Results - 6-20 HP'!AD11*HLOOKUP('Results - ALL'!AD$9,'Product Class Dist'!$D$43:$BE$49,3,FALSE)+'Results - 21-50 HP'!AD11*HLOOKUP('Results - ALL'!AD$9,'Product Class Dist'!$D$43:$BE$49,4,FALSE)+'Results - 51-100 HP'!AD11*HLOOKUP('Results - ALL'!AD$9,'Product Class Dist'!$D$43:$BE$49,5,FALSE)+'Results - 101-200 HP'!AD11*HLOOKUP('Results - ALL'!AD$9,'Product Class Dist'!$D$43:$BE$49,6,FALSE)+'Results - 201-500 HP'!AD11*HLOOKUP('Results - ALL'!AD$9,'Product Class Dist'!$D$43:$BE$49,7,FALSE)","v":19045.719486484719},{"$f":"'Results - 1-5 HP'!AE11*HLOOKUP('Results - ALL'!AE$9,'Product Class Dist'!$D$43:$BE$49,2,FALSE)+'Results - 6-20 HP'!AE11*HLOOKUP('Results - ALL'!AE$9,'Product Class Dist'!$D$43:$BE$49,3,FALSE)+'Results - 21-50 HP'!AE11*HLOOKUP('Results - ALL'!AE$9,'Product Class Dist'!$D$43:$BE$49,4,FALSE)+'Results - 51-100 HP'!AE11*HLOOKUP('Results - ALL'!AE$9,'Product Class Dist'!$D$43:$BE$49,5,FALSE)+'Results - 101-200 HP'!AE11*HLOOKUP('Results - ALL'!AE$9,'Product Class Dist'!$D$43:$BE$49,6,FALSE)+'Results - 201-500 HP'!AE11*HLOOKUP('Results - ALL'!AE$9,'Product Class Dist'!$D$43:$BE$49,7,FALSE)","v":19043.799851631476},{"$f":"'Results - 1-5 HP'!AF11*HLOOKUP('Results - ALL'!AF$9,'Product Class Dist'!$D$43:$BE$49,2,FALSE)+'Results - 6-20 HP'!AF11*HLOOKUP('Results - ALL'!AF$9,'Product Class Dist'!$D$43:$BE$49,3,FALSE)+'Results - 21-50 HP'!AF11*HLOOKUP('Results - ALL'!AF$9,'Product Class Dist'!$D$43:$BE$49,4,FALSE)+'Results - 51-100 HP'!AF11*HLOOKUP('Results - ALL'!AF$9,'Product Class Dist'!$D$43:$BE$49,5,FALSE)+'Results - 101-200 HP'!AF11*HLOOKUP('Results - ALL'!AF$9,'Product Class Dist'!$D$43:$BE$49,6,FALSE)+'Results - 201-500 HP'!AF11*HLOOKUP('Results - ALL'!AF$9,'Product Class Dist'!$D$43:$BE$49,7,FALSE)","v":19041.939647416053},{"$f":"'Results - 1-5 HP'!AG11*HLOOKUP('Results - ALL'!AG$9,'Product Class Dist'!$D$43:$BE$49,2,FALSE)+'Results - 6-20 HP'!AG11*HLOOKUP('Results - ALL'!AG$9,'Product Class Dist'!$D$43:$BE$49,3,FALSE)+'Results - 21-50 HP'!AG11*HLOOKUP('Results - ALL'!AG$9,'Product Class Dist'!$D$43:$BE$49,4,FALSE)+'Results - 51-100 HP'!AG11*HLOOKUP('Results - ALL'!AG$9,'Product Class Dist'!$D$43:$BE$49,5,FALSE)+'Results - 101-200 HP'!AG11*HLOOKUP('Results - ALL'!AG$9,'Product Class Dist'!$D$43:$BE$49,6,FALSE)+'Results - 201-500 HP'!AG11*HLOOKUP('Results - ALL'!AG$9,'Product Class Dist'!$D$43:$BE$49,7,FALSE)","v":19040.135304208132}]
[null,null,{"$f":"'UEC - 1-5 HP'!$X$9&\" - \"&'UEC - 1-5 HP'!X12","v":"Market UEC (Shipment Weighted Average) - POST-Case UEC"},{"$f":"'Results - 1-5 HP'!D12*HLOOKUP('Results - ALL'!D$9,'Product Class Dist'!$D$43:$BE$49,2,FALSE)+'Results - 6-20 HP'!D12*HLOOKUP('Results - ALL'!D$9,'Product Class Dist'!$D$43:$BE$49,3,FALSE)+'Results - 21-50 HP'!D12*HLOOKUP('Results - ALL'!D$9,'Product Class Dist'!$D$43:$BE$49,4,FALSE)+'Results - 51-100 HP'!D12*HLOOKUP('Results - ALL'!D$9,'Product Class Dist'!$D$43:$BE$49,5,FALSE)+'Results - 101-200 HP'!D12*HLOOKUP('Results - ALL'!D$9,'Product Class Dist'!$D$43:$BE$49,6,FALSE)+'Results - 201-500 HP'!D12*HLOOKUP('Results - ALL'!D$9,'Product Class Dist'!$D$43:$BE$49,7,FALSE)","v":19507.79104490859},{"$f":"'Results - 1-5 HP'!E12*HLOOKUP('Results - ALL'!E$9,'Product Class Dist'!$D$43:$BE$49,2,FALSE)+'Results - 6-20 HP'!E12*HLOOKUP('Results - ALL'!E$9,'Product Class Dist'!$D$43:$BE$49,3,FALSE)+'Results - 21-50 HP'!E12*HLOOKUP('Results - ALL'!E$9,'Product Class Dist'!$D$43:$BE$49,4,FALSE)+'Results - 51-100 HP'!E12*HLOOKUP('Results - ALL'!E$9,'Product Class Dist'!$D$43:$BE$49,5,FALSE)+'Results - 101-200 HP'!E12*HLOOKUP('Results - ALL'!E$9,'Product Class Dist'!$D$43:$BE$49,6,FALSE)+'Results - 201-500 HP'!E12*HLOOKUP('Results - ALL'!E$9,'Product Class Dist'!$D$43:$BE$49,7,FALSE)","v":19507.791044908579},{"$f":"'Results - 1-5 HP'!F12*HLOOKUP('Results - ALL'!F$9,'Product Class Dist'!$D$43:$BE$49,2,FALSE)+'Results - 6-20 HP'!F12*HLOOKUP('Results - ALL'!F$9,'Product Class Dist'!$D$43:$BE$49,3,FALSE)+'Results - 21-50 HP'!F12*HLOOKUP('Results - ALL'!F$9,'Product Class Dist'!$D$43:$BE$49,4,FALSE)+'Results - 51-100 HP'!F12*HLOOKUP('Results - ALL'!F$9,'Product Class Dist'!$D$43:$BE$49,5,FALSE)+'Results - 101-200 HP'!F12*HLOOKUP('Results - ALL'!F$9,'Product Class Dist'!$D$43:$BE$49,6,FALSE)+'Results - 201-500 HP'!F12*HLOOKUP('Results - ALL'!F$9,'Product Class Dist'!$D$43:$BE$49,7,FALSE)","v":19507.79104490859},{"$f":"'Results - 1-5 HP'!G12*HLOOKUP('Results - ALL'!G$9,'Product Class Dist'!$D$43:$BE$49,2,FALSE)+'Results - 6-20 HP'!G12*HLOOKUP('Results - ALL'!G$9,'Product Class Dist'!$D$43:$BE$49,3,FALSE)+'Results - 21-50 HP'!G12*HLOOKUP('Results - ALL'!G$9,'Product Class Dist'!$D$43:$BE$49,4,FALSE)+'Results - 51-100 HP'!G12*HLOOKUP('Results - ALL'!G$9,'Product Class Dist'!$D$43:$BE$49,5,FALSE)+'Results - 101-200 HP'!G12*HLOOKUP('Results - ALL'!G$9,'Product Class Dist'!$D$43:$BE$49,6,FALSE)+'Results - 201-500 HP'!G12*HLOOKUP('Results - ALL'!G$9,'Product Class Dist'!$D$43:$BE$49,7,FALSE)","v":19507.79104490859},{"$f":"'Results - 1-5 HP'!H12*HLOOKUP('Results - ALL'!H$9,'Product Class Dist'!$D$43:$BE$49,2,FALSE)+'Results - 6-20 HP'!H12*HLOOKUP('Results - ALL'!H$9,'Product Class Dist'!$D$43:$BE$49,3,FALSE)+'Results - 21-50 HP'!H12*HLOOKUP('Results - ALL'!H$9,'Product Class Dist'!$D$43:$BE$49,4,FALSE)+'Results - 51-100 HP'!H12*HLOOKUP('Results - ALL'!H$9,'Product Class Dist'!$D$43:$BE$49,5,FALSE)+'Results - 101-200 HP'!H12*HLOOKUP('Results - ALL'!H$9,'Product Class Dist'!$D$43:$BE$49,6,FALSE)+'Results - 201-500 HP'!H12*HLOOKUP('Results - ALL'!H$9,'Product Class Dist'!$D$43:$BE$49,7,FALSE)","v":19507.79104490859},{"$f":"'Results - 1-5 HP'!I12*HLOOKUP('Results - ALL'!I$9,'Product Class Dist'!$D$43:$BE$49,2,FALSE)+'Results - 6-20 HP'!I12*HLOOKUP('Results - ALL'!I$9,'Product Class Dist'!$D$43:$BE$49,3,FALSE)+'Results - 21-50 HP'!I12*HLOOKUP('Results - ALL'!I$9,'Product Class Dist'!$D$43:$BE$49,4,FALSE)+'Results - 51-100 HP'!I12*HLOOKUP('Results - ALL'!I$9,'Product Class Dist'!$D$43:$BE$49,5,FALSE)+'Results - 101-200 HP'!I12*HLOOKUP('Results - ALL'!I$9,'Product Class Dist'!$D$43:$BE$49,6,FALSE)+'Results - 201-500 HP'!I12*HLOOKUP('Results - ALL'!I$9,'Product Class Dist'!$D$43:$BE$49,7,FALSE)","v":19095.067051079379},{"$f":"'Results - 1-5 HP'!J12*HLOOKUP('Results - ALL'!J$9,'Product Class Dist'!$D$43:$BE$49,2,FALSE)+'Results - 6-20 HP'!J12*HLOOKUP('Results - ALL'!J$9,'Product Class Dist'!$D$43:$BE$49,3,FALSE)+'Results - 21-50 HP'!J12*HLOOKUP('Results - ALL'!J$9,'Product Class Dist'!$D$43:$BE$49,4,FALSE)+'Results - 51-100 HP'!J12*HLOOKUP('Results - ALL'!J$9,'Product Class Dist'!$D$43:$BE$49,5,FALSE)+'Results - 101-200 HP'!J12*HLOOKUP('Results - ALL'!J$9,'Product Class Dist'!$D$43:$BE$49,6,FALSE)+'Results - 201-500 HP'!J12*HLOOKUP('Results - ALL'!J$9,'Product Class Dist'!$D$43:$BE$49,7,FALSE)","v":19095.067051079375},{"$f":"'Results - 1-5 HP'!K12*HLOOKUP('Results - ALL'!K$9,'Product Class Dist'!$D$43:$BE$49,2,FALSE)+'Results - 6-20 HP'!K12*HLOOKUP('Results - ALL'!K$9,'Product Class Dist'!$D$43:$BE$49,3,FALSE)+'Results - 21-50 HP'!K12*HLOOKUP('Results - ALL'!K$9,'Product Class Dist'!$D$43:$BE$49,4,FALSE)+'Results - 51-100 HP'!K12*HLOOKUP('Results - ALL'!K$9,'Product Class Dist'!$D$43:$BE$49,5,FALSE)+'Results - 101-200 HP'!K12*HLOOKUP('Results - ALL'!K$9,'Product Class Dist'!$D$43:$BE$49,6,FALSE)+'Results - 201-500 HP'!K12*HLOOKUP('Results - ALL'!K$9,'Product Class Dist'!$D$43:$BE$49,7,FALSE)","v":19095.067051079375},{"$f":"'Results - 1-5 HP'!L12*HLOOKUP('Results - ALL'!L$9,'Product Class Dist'!$D$43:$BE$49,2,FALSE)+'Results - 6-20 HP'!L12*HLOOKUP('Results - ALL'!L$9,'Product Class Dist'!$D$43:$BE$49,3,FALSE)+'Results - 21-50 HP'!L12*HLOOKUP('Results - ALL'!L$9,'Product Class Dist'!$D$43:$BE$49,4,FALSE)+'Results - 51-100 HP'!L12*HLOOKUP('Results - ALL'!L$9,'Product Class Dist'!$D$43:$BE$49,5,FALSE)+'Results - 101-200 HP'!L12*HLOOKUP('Results - ALL'!L$9,'Product Class Dist'!$D$43:$BE$49,6,FALSE)+'Results - 201-500 HP'!L12*HLOOKUP('Results - ALL'!L$9,'Product Class Dist'!$D$43:$BE$49,7,FALSE)","v":19095.067051079375},{"$f":"'Results - 1-5 HP'!M12*HLOOKUP('Results - ALL'!M$9,'Product Class Dist'!$D$43:$BE$49,2,FALSE)+'Results - 6-20 HP'!M12*HLOOKUP('Results - ALL'!M$9,'Product Class Dist'!$D$43:$BE$49,3,FALSE)+'Results - 21-50 HP'!M12*HLOOKUP('Results - ALL'!M$9,'Product Class Dist'!$D$43:$BE$49,4,FALSE)+'Results - 51-100 HP'!M12*HLOOKUP('Results - ALL'!M$9,'Product Class Dist'!$D$43:$BE$49,5,FALSE)+'Results - 101-200 HP'!M12*HLOOKUP('Results - ALL'!M$9,'Product Class Dist'!$D$43:$BE$49,6,FALSE)+'Results - 201-500 HP'!M12*HLOOKUP('Results - ALL'!M$9,'Product Class Dist'!$D$43:$BE$49,7,FALSE)","v":19095.067051079379},{"$f":"'Results - 1-5 HP'!N12*HLOOKUP('Results - ALL'!N$9,'Product Class Dist'!$D$43:$BE$49,2,FALSE)+'Results - 6-20 HP'!N12*HLOOKUP('Results - ALL'!N$9,'Product Class Dist'!$D$43:$BE$49,3,FALSE)+'Results - 21-50 HP'!N12*HLOOKUP('Results - ALL'!N$9,'Product Class Dist'!$D$43:$BE$49,4,FALSE)+'Results - 51-100 HP'!N12*HLOOKUP('Results - ALL'!N$9,'Product Class Dist'!$D$43:$BE$49,5,FALSE)+'Results - 101-200 HP'!N12*HLOOKUP('Results - ALL'!N$9,'Product Class Dist'!$D$43:$BE$49,6,FALSE)+'Results - 201-500 HP'!N12*HLOOKUP('Results - ALL'!N$9,'Product Class Dist'!$D$43:$BE$49,7,FALSE)","v":19095.067051079375},{"$f":"'Results - 1-5 HP'!O12*HLOOKUP('Results - ALL'!O$9,'Product Class Dist'!$D$43:$BE$49,2,FALSE)+'Results - 6-20 HP'!O12*HLOOKUP('Results - ALL'!O$9,'Product Class Dist'!$D$43:$BE$49,3,FALSE)+'Results - 21-50 HP'!O12*HLOOKUP('Results - ALL'!O$9,'Product Class Dist'!$D$43:$BE$49,4,FALSE)+'Results - 51-100 HP'!O12*HLOOKUP('Results - ALL'!O$9,'Product Class Dist'!$D$43:$BE$49,5,FALSE)+'Results - 101-200 HP'!O12*HLOOKUP('Results - ALL'!O$9,'Product Class Dist'!$D$43:$BE$49,6,FALSE)+'Results - 201-500 HP'!O12*HLOOKUP('Results - ALL'!O$9,'Product Class Dist'!$D$43:$BE$49,7,FALSE)","v":18932.068979779033},{"$f":"'Results - 1-5 HP'!P12*HLOOKUP('Results - ALL'!P$9,'Product Class Dist'!$D$43:$BE$49,2,FALSE)+'Results - 6-20 HP'!P12*HLOOKUP('Results - ALL'!P$9,'Product Class Dist'!$D$43:$BE$49,3,FALSE)+'Results - 21-50 HP'!P12*HLOOKUP('Results - ALL'!P$9,'Product Class Dist'!$D$43:$BE$49,4,FALSE)+'Results - 51-100 HP'!P12*HLOOKUP('Results - ALL'!P$9,'Product Class Dist'!$D$43:$BE$49,5,FALSE)+'Results - 101-200 HP'!P12*HLOOKUP('Results - ALL'!P$9,'Product Class Dist'!$D$43:$BE$49,6,FALSE)+'Results - 201-500 HP'!P12*HLOOKUP('Results - ALL'!P$9,'Product Class Dist'!$D$43:$BE$49,7,FALSE)","v":18924.555358179055},{"$f":"'Results - 1-5 HP'!Q12*HLOOKUP('Results - ALL'!Q$9,'Product Class Dist'!$D$43:$BE$49,2,FALSE)+'Results - 6-20 HP'!Q12*HLOOKUP('Results - ALL'!Q$9,'Product Class Dist'!$D$43:$BE$49,3,FALSE)+'Results - 21-50 HP'!Q12*HLOOKUP('Results - ALL'!Q$9,'Product Class Dist'!$D$43:$BE$49,4,FALSE)+'Results - 51-100 HP'!Q12*HLOOKUP('Results - ALL'!Q$9,'Product Class Dist'!$D$43:$BE$49,5,FALSE)+'Results - 101-200 HP'!Q12*HLOOKUP('Results - ALL'!Q$9,'Product Class Dist'!$D$43:$BE$49,6,FALSE)+'Results - 201-500 HP'!Q12*HLOOKUP('Results - ALL'!Q$9,'Product Class Dist'!$D$43:$BE$49,7,FALSE)","v":18920.452165875337},{"$f":"'Results - 1-5 HP'!R12*HLOOKUP('Results - ALL'!R$9,'Product Class Dist'!$D$43:$BE$49,2,FALSE)+'Results - 6-20 HP'!R12*HLOOKUP('Results - ALL'!R$9,'Product Class Dist'!$D$43:$BE$49,3,FALSE)+'Results - 21-50 HP'!R12*HLOOKUP('Results - ALL'!R$9,'Product Class Dist'!$D$43:$BE$49,4,FALSE)+'Results - 51-100 HP'!R12*HLOOKUP('Results - ALL'!R$9,'Product Class Dist'!$D$43:$BE$49,5,FALSE)+'Results - 101-200 HP'!R12*HLOOKUP('Results - ALL'!R$9,'Product Class Dist'!$D$43:$BE$49,6,FALSE)+'Results - 201-500 HP'!R12*HLOOKUP('Results - ALL'!R$9,'Product Class Dist'!$D$43:$BE$49,7,FALSE)","v":18917.613894801743},{"$f":"'Results - 1-5 HP'!S12*HLOOKUP('Results - ALL'!S$9,'Product Class Dist'!$D$43:$BE$49,2,FALSE)+'Results - 6-20 HP'!S12*HLOOKUP('Results - ALL'!S$9,'Product Class Dist'!$D$43:$BE$49,3,FALSE)+'Results - 21-50 HP'!S12*HLOOKUP('Results - ALL'!S$9,'Product Class Dist'!$D$43:$BE$49,4,FALSE)+'Results - 51-100 HP'!S12*HLOOKUP('Results - ALL'!S$9,'Product Class Dist'!$D$43:$BE$49,5,FALSE)+'Results - 101-200 HP'!S12*HLOOKUP('Results - ALL'!S$9,'Product Class Dist'!$D$43:$BE$49,6,FALSE)+'Results - 201-500 HP'!S12*HLOOKUP('Results - ALL'!S$9,'Product Class Dist'!$D$43:$BE$49,7,FALSE)","v":18915.441739086786},{"$f":"'Results - 1-5 HP'!T12*HLOOKUP('Results - ALL'!T$9,'Product Class Dist'!$D$43:$BE$49,2,FALSE)+'Results - 6-20 HP'!T12*HLOOKUP('Results - ALL'!T$9,'Product Class Dist'!$D$43:$BE$49,3,FALSE)+'Results - 21-50 HP'!T12*HLOOKUP('Results - ALL'!T$9,'Product Class Dist'!$D$43:$BE$49,4,FALSE)+'Results - 51-100 HP'!T12*HLOOKUP('Results - ALL'!T$9,'Product Class Dist'!$D$43:$BE$49,5,FALSE)+'Results - 101-200 HP'!T12*HLOOKUP('Results - ALL'!T$9,'Product Class Dist'!$D$43:$BE$49,6,FALSE)+'Results - 201-500 HP'!T12*HLOOKUP('Results - ALL'!T$9,'Product Class Dist'!$D$43:$BE$49,7,FALSE)","v":18913.68171614243},{"$f":"'Results - 1-5 HP'!U12*HLOOKUP('Results - ALL'!U$9,'Product Class Dist'!$D$43:$BE$49,2,FALSE)+'Results - 6-20 HP'!U12*HLOOKUP('Results - ALL'!U$9,'Product Class Dist'!$D$43:$BE$49,3,FALSE)+'Results - 21-50 HP'!U12*HLOOKUP('Results - ALL'!U$9,'Product Class Dist'!$D$43:$BE$49,4,FALSE)+'Results - 51-100 HP'!U12*HLOOKUP('Results - ALL'!U$9,'Product Class Dist'!$D$43:$BE$49,5,FALSE)+'Results - 101-200 HP'!U12*HLOOKUP('Results - ALL'!U$9,'Product Class Dist'!$D$43:$BE$49,6,FALSE)+'Results - 201-500 HP'!U12*HLOOKUP('Results - ALL'!U$9,'Product Class Dist'!$D$43:$BE$49,7,FALSE)","v":18912.202099002654},{"$f":"'Results - 1-5 HP'!V12*HLOOKUP('Results - ALL'!V$9,'Product Class Dist'!$D$43:$BE$49,2,FALSE)+'Results - 6-20 HP'!V12*HLOOKUP('Results - ALL'!V$9,'Product Class Dist'!$D$43:$BE$49,3,FALSE)+'Results - 21-50 HP'!V12*HLOOKUP('Results - ALL'!V$9,'Product Class Dist'!$D$43:$BE$49,4,FALSE)+'Results - 51-100 HP'!V12*HLOOKUP('Results - ALL'!V$9,'Product Class Dist'!$D$43:$BE$49,5,FALSE)+'Results - 101-200 HP'!V12*HLOOKUP('Results - ALL'!V$9,'Product Class Dist'!$D$43:$BE$49,6,FALSE)+'Results - 201-500 HP'!V12*HLOOKUP('Results - ALL'!V$9,'Product Class Dist'!$D$43:$BE$49,7,FALSE)","v":18910.925697593892},{"$f":"'Results - 1-5 HP'!W12*HLOOKUP('Results - ALL'!W$9,'Product Class Dist'!$D$43:$BE$49,2,FALSE)+'Results - 6-20 HP'!W12*HLOOKUP('Results - ALL'!W$9,'Product Class Dist'!$D$43:$BE$49,3,FALSE)+'Results - 21-50 HP'!W12*HLOOKUP('Results - ALL'!W$9,'Product Class Dist'!$D$43:$BE$49,4,FALSE)+'Results - 51-100 HP'!W12*HLOOKUP('Results - ALL'!W$9,'Product Class Dist'!$D$43:$BE$49,5,FALSE)+'Results - 101-200 HP'!W12*HLOOKUP('Results - ALL'!W$9,'Product Class Dist'!$D$43:$BE$49,6,FALSE)+'Results - 201-500 HP'!W12*HLOOKUP('Results - ALL'!W$9,'Product Class Dist'!$D$43:$BE$49,7,FALSE)","v":18909.803372631104},{"$f":"'Results - 1-5 HP'!X12*HLOOKUP('Results - ALL'!X$9,'Product Class Dist'!$D$43:$BE$49,2,FALSE)+'Results - 6-20 HP'!X12*HLOOKUP('Results - ALL'!X$9,'Product Class Dist'!$D$43:$BE$49,3,FALSE)+'Results - 21-50 HP'!X12*HLOOKUP('Results - ALL'!X$9,'Product Class Dist'!$D$43:$BE$49,4,FALSE)+'Results - 51-100 HP'!X12*HLOOKUP('Results - ALL'!X$9,'Product Class Dist'!$D$43:$BE$49,5,FALSE)+'Results - 101-200 HP'!X12*HLOOKUP('Results - ALL'!X$9,'Product Class Dist'!$D$43:$BE$49,6,FALSE)+'Results - 201-500 HP'!X12*HLOOKUP('Results - ALL'!X$9,'Product Class Dist'!$D$43:$BE$49,7,FALSE)","v":18908.801901051382},{"$f":"'Results - 1-5 HP'!Y12*HLOOKUP('Results - ALL'!Y$9,'Product Class Dist'!$D$43:$BE$49,2,FALSE)+'Results - 6-20 HP'!Y12*HLOOKUP('Results - ALL'!Y$9,'Product Class Dist'!$D$43:$BE$49,3,FALSE)+'Results - 21-50 HP'!Y12*HLOOKUP('Results - ALL'!Y$9,'Product Class Dist'!$D$43:$BE$49,4,FALSE)+'Results - 51-100 HP'!Y12*HLOOKUP('Results - ALL'!Y$9,'Product Class Dist'!$D$43:$BE$49,5,FALSE)+'Results - 101-200 HP'!Y12*HLOOKUP('Results - ALL'!Y$9,'Product Class Dist'!$D$43:$BE$49,6,FALSE)+'Results - 201-500 HP'!Y12*HLOOKUP('Results - ALL'!Y$9,'Product Class Dist'!$D$43:$BE$49,7,FALSE)","v":18907.89776730118},{"$f":"'Results - 1-5 HP'!Z12*HLOOKUP('Results - ALL'!Z$9,'Product Class Dist'!$D$43:$BE$49,2,FALSE)+'Results - 6-20 HP'!Z12*HLOOKUP('Results - ALL'!Z$9,'Product Class Dist'!$D$43:$BE$49,3,FALSE)+'Results - 21-50 HP'!Z12*HLOOKUP('Results - ALL'!Z$9,'Product Class Dist'!$D$43:$BE$49,4,FALSE)+'Results - 51-100 HP'!Z12*HLOOKUP('Results - ALL'!Z$9,'Product Class Dist'!$D$43:$BE$49,5,FALSE)+'Results - 101-200 HP'!Z12*HLOOKUP('Results - ALL'!Z$9,'Product Class Dist'!$D$43:$BE$49,6,FALSE)+'Results - 201-500 HP'!Z12*HLOOKUP('Results - ALL'!Z$9,'Product Class Dist'!$D$43:$BE$49,7,FALSE)","v":18907.073714818525},{"$f":"'Results - 1-5 HP'!AA12*HLOOKUP('Results - ALL'!AA$9,'Product Class Dist'!$D$43:$BE$49,2,FALSE)+'Results - 6-20 HP'!AA12*HLOOKUP('Results - ALL'!AA$9,'Product Class Dist'!$D$43:$BE$49,3,FALSE)+'Results - 21-50 HP'!AA12*HLOOKUP('Results - ALL'!AA$9,'Product Class Dist'!$D$43:$BE$49,4,FALSE)+'Results - 51-100 HP'!AA12*HLOOKUP('Results - ALL'!AA$9,'Product Class Dist'!$D$43:$BE$49,5,FALSE)+'Results - 101-200 HP'!AA12*HLOOKUP('Results - ALL'!AA$9,'Product Class Dist'!$D$43:$BE$49,6,FALSE)+'Results - 201-500 HP'!AA12*HLOOKUP('Results - ALL'!AA$9,'Product Class Dist'!$D$43:$BE$49,7,FALSE)","v":18906.316704701458},{"$f":"'Results - 1-5 HP'!AB12*HLOOKUP('Results - ALL'!AB$9,'Product Class Dist'!$D$43:$BE$49,2,FALSE)+'Results - 6-20 HP'!AB12*HLOOKUP('Results - ALL'!AB$9,'Product Class Dist'!$D$43:$BE$49,3,FALSE)+'Results - 21-50 HP'!AB12*HLOOKUP('Results - ALL'!AB$9,'Product Class Dist'!$D$43:$BE$49,4,FALSE)+'Results - 51-100 HP'!AB12*HLOOKUP('Results - ALL'!AB$9,'Product Class Dist'!$D$43:$BE$49,5,FALSE)+'Results - 101-200 HP'!AB12*HLOOKUP('Results - ALL'!AB$9,'Product Class Dist'!$D$43:$BE$49,6,FALSE)+'Results - 201-500 HP'!AB12*HLOOKUP('Results - ALL'!AB$9,'Product Class Dist'!$D$43:$BE$49,7,FALSE)","v":18905.616644206184},{"$f":"'Results - 1-5 HP'!AC12*HLOOKUP('Results - ALL'!AC$9,'Product Class Dist'!$D$43:$BE$49,2,FALSE)+'Results - 6-20 HP'!AC12*HLOOKUP('Results - ALL'!AC$9,'Product Class Dist'!$D$43:$BE$49,3,FALSE)+'Results - 21-50 HP'!AC12*HLOOKUP('Results - ALL'!AC$9,'Product Class Dist'!$D$43:$BE$49,4,FALSE)+'Results - 51-100 HP'!AC12*HLOOKUP('Results - ALL'!AC$9,'Product Class Dist'!$D$43:$BE$49,5,FALSE)+'Results - 101-200 HP'!AC12*HLOOKUP('Results - ALL'!AC$9,'Product Class Dist'!$D$43:$BE$49,6,FALSE)+'Results - 201-500 HP'!AC12*HLOOKUP('Results - ALL'!AC$9,'Product Class Dist'!$D$43:$BE$49,7,FALSE)","v":18904.965560995097},{"$f":"'Results - 1-5 HP'!AD12*HLOOKUP('Results - ALL'!AD$9,'Product Class Dist'!$D$43:$BE$49,2,FALSE)+'Results - 6-20 HP'!AD12*HLOOKUP('Results - ALL'!AD$9,'Product Class Dist'!$D$43:$BE$49,3,FALSE)+'Results - 21-50 HP'!AD12*HLOOKUP('Results - ALL'!AD$9,'Product Class Dist'!$D$43:$BE$49,4,FALSE)+'Results - 51-100 HP'!AD12*HLOOKUP('Results - ALL'!AD$9,'Product Class Dist'!$D$43:$BE$49,5,FALSE)+'Results - 101-200 HP'!AD12*HLOOKUP('Results - ALL'!AD$9,'Product Class Dist'!$D$43:$BE$49,6,FALSE)+'Results - 201-500 HP'!AD12*HLOOKUP('Results - ALL'!AD$9,'Product Class Dist'!$D$43:$BE$49,7,FALSE)","v":18904.35704783956},{"$f":"'Results - 1-5 HP'!AE12*HLOOKUP('Results - ALL'!AE$9,'Product Class Dist'!$D$43:$BE$49,2,FALSE)+'Results - 6-20 HP'!AE12*HLOOKUP('Results - ALL'!AE$9,'Product Class Dist'!$D$43:$BE$49,3,FALSE)+'Results - 21-50 HP'!AE12*HLOOKUP('Results - ALL'!AE$9,'Product Class Dist'!$D$43:$BE$49,4,FALSE)+'Results - 51-100 HP'!AE12*HLOOKUP('Results - ALL'!AE$9,'Product Class Dist'!$D$43:$BE$49,5,FALSE)+'Results - 101-200 HP'!AE12*HLOOKUP('Results - ALL'!AE$9,'Product Class Dist'!$D$43:$BE$49,6,FALSE)+'Results - 201-500 HP'!AE12*HLOOKUP('Results - ALL'!AE$9,'Product Class Dist'!$D$43:$BE$49,7,FALSE)","v":18903.785877984334},{"$f":"'Results - 1-5 HP'!AF12*HLOOKUP('Results - ALL'!AF$9,'Product Class Dist'!$D$43:$BE$49,2,FALSE)+'Results - 6-20 HP'!AF12*HLOOKUP('Results - ALL'!AF$9,'Product Class Dist'!$D$43:$BE$49,3,FALSE)+'Results - 21-50 HP'!AF12*HLOOKUP('Results - ALL'!AF$9,'Product Class Dist'!$D$43:$BE$49,4,FALSE)+'Results - 51-100 HP'!AF12*HLOOKUP('Results - ALL'!AF$9,'Product Class Dist'!$D$43:$BE$49,5,FALSE)+'Results - 101-200 HP'!AF12*HLOOKUP('Results - ALL'!AF$9,'Product Class Dist'!$D$43:$BE$49,6,FALSE)+'Results - 201-500 HP'!AF12*HLOOKUP('Results - ALL'!AF$9,'Product Class Dist'!$D$43:$BE$49,7,FALSE)","v":18903.247731861906},{"$f":"'Results - 1-5 HP'!AG12*HLOOKUP('Results - ALL'!AG$9,'Product Class Dist'!$D$43:$BE$49,2,FALSE)+'Results - 6-20 HP'!AG12*HLOOKUP('Results - ALL'!AG$9,'Product Class Dist'!$D$43:$BE$49,3,FALSE)+'Results - 21-50 HP'!AG12*HLOOKUP('Results - ALL'!AG$9,'Product Class Dist'!$D$43:$BE$49,4,FALSE)+'Results - 51-100 HP'!AG12*HLOOKUP('Results - ALL'!AG$9,'Product Class Dist'!$D$43:$BE$49,5,FALSE)+'Results - 101-200 HP'!AG12*HLOOKUP('Results - ALL'!AG$9,'Product Class Dist'!$D$43:$BE$49,6,FALSE)+'Results - 201-500 HP'!AG12*HLOOKUP('Results - ALL'!AG$9,'Product Class Dist'!$D$43:$BE$49,7,FALSE)","v":18902.738998582412}]
[null,null,{"$f":"'UEC - 1-5 HP'!$X$15&\" - \"&'UEC - 1-5 HP'!X17","v":"Installed UEC (Vintage Weighted Average)  - PRE-Case UEC"},{"$f":"'Results - 1-5 HP'!D13*HLOOKUP('Results - ALL'!D$9,'Product Class Dist'!$D$43:$BE$49,2,FALSE)+'Results - 6-20 HP'!D13*HLOOKUP('Results - ALL'!D$9,'Product Class Dist'!$D$43:$BE$49,3,FALSE)+'Results - 21-50 HP'!D13*HLOOKUP('Results - ALL'!D$9,'Product Class Dist'!$D$43:$BE$49,4,FALSE)+'Results - 51-100 HP'!D13*HLOOKUP('Results - ALL'!D$9,'Product Class Dist'!$D$43:$BE$49,5,FALSE)+'Results - 101-200 HP'!D13*HLOOKUP('Results - ALL'!D$9,'Product Class Dist'!$D$43:$BE$49,6,FALSE)+'Results - 201-500 HP'!D13*HLOOKUP('Results - ALL'!D$9,'Product Class Dist'!$D$43:$BE$49,7,FALSE)","v":19507.791044908587},{"$f":"'Results - 1-5 HP'!E13*HLOOKUP('Results - ALL'!E$9,'Product Class Dist'!$D$43:$BE$49,2,FALSE)+'Results - 6-20 HP'!E13*HLOOKUP('Results - ALL'!E$9,'Product Class Dist'!$D$43:$BE$49,3,FALSE)+'Results - 21-50 HP'!E13*HLOOKUP('Results - ALL'!E$9,'Product Class Dist'!$D$43:$BE$49,4,FALSE)+'Results - 51-100 HP'!E13*HLOOKUP('Results - ALL'!E$9,'Product Class Dist'!$D$43:$BE$49,5,FALSE)+'Results - 101-200 HP'!E13*HLOOKUP('Results - ALL'!E$9,'Product Class Dist'!$D$43:$BE$49,6,FALSE)+'Results - 201-500 HP'!E13*HLOOKUP('Results - ALL'!E$9,'Product Class Dist'!$D$43:$BE$49,7,FALSE)","v":19507.791044908579},{"$f":"'Results - 1-5 HP'!F13*HLOOKUP('Results - ALL'!F$9,'Product Class Dist'!$D$43:$BE$49,2,FALSE)+'Results - 6-20 HP'!F13*HLOOKUP('Results - ALL'!F$9,'Product Class Dist'!$D$43:$BE$49,3,FALSE)+'Results - 21-50 HP'!F13*HLOOKUP('Results - ALL'!F$9,'Product Class Dist'!$D$43:$BE$49,4,FALSE)+'Results - 51-100 HP'!F13*HLOOKUP('Results - ALL'!F$9,'Product Class Dist'!$D$43:$BE$49,5,FALSE)+'Results - 101-200 HP'!F13*HLOOKUP('Results - ALL'!F$9,'Product Class Dist'!$D$43:$BE$49,6,FALSE)+'Results - 201-500 HP'!F13*HLOOKUP('Results - ALL'!F$9,'Product Class Dist'!$D$43:$BE$49,7,FALSE)","v":19507.791044908587},{"$f":"'Results - 1-5 HP'!G13*HLOOKUP('Results - ALL'!G$9,'Product Class Dist'!$D$43:$BE$49,2,FALSE)+'Results - 6-20 HP'!G13*HLOOKUP('Results - ALL'!G$9,'Product Class Dist'!$D$43:$BE$49,3,FALSE)+'Results - 21-50 HP'!G13*HLOOKUP('Results - ALL'!G$9,'Product Class Dist'!$D$43:$BE$49,4,FALSE)+'Results - 51-100 HP'!G13*HLOOKUP('Results - ALL'!G$9,'Product Class Dist'!$D$43:$BE$49,5,FALSE)+'Results - 101-200 HP'!G13*HLOOKUP('Results - ALL'!G$9,'Product Class Dist'!$D$43:$BE$49,6,FALSE)+'Results - 201-500 HP'!G13*HLOOKUP('Results - ALL'!G$9,'Product Class Dist'!$D$43:$BE$49,7,FALSE)","v":19507.791044908587},{"$f":"'Results - 1-5 HP'!H13*HLOOKUP('Results - ALL'!H$9,'Product Class Dist'!$D$43:$BE$49,2,FALSE)+'Results - 6-20 HP'!H13*HLOOKUP('Results - ALL'!H$9,'Product Class Dist'!$D$43:$BE$49,3,FALSE)+'Results - 21-50 HP'!H13*HLOOKUP('Results - ALL'!H$9,'Product Class Dist'!$D$43:$BE$49,4,FALSE)+'Results - 51-100 HP'!H13*HLOOKUP('Results - ALL'!H$9,'Product Class Dist'!$D$43:$BE$49,5,FALSE)+'Results - 101-200 HP'!H13*HLOOKUP('Results - ALL'!H$9,'Product Class Dist'!$D$43:$BE$49,6,FALSE)+'Results - 201-500 HP'!H13*HLOOKUP('Results - ALL'!H$9,'Product Class Dist'!$D$43:$BE$49,7,FALSE)","v":19507.79104490859},{"$f":"'Results - 1-5 HP'!I13*HLOOKUP('Results - ALL'!I$9,'Product Class Dist'!$D$43:$BE$49,2,FALSE)+'Results - 6-20 HP'!I13*HLOOKUP('Results - ALL'!I$9,'Product Class Dist'!$D$43:$BE$49,3,FALSE)+'Results - 21-50 HP'!I13*HLOOKUP('Results - ALL'!I$9,'Product Class Dist'!$D$43:$BE$49,4,FALSE)+'Results - 51-100 HP'!I13*HLOOKUP('Results - ALL'!I$9,'Product Class Dist'!$D$43:$BE$49,5,FALSE)+'Results - 101-200 HP'!I13*HLOOKUP('Results - ALL'!I$9,'Product Class Dist'!$D$43:$BE$49,6,FALSE)+'Results - 201-500 HP'!I13*HLOOKUP('Results - ALL'!I$9,'Product Class Dist'!$D$43:$BE$49,7,FALSE)","v":19477.30084182569},{"$f":"'Results - 1-5 HP'!J13*HLOOKUP('Results - ALL'!J$9,'Product Class Dist'!$D$43:$BE$49,2,FALSE)+'Results - 6-20 HP'!J13*HLOOKUP('Results - ALL'!J$9,'Product Class Dist'!$D$43:$BE$49,3,FALSE)+'Results - 21-50 HP'!J13*HLOOKUP('Results - ALL'!J$9,'Product Class Dist'!$D$43:$BE$49,4,FALSE)+'Results - 51-100 HP'!J13*HLOOKUP('Results - ALL'!J$9,'Product Class Dist'!$D$43:$BE$49,5,FALSE)+'Results - 101-200 HP'!J13*HLOOKUP('Results - ALL'!J$9,'Product Class Dist'!$D$43:$BE$49,6,FALSE)+'Results - 201-500 HP'!J13*HLOOKUP('Results - ALL'!J$9,'Product Class Dist'!$D$43:$BE$49,7,FALSE)","v":19447.819707391685},{"$f":"'Results - 1-5 HP'!K13*HLOOKUP('Results - ALL'!K$9,'Product Class Dist'!$D$43:$BE$49,2,FALSE)+'Results - 6-20 HP'!K13*HLOOKUP('Results - ALL'!K$9,'Product Class Dist'!$D$43:$BE$49,3,FALSE)+'Results - 21-50 HP'!K13*HLOOKUP('Results - ALL'!K$9,'Product Class Dist'!$D$43:$BE$49,4,FALSE)+'Results - 51-100 HP'!K13*HLOOKUP('Results - ALL'!K$9,'Product Class Dist'!$D$43:$BE$49,5,FALSE)+'Results - 101-200 HP'!K13*HLOOKUP('Results - ALL'!K$9,'Product Class Dist'!$D$43:$BE$49,6,FALSE)+'Results - 201-500 HP'!K13*HLOOKUP('Results - ALL'!K$9,'Product Class Dist'!$D$43:$BE$49,7,FALSE)","v":19419.314246632624},{"$f":"'Results - 1-5 HP'!L13*HLOOKUP('Results - ALL'!L$9,'Product Class Dist'!$D$43:$BE$49,2,FALSE)+'Results - 6-20 HP'!L13*HLOOKUP('Results - ALL'!L$9,'Product Class Dist'!$D$43:$BE$49,3,FALSE)+'Results - 21-50 HP'!L13*HLOOKUP('Results - ALL'!L$9,'Product Class Dist'!$D$43:$BE$49,4,FALSE)+'Results - 51-100 HP'!L13*HLOOKUP('Results - ALL'!L$9,'Product Class Dist'!$D$43:$BE$49,5,FALSE)+'Results - 101-200 HP'!L13*HLOOKUP('Results - ALL'!L$9,'Product Class Dist'!$D$43:$BE$49,6,FALSE)+'Results - 201-500 HP'!L13*HLOOKUP('Results - ALL'!L$9,'Product Class Dist'!$D$43:$BE$49,7,FALSE)","v":19391.752169776137},{"$f":"'Results - 1-5 HP'!M13*HLOOKUP('Results - ALL'!M$9,'Product Class Dist'!$D$43:$BE$49,2,FALSE)+'Results - 6-20 HP'!M13*HLOOKUP('Results - ALL'!M$9,'Product Class Dist'!$D$43:$BE$49,3,FALSE)+'Results - 21-50 HP'!M13*HLOOKUP('Results - ALL'!M$9,'Product Class Dist'!$D$43:$BE$49,4,FALSE)+'Results - 51-100 HP'!M13*HLOOKUP('Results - ALL'!M$9,'Product Class Dist'!$D$43:$BE$49,5,FALSE)+'Results - 101-200 HP'!M13*HLOOKUP('Results - ALL'!M$9,'Product Class Dist'!$D$43:$BE$49,6,FALSE)+'Results - 201-500 HP'!M13*HLOOKUP('Results - ALL'!M$9,'Product Class Dist'!$D$43:$BE$49,7,FALSE)","v":19365.102255674974},{"$f":"'Results - 1-5 HP'!N13*HLOOKUP('Results - ALL'!N$9,'Product Class Dist'!$D$43:$BE$49,2,FALSE)+'Results - 6-20 HP'!N13*HLOOKUP('Results - ALL'!N$9,'Product Class Dist'!$D$43:$BE$49,3,FALSE)+'Results - 21-50 HP'!N13*HLOOKUP('Results - ALL'!N$9,'Product Class Dist'!$D$43:$BE$49,4,FALSE)+'Results - 51-100 HP'!N13*HLOOKUP('Results - ALL'!N$9,'Product Class Dist'!$D$43:$BE$49,5,FALSE)+'Results - 101-200 HP'!N13*HLOOKUP('Results - ALL'!N$9,'Product Class Dist'!$D$43:$BE$49,6,FALSE)+'Results - 201-500 HP'!N13*HLOOKUP('Results - ALL'!N$9,'Product Class Dist'!$D$43:$BE$49,7,FALSE)","v":19339.334316441022},{"$f":"'Results - 1-5 HP'!O13*HLOOKUP('Results - ALL'!O$9,'Product Class Dist'!$D$43:$BE$49,2,FALSE)+'Results - 6-20 HP'!O13*HLOOKUP('Results - ALL'!O$9,'Product Class Dist'!$D$43:$BE$49,3,FALSE)+'Results - 21-50 HP'!O13*HLOOKUP('Results - ALL'!O$9,'Product Class Dist'!$D$43:$BE$49,4,FALSE)+'Results - 51-100 HP'!O13*HLOOKUP('Results - ALL'!O$9,'Product Class Dist'!$D$43:$BE$49,5,FALSE)+'Results - 101-200 HP'!O13*HLOOKUP('Results - ALL'!O$9,'Product Class Dist'!$D$43:$BE$49,6,FALSE)+'Results - 201-500 HP'!O13*HLOOKUP('Results - ALL'!O$9,'Product Class Dist'!$D$43:$BE$49,7,FALSE)","v":19314.419163249768},{"$f":"'Results - 1-5 HP'!P13*HLOOKUP('Results - ALL'!P$9,'Product Class Dist'!$D$43:$BE$49,2,FALSE)+'Results - 6-20 HP'!P13*HLOOKUP('Results - ALL'!P$9,'Product Class Dist'!$D$43:$BE$49,3,FALSE)+'Results - 21-50 HP'!P13*HLOOKUP('Results - ALL'!P$9,'Product Class Dist'!$D$43:$BE$49,4,FALSE)+'Results - 51-100 HP'!P13*HLOOKUP('Results - ALL'!P$9,'Product Class Dist'!$D$43:$BE$49,5,FALSE)+'Results - 101-200 HP'!P13*HLOOKUP('Results - ALL'!P$9,'Product Class Dist'!$D$43:$BE$49,6,FALSE)+'Results - 201-500 HP'!P13*HLOOKUP('Results - ALL'!P$9,'Product Class Dist'!$D$43:$BE$49,7,FALSE)","v":19289.750940996775},{"$f":"'Results - 1-5 HP'!Q13*HLOOKUP('Results - ALL'!Q$9,'Product Class Dist'!$D$43:$BE$49,2,FALSE)+'Results - 6-20 HP'!Q13*HLOOKUP('Results - ALL'!Q$9,'Product Class Dist'!$D$43:$BE$49,3,FALSE)+'Results - 21-50 HP'!Q13*HLOOKUP('Results - ALL'!Q$9,'Product Class Dist'!$D$43:$BE$49,4,FALSE)+'Results - 51-100 HP'!Q13*HLOOKUP('Results - ALL'!Q$9,'Product Class Dist'!$D$43:$BE$49,5,FALSE)+'Results - 101-200 HP'!Q13*HLOOKUP('Results - ALL'!Q$9,'Product Class Dist'!$D$43:$BE$49,6,FALSE)+'Results - 201-500 HP'!Q13*HLOOKUP('Results - ALL'!Q$9,'Product Class Dist'!$D$43:$BE$49,7,FALSE)","v":19265.691623550621},{"$f":"'Results - 1-5 HP'!R13*HLOOKUP('Results - ALL'!R$9,'Product Class Dist'!$D$43:$BE$49,2,FALSE)+'Results - 6-20 HP'!R13*HLOOKUP('Results - ALL'!R$9,'Product Class Dist'!$D$43:$BE$49,3,FALSE)+'Results - 21-50 HP'!R13*HLOOKUP('Results - ALL'!R$9,'Product Class Dist'!$D$43:$BE$49,4,FALSE)+'Results - 51-100 HP'!R13*HLOOKUP('Results - ALL'!R$9,'Product Class Dist'!$D$43:$BE$49,5,FALSE)+'Results - 101-200 HP'!R13*HLOOKUP('Results - ALL'!R$9,'Product Class Dist'!$D$43:$BE$49,6,FALSE)+'Results - 201-500 HP'!R13*HLOOKUP('Results - ALL'!R$9,'Product Class Dist'!$D$43:$BE$49,7,FALSE)","v":19242.17381675226},{"$f":"'Results - 1-5 HP'!S13*HLOOKUP('Results - ALL'!S$9,'Product Class Dist'!$D$43:$BE$49,2,FALSE)+'Results - 6-20 HP'!S13*HLOOKUP('Results - ALL'!S$9,'Product Class Dist'!$D$43:$BE$49,3,FALSE)+'Results - 21-50 HP'!S13*HLOOKUP('Results - ALL'!S$9,'Product Class Dist'!$D$43:$BE$49,4,FALSE)+'Results - 51-100 HP'!S13*HLOOKUP('Results - ALL'!S$9,'Product Class Dist'!$D$43:$BE$49,5,FALSE)+'Results - 101-200 HP'!S13*HLOOKUP('Results - ALL'!S$9,'Product Class Dist'!$D$43:$BE$49,6,FALSE)+'Results - 201-500 HP'!S13*HLOOKUP('Results - ALL'!S$9,'Product Class Dist'!$D$43:$BE$49,7,FALSE)","v":19219.190223573729},{"$f":"'Results - 1-5 HP'!T13*HLOOKUP('Results - ALL'!T$9,'Product Class Dist'!$D$43:$BE$49,2,FALSE)+'Results - 6-20 HP'!T13*HLOOKUP('Results - ALL'!T$9,'Product Class Dist'!$D$43:$BE$49,3,FALSE)+'Results - 21-50 HP'!T13*HLOOKUP('Results - ALL'!T$9,'Product Class Dist'!$D$43:$BE$49,4,FALSE)+'Results - 51-100 HP'!T13*HLOOKUP('Results - ALL'!T$9,'Product Class Dist'!$D$43:$BE$49,5,FALSE)+'Results - 101-200 HP'!T13*HLOOKUP('Results - ALL'!T$9,'Product Class Dist'!$D$43:$BE$49,6,FALSE)+'Results - 201-500 HP'!T13*HLOOKUP('Results - ALL'!T$9,'Product Class Dist'!$D$43:$BE$49,7,FALSE)","v":19196.777581251234},{"$f":"'Results - 1-5 HP'!U13*HLOOKUP('Results - ALL'!U$9,'Product Class Dist'!$D$43:$BE$49,2,FALSE)+'Results - 6-20 HP'!U13*HLOOKUP('Results - ALL'!U$9,'Product Class Dist'!$D$43:$BE$49,3,FALSE)+'Results - 21-50 HP'!U13*HLOOKUP('Results - ALL'!U$9,'Product Class Dist'!$D$43:$BE$49,4,FALSE)+'Results - 51-100 HP'!U13*HLOOKUP('Results - ALL'!U$9,'Product Class Dist'!$D$43:$BE$49,5,FALSE)+'Results - 101-200 HP'!U13*HLOOKUP('Results - ALL'!U$9,'Product Class Dist'!$D$43:$BE$49,6,FALSE)+'Results - 201-500 HP'!U13*HLOOKUP('Results - ALL'!U$9,'Product Class Dist'!$D$43:$BE$49,7,FALSE)","v":19174.824601175867},{"$f":"'Results - 1-5 HP'!V13*HLOOKUP('Results - ALL'!V$9,'Product Class Dist'!$D$43:$BE$49,2,FALSE)+'Results - 6-20 HP'!V13*HLOOKUP('Results - ALL'!V$9,'Product Class Dist'!$D$43:$BE$49,3,FALSE)+'Results - 21-50 HP'!V13*HLOOKUP('Results - ALL'!V$9,'Product Class Dist'!$D$43:$BE$49,4,FALSE)+'Results - 51-100 HP'!V13*HLOOKUP('Results - ALL'!V$9,'Product Class Dist'!$D$43:$BE$49,5,FALSE)+'Results - 101-200 HP'!V13*HLOOKUP('Results - ALL'!V$9,'Product Class Dist'!$D$43:$BE$49,6,FALSE)+'Results - 201-500 HP'!V13*HLOOKUP('Results - ALL'!V$9,'Product Class Dist'!$D$43:$BE$49,7,FALSE)","v":19153.292691284336},{"$f":"'Results - 1-5 HP'!W13*HLOOKUP('Results - ALL'!W$9,'Product Class Dist'!$D$43:$BE$49,2,FALSE)+'Results - 6-20 HP'!W13*HLOOKUP('Results - ALL'!W$9,'Product Class Dist'!$D$43:$BE$49,3,FALSE)+'Results - 21-50 HP'!W13*HLOOKUP('Results - ALL'!W$9,'Product Class Dist'!$D$43:$BE$49,4,FALSE)+'Results - 51-100 HP'!W13*HLOOKUP('Results - ALL'!W$9,'Product Class Dist'!$D$43:$BE$49,5,FALSE)+'Results - 101-200 HP'!W13*HLOOKUP('Results - ALL'!W$9,'Product Class Dist'!$D$43:$BE$49,6,FALSE)+'Results - 201-500 HP'!W13*HLOOKUP('Results - ALL'!W$9,'Product Class Dist'!$D$43:$BE$49,7,FALSE)","v":19132.200281067177},{"$f":"'Results - 1-5 HP'!X13*HLOOKUP('Results - ALL'!X$9,'Product Class Dist'!$D$43:$BE$49,2,FALSE)+'Results - 6-20 HP'!X13*HLOOKUP('Results - ALL'!X$9,'Product Class Dist'!$D$43:$BE$49,3,FALSE)+'Results - 21-50 HP'!X13*HLOOKUP('Results - ALL'!X$9,'Product Class Dist'!$D$43:$BE$49,4,FALSE)+'Results - 51-100 HP'!X13*HLOOKUP('Results - ALL'!X$9,'Product Class Dist'!$D$43:$BE$49,5,FALSE)+'Results - 101-200 HP'!X13*HLOOKUP('Results - ALL'!X$9,'Product Class Dist'!$D$43:$BE$49,6,FALSE)+'Results - 201-500 HP'!X13*HLOOKUP('Results - ALL'!X$9,'Product Class Dist'!$D$43:$BE$49,7,FALSE)","v":19116.210323475625},{"$f":"'Results - 1-5 HP'!Y13*HLOOKUP('Results - ALL'!Y$9,'Product Class Dist'!$D$43:$BE$49,2,FALSE)+'Results - 6-20 HP'!Y13*HLOOKUP('Results - ALL'!Y$9,'Product Class Dist'!$D$43:$BE$49,3,FALSE)+'Results - 21-50 HP'!Y13*HLOOKUP('Results - ALL'!Y$9,'Product Class Dist'!$D$43:$BE$49,4,FALSE)+'Results - 51-100 HP'!Y13*HLOOKUP('Results - ALL'!Y$9,'Product Class Dist'!$D$43:$BE$49,5,FALSE)+'Results - 101-200 HP'!Y13*HLOOKUP('Results - ALL'!Y$9,'Product Class Dist'!$D$43:$BE$49,6,FALSE)+'Results - 201-500 HP'!Y13*HLOOKUP('Results - ALL'!Y$9,'Product Class Dist'!$D$43:$BE$49,7,FALSE)","v":19106.430248338809},{"$f":"'Results - 1-5 HP'!Z13*HLOOKUP('Results - ALL'!Z$9,'Product Class Dist'!$D$43:$BE$49,2,FALSE)+'Results - 6-20 HP'!Z13*HLOOKUP('Results - ALL'!Z$9,'Product Class Dist'!$D$43:$BE$49,3,FALSE)+'Results - 21-50 HP'!Z13*HLOOKUP('Results - ALL'!Z$9,'Product Class Dist'!$D$43:$BE$49,4,FALSE)+'Results - 51-100 HP'!Z13*HLOOKUP('Results - ALL'!Z$9,'Product Class Dist'!$D$43:$BE$49,5,FALSE)+'Results - 101-200 HP'!Z13*HLOOKUP('Results - ALL'!Z$9,'Product Class Dist'!$D$43:$BE$49,6,FALSE)+'Results - 201-500 HP'!Z13*HLOOKUP('Results - ALL'!Z$9,'Product Class Dist'!$D$43:$BE$49,7,FALSE)","v":19096.791911253309},{"$f":"'Results - 1-5 HP'!AA13*HLOOKUP('Results - ALL'!AA$9,'Product Class Dist'!$D$43:$BE$49,2,FALSE)+'Results - 6-20 HP'!AA13*HLOOKUP('Results - ALL'!AA$9,'Product Class Dist'!$D$43:$BE$49,3,FALSE)+'Results - 21-50 HP'!AA13*HLOOKUP('Results - ALL'!AA$9,'Product Class Dist'!$D$43:$BE$49,4,FALSE)+'Results - 51-100 HP'!AA13*HLOOKUP('Results - ALL'!AA$9,'Product Class Dist'!$D$43:$BE$49,5,FALSE)+'Results - 101-200 HP'!AA13*HLOOKUP('Results - ALL'!AA$9,'Product Class Dist'!$D$43:$BE$49,6,FALSE)+'Results - 201-500 HP'!AA13*HLOOKUP('Results - ALL'!AA$9,'Product Class Dist'!$D$43:$BE$49,7,FALSE)","v":19087.314935149225},{"$f":"'Results - 1-5 HP'!AB13*HLOOKUP('Results - ALL'!AB$9,'Product Class Dist'!$D$43:$BE$49,2,FALSE)+'Results - 6-20 HP'!AB13*HLOOKUP('Results - ALL'!AB$9,'Product Class Dist'!$D$43:$BE$49,3,FALSE)+'Results - 21-50 HP'!AB13*HLOOKUP('Results - ALL'!AB$9,'Product Class Dist'!$D$43:$BE$49,4,FALSE)+'Results - 51-100 HP'!AB13*HLOOKUP('Results - ALL'!AB$9,'Product Class Dist'!$D$43:$BE$49,5,FALSE)+'Results - 101-200 HP'!AB13*HLOOKUP('Results - ALL'!AB$9,'Product Class Dist'!$D$43:$BE$49,6,FALSE)+'Results - 201-500 HP'!AB13*HLOOKUP('Results - ALL'!AB$9,'Product Class Dist'!$D$43:$BE$49,7,FALSE)","v":19079.435229572275},{"$f":"'Results - 1-5 HP'!AC13*HLOOKUP('Results - ALL'!AC$9,'Product Class Dist'!$D$43:$BE$49,2,FALSE)+'Results - 6-20 HP'!AC13*HLOOKUP('Results - ALL'!AC$9,'Product Class Dist'!$D$43:$BE$49,3,FALSE)+'Results - 21-50 HP'!AC13*HLOOKUP('Results - ALL'!AC$9,'Product Class Dist'!$D$43:$BE$49,4,FALSE)+'Results - 51-100 HP'!AC13*HLOOKUP('Results - ALL'!AC$9,'Product Class Dist'!$D$43:$BE$49,5,FALSE)+'Results - 101-200 HP'!AC13*HLOOKUP('Results - ALL'!AC$9,'Product Class Dist'!$D$43:$BE$49,6,FALSE)+'Results - 201-500 HP'!AC13*HLOOKUP('Results - ALL'!AC$9,'Product Class Dist'!$D$43:$BE$49,7,FALSE)","v":19073.884299948855},{"$f":"'Results - 1-5 HP'!AD13*HLOOKUP('Results - ALL'!AD$9,'Product Class Dist'!$D$43:$BE$49,2,FALSE)+'Results - 6-20 HP'!AD13*HLOOKUP('Results - ALL'!AD$9,'Product Class Dist'!$D$43:$BE$49,3,FALSE)+'Results - 21-50 HP'!AD13*HLOOKUP('Results - ALL'!AD$9,'Product Class Dist'!$D$43:$BE$49,4,FALSE)+'Results - 51-100 HP'!AD13*HLOOKUP('Results - ALL'!AD$9,'Product Class Dist'!$D$43:$BE$49,5,FALSE)+'Results - 101-200 HP'!AD13*HLOOKUP('Results - ALL'!AD$9,'Product Class Dist'!$D$43:$BE$49,6,FALSE)+'Results - 201-500 HP'!AD13*HLOOKUP('Results - ALL'!AD$9,'Product Class Dist'!$D$43:$BE$49,7,FALSE)","v":19068.384024045103},{"$f":"'Results - 1-5 HP'!AE13*HLOOKUP('Results - ALL'!AE$9,'Product Class Dist'!$D$43:$BE$49,2,FALSE)+'Results - 6-20 HP'!AE13*HLOOKUP('Results - ALL'!AE$9,'Product Class Dist'!$D$43:$BE$49,3,FALSE)+'Results - 21-50 HP'!AE13*HLOOKUP('Results - ALL'!AE$9,'Product Class Dist'!$D$43:$BE$49,4,FALSE)+'Results - 51-100 HP'!AE13*HLOOKUP('Results - ALL'!AE$9,'Product Class Dist'!$D$43:$BE$49,5,FALSE)+'Results - 101-200 HP'!AE13*HLOOKUP('Results - ALL'!AE$9,'Product Class Dist'!$D$43:$BE$49,6,FALSE)+'Results - 201-500 HP'!AE13*HLOOKUP('Results - ALL'!AE$9,'Product Class Dist'!$D$43:$BE$49,7,FALSE)","v":19063.846438124576},{"$f":"'Results - 1-5 HP'!AF13*HLOOKUP('Results - ALL'!AF$9,'Product Class Dist'!$D$43:$BE$49,2,FALSE)+'Results - 6-20 HP'!AF13*HLOOKUP('Results - ALL'!AF$9,'Product Class Dist'!$D$43:$BE$49,3,FALSE)+'Results - 21-50 HP'!AF13*HLOOKUP('Results - ALL'!AF$9,'Product Class Dist'!$D$43:$BE$49,4,FALSE)+'Results - 51-100 HP'!AF13*HLOOKUP('Results - ALL'!AF$9,'Product Class Dist'!$D$43:$BE$49,5,FALSE)+'Results - 101-200 HP'!AF13*HLOOKUP('Results - ALL'!AF$9,'Product Class Dist'!$D$43:$BE$49,6,FALSE)+'Results - 201-500 HP'!AF13*HLOOKUP('Results - ALL'!AF$9,'Product Class Dist'!$D$43:$BE$49,7,FALSE)","v":19061.093648246977},{"$f":"'Results - 1-5 HP'!AG13*HLOOKUP('Results - ALL'!AG$9,'Product Class Dist'!$D$43:$BE$49,2,FALSE)+'Results - 6-20 HP'!AG13*HLOOKUP('Results - ALL'!AG$9,'Product Class Dist'!$D$43:$BE$49,3,FALSE)+'Results - 21-50 HP'!AG13*HLOOKUP('Results - ALL'!AG$9,'Product Class Dist'!$D$43:$BE$49,4,FALSE)+'Results - 51-100 HP'!AG13*HLOOKUP('Results - ALL'!AG$9,'Product Class Dist'!$D$43:$BE$49,5,FALSE)+'Results - 101-200 HP'!AG13*HLOOKUP('Results - ALL'!AG$9,'Product Class Dist'!$D$43:$BE$49,6,FALSE)+'Results - 201-500 HP'!AG13*HLOOKUP('Results - ALL'!AG$9,'Product Class Dist'!$D$43:$BE$49,7,FALSE)","v":19058.405981342767}]
[null,null,{"$f":"'UEC - 1-5 HP'!$X$15&\" - \"&'UEC - 1-5 HP'!X18","v":"Installed UEC (Vintage Weighted Average)  - POST-Case UEC"},{"$f":"'Results - 1-5 HP'!D14*HLOOKUP('Results - ALL'!D$9,'Product Class Dist'!$D$43:$BE$49,2,FALSE)+'Results - 6-20 HP'!D14*HLOOKUP('Results - ALL'!D$9,'Product Class Dist'!$D$43:$BE$49,3,FALSE)+'Results - 21-50 HP'!D14*HLOOKUP('Results - ALL'!D$9,'Product Class Dist'!$D$43:$BE$49,4,FALSE)+'Results - 51-100 HP'!D14*HLOOKUP('Results - ALL'!D$9,'Product Class Dist'!$D$43:$BE$49,5,FALSE)+'Results - 101-200 HP'!D14*HLOOKUP('Results - ALL'!D$9,'Product Class Dist'!$D$43:$BE$49,6,FALSE)+'Results - 201-500 HP'!D14*HLOOKUP('Results - ALL'!D$9,'Product Class Dist'!$D$43:$BE$49,7,FALSE)","v":19507.791044908587},{"$f":"'Results - 1-5 HP'!E14*HLOOKUP('Results - ALL'!E$9,'Product Class Dist'!$D$43:$BE$49,2,FALSE)+'Results - 6-20 HP'!E14*HLOOKUP('Results - ALL'!E$9,'Product Class Dist'!$D$43:$BE$49,3,FALSE)+'Results - 21-50 HP'!E14*HLOOKUP('Results - ALL'!E$9,'Product Class Dist'!$D$43:$BE$49,4,FALSE)+'Results - 51-100 HP'!E14*HLOOKUP('Results - ALL'!E$9,'Product Class Dist'!$D$43:$BE$49,5,FALSE)+'Results - 101-200 HP'!E14*HLOOKUP('Results - ALL'!E$9,'Product Class Dist'!$D$43:$BE$49,6,FALSE)+'Results - 201-500 HP'!E14*HLOOKUP('Results - ALL'!E$9,'Product Class Dist'!$D$43:$BE$49,7,FALSE)","v":19507.791044908579},{"$f":"'Results - 1-5 HP'!F14*HLOOKUP('Results - ALL'!F$9,'Product Class Dist'!$D$43:$BE$49,2,FALSE)+'Results - 6-20 HP'!F14*HLOOKUP('Results - ALL'!F$9,'Product Class Dist'!$D$43:$BE$49,3,FALSE)+'Results - 21-50 HP'!F14*HLOOKUP('Results - ALL'!F$9,'Product Class Dist'!$D$43:$BE$49,4,FALSE)+'Results - 51-100 HP'!F14*HLOOKUP('Results - ALL'!F$9,'Product Class Dist'!$D$43:$BE$49,5,FALSE)+'Results - 101-200 HP'!F14*HLOOKUP('Results - ALL'!F$9,'Product Class Dist'!$D$43:$BE$49,6,FALSE)+'Results - 201-500 HP'!F14*HLOOKUP('Results - ALL'!F$9,'Product Class Dist'!$D$43:$BE$49,7,FALSE)","v":19507.791044908587},{"$f":"'Results - 1-5 HP'!G14*HLOOKUP('Results - ALL'!G$9,'Product Class Dist'!$D$43:$BE$49,2,FALSE)+'Results - 6-20 HP'!G14*HLOOKUP('Results - ALL'!G$9,'Product Class Dist'!$D$43:$BE$49,3,FALSE)+'Results - 21-50 HP'!G14*HLOOKUP('Results - ALL'!G$9,'Product Class Dist'!$D$43:$BE$49,4,FALSE)+'Results - 51-100 HP'!G14*HLOOKUP('Results - ALL'!G$9,'Product Class Dist'!$D$43:$BE$49,5,FALSE)+'Results - 101-200 HP'!G14*HLOOKUP('Results - ALL'!G$9,'Product Class Dist'!$D$43:$BE$49,6,FALSE)+'Results - 201-500 HP'!G14*HLOOKUP('Results - ALL'!G$9,'Product Class Dist'!$D$43:$BE$49,7,FALSE)","v":19507.791044908587},{"$f":"'Results - 1-5 HP'!H14*HLOOKUP('Results - ALL'!H$9,'Product Class Dist'!$D$43:$BE$49,2,FALSE)+'Results - 6-20 HP'!H14*HLOOKUP('Results - ALL'!H$9,'Product Class Dist'!$D$43:$BE$49,3,FALSE)+'Results - 21-50 HP'!H14*HLOOKUP('Results - ALL'!H$9,'Product Class Dist'!$D$43:$BE$49,4,FALSE)+'Results - 51-100 HP'!H14*HLOOKUP('Results - ALL'!H$9,'Product Class Dist'!$D$43:$BE$49,5,FALSE)+'Results - 101-200 HP'!H14*HLOOKUP('Results - ALL'!H$9,'Product Class Dist'!$D$43:$BE$49,6,FALSE)+'Results - 201-500 HP'!H14*HLOOKUP('Results - ALL'!H$9,'Product Class Dist'!$D$43:$BE$49,7,FALSE)","v":19507.79104490859},{"$f":"'Results - 1-5 HP'!I14*HLOOKUP('Results - ALL'!I$9,'Product Class Dist'!$D$43:$BE$49,2,FALSE)+'Results - 6-20 HP'!I14*HLOOKUP('Results - ALL'!I$9,'Product Class Dist'!$D$43:$BE$49,3,FALSE)+'Results - 21-50 HP'!I14*HLOOKUP('Results - ALL'!I$9,'Product Class Dist'!$D$43:$BE$49,4,FALSE)+'Results - 51-100 HP'!I14*HLOOKUP('Results - ALL'!I$9,'Product Class Dist'!$D$43:$BE$49,5,FALSE)+'Results - 101-200 HP'!I14*HLOOKUP('Results - ALL'!I$9,'Product Class Dist'!$D$43:$BE$49,6,FALSE)+'Results - 201-500 HP'!I14*HLOOKUP('Results - ALL'!I$9,'Product Class Dist'!$D$43:$BE$49,7,FALSE)","v":19477.30084182569},{"$f":"'Results - 1-5 HP'!J14*HLOOKUP('Results - ALL'!J$9,'Product Class Dist'!$D$43:$BE$49,2,FALSE)+'Results - 6-20 HP'!J14*HLOOKUP('Results - ALL'!J$9,'Product Class Dist'!$D$43:$BE$49,3,FALSE)+'Results - 21-50 HP'!J14*HLOOKUP('Results - ALL'!J$9,'Product Class Dist'!$D$43:$BE$49,4,FALSE)+'Results - 51-100 HP'!J14*HLOOKUP('Results - ALL'!J$9,'Product Class Dist'!$D$43:$BE$49,5,FALSE)+'Results - 101-200 HP'!J14*HLOOKUP('Results - ALL'!J$9,'Product Class Dist'!$D$43:$BE$49,6,FALSE)+'Results - 201-500 HP'!J14*HLOOKUP('Results - ALL'!J$9,'Product Class Dist'!$D$43:$BE$49,7,FALSE)","v":19447.819707391685},{"$f":"'Results - 1-5 HP'!K14*HLOOKUP('Results - ALL'!K$9,'Product Class Dist'!$D$43:$BE$49,2,FALSE)+'Results - 6-20 HP'!K14*HLOOKUP('Results - ALL'!K$9,'Product Class Dist'!$D$43:$BE$49,3,FALSE)+'Results - 21-50 HP'!K14*HLOOKUP('Results - ALL'!K$9,'Product Class Dist'!$D$43:$BE$49,4,FALSE)+'Results - 51-100 HP'!K14*HLOOKUP('Results - ALL'!K$9,'Product Class Dist'!$D$43:$BE$49,5,FALSE)+'Results - 101-200 HP'!K14*HLOOKUP('Results - ALL'!K$9,'Product Class Dist'!$D$43:$BE$49,6,FALSE)+'Results - 201-500 HP'!K14*HLOOKUP('Results - ALL'!K$9,'Product Class Dist'!$D$43:$BE$49,7,FALSE)","v":19419.314246632624},{"$f":"'Results - 1-5 HP'!L14*HLOOKUP('Results - ALL'!L$9,'Product Class Dist'!$D$43:$BE$49,2,FALSE)+'Results - 6-20 HP'!L14*HLOOKUP('Results - ALL'!L$9,'Product Class Dist'!$D$43:$BE$49,3,FALSE)+'Results - 21-50 HP'!L14*HLOOKUP('Results - ALL'!L$9,'Product Class Dist'!$D$43:$BE$49,4,FALSE)+'Results - 51-100 HP'!L14*HLOOKUP('Results - ALL'!L$9,'Product Class Dist'!$D$43:$BE$49,5,FALSE)+'Results - 101-200 HP'!L14*HLOOKUP('Results - ALL'!L$9,'Product Class Dist'!$D$43:$BE$49,6,FALSE)+'Results - 201-500 HP'!L14*HLOOKUP('Results - ALL'!L$9,'Product Class Dist'!$D$43:$BE$49,7,FALSE)","v":19391.752169776137},{"$f":"'Results - 1-5 HP'!M14*HLOOKUP('Results - ALL'!M$9,'Product Class Dist'!$D$43:$BE$49,2,FALSE)+'Results - 6-20 HP'!M14*HLOOKUP('Results - ALL'!M$9,'Product Class Dist'!$D$43:$BE$49,3,FALSE)+'Results - 21-50 HP'!M14*HLOOKUP('Results - ALL'!M$9,'Product Class Dist'!$D$43:$BE$49,4,FALSE)+'Results - 51-100 HP'!M14*HLOOKUP('Results - ALL'!M$9,'Product Class Dist'!$D$43:$BE$49,5,FALSE)+'Results - 101-200 HP'!M14*HLOOKUP('Results - ALL'!M$9,'Product Class Dist'!$D$43:$BE$49,6,FALSE)+'Results - 201-500 HP'!M14*HLOOKUP('Results - ALL'!M$9,'Product Class Dist'!$D$43:$BE$49,7,FALSE)","v":19365.102255674974},{"$f":"'Results - 1-5 HP'!N14*HLOOKUP('Results - ALL'!N$9,'Product Class Dist'!$D$43:$BE$49,2,FALSE)+'Results - 6-20 HP'!N14*HLOOKUP('Results - ALL'!N$9,'Product Class Dist'!$D$43:$BE$49,3,FALSE)+'Results - 21-50 HP'!N14*HLOOKUP('Results - ALL'!N$9,'Product Class Dist'!$D$43:$BE$49,4,FALSE)+'Results - 51-100 HP'!N14*HLOOKUP('Results - ALL'!N$9,'Product Class Dist'!$D$43:$BE$49,5,FALSE)+'Results - 101-200 HP'!N14*HLOOKUP('Results - ALL'!N$9,'Product Class Dist'!$D$43:$BE$49,6,FALSE)+'Results - 201-500 HP'!N14*HLOOKUP('Results - ALL'!N$9,'Product Class Dist'!$D$43:$BE$49,7,FALSE)","v":19339.334316441022},{"$f":"'Results - 1-5 HP'!O14*HLOOKUP('Results - ALL'!O$9,'Product Class Dist'!$D$43:$BE$49,2,FALSE)+'Results - 6-20 HP'!O14*HLOOKUP('Results - ALL'!O$9,'Product Class Dist'!$D$43:$BE$49,3,FALSE)+'Results - 21-50 HP'!O14*HLOOKUP('Results - ALL'!O$9,'Product Class Dist'!$D$43:$BE$49,4,FALSE)+'Results - 51-100 HP'!O14*HLOOKUP('Results - ALL'!O$9,'Product Class Dist'!$D$43:$BE$49,5,FALSE)+'Results - 101-200 HP'!O14*HLOOKUP('Results - ALL'!O$9,'Product Class Dist'!$D$43:$BE$49,6,FALSE)+'Results - 201-500 HP'!O14*HLOOKUP('Results - ALL'!O$9,'Product Class Dist'!$D$43:$BE$49,7,FALSE)","v":19302.173400386298},{"$f":"'Results - 1-5 HP'!P14*HLOOKUP('Results - ALL'!P$9,'Product Class Dist'!$D$43:$BE$49,2,FALSE)+'Results - 6-20 HP'!P14*HLOOKUP('Results - ALL'!P$9,'Product Class Dist'!$D$43:$BE$49,3,FALSE)+'Results - 21-50 HP'!P14*HLOOKUP('Results - ALL'!P$9,'Product Class Dist'!$D$43:$BE$49,4,FALSE)+'Results - 51-100 HP'!P14*HLOOKUP('Results - ALL'!P$9,'Product Class Dist'!$D$43:$BE$49,5,FALSE)+'Results - 101-200 HP'!P14*HLOOKUP('Results - ALL'!P$9,'Product Class Dist'!$D$43:$BE$49,6,FALSE)+'Results - 201-500 HP'!P14*HLOOKUP('Results - ALL'!P$9,'Product Class Dist'!$D$43:$BE$49,7,FALSE)","v":19265.289514750471},{"$f":"'Results - 1-5 HP'!Q14*HLOOKUP('Results - ALL'!Q$9,'Product Class Dist'!$D$43:$BE$49,2,FALSE)+'Results - 6-20 HP'!Q14*HLOOKUP('Results - ALL'!Q$9,'Product Class Dist'!$D$43:$BE$49,3,FALSE)+'Results - 21-50 HP'!Q14*HLOOKUP('Results - ALL'!Q$9,'Product Class Dist'!$D$43:$BE$49,4,FALSE)+'Results - 51-100 HP'!Q14*HLOOKUP('Results - ALL'!Q$9,'Product Class Dist'!$D$43:$BE$49,5,FALSE)+'Results - 101-200 HP'!Q14*HLOOKUP('Results - ALL'!Q$9,'Product Class Dist'!$D$43:$BE$49,6,FALSE)+'Results - 201-500 HP'!Q14*HLOOKUP('Results - ALL'!Q$9,'Product Class Dist'!$D$43:$BE$49,7,FALSE)","v":19229.522417186468},{"$f":"'Results - 1-5 HP'!R14*HLOOKUP('Results - ALL'!R$9,'Product Class Dist'!$D$43:$BE$49,2,FALSE)+'Results - 6-20 HP'!R14*HLOOKUP('Results - ALL'!R$9,'Product Class Dist'!$D$43:$BE$49,3,FALSE)+'Results - 21-50 HP'!R14*HLOOKUP('Results - ALL'!R$9,'Product Class Dist'!$D$43:$BE$49,4,FALSE)+'Results - 51-100 HP'!R14*HLOOKUP('Results - ALL'!R$9,'Product Class Dist'!$D$43:$BE$49,5,FALSE)+'Results - 101-200 HP'!R14*HLOOKUP('Results - ALL'!R$9,'Product Class Dist'!$D$43:$BE$49,6,FALSE)+'Results - 201-500 HP'!R14*HLOOKUP('Results - ALL'!R$9,'Product Class Dist'!$D$43:$BE$49,7,FALSE)","v":19194.8190938933},{"$f":"'Results - 1-5 HP'!S14*HLOOKUP('Results - ALL'!S$9,'Product Class Dist'!$D$43:$BE$49,2,FALSE)+'Results - 6-20 HP'!S14*HLOOKUP('Results - ALL'!S$9,'Product Class Dist'!$D$43:$BE$49,3,FALSE)+'Results - 21-50 HP'!S14*HLOOKUP('Results - ALL'!S$9,'Product Class Dist'!$D$43:$BE$49,4,FALSE)+'Results - 51-100 HP'!S14*HLOOKUP('Results - ALL'!S$9,'Product Class Dist'!$D$43:$BE$49,5,FALSE)+'Results - 101-200 HP'!S14*HLOOKUP('Results - ALL'!S$9,'Product Class Dist'!$D$43:$BE$49,6,FALSE)+'Results - 201-500 HP'!S14*HLOOKUP('Results - ALL'!S$9,'Product Class Dist'!$D$43:$BE$49,7,FALSE)","v":19161.185581579786},{"$f":"'Results - 1-5 HP'!T14*HLOOKUP('Results - ALL'!T$9,'Product Class Dist'!$D$43:$BE$49,2,FALSE)+'Results - 6-20 HP'!T14*HLOOKUP('Results - ALL'!T$9,'Product Class Dist'!$D$43:$BE$49,3,FALSE)+'Results - 21-50 HP'!T14*HLOOKUP('Results - ALL'!T$9,'Product Class Dist'!$D$43:$BE$49,4,FALSE)+'Results - 51-100 HP'!T14*HLOOKUP('Results - ALL'!T$9,'Product Class Dist'!$D$43:$BE$49,5,FALSE)+'Results - 101-200 HP'!T14*HLOOKUP('Results - ALL'!T$9,'Product Class Dist'!$D$43:$BE$49,6,FALSE)+'Results - 201-500 HP'!T14*HLOOKUP('Results - ALL'!T$9,'Product Class Dist'!$D$43:$BE$49,7,FALSE)","v":19128.69032829177},{"$f":"'Results - 1-5 HP'!U14*HLOOKUP('Results - ALL'!U$9,'Product Class Dist'!$D$43:$BE$49,2,FALSE)+'Results - 6-20 HP'!U14*HLOOKUP('Results - ALL'!U$9,'Product Class Dist'!$D$43:$BE$49,3,FALSE)+'Results - 21-50 HP'!U14*HLOOKUP('Results - ALL'!U$9,'Product Class Dist'!$D$43:$BE$49,4,FALSE)+'Results - 51-100 HP'!U14*HLOOKUP('Results - ALL'!U$9,'Product Class Dist'!$D$43:$BE$49,5,FALSE)+'Results - 101-200 HP'!U14*HLOOKUP('Results - ALL'!U$9,'Product Class Dist'!$D$43:$BE$49,6,FALSE)+'Results - 201-500 HP'!U14*HLOOKUP('Results - ALL'!U$9,'Product Class Dist'!$D$43:$BE$49,7,FALSE)","v":19097.134172767608},{"$f":"'Results - 1-5 HP'!V14*HLOOKUP('Results - ALL'!V$9,'Product Class Dist'!$D$43:$BE$49,2,FALSE)+'Results - 6-20 HP'!V14*HLOOKUP('Results - ALL'!V$9,'Product Class Dist'!$D$43:$BE$49,3,FALSE)+'Results - 21-50 HP'!V14*HLOOKUP('Results - ALL'!V$9,'Product Class Dist'!$D$43:$BE$49,4,FALSE)+'Results - 51-100 HP'!V14*HLOOKUP('Results - ALL'!V$9,'Product Class Dist'!$D$43:$BE$49,5,FALSE)+'Results - 101-200 HP'!V14*HLOOKUP('Results - ALL'!V$9,'Product Class Dist'!$D$43:$BE$49,6,FALSE)+'Results - 201-500 HP'!V14*HLOOKUP('Results - ALL'!V$9,'Product Class Dist'!$D$43:$BE$49,7,FALSE)","v":19066.434711669786},{"$f":"'Results - 1-5 HP'!W14*HLOOKUP('Results - ALL'!W$9,'Product Class Dist'!$D$43:$BE$49,2,FALSE)+'Results - 6-20 HP'!W14*HLOOKUP('Results - ALL'!W$9,'Product Class Dist'!$D$43:$BE$49,3,FALSE)+'Results - 21-50 HP'!W14*HLOOKUP('Results - ALL'!W$9,'Product Class Dist'!$D$43:$BE$49,4,FALSE)+'Results - 51-100 HP'!W14*HLOOKUP('Results - ALL'!W$9,'Product Class Dist'!$D$43:$BE$49,5,FALSE)+'Results - 101-200 HP'!W14*HLOOKUP('Results - ALL'!W$9,'Product Class Dist'!$D$43:$BE$49,6,FALSE)+'Results - 201-500 HP'!W14*HLOOKUP('Results - ALL'!W$9,'Product Class Dist'!$D$43:$BE$49,7,FALSE)","v":19036.604655879863},{"$f":"'Results - 1-5 HP'!X14*HLOOKUP('Results - ALL'!X$9,'Product Class Dist'!$D$43:$BE$49,2,FALSE)+'Results - 6-20 HP'!X14*HLOOKUP('Results - ALL'!X$9,'Product Class Dist'!$D$43:$BE$49,3,FALSE)+'Results - 21-50 HP'!X14*HLOOKUP('Results - ALL'!X$9,'Product Class Dist'!$D$43:$BE$49,4,FALSE)+'Results - 51-100 HP'!X14*HLOOKUP('Results - ALL'!X$9,'Product Class Dist'!$D$43:$BE$49,5,FALSE)+'Results - 101-200 HP'!X14*HLOOKUP('Results - ALL'!X$9,'Product Class Dist'!$D$43:$BE$49,6,FALSE)+'Results - 201-500 HP'!X14*HLOOKUP('Results - ALL'!X$9,'Product Class Dist'!$D$43:$BE$49,7,FALSE)","v":19012.304391440863},{"$f":"'Results - 1-5 HP'!Y14*HLOOKUP('Results - ALL'!Y$9,'Product Class Dist'!$D$43:$BE$49,2,FALSE)+'Results - 6-20 HP'!Y14*HLOOKUP('Results - ALL'!Y$9,'Product Class Dist'!$D$43:$BE$49,3,FALSE)+'Results - 21-50 HP'!Y14*HLOOKUP('Results - ALL'!Y$9,'Product Class Dist'!$D$43:$BE$49,4,FALSE)+'Results - 51-100 HP'!Y14*HLOOKUP('Results - ALL'!Y$9,'Product Class Dist'!$D$43:$BE$49,5,FALSE)+'Results - 101-200 HP'!Y14*HLOOKUP('Results - ALL'!Y$9,'Product Class Dist'!$D$43:$BE$49,6,FALSE)+'Results - 201-500 HP'!Y14*HLOOKUP('Results - ALL'!Y$9,'Product Class Dist'!$D$43:$BE$49,7,FALSE)","v":18994.655731895979},{"$f":"'Results - 1-5 HP'!Z14*HLOOKUP('Results - ALL'!Z$9,'Product Class Dist'!$D$43:$BE$49,2,FALSE)+'Results - 6-20 HP'!Z14*HLOOKUP('Results - ALL'!Z$9,'Product Class Dist'!$D$43:$BE$49,3,FALSE)+'Results - 21-50 HP'!Z14*HLOOKUP('Results - ALL'!Z$9,'Product Class Dist'!$D$43:$BE$49,4,FALSE)+'Results - 51-100 HP'!Z14*HLOOKUP('Results - ALL'!Z$9,'Product Class Dist'!$D$43:$BE$49,5,FALSE)+'Results - 101-200 HP'!Z14*HLOOKUP('Results - ALL'!Z$9,'Product Class Dist'!$D$43:$BE$49,6,FALSE)+'Results - 201-500 HP'!Z14*HLOOKUP('Results - ALL'!Z$9,'Product Class Dist'!$D$43:$BE$49,7,FALSE)","v":18977.602328668181},{"$f":"'Results - 1-5 HP'!AA14*HLOOKUP('Results - ALL'!AA$9,'Product Class Dist'!$D$43:$BE$49,2,FALSE)+'Results - 6-20 HP'!AA14*HLOOKUP('Results - ALL'!AA$9,'Product Class Dist'!$D$43:$BE$49,3,FALSE)+'Results - 21-50 HP'!AA14*HLOOKUP('Results - ALL'!AA$9,'Product Class Dist'!$D$43:$BE$49,4,FALSE)+'Results - 51-100 HP'!AA14*HLOOKUP('Results - ALL'!AA$9,'Product Class Dist'!$D$43:$BE$49,5,FALSE)+'Results - 101-200 HP'!AA14*HLOOKUP('Results - ALL'!AA$9,'Product Class Dist'!$D$43:$BE$49,6,FALSE)+'Results - 201-500 HP'!AA14*HLOOKUP('Results - ALL'!AA$9,'Product Class Dist'!$D$43:$BE$49,7,FALSE)","v":18961.152816426496},{"$f":"'Results - 1-5 HP'!AB14*HLOOKUP('Results - ALL'!AB$9,'Product Class Dist'!$D$43:$BE$49,2,FALSE)+'Results - 6-20 HP'!AB14*HLOOKUP('Results - ALL'!AB$9,'Product Class Dist'!$D$43:$BE$49,3,FALSE)+'Results - 21-50 HP'!AB14*HLOOKUP('Results - ALL'!AB$9,'Product Class Dist'!$D$43:$BE$49,4,FALSE)+'Results - 51-100 HP'!AB14*HLOOKUP('Results - ALL'!AB$9,'Product Class Dist'!$D$43:$BE$49,5,FALSE)+'Results - 101-200 HP'!AB14*HLOOKUP('Results - ALL'!AB$9,'Product Class Dist'!$D$43:$BE$49,6,FALSE)+'Results - 201-500 HP'!AB14*HLOOKUP('Results - ALL'!AB$9,'Product Class Dist'!$D$43:$BE$49,7,FALSE)","v":18946.687721916875},{"$f":"'Results - 1-5 HP'!AC14*HLOOKUP('Results - ALL'!AC$9,'Product Class Dist'!$D$43:$BE$49,2,FALSE)+'Results - 6-20 HP'!AC14*HLOOKUP('Results - ALL'!AC$9,'Product Class Dist'!$D$43:$BE$49,3,FALSE)+'Results - 21-50 HP'!AC14*HLOOKUP('Results - ALL'!AC$9,'Product Class Dist'!$D$43:$BE$49,4,FALSE)+'Results - 51-100 HP'!AC14*HLOOKUP('Results - ALL'!AC$9,'Product Class Dist'!$D$43:$BE$49,5,FALSE)+'Results - 101-200 HP'!AC14*HLOOKUP('Results - ALL'!AC$9,'Product Class Dist'!$D$43:$BE$49,6,FALSE)+'Results - 201-500 HP'!AC14*HLOOKUP('Results - ALL'!AC$9,'Product Class Dist'!$D$43:$BE$49,7,FALSE)","v":18934.908109285661},{"$f":"'Results - 1-5 HP'!AD14*HLOOKUP('Results - ALL'!AD$9,'Product Class Dist'!$D$43:$BE$49,2,FALSE)+'Results - 6-20 HP'!AD14*HLOOKUP('Results - ALL'!AD$9,'Product Class Dist'!$D$43:$BE$49,3,FALSE)+'Results - 21-50 HP'!AD14*HLOOKUP('Results - ALL'!AD$9,'Product Class Dist'!$D$43:$BE$49,4,FALSE)+'Results - 51-100 HP'!AD14*HLOOKUP('Results - ALL'!AD$9,'Product Class Dist'!$D$43:$BE$49,5,FALSE)+'Results - 101-200 HP'!AD14*HLOOKUP('Results - ALL'!AD$9,'Product Class Dist'!$D$43:$BE$49,6,FALSE)+'Results - 201-500 HP'!AD14*HLOOKUP('Results - ALL'!AD$9,'Product Class Dist'!$D$43:$BE$49,7,FALSE)","v":18925.647351360214},{"$f":"'Results - 1-5 HP'!AE14*HLOOKUP('Results - ALL'!AE$9,'Product Class Dist'!$D$43:$BE$49,2,FALSE)+'Results - 6-20 HP'!AE14*HLOOKUP('Results - ALL'!AE$9,'Product Class Dist'!$D$43:$BE$49,3,FALSE)+'Results - 21-50 HP'!AE14*HLOOKUP('Results - ALL'!AE$9,'Product Class Dist'!$D$43:$BE$49,4,FALSE)+'Results - 51-100 HP'!AE14*HLOOKUP('Results - ALL'!AE$9,'Product Class Dist'!$D$43:$BE$49,5,FALSE)+'Results - 101-200 HP'!AE14*HLOOKUP('Results - ALL'!AE$9,'Product Class Dist'!$D$43:$BE$49,6,FALSE)+'Results - 201-500 HP'!AE14*HLOOKUP('Results - ALL'!AE$9,'Product Class Dist'!$D$43:$BE$49,7,FALSE)","v":18920.04949498448},{"$f":"'Results - 1-5 HP'!AF14*HLOOKUP('Results - ALL'!AF$9,'Product Class Dist'!$D$43:$BE$49,2,FALSE)+'Results - 6-20 HP'!AF14*HLOOKUP('Results - ALL'!AF$9,'Product Class Dist'!$D$43:$BE$49,3,FALSE)+'Results - 21-50 HP'!AF14*HLOOKUP('Results - ALL'!AF$9,'Product Class Dist'!$D$43:$BE$49,4,FALSE)+'Results - 51-100 HP'!AF14*HLOOKUP('Results - ALL'!AF$9,'Product Class Dist'!$D$43:$BE$49,5,FALSE)+'Results - 101-200 HP'!AF14*HLOOKUP('Results - ALL'!AF$9,'Product Class Dist'!$D$43:$BE$49,6,FALSE)+'Results - 201-500 HP'!AF14*HLOOKUP('Results - ALL'!AF$9,'Product Class Dist'!$D$43:$BE$49,7,FALSE)","v":18916.403256163547},{"$f":"'Results - 1-5 HP'!AG14*HLOOKUP('Results - ALL'!AG$9,'Product Class Dist'!$D$43:$BE$49,2,FALSE)+'Results - 6-20 HP'!AG14*HLOOKUP('Results - ALL'!AG$9,'Product Class Dist'!$D$43:$BE$49,3,FALSE)+'Results - 21-50 HP'!AG14*HLOOKUP('Results - ALL'!AG$9,'Product Class Dist'!$D$43:$BE$49,4,FALSE)+'Results - 51-100 HP'!AG14*HLOOKUP('Results - ALL'!AG$9,'Product Class Dist'!$D$43:$BE$49,5,FALSE)+'Results - 101-200 HP'!AG14*HLOOKUP('Results - ALL'!AG$9,'Product Class Dist'!$D$43:$BE$49,6,FALSE)+'Results - 201-500 HP'!AG14*HLOOKUP('Results - ALL'!AG$9,'Product Class Dist'!$D$43:$BE$49,7,FALSE)","v":18912.925767276669}]
[]
[null,null,"Stock and Shipments",2005,{"$f":"D16+1","v":2006},{"$f":"E16+1","v":2007},2008,2009,2010,2011,2012,2013,2014,2015,2016,2017,2018,2019,2020,2021,2022,2023,2024,2025,2026,2027,2028,2029,2030,2031,2032,2033,2034,"Total "]
[null,null,"6P Shipments","--","--","--","--","--","--","--","--","--","--","--","--","--","--","--","--","--","--","--","--","--","--","--","--","--","--","--","--","--","--"]
[null,null,"Replacement Shipments",{"$f":"SUM('Results - 1-5 HP'!D18,'Results - 6-20 HP'!D18, 'Results - 21-50 HP'!D18,'Results - 51-100 HP'!D18,'Results - 101-200 HP'!D18, 'Results - 201-500 HP'!D18)","v":95992.292956241989},{"$f":"SUM('Results - 1-5 HP'!E18,'Results - 6-20 HP'!E18, 'Results - 21-50 HP'!E18,'Results - 51-100 HP'!E18,'Results - 101-200 HP'!E18, 'Results - 201-500 HP'!E18)","v":99277.879322511333},{"$f":"SUM('Results - 1-5 HP'!F18,'Results - 6-20 HP'!F18, 'Results - 21-50 HP'!F18,'Results - 51-100 HP'!F18,'Results - 101-200 HP'!F18, 'Results - 201-500 HP'!F18)","v":102675.92344385415},{"$f":"SUM('Results - 1-5 HP'!G18,'Results - 6-20 HP'!G18, 'Results - 21-50 HP'!G18,'Results - 51-100 HP'!G18,'Results - 101-200 HP'!G18, 'Results - 201-500 HP'!G18)","v":106190.27447998391},{"$f":"SUM('Results - 1-5 HP'!H18,'Results - 6-20 HP'!H18, 'Results - 21-50 HP'!H18,'Results - 51-100 HP'!H18,'Results - 101-200 HP'!H18, 'Results - 201-500 HP'!H18)","v":109824.91333813555},{"$f":"SUM('Results - 1-5 HP'!I18,'Results - 6-20 HP'!I18, 'Results - 21-50 HP'!I18,'Results - 51-100 HP'!I18,'Results - 101-200 HP'!I18, 'Results - 201-500 HP'!I18)","v":113583.95718246771},{"$f":"SUM('Results - 1-5 HP'!J18,'Results - 6-20 HP'!J18, 'Results - 21-50 HP'!J18,'Results - 51-100 HP'!J18,'Results - 101-200 HP'!J18, 'Results - 201-500 HP'!J18)","v":117471.66409781095},{"$f":"SUM('Results - 1-5 HP'!K18,'Results - 6-20 HP'!K18, 'Results - 21-50 HP'!K18,'Results - 51-100 HP'!K18,'Results - 101-200 HP'!K18, 'Results - 201-500 HP'!K18)","v":121492.43791304505},{"$f":"SUM('Results - 1-5 HP'!L18,'Results - 6-20 HP'!L18, 'Results - 21-50 HP'!L18,'Results - 51-100 HP'!L18,'Results - 101-200 HP'!L18, 'Results - 201-500 HP'!L18)","v":125650.83318956883},{"$f":"SUM('Results - 1-5 HP'!M18,'Results - 6-20 HP'!M18, 'Results - 21-50 HP'!M18,'Results - 51-100 HP'!M18,'Results - 101-200 HP'!M18, 'Results - 201-500 HP'!M18)","v":129951.56038051343},{"$f":"SUM('Results - 1-5 HP'!N18,'Results - 6-20 HP'!N18, 'Results - 21-50 HP'!N18,'Results - 51-100 HP'!N18,'Results - 101-200 HP'!N18, 'Results - 201-500 HP'!N18)","v":134399.49116654304},{"$f":"SUM('Results - 1-5 HP'!O18,'Results - 6-20 HP'!O18, 'Results - 21-50 HP'!O18,'Results - 51-100 HP'!O18,'Results - 101-200 HP'!O18, 'Results - 201-500 HP'!O18)","v":138999.66397428734},{"$f":"SUM('Results - 1-5 HP'!P18,'Results - 6-20 HP'!P18, 'Results - 21-50 HP'!P18,'Results - 51-100 HP'!P18,'Results - 101-200 HP'!P18, 'Results - 201-500 HP'!P18)","v":143757.28968365677},{"$f":"SUM('Results - 1-5 HP'!Q18,'Results - 6-20 HP'!Q18, 'Results - 21-50 HP'!Q18,'Results - 51-100 HP'!Q18,'Results - 101-200 HP'!Q18, 'Results - 201-500 HP'!Q18)","v":148677.7575305053},{"$f":"SUM('Results - 1-5 HP'!R18,'Results - 6-20 HP'!R18, 'Results - 21-50 HP'!R18,'Results - 51-100 HP'!R18,'Results - 101-200 HP'!R18, 'Results - 201-500 HP'!R18)","v":153766.64121132751},{"$f":"SUM('Results - 1-5 HP'!S18,'Results - 6-20 HP'!S18, 'Results - 21-50 HP'!S18,'Results - 51-100 HP'!S18,'Results - 101-200 HP'!S18, 'Results - 201-500 HP'!S18)","v":159029.70519690466},{"$f":"SUM('Results - 1-5 HP'!T18,'Results - 6-20 HP'!T18, 'Results - 21-50 HP'!T18,'Results - 51-100 HP'!T18,'Results - 101-200 HP'!T18, 'Results - 201-500 HP'!T18)","v":164472.91126205161},{"$f":"SUM('Results - 1-5 HP'!U18,'Results - 6-20 HP'!U18, 'Results - 21-50 HP'!U18,'Results - 51-100 HP'!U18,'Results - 101-200 HP'!U18, 'Results - 201-500 HP'!U18)","v":170102.42523886185},{"$f":"SUM('Results - 1-5 HP'!V18,'Results - 6-20 HP'!V18, 'Results - 21-50 HP'!V18,'Results - 51-100 HP'!V18,'Results - 101-200 HP'!V18, 'Results - 201-500 HP'!V18)","v":175924.62400109915},{"$f":"SUM('Results - 1-5 HP'!W18,'Results - 6-20 HP'!W18, 'Results - 21-50 HP'!W18,'Results - 51-100 HP'!W18,'Results - 101-200 HP'!W18, 'Results - 201-500 HP'!W18)","v":181946.10268764908},{"$f":"SUM('Results - 1-5 HP'!X18,'Results - 6-20 HP'!X18, 'Results - 21-50 HP'!X18,'Results - 51-100 HP'!X18,'Results - 101-200 HP'!X18, 'Results - 201-500 HP'!X18)","v":188173.68217321142},{"$f":"SUM('Results - 1-5 HP'!Y18,'Results - 6-20 HP'!Y18, 'Results - 21-50 HP'!Y18,'Results - 51-100 HP'!Y18,'Results - 101-200 HP'!Y18, 'Results - 201-500 HP'!Y18)","v":194614.41679469644},{"$f":"SUM('Results - 1-5 HP'!Z18,'Results - 6-20 HP'!Z18, 'Results - 21-50 HP'!Z18,'Results - 51-100 HP'!Z18,'Results - 101-200 HP'!Z18, 'Results - 201-500 HP'!Z18)","v":201275.60234207773},{"$f":"SUM('Results - 1-5 HP'!AA18,'Results - 6-20 HP'!AA18, 'Results - 21-50 HP'!AA18,'Results - 51-100 HP'!AA18,'Results - 101-200 HP'!AA18, 'Results - 201-500 HP'!AA18)","v":208164.78432275236},{"$f":"SUM('Results - 1-5 HP'!AB18,'Results - 6-20 HP'!AB18, 'Results - 21-50 HP'!AB18,'Results - 51-100 HP'!AB18,'Results - 101-200 HP'!AB18, 'Results - 201-500 HP'!AB18)","v":215289.76650877023},{"$f":"SUM('Results - 1-5 HP'!AC18,'Results - 6-20 HP'!AC18, 'Results - 21-50 HP'!AC18,'Results - 51-100 HP'!AC18,'Results - 101-200 HP'!AC18, 'Results - 201-500 HP'!AC18)","v":222658.61977661503},{"$f":"SUM('Results - 1-5 HP'!AD18,'Results - 6-20 HP'!AD18, 'Results - 21-50 HP'!AD18,'Results - 51-100 HP'!AD18,'Results - 101-200 HP'!AD18, 'Results - 201-500 HP'!AD18)","v":230279.69124954962},{"$f":"SUM('Results - 1-5 HP'!AE18,'Results - 6-20 HP'!AE18, 'Results - 21-50 HP'!AE18,'Results - 51-100 HP'!AE18,'Results - 101-200 HP'!AE18, 'Results - 201-500 HP'!AE18)","v":240646.8368875226},{"$f":"SUM('Results - 1-5 HP'!AF18,'Results - 6-20 HP'!AF18, 'Results - 21-50 HP'!AF18,'Results - 51-100 HP'!AF18,'Results - 101-200 HP'!AF18, 'Results - 201-500 HP'!AF18)","v":249030.06684851469},{"$f":"SUM('Results - 1-5 HP'!AG18,'Results - 6-20 HP'!AG18, 'Results - 21-50 HP'!AG18,'Results - 51-100 HP'!AG18,'Results - 101-200 HP'!AG18, 'Results - 201-500 HP'!AG18)","v":256877.34786000469}]
[null,null,"Net New Shipments",{"$f":"SUM('Results - 1-5 HP'!D19,'Results - 6-20 HP'!D19, 'Results - 21-50 HP'!D19,'Results - 51-100 HP'!D19,'Results - 101-200 HP'!D19, 'Results - 201-500 HP'!D19)","v":66915.753414885083},{"$f":"SUM('Results - 1-5 HP'!E19,'Results - 6-20 HP'!E19, 'Results - 21-50 HP'!E19,'Results - 51-100 HP'!E19,'Results - 101-200 HP'!E19, 'Results - 201-500 HP'!E19)","v":69206.119446758181},{"$f":"SUM('Results - 1-5 HP'!F19,'Results - 6-20 HP'!F19, 'Results - 21-50 HP'!F19,'Results - 51-100 HP'!F19,'Results - 101-200 HP'!F19, 'Results - 201-500 HP'!F19)","v":71574.879224382486},{"$f":"SUM('Results - 1-5 HP'!G19,'Results - 6-20 HP'!G19, 'Results - 21-50 HP'!G19,'Results - 51-100 HP'!G19,'Results - 101-200 HP'!G19, 'Results - 201-500 HP'!G19)","v":74024.715977987347},{"$f":"SUM('Results - 1-5 HP'!H19,'Results - 6-20 HP'!H19, 'Results - 21-50 HP'!H19,'Results - 51-100 HP'!H19,'Results - 101-200 HP'!H19, 'Results - 201-500 HP'!H19)","v":76558.404778348675},{"$f":"SUM('Results - 1-5 HP'!I19,'Results - 6-20 HP'!I19, 'Results - 21-50 HP'!I19,'Results - 51-100 HP'!I19,'Results - 101-200 HP'!I19, 'Results - 201-500 HP'!I19)","v":79178.81568027116},{"$f":"SUM('Results - 1-5 HP'!J19,'Results - 6-20 HP'!J19, 'Results - 21-50 HP'!J19,'Results - 51-100 HP'!J19,'Results - 101-200 HP'!J19, 'Results - 201-500 HP'!J19)","v":81888.91697366396},{"$f":"SUM('Results - 1-5 HP'!K19,'Results - 6-20 HP'!K19, 'Results - 21-50 HP'!K19,'Results - 51-100 HP'!K19,'Results - 101-200 HP'!K19, 'Results - 201-500 HP'!K19)","v":84691.778545893292},{"$f":"SUM('Results - 1-5 HP'!L19,'Results - 6-20 HP'!L19, 'Results - 21-50 HP'!L19,'Results - 51-100 HP'!L19,'Results - 101-200 HP'!L19, 'Results - 201-500 HP'!L19)","v":87590.575359220122},{"$f":"SUM('Results - 1-5 HP'!M19,'Results - 6-20 HP'!M19, 'Results - 21-50 HP'!M19,'Results - 51-100 HP'!M19,'Results - 101-200 HP'!M19, 'Results - 201-500 HP'!M19)","v":90588.591047262147},{"$f":"SUM('Results - 1-5 HP'!N19,'Results - 6-20 HP'!N19, 'Results - 21-50 HP'!N19,'Results - 51-100 HP'!N19,'Results - 101-200 HP'!N19, 'Results - 201-500 HP'!N19)","v":93689.221634554284},{"$f":"SUM('Results - 1-5 HP'!O19,'Results - 6-20 HP'!O19, 'Results - 21-50 HP'!O19,'Results - 51-100 HP'!O19,'Results - 101-200 HP'!O19, 'Results - 201-500 HP'!O19)","v":96895.97938342065},{"$f":"SUM('Results - 1-5 HP'!P19,'Results - 6-20 HP'!P19, 'Results - 21-50 HP'!P19,'Results - 51-100 HP'!P19,'Results - 101-200 HP'!P19, 'Results - 201-500 HP'!P19)","v":104078.73745673854},{"$f":"SUM('Results - 1-5 HP'!Q19,'Results - 6-20 HP'!Q19, 'Results - 21-50 HP'!Q19,'Results - 51-100 HP'!Q19,'Results - 101-200 HP'!Q19, 'Results - 201-500 HP'!Q19)","v":106309.17840555246},{"$f":"SUM('Results - 1-5 HP'!R19,'Results - 6-20 HP'!R19, 'Results - 21-50 HP'!R19,'Results - 51-100 HP'!R19,'Results - 101-200 HP'!R19, 'Results - 201-500 HP'!R19)","v":109432.92914228946},{"$f":"SUM('Results - 1-5 HP'!S19,'Results - 6-20 HP'!S19, 'Results - 21-50 HP'!S19,'Results - 51-100 HP'!S19,'Results - 101-200 HP'!S19, 'Results - 201-500 HP'!S19)","v":112511.59615088673},{"$f":"SUM('Results - 1-5 HP'!T19,'Results - 6-20 HP'!T19, 'Results - 21-50 HP'!T19,'Results - 51-100 HP'!T19,'Results - 101-200 HP'!T19, 'Results - 201-500 HP'!T19)","v":114011.94536493853},{"$f":"SUM('Results - 1-5 HP'!U19,'Results - 6-20 HP'!U19, 'Results - 21-50 HP'!U19,'Results - 51-100 HP'!U19,'Results - 101-200 HP'!U19, 'Results - 201-500 HP'!U19)","v":118152.65104186471},{"$f":"SUM('Results - 1-5 HP'!V19,'Results - 6-20 HP'!V19, 'Results - 21-50 HP'!V19,'Results - 51-100 HP'!V19,'Results - 101-200 HP'!V19, 'Results - 201-500 HP'!V19)","v":124388.64135570935},{"$f":"SUM('Results - 1-5 HP'!W19,'Results - 6-20 HP'!W19, 'Results - 21-50 HP'!W19,'Results - 51-100 HP'!W19,'Results - 101-200 HP'!W19, 'Results - 201-500 HP'!W19)","v":131545.59550977117},{"$f":"SUM('Results - 1-5 HP'!X19,'Results - 6-20 HP'!X19, 'Results - 21-50 HP'!X19,'Results - 51-100 HP'!X19,'Results - 101-200 HP'!X19, 'Results - 201-500 HP'!X19)","v":139699.15208210849},{"$f":"SUM('Results - 1-5 HP'!Y19,'Results - 6-20 HP'!Y19, 'Results - 21-50 HP'!Y19,'Results - 51-100 HP'!Y19,'Results - 101-200 HP'!Y19, 'Results - 201-500 HP'!Y19)","v":147245.97370631382},{"$f":"SUM('Results - 1-5 HP'!Z19,'Results - 6-20 HP'!Z19, 'Results - 21-50 HP'!Z19,'Results - 51-100 HP'!Z19,'Results - 101-200 HP'!Z19, 'Results - 201-500 HP'!Z19)","v":152555.01734433291},{"$f":"SUM('Results - 1-5 HP'!AA19,'Results - 6-20 HP'!AA19, 'Results - 21-50 HP'!AA19,'Results - 51-100 HP'!AA19,'Results - 101-200 HP'!AA19, 'Results - 201-500 HP'!AA19)","v":155656.48266820045},{"$f":"SUM('Results - 1-5 HP'!AB19,'Results - 6-20 HP'!AB19, 'Results - 21-50 HP'!AB19,'Results - 51-100 HP'!AB19,'Results - 101-200 HP'!AB19, 'Results - 201-500 HP'!AB19)","v":158753.07041361494},{"$f":"SUM('Results - 1-5 HP'!AC19,'Results - 6-20 HP'!AC19, 'Results - 21-50 HP'!AC19,'Results - 51-100 HP'!AC19,'Results - 101-200 HP'!AC19, 'Results - 201-500 HP'!AC19)","v":161835.40348013604},{"$f":"SUM('Results - 1-5 HP'!AD19,'Results - 6-20 HP'!AD19, 'Results - 21-50 HP'!AD19,'Results - 51-100 HP'!AD19,'Results - 101-200 HP'!AD19, 'Results - 201-500 HP'!AD19)","v":163173.05301478974},{"$f":"SUM('Results - 1-5 HP'!AE19,'Results - 6-20 HP'!AE19, 'Results - 21-50 HP'!AE19,'Results - 51-100 HP'!AE19,'Results - 101-200 HP'!AE19, 'Results - 201-500 HP'!AE19)","v":164956.9886402222},{"$f":"SUM('Results - 1-5 HP'!AF19,'Results - 6-20 HP'!AF19, 'Results - 21-50 HP'!AF19,'Results - 51-100 HP'!AF19,'Results - 101-200 HP'!AF19, 'Results - 201-500 HP'!AF19)","v":168805.13899379765},{"$f":"SUM('Results - 1-5 HP'!AG19,'Results - 6-20 HP'!AG19, 'Results - 21-50 HP'!AG19,'Results - 51-100 HP'!AG19,'Results - 101-200 HP'!AG19, 'Results - 201-500 HP'!AG19)","v":175447.48867786021}]
[null,null,"Total Model Shipments",{"$f":"SUM('Results - 1-5 HP'!D20,'Results - 6-20 HP'!D20, 'Results - 21-50 HP'!D20,'Results - 51-100 HP'!D20,'Results - 101-200 HP'!D20, 'Results - 201-500 HP'!D20)","v":162908.0463711271},{"$f":"SUM('Results - 1-5 HP'!E20,'Results - 6-20 HP'!E20, 'Results - 21-50 HP'!E20,'Results - 51-100 HP'!E20,'Results - 101-200 HP'!E20, 'Results - 201-500 HP'!E20)","v":168483.99876926956},{"$f":"SUM('Results - 1-5 HP'!F20,'Results - 6-20 HP'!F20, 'Results - 21-50 HP'!F20,'Results - 51-100 HP'!F20,'Results - 101-200 HP'!F20, 'Results - 201-500 HP'!F20)","v":174250.80266823663},{"$f":"SUM('Results - 1-5 HP'!G20,'Results - 6-20 HP'!G20, 'Results - 21-50 HP'!G20,'Results - 51-100 HP'!G20,'Results - 101-200 HP'!G20, 'Results - 201-500 HP'!G20)","v":180214.99045797123},{"$f":"SUM('Results - 1-5 HP'!H20,'Results - 6-20 HP'!H20, 'Results - 21-50 HP'!H20,'Results - 51-100 HP'!H20,'Results - 101-200 HP'!H20, 'Results - 201-500 HP'!H20)","v":186383.31811648427},{"$f":"SUM('Results - 1-5 HP'!I20,'Results - 6-20 HP'!I20, 'Results - 21-50 HP'!I20,'Results - 51-100 HP'!I20,'Results - 101-200 HP'!I20, 'Results - 201-500 HP'!I20)","v":192762.77286273884},{"$f":"SUM('Results - 1-5 HP'!J20,'Results - 6-20 HP'!J20, 'Results - 21-50 HP'!J20,'Results - 51-100 HP'!J20,'Results - 101-200 HP'!J20, 'Results - 201-500 HP'!J20)","v":199360.58107147491},{"$f":"SUM('Results - 1-5 HP'!K20,'Results - 6-20 HP'!K20, 'Results - 21-50 HP'!K20,'Results - 51-100 HP'!K20,'Results - 101-200 HP'!K20, 'Results - 201-500 HP'!K20)","v":206184.21645893835},{"$f":"SUM('Results - 1-5 HP'!L20,'Results - 6-20 HP'!L20, 'Results - 21-50 HP'!L20,'Results - 51-100 HP'!L20,'Results - 101-200 HP'!L20, 'Results - 201-500 HP'!L20)","v":213241.40854878895},{"$f":"SUM('Results - 1-5 HP'!M20,'Results - 6-20 HP'!M20, 'Results - 21-50 HP'!M20,'Results - 51-100 HP'!M20,'Results - 101-200 HP'!M20, 'Results - 201-500 HP'!M20)","v":220540.15142777559},{"$f":"SUM('Results - 1-5 HP'!N20,'Results - 6-20 HP'!N20, 'Results - 21-50 HP'!N20,'Results - 51-100 HP'!N20,'Results - 101-200 HP'!N20, 'Results - 201-500 HP'!N20)","v":228088.71280109737},{"$f":"SUM('Results - 1-5 HP'!O20,'Results - 6-20 HP'!O20, 'Results - 21-50 HP'!O20,'Results - 51-100 HP'!O20,'Results - 101-200 HP'!O20, 'Results - 201-500 HP'!O20)","v":235895.64335770797},{"$f":"SUM('Results - 1-5 HP'!P20,'Results - 6-20 HP'!P20, 'Results - 21-50 HP'!P20,'Results - 51-100 HP'!P20,'Results - 101-200 HP'!P20, 'Results - 201-500 HP'!P20)","v":247836.02714039537},{"$f":"SUM('Results - 1-5 HP'!Q20,'Results - 6-20 HP'!Q20, 'Results - 21-50 HP'!Q20,'Results - 51-100 HP'!Q20,'Results - 101-200 HP'!Q20, 'Results - 201-500 HP'!Q20)","v":254986.93593605777},{"$f":"SUM('Results - 1-5 HP'!R20,'Results - 6-20 HP'!R20, 'Results - 21-50 HP'!R20,'Results - 51-100 HP'!R20,'Results - 101-200 HP'!R20, 'Results - 201-500 HP'!R20)","v":263199.57035361708},{"$f":"SUM('Results - 1-5 HP'!S20,'Results - 6-20 HP'!S20, 'Results - 21-50 HP'!S20,'Results - 51-100 HP'!S20,'Results - 101-200 HP'!S20, 'Results - 201-500 HP'!S20)","v":271541.30134779139},{"$f":"SUM('Results - 1-5 HP'!T20,'Results - 6-20 HP'!T20, 'Results - 21-50 HP'!T20,'Results - 51-100 HP'!T20,'Results - 101-200 HP'!T20, 'Results - 201-500 HP'!T20)","v":278484.85662699013},{"$f":"SUM('Results - 1-5 HP'!U20,'Results - 6-20 HP'!U20, 'Results - 21-50 HP'!U20,'Results - 51-100 HP'!U20,'Results - 101-200 HP'!U20, 'Results - 201-500 HP'!U20)","v":288255.07628072647},{"$f":"SUM('Results - 1-5 HP'!V20,'Results - 6-20 HP'!V20, 'Results - 21-50 HP'!V20,'Results - 51-100 HP'!V20,'Results - 101-200 HP'!V20, 'Results - 201-500 HP'!V20)","v":300313.26535680849},{"$f":"SUM('Results - 1-5 HP'!W20,'Results - 6-20 HP'!W20, 'Results - 21-50 HP'!W20,'Results - 51-100 HP'!W20,'Results - 101-200 HP'!W20, 'Results - 201-500 HP'!W20)","v":313491.69819742028},{"$f":"SUM('Results - 1-5 HP'!X20,'Results - 6-20 HP'!X20, 'Results - 21-50 HP'!X20,'Results - 51-100 HP'!X20,'Results - 101-200 HP'!X20, 'Results - 201-500 HP'!X20)","v":327872.83425531996},{"$f":"SUM('Results - 1-5 HP'!Y20,'Results - 6-20 HP'!Y20, 'Results - 21-50 HP'!Y20,'Results - 51-100 HP'!Y20,'Results - 101-200 HP'!Y20, 'Results - 201-500 HP'!Y20)","v":341860.39050101023},{"$f":"SUM('Results - 1-5 HP'!Z20,'Results - 6-20 HP'!Z20, 'Results - 21-50 HP'!Z20,'Results - 51-100 HP'!Z20,'Results - 101-200 HP'!Z20, 'Results - 201-500 HP'!Z20)","v":353830.61968641065},{"$f":"SUM('Results - 1-5 HP'!AA20,'Results - 6-20 HP'!AA20, 'Results - 21-50 HP'!AA20,'Results - 51-100 HP'!AA20,'Results - 101-200 HP'!AA20, 'Results - 201-500 HP'!AA20)","v":363821.26699095283},{"$f":"SUM('Results - 1-5 HP'!AB20,'Results - 6-20 HP'!AB20, 'Results - 21-50 HP'!AB20,'Results - 51-100 HP'!AB20,'Results - 101-200 HP'!AB20, 'Results - 201-500 HP'!AB20)","v":374042.83692238509},{"$f":"SUM('Results - 1-5 HP'!AC20,'Results - 6-20 HP'!AC20, 'Results - 21-50 HP'!AC20,'Results - 51-100 HP'!AC20,'Results - 101-200 HP'!AC20, 'Results - 201-500 HP'!AC20)","v":384494.02325675113},{"$f":"SUM('Results - 1-5 HP'!AD20,'Results - 6-20 HP'!AD20, 'Results - 21-50 HP'!AD20,'Results - 51-100 HP'!AD20,'Results - 101-200 HP'!AD20, 'Results - 201-500 HP'!AD20)","v":393452.74426433939},{"$f":"SUM('Results - 1-5 HP'!AE20,'Results - 6-20 HP'!AE20, 'Results - 21-50 HP'!AE20,'Results - 51-100 HP'!AE20,'Results - 101-200 HP'!AE20, 'Results - 201-500 HP'!AE20)","v":405603.82552774483},{"$f":"SUM('Results - 1-5 HP'!AF20,'Results - 6-20 HP'!AF20, 'Results - 21-50 HP'!AF20,'Results - 51-100 HP'!AF20,'Results - 101-200 HP'!AF20, 'Results - 201-500 HP'!AF20)","v":417835.20584231231},{"$f":"SUM('Results - 1-5 HP'!AG20,'Results - 6-20 HP'!AG20, 'Results - 21-50 HP'!AG20,'Results - 51-100 HP'!AG20,'Results - 101-200 HP'!AG20, 'Results - 201-500 HP'!AG20)","v":432324.83653786487}]
[null,null,"Model Installed Stock",{"$f":"SUM('Results - 1-5 HP'!D21,'Results - 6-20 HP'!D21, 'Results - 21-50 HP'!D21,'Results - 51-100 HP'!D21,'Results - 101-200 HP'!D21, 'Results - 201-500 HP'!D21)","v":2021938.6592601016},{"$f":"SUM('Results - 1-5 HP'!E21,'Results - 6-20 HP'!E21, 'Results - 21-50 HP'!E21,'Results - 51-100 HP'!E21,'Results - 101-200 HP'!E21, 'Results - 201-500 HP'!E21)","v":2091144.7787068598},{"$f":"SUM('Results - 1-5 HP'!F21,'Results - 6-20 HP'!F21, 'Results - 21-50 HP'!F21,'Results - 51-100 HP'!F21,'Results - 101-200 HP'!F21, 'Results - 201-500 HP'!F21)","v":2162719.6579312426},{"$f":"SUM('Results - 1-5 HP'!G21,'Results - 6-20 HP'!G21, 'Results - 21-50 HP'!G21,'Results - 51-100 HP'!G21,'Results - 101-200 HP'!G21, 'Results - 201-500 HP'!G21)","v":2236744.3739092299},{"$f":"SUM('Results - 1-5 HP'!H21,'Results - 6-20 HP'!H21, 'Results - 21-50 HP'!H21,'Results - 51-100 HP'!H21,'Results - 101-200 HP'!H21, 'Results - 201-500 HP'!H21)","v":2313302.7786875782},{"$f":"SUM('Results - 1-5 HP'!I21,'Results - 6-20 HP'!I21, 'Results - 21-50 HP'!I21,'Results - 51-100 HP'!I21,'Results - 101-200 HP'!I21, 'Results - 201-500 HP'!I21)","v":2392481.5943678496},{"$f":"SUM('Results - 1-5 HP'!J21,'Results - 6-20 HP'!J21, 'Results - 21-50 HP'!J21,'Results - 51-100 HP'!J21,'Results - 101-200 HP'!J21, 'Results - 201-500 HP'!J21)","v":2474370.5113415141},{"$f":"SUM('Results - 1-5 HP'!K21,'Results - 6-20 HP'!K21, 'Results - 21-50 HP'!K21,'Results - 51-100 HP'!K21,'Results - 101-200 HP'!K21, 'Results - 201-500 HP'!K21)","v":2559062.2898874069},{"$f":"SUM('Results - 1-5 HP'!L21,'Results - 6-20 HP'!L21, 'Results - 21-50 HP'!L21,'Results - 51-100 HP'!L21,'Results - 101-200 HP'!L21, 'Results - 201-500 HP'!L21)","v":2646652.8652466275},{"$f":"SUM('Results - 1-5 HP'!M21,'Results - 6-20 HP'!M21, 'Results - 21-50 HP'!M21,'Results - 51-100 HP'!M21,'Results - 101-200 HP'!M21, 'Results - 201-500 HP'!M21)","v":2737241.4562938893},{"$f":"SUM('Results - 1-5 HP'!N21,'Results - 6-20 HP'!N21, 'Results - 21-50 HP'!N21,'Results - 51-100 HP'!N21,'Results - 101-200 HP'!N21, 'Results - 201-500 HP'!N21)","v":2830930.6779284435},{"$f":"SUM('Results - 1-5 HP'!O21,'Results - 6-20 HP'!O21, 'Results - 21-50 HP'!O21,'Results - 51-100 HP'!O21,'Results - 101-200 HP'!O21, 'Results - 201-500 HP'!O21)","v":2927826.6573118637},{"$f":"SUM('Results - 1-5 HP'!P21,'Results - 6-20 HP'!P21, 'Results - 21-50 HP'!P21,'Results - 51-100 HP'!P21,'Results - 101-200 HP'!P21, 'Results - 201-500 HP'!P21)","v":3031905.3947686027},{"$f":"SUM('Results - 1-5 HP'!Q21,'Results - 6-20 HP'!Q21, 'Results - 21-50 HP'!Q21,'Results - 51-100 HP'!Q21,'Results - 101-200 HP'!Q21, 'Results - 201-500 HP'!Q21)","v":3138214.5731741549},{"$f":"SUM('Results - 1-5 HP'!R21,'Results - 6-20 HP'!R21, 'Results - 21-50 HP'!R21,'Results - 51-100 HP'!R21,'Results - 101-200 HP'!R21, 'Results - 201-500 HP'!R21)","v":3247647.5023164451},{"$f":"SUM('Results - 1-5 HP'!S21,'Results - 6-20 HP'!S21, 'Results - 21-50 HP'!S21,'Results - 51-100 HP'!S21,'Results - 101-200 HP'!S21, 'Results - 201-500 HP'!S21)","v":3360159.0984673314},{"$f":"SUM('Results - 1-5 HP'!T21,'Results - 6-20 HP'!T21, 'Results - 21-50 HP'!T21,'Results - 51-100 HP'!T21,'Results - 101-200 HP'!T21, 'Results - 201-500 HP'!T21)","v":3474171.0438322695},{"$f":"SUM('Results - 1-5 HP'!U21,'Results - 6-20 HP'!U21, 'Results - 21-50 HP'!U21,'Results - 51-100 HP'!U21,'Results - 101-200 HP'!U21, 'Results - 201-500 HP'!U21)","v":3592323.6948741339},{"$f":"SUM('Results - 1-5 HP'!V21,'Results - 6-20 HP'!V21, 'Results - 21-50 HP'!V21,'Results - 51-100 HP'!V21,'Results - 101-200 HP'!V21, 'Results - 201-500 HP'!V21)","v":3716712.3362298436},{"$f":"SUM('Results - 1-5 HP'!W21,'Results - 6-20 HP'!W21, 'Results - 21-50 HP'!W21,'Results - 51-100 HP'!W21,'Results - 101-200 HP'!W21, 'Results - 201-500 HP'!W21)","v":3848257.9317396157},{"$f":"SUM('Results - 1-5 HP'!X21,'Results - 6-20 HP'!X21, 'Results - 21-50 HP'!X21,'Results - 51-100 HP'!X21,'Results - 101-200 HP'!X21, 'Results - 201-500 HP'!X21)","v":3987957.0838217237},{"$f":"SUM('Results - 1-5 HP'!Y21,'Results - 6-20 HP'!Y21, 'Results - 21-50 HP'!Y21,'Results - 51-100 HP'!Y21,'Results - 101-200 HP'!Y21, 'Results - 201-500 HP'!Y21)","v":4135203.0575280376},{"$f":"SUM('Results - 1-5 HP'!Z21,'Results - 6-20 HP'!Z21, 'Results - 21-50 HP'!Z21,'Results - 51-100 HP'!Z21,'Results - 101-200 HP'!Z21, 'Results - 201-500 HP'!Z21)","v":4287758.0748723699},{"$f":"SUM('Results - 1-5 HP'!AA21,'Results - 6-20 HP'!AA21, 'Results - 21-50 HP'!AA21,'Results - 51-100 HP'!AA21,'Results - 101-200 HP'!AA21, 'Results - 201-500 HP'!AA21)","v":4443414.5575405704},{"$f":"SUM('Results - 1-5 HP'!AB21,'Results - 6-20 HP'!AB21, 'Results - 21-50 HP'!AB21,'Results - 51-100 HP'!AB21,'Results - 101-200 HP'!AB21, 'Results - 201-500 HP'!AB21)","v":4602167.6279541869},{"$f":"SUM('Results - 1-5 HP'!AC21,'Results - 6-20 HP'!AC21, 'Results - 21-50 HP'!AC21,'Results - 51-100 HP'!AC21,'Results - 101-200 HP'!AC21, 'Results - 201-500 HP'!AC21)","v":4764003.0314343227},{"$f":"SUM('Results - 1-5 HP'!AD21,'Results - 6-20 HP'!AD21, 'Results - 21-50 HP'!AD21,'Results - 51-100 HP'!AD21,'Results - 101-200 HP'!AD21, 'Results - 201-500 HP'!AD21)","v":4927176.0844491115},{"$f":"SUM('Results - 1-5 HP'!AE21,'Results - 6-20 HP'!AE21, 'Results - 21-50 HP'!AE21,'Results - 51-100 HP'!AE21,'Results - 101-200 HP'!AE21, 'Results - 201-500 HP'!AE21)","v":5092133.0730893333},{"$f":"SUM('Results - 1-5 HP'!AF21,'Results - 6-20 HP'!AF21, 'Results - 21-50 HP'!AF21,'Results - 51-100 HP'!AF21,'Results - 101-200 HP'!AF21, 'Results - 201-500 HP'!AF21)","v":5260938.2120831311},{"$f":"SUM('Results - 1-5 HP'!AG21,'Results - 6-20 HP'!AG21, 'Results - 21-50 HP'!AG21,'Results - 51-100 HP'!AG21,'Results - 101-200 HP'!AG21, 'Results - 201-500 HP'!AG21)","v":5436385.7007609922}]
[]
[]
[]
[null,null,"First Year Energy Consumption ",2005,{"$f":"D25+1","v":2006},{"$f":"E25+1","v":2007},2008,2009,2010,2011,2012,2013,2014,2015,2016,2017,2018,2019,2020,2021,2022,2023,2024,2025,2026,2027,2028,2029,2030,2031,2032,2033,2034,"Total "]
[null,null,"6P Shipments * 6P UEC","--","--","--","--","--","--","--","--","--","--","--","--","--","--","--","--","--","--","--","--","--","--","--","--","--","--","--","--","--","--",{"$f":"SUM(D26:AG26)","v":0}]
[null,null,"Model Shipments * Model Pre-Case UEC",{"$f":"SUM('Results - 1-5 HP'!D27,'Results - 6-20 HP'!D27, 'Results - 21-50 HP'!D27,'Results - 51-100 HP'!D27,'Results - 101-200 HP'!D27, 'Results - 201-500 HP'!D27)","v":1685490989.205312},{"$f":"SUM('Results - 1-5 HP'!E27,'Results - 6-20 HP'!E27, 'Results - 21-50 HP'!E27,'Results - 51-100 HP'!E27,'Results - 101-200 HP'!E27, 'Results - 201-500 HP'!E27)","v":1743181310.4181533},{"$f":"SUM('Results - 1-5 HP'!F27,'Results - 6-20 HP'!F27, 'Results - 21-50 HP'!F27,'Results - 51-100 HP'!F27,'Results - 101-200 HP'!F27, 'Results - 201-500 HP'!F27)","v":1802846233.2058215},{"$f":"SUM('Results - 1-5 HP'!G27,'Results - 6-20 HP'!G27, 'Results - 21-50 HP'!G27,'Results - 51-100 HP'!G27,'Results - 101-200 HP'!G27, 'Results - 201-500 HP'!G27)","v":1864553343.4526956},{"$f":"SUM('Results - 1-5 HP'!H27,'Results - 6-20 HP'!H27, 'Results - 21-50 HP'!H27,'Results - 51-100 HP'!H27,'Results - 101-200 HP'!H27, 'Results - 201-500 HP'!H27)","v":1928372540.3461661},{"$f":"SUM('Results - 1-5 HP'!I27,'Results - 6-20 HP'!I27, 'Results - 21-50 HP'!I27,'Results - 51-100 HP'!I27,'Results - 101-200 HP'!I27, 'Results - 201-500 HP'!I27)","v":3680818072.7659826},{"$f":"SUM('Results - 1-5 HP'!J27,'Results - 6-20 HP'!J27, 'Results - 21-50 HP'!J27,'Results - 51-100 HP'!J27,'Results - 101-200 HP'!J27, 'Results - 201-500 HP'!J27)","v":3806803662.9019589},{"$f":"SUM('Results - 1-5 HP'!K27,'Results - 6-20 HP'!K27, 'Results - 21-50 HP'!K27,'Results - 51-100 HP'!K27,'Results - 101-200 HP'!K27, 'Results - 201-500 HP'!K27)","v":3937101438.157692},{"$f":"SUM('Results - 1-5 HP'!L27,'Results - 6-20 HP'!L27, 'Results - 21-50 HP'!L27,'Results - 51-100 HP'!L27,'Results - 101-200 HP'!L27, 'Results - 201-500 HP'!L27)","v":4071858994.3057361},{"$f":"SUM('Results - 1-5 HP'!M27,'Results - 6-20 HP'!M27, 'Results - 21-50 HP'!M27,'Results - 51-100 HP'!M27,'Results - 101-200 HP'!M27, 'Results - 201-500 HP'!M27)","v":4211228978.9685736},{"$f":"SUM('Results - 1-5 HP'!N27,'Results - 6-20 HP'!N27, 'Results - 21-50 HP'!N27,'Results - 51-100 HP'!N27,'Results - 101-200 HP'!N27, 'Results - 201-500 HP'!N27)","v":4355369264.5313406},{"$f":"SUM('Results - 1-5 HP'!O27,'Results - 6-20 HP'!O27, 'Results - 21-50 HP'!O27,'Results - 51-100 HP'!O27,'Results - 101-200 HP'!O27, 'Results - 201-500 HP'!O27)","v":4504443126.9729414},{"$f":"SUM('Results - 1-5 HP'!P27,'Results - 6-20 HP'!P27, 'Results - 21-50 HP'!P27,'Results - 51-100 HP'!P27,'Results - 101-200 HP'!P27, 'Results - 201-500 HP'!P27)","v":4731295152.9916134},{"$f":"SUM('Results - 1-5 HP'!Q27,'Results - 6-20 HP'!Q27, 'Results - 21-50 HP'!Q27,'Results - 51-100 HP'!Q27,'Results - 101-200 HP'!Q27, 'Results - 201-500 HP'!Q27)","v":4866693879.7586594},{"$f":"SUM('Results - 1-5 HP'!R27,'Results - 6-20 HP'!R27, 'Results - 21-50 HP'!R27,'Results - 51-100 HP'!R27,'Results - 101-200 HP'!R27, 'Results - 201-500 HP'!R27)","v":5022352478.9723759},{"$f":"SUM('Results - 1-5 HP'!S27,'Results - 6-20 HP'!S27, 'Results - 21-50 HP'!S27,'Results - 51-100 HP'!S27,'Results - 101-200 HP'!S27, 'Results - 201-500 HP'!S27)","v":5180464224.6743822},{"$f":"SUM('Results - 1-5 HP'!T27,'Results - 6-20 HP'!T27, 'Results - 21-50 HP'!T27,'Results - 51-100 HP'!T27,'Results - 101-200 HP'!T27, 'Results - 201-500 HP'!T27)","v":5311895442.9685612},{"$f":"SUM('Results - 1-5 HP'!U27,'Results - 6-20 HP'!U27, 'Results - 21-50 HP'!U27,'Results - 51-100 HP'!U27,'Results - 101-200 HP'!U27, 'Results - 201-500 HP'!U27)","v":5497231372.9463825},{"$f":"SUM('Results - 1-5 HP'!V27,'Results - 6-20 HP'!V27, 'Results - 21-50 HP'!V27,'Results - 51-100 HP'!V27,'Results - 101-200 HP'!V27, 'Results - 201-500 HP'!V27)","v":5726170827.7955122},{"$f":"SUM('Results - 1-5 HP'!W27,'Results - 6-20 HP'!W27, 'Results - 21-50 HP'!W27,'Results - 51-100 HP'!W27,'Results - 101-200 HP'!W27, 'Results - 201-500 HP'!W27)","v":5976430365.5986118},{"$f":"SUM('Results - 1-5 HP'!X27,'Results - 6-20 HP'!X27, 'Results - 21-50 HP'!X27,'Results - 51-100 HP'!X27,'Results - 101-200 HP'!X27, 'Results - 201-500 HP'!X27)","v":6249572658.2221479},{"$f":"SUM('Results - 1-5 HP'!Y27,'Results - 6-20 HP'!Y27, 'Results - 21-50 HP'!Y27,'Results - 51-100 HP'!Y27,'Results - 101-200 HP'!Y27, 'Results - 201-500 HP'!Y27)","v":6515166686.8200893},{"$f":"SUM('Results - 1-5 HP'!Z27,'Results - 6-20 HP'!Z27, 'Results - 21-50 HP'!Z27,'Results - 51-100 HP'!Z27,'Results - 101-200 HP'!Z27, 'Results - 201-500 HP'!Z27)","v":6742277156.2926626},{"$f":"SUM('Results - 1-5 HP'!AA27,'Results - 6-20 HP'!AA27, 'Results - 21-50 HP'!AA27,'Results - 51-100 HP'!AA27,'Results - 101-200 HP'!AA27, 'Results - 201-500 HP'!AA27)","v":6931641662.1983938},{"$f":"SUM('Results - 1-5 HP'!AB27,'Results - 6-20 HP'!AB27, 'Results - 21-50 HP'!AB27,'Results - 51-100 HP'!AB27,'Results - 101-200 HP'!AB27, 'Results - 201-500 HP'!AB27)","v":7125515764.5664864},{"$f":"SUM('Results - 1-5 HP'!AC27,'Results - 6-20 HP'!AC27, 'Results - 21-50 HP'!AC27,'Results - 51-100 HP'!AC27,'Results - 101-200 HP'!AC27, 'Results - 201-500 HP'!AC27)","v":7323762783.1431665},{"$f":"SUM('Results - 1-5 HP'!AD27,'Results - 6-20 HP'!AD27, 'Results - 21-50 HP'!AD27,'Results - 51-100 HP'!AD27,'Results - 101-200 HP'!AD27, 'Results - 201-500 HP'!AD27)","v":7493590598.4462175},{"$f":"SUM('Results - 1-5 HP'!AE27,'Results - 6-20 HP'!AE27, 'Results - 21-50 HP'!AE27,'Results - 51-100 HP'!AE27,'Results - 101-200 HP'!AE27, 'Results - 201-500 HP'!AE27)","v":7724238072.4064264},{"$f":"SUM('Results - 1-5 HP'!AF27,'Results - 6-20 HP'!AF27, 'Results - 21-50 HP'!AF27,'Results - 51-100 HP'!AF27,'Results - 101-200 HP'!AF27, 'Results - 201-500 HP'!AF27)","v":7956392772.2149754},{"$f":"SUM('Results - 1-5 HP'!AG27,'Results - 6-20 HP'!AG27, 'Results - 21-50 HP'!AG27,'Results - 51-100 HP'!AG27,'Results - 101-200 HP'!AG27, 'Results - 201-500 HP'!AG27)","v":8231523383.0506115},{"$f":"SUM(D27:AG27)","v":152198283238.29965}]
[null,null,"Model Shipments * Model Post-Case UEC",{"$f":"SUM('Results - 1-5 HP'!D28,'Results - 6-20 HP'!D28, 'Results - 21-50 HP'!D28,'Results - 51-100 HP'!D28,'Results - 101-200 HP'!D28, 'Results - 201-500 HP'!D28)","v":1685490989.205312},{"$f":"SUM('Results - 1-5 HP'!E28,'Results - 6-20 HP'!E28, 'Results - 21-50 HP'!E28,'Results - 51-100 HP'!E28,'Results - 101-200 HP'!E28, 'Results - 201-500 HP'!E28)","v":1743181310.4181533},{"$f":"SUM('Results - 1-5 HP'!F28,'Results - 6-20 HP'!F28, 'Results - 21-50 HP'!F28,'Results - 51-100 HP'!F28,'Results - 101-200 HP'!F28, 'Results - 201-500 HP'!F28)","v":1802846233.2058215},{"$f":"SUM('Results - 1-5 HP'!G28,'Results - 6-20 HP'!G28, 'Results - 21-50 HP'!G28,'Results - 51-100 HP'!G28,'Results - 101-200 HP'!G28, 'Results - 201-500 HP'!G28)","v":1864553343.4526956},{"$f":"SUM('Results - 1-5 HP'!H28,'Results - 6-20 HP'!H28, 'Results - 21-50 HP'!H28,'Results - 51-100 HP'!H28,'Results - 101-200 HP'!H28, 'Results - 201-500 HP'!H28)","v":1928372540.3461661},{"$f":"SUM('Results - 1-5 HP'!I28,'Results - 6-20 HP'!I28, 'Results - 21-50 HP'!I28,'Results - 51-100 HP'!I28,'Results - 101-200 HP'!I28, 'Results - 201-500 HP'!I28)","v":3680818072.7659826},{"$f":"SUM('Results - 1-5 HP'!J28,'Results - 6-20 HP'!J28, 'Results - 21-50 HP'!J28,'Results - 51-100 HP'!J28,'Results - 101-200 HP'!J28, 'Results - 201-500 HP'!J28)","v":3806803662.9019589},{"$f":"SUM('Results - 1-5 HP'!K28,'Results - 6-20 HP'!K28, 'Results - 21-50 HP'!K28,'Results - 51-100 HP'!K28,'Results - 101-200 HP'!K28, 'Results - 201-500 HP'!K28)","v":3937101438.157692},{"$f":"SUM('Results - 1-5 HP'!L28,'Results - 6-20 HP'!L28, 'Results - 21-50 HP'!L28,'Results - 51-100 HP'!L28,'Results - 101-200 HP'!L28, 'Results - 201-500 HP'!L28)","v":4071858994.3057361},{"$f":"SUM('Results - 1-5 HP'!M28,'Results - 6-20 HP'!M28, 'Results - 21-50 HP'!M28,'Results - 51-100 HP'!M28,'Results - 101-200 HP'!M28, 'Results - 201-500 HP'!M28)","v":4211228978.9685736},{"$f":"SUM('Results - 1-5 HP'!N28,'Results - 6-20 HP'!N28, 'Results - 21-50 HP'!N28,'Results - 51-100 HP'!N28,'Results - 101-200 HP'!N28, 'Results - 201-500 HP'!N28)","v":4355369264.5313406},{"$f":"SUM('Results - 1-5 HP'!O28,'Results - 6-20 HP'!O28, 'Results - 21-50 HP'!O28,'Results - 51-100 HP'!O28,'Results - 101-200 HP'!O28, 'Results - 201-500 HP'!O28)","v":4465992592.0774813},{"$f":"SUM('Results - 1-5 HP'!P28,'Results - 6-20 HP'!P28, 'Results - 21-50 HP'!P28,'Results - 51-100 HP'!P28,'Results - 101-200 HP'!P28, 'Results - 201-500 HP'!P28)","v":4690186615.3695784},{"$f":"SUM('Results - 1-5 HP'!Q28,'Results - 6-20 HP'!Q28, 'Results - 21-50 HP'!Q28,'Results - 51-100 HP'!Q28,'Results - 101-200 HP'!Q28, 'Results - 201-500 HP'!Q28)","v":4824468124.3012991},{"$f":"SUM('Results - 1-5 HP'!R28,'Results - 6-20 HP'!R28, 'Results - 21-50 HP'!R28,'Results - 51-100 HP'!R28,'Results - 101-200 HP'!R28, 'Results - 201-500 HP'!R28)","v":4979107849.2274351},{"$f":"SUM('Results - 1-5 HP'!S28,'Results - 6-20 HP'!S28, 'Results - 21-50 HP'!S28,'Results - 51-100 HP'!S28,'Results - 101-200 HP'!S28, 'Results - 201-500 HP'!S28)","v":5136323665.3999567},{"$f":"SUM('Results - 1-5 HP'!T28,'Results - 6-20 HP'!T28, 'Results - 21-50 HP'!T28,'Results - 51-100 HP'!T28,'Results - 101-200 HP'!T28, 'Results - 201-500 HP'!T28)","v":5267173941.0084496},{"$f":"SUM('Results - 1-5 HP'!U28,'Results - 6-20 HP'!U28, 'Results - 21-50 HP'!U28,'Results - 51-100 HP'!U28,'Results - 101-200 HP'!U28, 'Results - 201-500 HP'!U28)","v":5451538258.6845255},{"$f":"SUM('Results - 1-5 HP'!V28,'Results - 6-20 HP'!V28, 'Results - 21-50 HP'!V28,'Results - 51-100 HP'!V28,'Results - 101-200 HP'!V28, 'Results - 201-500 HP'!V28)","v":5679201847.164402},{"$f":"SUM('Results - 1-5 HP'!W28,'Results - 6-20 HP'!W28, 'Results - 21-50 HP'!W28,'Results - 51-100 HP'!W28,'Results - 101-200 HP'!W28, 'Results - 201-500 HP'!W28)","v":5928066371.8654308},{"$f":"SUM('Results - 1-5 HP'!X28,'Results - 6-20 HP'!X28, 'Results - 21-50 HP'!X28,'Results - 51-100 HP'!X28,'Results - 101-200 HP'!X28, 'Results - 201-500 HP'!X28)","v":6199682471.6700974},{"$f":"SUM('Results - 1-5 HP'!Y28,'Results - 6-20 HP'!Y28, 'Results - 21-50 HP'!Y28,'Results - 51-100 HP'!Y28,'Results - 101-200 HP'!Y28, 'Results - 201-500 HP'!Y28)","v":6463861314.2827616},{"$f":"SUM('Results - 1-5 HP'!Z28,'Results - 6-20 HP'!Z28, 'Results - 21-50 HP'!Z28,'Results - 51-100 HP'!Z28,'Results - 101-200 HP'!Z28, 'Results - 201-500 HP'!Z28)","v":6689901608.9708853},{"$f":"SUM('Results - 1-5 HP'!AA28,'Results - 6-20 HP'!AA28, 'Results - 21-50 HP'!AA28,'Results - 51-100 HP'!AA28,'Results - 101-200 HP'!AA28, 'Results - 201-500 HP'!AA28)","v":6878520097.6366997},{"$f":"SUM('Results - 1-5 HP'!AB28,'Results - 6-20 HP'!AB28, 'Results - 21-50 HP'!AB28,'Results - 51-100 HP'!AB28,'Results - 101-200 HP'!AB28, 'Results - 201-500 HP'!AB28)","v":7071510483.365943},{"$f":"SUM('Results - 1-5 HP'!AC28,'Results - 6-20 HP'!AC28, 'Results - 21-50 HP'!AC28,'Results - 51-100 HP'!AC28,'Results - 101-200 HP'!AC28, 'Results - 201-500 HP'!AC28)","v":7268846268.0773277},{"$f":"SUM('Results - 1-5 HP'!AD28,'Results - 6-20 HP'!AD28, 'Results - 21-50 HP'!AD28,'Results - 51-100 HP'!AD28,'Results - 101-200 HP'!AD28, 'Results - 201-500 HP'!AD28)","v":7437971159.0253811},{"$f":"SUM('Results - 1-5 HP'!AE28,'Results - 6-20 HP'!AE28, 'Results - 21-50 HP'!AE28,'Results - 51-100 HP'!AE28,'Results - 101-200 HP'!AE28, 'Results - 201-500 HP'!AE28)","v":7667447869.0678053},{"$f":"SUM('Results - 1-5 HP'!AF28,'Results - 6-20 HP'!AF28, 'Results - 21-50 HP'!AF28,'Results - 51-100 HP'!AF28,'Results - 101-200 HP'!AF28, 'Results - 201-500 HP'!AF28)","v":7898442407.1307421},{"$f":"SUM('Results - 1-5 HP'!AG28,'Results - 6-20 HP'!AG28, 'Results - 21-50 HP'!AG28,'Results - 51-100 HP'!AG28,'Results - 101-200 HP'!AG28, 'Results - 201-500 HP'!AG28)","v":8172123547.6800652},{"$f":"SUM(D28:AG28)","v":151257991320.26569}]
[]
[null,null,"Total Energy Consumption (kWh)",2005,{"$f":"D30+1","v":2006},{"$f":"E30+1","v":2007},2008,2009,2010,2011,2012,2013,2014,2015,2016,2017,2018,2019,2020,2021,2022,2023,2024,2025,2026,2027,2028,2029,2030,2031,2032,2033,2034,"Total "]
[null,null,"Modeled Pre-case Consumption \n(Installed UEC * Stock)",{"$f":"SUM('Results - 1-5 HP'!D31,'Results - 6-20 HP'!D31, 'Results - 21-50 HP'!D31,'Results - 51-100 HP'!D31,'Results - 101-200 HP'!D31, 'Results - 201-500 HP'!D31)","v":45097204272.326927},{"$f":"SUM('Results - 1-5 HP'!E31,'Results - 6-20 HP'!E31, 'Results - 21-50 HP'!E31,'Results - 51-100 HP'!E31,'Results - 101-200 HP'!E31, 'Results - 201-500 HP'!E31)","v":46640773604.310318},{"$f":"SUM('Results - 1-5 HP'!F31,'Results - 6-20 HP'!F31, 'Results - 21-50 HP'!F31,'Results - 51-100 HP'!F31,'Results - 101-200 HP'!F31, 'Results - 201-500 HP'!F31)","v":48237175618.964058},{"$f":"SUM('Results - 1-5 HP'!G31,'Results - 6-20 HP'!G31, 'Results - 21-50 HP'!G31,'Results - 51-100 HP'!G31,'Results - 101-200 HP'!G31, 'Results - 201-500 HP'!G31)","v":49888218652.525658},{"$f":"SUM('Results - 1-5 HP'!H31,'Results - 6-20 HP'!H31, 'Results - 21-50 HP'!H31,'Results - 51-100 HP'!H31,'Results - 101-200 HP'!H31, 'Results - 201-500 HP'!H31)","v":51595772936.252594},{"$f":"SUM('Results - 1-5 HP'!I31,'Results - 6-20 HP'!I31, 'Results - 21-50 HP'!I31,'Results - 51-100 HP'!I31,'Results - 101-200 HP'!I31, 'Results - 201-500 HP'!I31)","v":53282214893.46312},{"$f":"SUM('Results - 1-5 HP'!J31,'Results - 6-20 HP'!J31, 'Results - 21-50 HP'!J31,'Results - 51-100 HP'!J31,'Results - 101-200 HP'!J31, 'Results - 201-500 HP'!J31)","v":55026379721.24453},{"$f":"SUM('Results - 1-5 HP'!K31,'Results - 6-20 HP'!K31, 'Results - 21-50 HP'!K31,'Results - 51-100 HP'!K31,'Results - 101-200 HP'!K31, 'Results - 201-500 HP'!K31)","v":56830243135.258255},{"$f":"SUM('Results - 1-5 HP'!L31,'Results - 6-20 HP'!L31, 'Results - 21-50 HP'!L31,'Results - 51-100 HP'!L31,'Results - 101-200 HP'!L31, 'Results - 201-500 HP'!L31)","v":58695848475.182587},{"$f":"SUM('Results - 1-5 HP'!M31,'Results - 6-20 HP'!M31, 'Results - 21-50 HP'!M31,'Results - 51-100 HP'!M31,'Results - 101-200 HP'!M31, 'Results - 201-500 HP'!M31)","v":60625309019.320976},{"$f":"SUM('Results - 1-5 HP'!N31,'Results - 6-20 HP'!N31, 'Results - 21-50 HP'!N31,'Results - 51-100 HP'!N31,'Results - 101-200 HP'!N31, 'Results - 201-500 HP'!N31)","v":62620810378.433594},{"$f":"SUM('Results - 1-5 HP'!O31,'Results - 6-20 HP'!O31, 'Results - 21-50 HP'!O31,'Results - 51-100 HP'!O31,'Results - 101-200 HP'!O31, 'Results - 201-500 HP'!O31)","v":64684612971.50425},{"$f":"SUM('Results - 1-5 HP'!P31,'Results - 6-20 HP'!P31, 'Results - 21-50 HP'!P31,'Results - 51-100 HP'!P31,'Results - 101-200 HP'!P31, 'Results - 201-500 HP'!P31)","v":66891730308.420212},{"$f":"SUM('Results - 1-5 HP'!Q31,'Results - 6-20 HP'!Q31, 'Results - 21-50 HP'!Q31,'Results - 51-100 HP'!Q31,'Results - 101-200 HP'!Q31, 'Results - 201-500 HP'!Q31)","v":69147849808.763306},{"$f":"SUM('Results - 1-5 HP'!R31,'Results - 6-20 HP'!R31, 'Results - 21-50 HP'!R31,'Results - 51-100 HP'!R31,'Results - 101-200 HP'!R31, 'Results - 201-500 HP'!R31)","v":71470274197.464905},{"$f":"SUM('Results - 1-5 HP'!S31,'Results - 6-20 HP'!S31, 'Results - 21-50 HP'!S31,'Results - 51-100 HP'!S31,'Results - 101-200 HP'!S31, 'Results - 201-500 HP'!S31)","v":73858398257.418488},{"$f":"SUM('Results - 1-5 HP'!T31,'Results - 6-20 HP'!T31, 'Results - 21-50 HP'!T31,'Results - 51-100 HP'!T31,'Results - 101-200 HP'!T31, 'Results - 201-500 HP'!T31)","v":76282378417.157776},{"$f":"SUM('Results - 1-5 HP'!U31,'Results - 6-20 HP'!U31, 'Results - 21-50 HP'!U31,'Results - 51-100 HP'!U31,'Results - 101-200 HP'!U31, 'Results - 201-500 HP'!U31)","v":78792848080.882706},{"$f":"SUM('Results - 1-5 HP'!V31,'Results - 6-20 HP'!V31, 'Results - 21-50 HP'!V31,'Results - 51-100 HP'!V31,'Results - 101-200 HP'!V31, 'Results - 201-500 HP'!V31)","v":81430027496.957779},{"$f":"SUM('Results - 1-5 HP'!W31,'Results - 6-20 HP'!W31, 'Results - 21-50 HP'!W31,'Results - 51-100 HP'!W31,'Results - 101-200 HP'!W31, 'Results - 201-500 HP'!W31)","v":84211737670.375397},{"$f":"SUM('Results - 1-5 HP'!X31,'Results - 6-20 HP'!X31, 'Results - 21-50 HP'!X31,'Results - 51-100 HP'!X31,'Results - 101-200 HP'!X31, 'Results - 201-500 HP'!X31)","v":87175090027.993958},{"$f":"SUM('Results - 1-5 HP'!Y31,'Results - 6-20 HP'!Y31, 'Results - 21-50 HP'!Y31,'Results - 51-100 HP'!Y31,'Results - 101-200 HP'!Y31, 'Results - 201-500 HP'!Y31)","v":90316192782.288879},{"$f":"SUM('Results - 1-5 HP'!Z31,'Results - 6-20 HP'!Z31, 'Results - 21-50 HP'!Z31,'Results - 51-100 HP'!Z31,'Results - 101-200 HP'!Z31, 'Results - 201-500 HP'!Z31)","v":93568919875.720093},{"$f":"SUM('Results - 1-5 HP'!AA31,'Results - 6-20 HP'!AA31, 'Results - 21-50 HP'!AA31,'Results - 51-100 HP'!AA31,'Results - 101-200 HP'!AA31, 'Results - 201-500 HP'!AA31)","v":96891572530.972443},{"$f":"SUM('Results - 1-5 HP'!AB31,'Results - 6-20 HP'!AB31, 'Results - 21-50 HP'!AB31,'Results - 51-100 HP'!AB31,'Results - 101-200 HP'!AB31, 'Results - 201-500 HP'!AB31)","v":100292075546.14536},{"$f":"SUM('Results - 1-5 HP'!AC31,'Results - 6-20 HP'!AC31, 'Results - 21-50 HP'!AC31,'Results - 51-100 HP'!AC31,'Results - 101-200 HP'!AC31, 'Results - 201-500 HP'!AC31)","v":103775841571.48083},{"$f":"SUM('Results - 1-5 HP'!AD31,'Results - 6-20 HP'!AD31, 'Results - 21-50 HP'!AD31,'Results - 51-100 HP'!AD31,'Results - 101-200 HP'!AD31, 'Results - 201-500 HP'!AD31)","v":107298001516.69485},{"$f":"SUM('Results - 1-5 HP'!AE31,'Results - 6-20 HP'!AE31, 'Results - 21-50 HP'!AE31,'Results - 51-100 HP'!AE31,'Results - 101-200 HP'!AE31, 'Results - 201-500 HP'!AE31)","v":110910922878.01242},{"$f":"SUM('Results - 1-5 HP'!AF31,'Results - 6-20 HP'!AF31, 'Results - 21-50 HP'!AF31,'Results - 51-100 HP'!AF31,'Results - 101-200 HP'!AF31, 'Results - 201-500 HP'!AF31)","v":114613217158.96315},{"$f":"SUM('Results - 1-5 HP'!AG31,'Results - 6-20 HP'!AG31, 'Results - 21-50 HP'!AG31,'Results - 51-100 HP'!AG31,'Results - 101-200 HP'!AG31, 'Results - 201-500 HP'!AG31)","v":118452989987.03976},{"$f":"SUM(D31:AG31)","v":2278604631791.5386}]
[null,null,"Modeled Post-case Consumption \n(Installed UEC* Stock)",{"$f":"SUM('Results - 1-5 HP'!D32,'Results - 6-20 HP'!D32, 'Results - 21-50 HP'!D32,'Results - 51-100 HP'!D32,'Results - 101-200 HP'!D32, 'Results - 201-500 HP'!D32)","v":45097204272.326927},{"$f":"SUM('Results - 1-5 HP'!E32,'Results - 6-20 HP'!E32, 'Results - 21-50 HP'!E32,'Results - 51-100 HP'!E32,'Results - 101-200 HP'!E32, 'Results - 201-500 HP'!E32)","v":46640773604.310318},{"$f":"SUM('Results - 1-5 HP'!F32,'Results - 6-20 HP'!F32, 'Results - 21-50 HP'!F32,'Results - 51-100 HP'!F32,'Results - 101-200 HP'!F32, 'Results - 201-500 HP'!F32)","v":48237175618.964058},{"$f":"SUM('Results - 1-5 HP'!G32,'Results - 6-20 HP'!G32, 'Results - 21-50 HP'!G32,'Results - 51-100 HP'!G32,'Results - 101-200 HP'!G32, 'Results - 201-500 HP'!G32)","v":49888218652.525658},{"$f":"SUM('Results - 1-5 HP'!H32,'Results - 6-20 HP'!H32, 'Results - 21-50 HP'!H32,'Results - 51-100 HP'!H32,'Results - 101-200 HP'!H32, 'Results - 201-500 HP'!H32)","v":51595772936.252594},{"$f":"SUM('Results - 1-5 HP'!I32,'Results - 6-20 HP'!I32, 'Results - 21-50 HP'!I32,'Results - 51-100 HP'!I32,'Results - 101-200 HP'!I32, 'Results - 201-500 HP'!I32)","v":53282214893.46312},{"$f":"SUM('Results - 1-5 HP'!J32,'Results - 6-20 HP'!J32, 'Results - 21-50 HP'!J32,'Results - 51-100 HP'!J32,'Results - 101-200 HP'!J32, 'Results - 201-500 HP'!J32)","v":55026379721.24453},{"$f":"SUM('Results - 1-5 HP'!K32,'Results - 6-20 HP'!K32, 'Results - 21-50 HP'!K32,'Results - 51-100 HP'!K32,'Results - 101-200 HP'!K32, 'Results - 201-500 HP'!K32)","v":56830243135.258255},{"$f":"SUM('Results - 1-5 HP'!L32,'Results - 6-20 HP'!L32, 'Results - 21-50 HP'!L32,'Results - 51-100 HP'!L32,'Results - 101-200 HP'!L32, 'Results - 201-500 HP'!L32)","v":58695848475.182587},{"$f":"SUM('Results - 1-5 HP'!M32,'Results - 6-20 HP'!M32, 'Results - 21-50 HP'!M32,'Results - 51-100 HP'!M32,'Results - 101-200 HP'!M32, 'Results - 201-500 HP'!M32)","v":60625309019.320976},{"$f":"SUM('Results - 1-5 HP'!N32,'Results - 6-20 HP'!N32, 'Results - 21-50 HP'!N32,'Results - 51-100 HP'!N32,'Results - 101-200 HP'!N32, 'Results - 201-500 HP'!N32)","v":62620810378.433594},{"$f":"SUM('Results - 1-5 HP'!O32,'Results - 6-20 HP'!O32, 'Results - 21-50 HP'!O32,'Results - 51-100 HP'!O32,'Results - 101-200 HP'!O32, 'Results - 201-500 HP'!O32)","v":64646162436.608788},{"$f":"SUM('Results - 1-5 HP'!P32,'Results - 6-20 HP'!P32, 'Results - 21-50 HP'!P32,'Results - 51-100 HP'!P32,'Results - 101-200 HP'!P32, 'Results - 201-500 HP'!P32)","v":66812171235.90271},{"$f":"SUM('Results - 1-5 HP'!Q32,'Results - 6-20 HP'!Q32, 'Results - 21-50 HP'!Q32,'Results - 51-100 HP'!Q32,'Results - 101-200 HP'!Q32, 'Results - 201-500 HP'!Q32)","v":69026064980.788452},{"$f":"SUM('Results - 1-5 HP'!R32,'Results - 6-20 HP'!R32, 'Results - 21-50 HP'!R32,'Results - 51-100 HP'!R32,'Results - 101-200 HP'!R32, 'Results - 201-500 HP'!R32)","v":71305244739.745117},{"$f":"SUM('Results - 1-5 HP'!S32,'Results - 6-20 HP'!S32, 'Results - 21-50 HP'!S32,'Results - 51-100 HP'!S32,'Results - 101-200 HP'!S32, 'Results - 201-500 HP'!S32)","v":73649228240.424271},{"$f":"SUM('Results - 1-5 HP'!T32,'Results - 6-20 HP'!T32, 'Results - 21-50 HP'!T32,'Results - 51-100 HP'!T32,'Results - 101-200 HP'!T32, 'Results - 201-500 HP'!T32)","v":76028486898.203461},{"$f":"SUM('Results - 1-5 HP'!U32,'Results - 6-20 HP'!U32, 'Results - 21-50 HP'!U32,'Results - 51-100 HP'!U32,'Results - 101-200 HP'!U32, 'Results - 201-500 HP'!U32)","v":78493263447.666534},{"$f":"SUM('Results - 1-5 HP'!V32,'Results - 6-20 HP'!V32, 'Results - 21-50 HP'!V32,'Results - 51-100 HP'!V32,'Results - 101-200 HP'!V32, 'Results - 201-500 HP'!V32)","v":81083473883.110474},{"$f":"SUM('Results - 1-5 HP'!W32,'Results - 6-20 HP'!W32, 'Results - 21-50 HP'!W32,'Results - 51-100 HP'!W32,'Results - 101-200 HP'!W32, 'Results - 201-500 HP'!W32)","v":83816820062.794937},{"$f":"SUM('Results - 1-5 HP'!X32,'Results - 6-20 HP'!X32, 'Results - 21-50 HP'!X32,'Results - 51-100 HP'!X32,'Results - 101-200 HP'!X32, 'Results - 201-500 HP'!X32)","v":86730282233.861435},{"$f":"SUM('Results - 1-5 HP'!Y32,'Results - 6-20 HP'!Y32, 'Results - 21-50 HP'!Y32,'Results - 51-100 HP'!Y32,'Results - 101-200 HP'!Y32, 'Results - 201-500 HP'!Y32)","v":89820079615.619019},{"$f":"SUM('Results - 1-5 HP'!Z32,'Results - 6-20 HP'!Z32, 'Results - 21-50 HP'!Z32,'Results - 51-100 HP'!Z32,'Results - 101-200 HP'!Z32, 'Results - 201-500 HP'!Z32)","v":93020431161.728439},{"$f":"SUM('Results - 1-5 HP'!AA32,'Results - 6-20 HP'!AA32, 'Results - 21-50 HP'!AA32,'Results - 51-100 HP'!AA32,'Results - 101-200 HP'!AA32, 'Results - 201-500 HP'!AA32)","v":96289962252.419098},{"$f":"SUM('Results - 1-5 HP'!AB32,'Results - 6-20 HP'!AB32, 'Results - 21-50 HP'!AB32,'Results - 51-100 HP'!AB32,'Results - 101-200 HP'!AB32, 'Results - 201-500 HP'!AB32)","v":99636459986.391479},{"$f":"SUM('Results - 1-5 HP'!AC32,'Results - 6-20 HP'!AC32, 'Results - 21-50 HP'!AC32,'Results - 51-100 HP'!AC32,'Results - 101-200 HP'!AC32, 'Results - 201-500 HP'!AC32)","v":103065309496.66113},{"$f":"SUM('Results - 1-5 HP'!AD32,'Results - 6-20 HP'!AD32, 'Results - 21-50 HP'!AD32,'Results - 51-100 HP'!AD32,'Results - 101-200 HP'!AD32, 'Results - 201-500 HP'!AD32)","v":106542042310.25508},{"$f":"SUM('Results - 1-5 HP'!AE32,'Results - 6-20 HP'!AE32, 'Results - 21-50 HP'!AE32,'Results - 51-100 HP'!AE32,'Results - 101-200 HP'!AE32, 'Results - 201-500 HP'!AE32)","v":110121626777.5002},{"$f":"SUM('Results - 1-5 HP'!AF32,'Results - 6-20 HP'!AF32, 'Results - 21-50 HP'!AF32,'Results - 51-100 HP'!AF32,'Results - 101-200 HP'!AF32, 'Results - 201-500 HP'!AF32)","v":113790533908.06984},{"$f":"SUM('Results - 1-5 HP'!AG32,'Results - 6-20 HP'!AG32, 'Results - 21-50 HP'!AG32,'Results - 51-100 HP'!AG32,'Results - 101-200 HP'!AG32, 'Results - 201-500 HP'!AG32)","v":117596082355.26938},{"$f":"SUM(D32:AG32)","v":2270013676730.3027}]
[]
[]
[]
[null,null,"Total Energy Consumption (aMW)",2005,{"$f":"D36+1","v":2006},2007,2008,2009,2010,2011,2012,2013,2014,2015,2016,2017,2018,2019,2020,2021,2022,2023,2024,2025,2026,2027,2028,2029,2030,2031,2032,2033,2034,"Total "]
[null,null,{"$f":"C31","v":"Modeled Pre-case Consumption \n(Installed UEC * Stock)"},{"$f":"SUM('Results - 1-5 HP'!D37,'Results - 6-20 HP'!D37, 'Results - 21-50 HP'!D37,'Results - 51-100 HP'!D37,'Results - 101-200 HP'!D37, 'Results - 201-500 HP'!D37)","v":5148.0826794893746},{"$f":"SUM('Results - 1-5 HP'!E37,'Results - 6-20 HP'!E37, 'Results - 21-50 HP'!E37,'Results - 51-100 HP'!E37,'Results - 101-200 HP'!E37, 'Results - 201-500 HP'!E37)","v":5324.2892242363378},{"$f":"SUM('Results - 1-5 HP'!F37,'Results - 6-20 HP'!F37, 'Results - 21-50 HP'!F37,'Results - 51-100 HP'!F37,'Results - 101-200 HP'!F37, 'Results - 201-500 HP'!F37)","v":5506.5268971420146},{"$f":"SUM('Results - 1-5 HP'!G37,'Results - 6-20 HP'!G37, 'Results - 21-50 HP'!G37,'Results - 51-100 HP'!G37,'Results - 101-200 HP'!G37, 'Results - 201-500 HP'!G37)","v":5695.0021292837509},{"$f":"SUM('Results - 1-5 HP'!H37,'Results - 6-20 HP'!H37, 'Results - 21-50 HP'!H37,'Results - 51-100 HP'!H37,'Results - 101-200 HP'!H37, 'Results - 201-500 HP'!H37)","v":5889.9284173804335},{"$f":"SUM('Results - 1-5 HP'!I37,'Results - 6-20 HP'!I37, 'Results - 21-50 HP'!I37,'Results - 51-100 HP'!I37,'Results - 101-200 HP'!I37, 'Results - 201-500 HP'!I37)","v":6078.2814160920734},{"$f":"SUM('Results - 1-5 HP'!J37,'Results - 6-20 HP'!J37, 'Results - 21-50 HP'!J37,'Results - 51-100 HP'!J37,'Results - 101-200 HP'!J37, 'Results - 201-500 HP'!J37)","v":6277.2507097016351},{"$f":"SUM('Results - 1-5 HP'!K37,'Results - 6-20 HP'!K37, 'Results - 21-50 HP'!K37,'Results - 51-100 HP'!K37,'Results - 101-200 HP'!K37, 'Results - 201-500 HP'!K37)","v":6483.0302458656461},{"$f":"SUM('Results - 1-5 HP'!L37,'Results - 6-20 HP'!L37, 'Results - 21-50 HP'!L37,'Results - 51-100 HP'!L37,'Results - 101-200 HP'!L37, 'Results - 201-500 HP'!L37)","v":6695.8531228818847},{"$f":"SUM('Results - 1-5 HP'!M37,'Results - 6-20 HP'!M37, 'Results - 21-50 HP'!M37,'Results - 51-100 HP'!M37,'Results - 101-200 HP'!M37, 'Results - 201-500 HP'!M37)","v":6915.9604174447841},{"$f":"SUM('Results - 1-5 HP'!N37,'Results - 6-20 HP'!N37, 'Results - 21-50 HP'!N37,'Results - 51-100 HP'!N37,'Results - 101-200 HP'!N37, 'Results - 201-500 HP'!N37)","v":7143.6014577268543},{"$f":"SUM('Results - 1-5 HP'!O37,'Results - 6-20 HP'!O37, 'Results - 21-50 HP'!O37,'Results - 51-100 HP'!O37,'Results - 101-200 HP'!O37, 'Results - 201-500 HP'!O37)","v":7379.0341058070098},{"$f":"SUM('Results - 1-5 HP'!P37,'Results - 6-20 HP'!P37, 'Results - 21-50 HP'!P37,'Results - 51-100 HP'!P37,'Results - 101-200 HP'!P37, 'Results - 201-500 HP'!P37)","v":7630.8156865640212},{"$f":"SUM('Results - 1-5 HP'!Q37,'Results - 6-20 HP'!Q37, 'Results - 21-50 HP'!Q37,'Results - 51-100 HP'!Q37,'Results - 101-200 HP'!Q37, 'Results - 201-500 HP'!Q37)","v":7888.1872928089551},{"$f":"SUM('Results - 1-5 HP'!R37,'Results - 6-20 HP'!R37, 'Results - 21-50 HP'!R37,'Results - 51-100 HP'!R37,'Results - 101-200 HP'!R37, 'Results - 201-500 HP'!R37)","v":8153.122769503183},{"$f":"SUM('Results - 1-5 HP'!S37,'Results - 6-20 HP'!S37, 'Results - 21-50 HP'!S37,'Results - 51-100 HP'!S37,'Results - 101-200 HP'!S37, 'Results - 201-500 HP'!S37)","v":8425.5530752245613},{"$f":"SUM('Results - 1-5 HP'!T37,'Results - 6-20 HP'!T37, 'Results - 21-50 HP'!T37,'Results - 51-100 HP'!T37,'Results - 101-200 HP'!T37, 'Results - 201-500 HP'!T37)","v":8702.0737414051764},{"$f":"SUM('Results - 1-5 HP'!U37,'Results - 6-20 HP'!U37, 'Results - 21-50 HP'!U37,'Results - 51-100 HP'!U37,'Results - 101-200 HP'!U37, 'Results - 201-500 HP'!U37)","v":8988.4608807760342},{"$f":"SUM('Results - 1-5 HP'!V37,'Results - 6-20 HP'!V37, 'Results - 21-50 HP'!V37,'Results - 51-100 HP'!V37,'Results - 101-200 HP'!V37, 'Results - 201-500 HP'!V37)","v":9289.3027032806058},{"$f":"SUM('Results - 1-5 HP'!W37,'Results - 6-20 HP'!W37, 'Results - 21-50 HP'!W37,'Results - 51-100 HP'!W37,'Results - 101-200 HP'!W37, 'Results - 201-500 HP'!W37)","v":9606.6321777749727},{"$f":"SUM('Results - 1-5 HP'!X37,'Results - 6-20 HP'!X37, 'Results - 21-50 HP'!X37,'Results - 51-100 HP'!X37,'Results - 101-200 HP'!X37, 'Results - 201-500 HP'!X37)","v":9944.6828688106289},{"$f":"SUM('Results - 1-5 HP'!Y37,'Results - 6-20 HP'!Y37, 'Results - 21-50 HP'!Y37,'Results - 51-100 HP'!Y37,'Results - 101-200 HP'!Y37, 'Results - 201-500 HP'!Y37)","v":10303.010812490174},{"$f":"SUM('Results - 1-5 HP'!Z37,'Results - 6-20 HP'!Z37, 'Results - 21-50 HP'!Z37,'Results - 51-100 HP'!Z37,'Results - 101-200 HP'!Z37, 'Results - 201-500 HP'!Z37)","v":10674.072538868366},{"$f":"SUM('Results - 1-5 HP'!AA37,'Results - 6-20 HP'!AA37, 'Results - 21-50 HP'!AA37,'Results - 51-100 HP'!AA37,'Results - 101-200 HP'!AA37, 'Results - 201-500 HP'!AA37)","v":11053.111171682916},{"$f":"SUM('Results - 1-5 HP'!AB37,'Results - 6-20 HP'!AB37, 'Results - 21-50 HP'!AB37,'Results - 51-100 HP'!AB37,'Results - 101-200 HP'!AB37, 'Results - 201-500 HP'!AB37)","v":11441.030749046926},{"$f":"SUM('Results - 1-5 HP'!AC37,'Results - 6-20 HP'!AC37, 'Results - 21-50 HP'!AC37,'Results - 51-100 HP'!AC37,'Results - 101-200 HP'!AC37, 'Results - 201-500 HP'!AC37)","v":11838.448730490629},{"$f":"SUM('Results - 1-5 HP'!AD37,'Results - 6-20 HP'!AD37, 'Results - 21-50 HP'!AD37,'Results - 51-100 HP'!AD37,'Results - 101-200 HP'!AD37, 'Results - 201-500 HP'!AD37)","v":12240.246579591019},{"$f":"SUM('Results - 1-5 HP'!AE37,'Results - 6-20 HP'!AE37, 'Results - 21-50 HP'!AE37,'Results - 51-100 HP'!AE37,'Results - 101-200 HP'!AE37, 'Results - 201-500 HP'!AE37)","v":12652.398229296417},{"$f":"SUM('Results - 1-5 HP'!AF37,'Results - 6-20 HP'!AF37, 'Results - 21-50 HP'!AF37,'Results - 51-100 HP'!AF37,'Results - 101-200 HP'!AF37, 'Results - 201-500 HP'!AF37)","v":13074.745283933737},{"$f":"SUM('Results - 1-5 HP'!AG37,'Results - 6-20 HP'!AG37, 'Results - 21-50 HP'!AG37,'Results - 51-100 HP'!AG37,'Results - 101-200 HP'!AG37, 'Results - 201-500 HP'!AG37)","v":13512.775494756988},{"$f":"SUM(D37:AG37)","v":259955.51160935711}]
[null,null,{"$f":"C32","v":"Modeled Post-case Consumption \n(Installed UEC* Stock)"},{"$f":"SUM('Results - 1-5 HP'!D38,'Results - 6-20 HP'!D38, 'Results - 21-50 HP'!D38,'Results - 51-100 HP'!D38,'Results - 101-200 HP'!D38, 'Results - 201-500 HP'!D38)","v":5148.0826794893746},{"$f":"SUM('Results - 1-5 HP'!E38,'Results - 6-20 HP'!E38, 'Results - 21-50 HP'!E38,'Results - 51-100 HP'!E38,'Results - 101-200 HP'!E38, 'Results - 201-500 HP'!E38)","v":5324.2892242363378},{"$f":"SUM('Results - 1-5 HP'!F38,'Results - 6-20 HP'!F38, 'Results - 21-50 HP'!F38,'Results - 51-100 HP'!F38,'Results - 101-200 HP'!F38, 'Results - 201-500 HP'!F38)","v":5506.5268971420146},{"$f":"SUM('Results - 1-5 HP'!G38,'Results - 6-20 HP'!G38, 'Results - 21-50 HP'!G38,'Results - 51-100 HP'!G38,'Results - 101-200 HP'!G38, 'Results - 201-500 HP'!G38)","v":5695.0021292837509},{"$f":"SUM('Results - 1-5 HP'!H38,'Results - 6-20 HP'!H38, 'Results - 21-50 HP'!H38,'Results - 51-100 HP'!H38,'Results - 101-200 HP'!H38, 'Results - 201-500 HP'!H38)","v":5889.9284173804335},{"$f":"SUM('Results - 1-5 HP'!I38,'Results - 6-20 HP'!I38, 'Results - 21-50 HP'!I38,'Results - 51-100 HP'!I38,'Results - 101-200 HP'!I38, 'Results - 201-500 HP'!I38)","v":6078.2814160920734},{"$f":"SUM('Results - 1-5 HP'!J38,'Results - 6-20 HP'!J38, 'Results - 21-50 HP'!J38,'Results - 51-100 HP'!J38,'Results - 101-200 HP'!J38, 'Results - 201-500 HP'!J38)","v":6277.2507097016351},{"$f":"SUM('Results - 1-5 HP'!K38,'Results - 6-20 HP'!K38, 'Results - 21-50 HP'!K38,'Results - 51-100 HP'!K38,'Results - 101-200 HP'!K38, 'Results - 201-500 HP'!K38)","v":6483.0302458656461},{"$f":"SUM('Results - 1-5 HP'!L38,'Results - 6-20 HP'!L38, 'Results - 21-50 HP'!L38,'Results - 51-100 HP'!L38,'Results - 101-200 HP'!L38, 'Results - 201-500 HP'!L38)","v":6695.8531228818847},{"$f":"SUM('Results - 1-5 HP'!M38,'Results - 6-20 HP'!M38, 'Results - 21-50 HP'!M38,'Results - 51-100 HP'!M38,'Results - 101-200 HP'!M38, 'Results - 201-500 HP'!M38)","v":6915.9604174447841},{"$f":"SUM('Results - 1-5 HP'!N38,'Results - 6-20 HP'!N38, 'Results - 21-50 HP'!N38,'Results - 51-100 HP'!N38,'Results - 101-200 HP'!N38, 'Results - 201-500 HP'!N38)","v":7143.6014577268543},{"$f":"SUM('Results - 1-5 HP'!O38,'Results - 6-20 HP'!O38, 'Results - 21-50 HP'!O38,'Results - 51-100 HP'!O38,'Results - 101-200 HP'!O38, 'Results - 201-500 HP'!O38)","v":7374.6477796724612},{"$f":"SUM('Results - 1-5 HP'!P38,'Results - 6-20 HP'!P38, 'Results - 21-50 HP'!P38,'Results - 51-100 HP'!P38,'Results - 101-200 HP'!P38, 'Results - 201-500 HP'!P38)","v":7621.7398170092074},{"$f":"SUM('Results - 1-5 HP'!Q38,'Results - 6-20 HP'!Q38, 'Results - 21-50 HP'!Q38,'Results - 51-100 HP'!Q38,'Results - 101-200 HP'!Q38, 'Results - 201-500 HP'!Q38)","v":7874.2944308451351},{"$f":"SUM('Results - 1-5 HP'!R38,'Results - 6-20 HP'!R38, 'Results - 21-50 HP'!R38,'Results - 51-100 HP'!R38,'Results - 101-200 HP'!R38, 'Results - 201-500 HP'!R38)","v":8134.2966848899287},{"$f":"SUM('Results - 1-5 HP'!S38,'Results - 6-20 HP'!S38, 'Results - 21-50 HP'!S38,'Results - 51-100 HP'!S38,'Results - 101-200 HP'!S38, 'Results - 201-500 HP'!S38)","v":8401.6915629048908},{"$f":"SUM('Results - 1-5 HP'!T38,'Results - 6-20 HP'!T38, 'Results - 21-50 HP'!T38,'Results - 51-100 HP'!T38,'Results - 101-200 HP'!T38, 'Results - 201-500 HP'!T38)","v":8673.1105291128733},{"$f":"SUM('Results - 1-5 HP'!U38,'Results - 6-20 HP'!U38, 'Results - 21-50 HP'!U38,'Results - 51-100 HP'!U38,'Results - 101-200 HP'!U38, 'Results - 201-500 HP'!U38)","v":8954.285129781716},{"$f":"SUM('Results - 1-5 HP'!V38,'Results - 6-20 HP'!V38, 'Results - 21-50 HP'!V38,'Results - 51-100 HP'!V38,'Results - 101-200 HP'!V38, 'Results - 201-500 HP'!V38)","v":9249.7688664282996},{"$f":"SUM('Results - 1-5 HP'!W38,'Results - 6-20 HP'!W38, 'Results - 21-50 HP'!W38,'Results - 51-100 HP'!W38,'Results - 101-200 HP'!W38, 'Results - 201-500 HP'!W38)","v":9561.5811159930345},{"$f":"SUM('Results - 1-5 HP'!X38,'Results - 6-20 HP'!X38, 'Results - 21-50 HP'!X38,'Results - 51-100 HP'!X38,'Results - 101-200 HP'!X38, 'Results - 201-500 HP'!X38)","v":9893.9404784236176},{"$f":"SUM('Results - 1-5 HP'!Y38,'Results - 6-20 HP'!Y38, 'Results - 21-50 HP'!Y38,'Results - 51-100 HP'!Y38,'Results - 101-200 HP'!Y38, 'Results - 201-500 HP'!Y38)","v":10246.415653162107},{"$f":"SUM('Results - 1-5 HP'!Z38,'Results - 6-20 HP'!Z38, 'Results - 21-50 HP'!Z38,'Results - 51-100 HP'!Z38,'Results - 101-200 HP'!Z38, 'Results - 201-500 HP'!Z38)","v":10611.502528146069},{"$f":"SUM('Results - 1-5 HP'!AA38,'Results - 6-20 HP'!AA38, 'Results - 21-50 HP'!AA38,'Results - 51-100 HP'!AA38,'Results - 101-200 HP'!AA38, 'Results - 201-500 HP'!AA38)","v":10984.481206071081},{"$f":"SUM('Results - 1-5 HP'!AB38,'Results - 6-20 HP'!AB38, 'Results - 21-50 HP'!AB38,'Results - 51-100 HP'!AB38,'Results - 101-200 HP'!AB38, 'Results - 201-500 HP'!AB38)","v":11366.240016699918},{"$f":"SUM('Results - 1-5 HP'!AC38,'Results - 6-20 HP'!AC38, 'Results - 21-50 HP'!AC38,'Results - 51-100 HP'!AC38,'Results - 101-200 HP'!AC38, 'Results - 201-500 HP'!AC38)","v":11757.39328047697},{"$f":"SUM('Results - 1-5 HP'!AD38,'Results - 6-20 HP'!AD38, 'Results - 21-50 HP'!AD38,'Results - 51-100 HP'!AD38,'Results - 101-200 HP'!AD38, 'Results - 201-500 HP'!AD38)","v":12154.008933408062},{"$f":"SUM('Results - 1-5 HP'!AE38,'Results - 6-20 HP'!AE38, 'Results - 21-50 HP'!AE38,'Results - 51-100 HP'!AE38,'Results - 101-200 HP'!AE38, 'Results - 201-500 HP'!AE38)","v":12562.357606376934},{"$f":"SUM('Results - 1-5 HP'!AF38,'Results - 6-20 HP'!AF38, 'Results - 21-50 HP'!AF38,'Results - 51-100 HP'!AF38,'Results - 101-200 HP'!AF38, 'Results - 201-500 HP'!AF38)","v":12980.89595118296},{"$f":"SUM('Results - 1-5 HP'!AG38,'Results - 6-20 HP'!AG38, 'Results - 21-50 HP'!AG38,'Results - 51-100 HP'!AG38,'Results - 101-200 HP'!AG38, 'Results - 201-500 HP'!AG38)","v":13415.021943334406},{"$f":"SUM(D38:AG38)","v":258975.48023116443}]
[]
[null,null,"Savings (aMW)",2005,{"$f":"D40+1","v":2006},2007,2008,2009,2010,2011,2012,2013,2014,2015,2016,2017,2018,2019,2020,2021,2022,2023,2024,2025,2026,2027,2028,2029,2030,2031,2032,2033,2034,"Total "]
[null,null,"Incremental Savings",{"$f":"SUM('Results - 1-5 HP'!D41,'Results - 6-20 HP'!D41, 'Results - 21-50 HP'!D41,'Results - 51-100 HP'!D41,'Results - 101-200 HP'!D41, 'Results - 201-500 HP'!D41)","v":0},{"$f":"SUM('Results - 1-5 HP'!E41,'Results - 6-20 HP'!E41, 'Results - 21-50 HP'!E41,'Results - 51-100 HP'!E41,'Results - 101-200 HP'!E41, 'Results - 201-500 HP'!E41)","v":0},{"$f":"SUM('Results - 1-5 HP'!F41,'Results - 6-20 HP'!F41, 'Results - 21-50 HP'!F41,'Results - 51-100 HP'!F41,'Results - 101-200 HP'!F41, 'Results - 201-500 HP'!F41)","v":0},{"$f":"SUM('Results - 1-5 HP'!G41,'Results - 6-20 HP'!G41, 'Results - 21-50 HP'!G41,'Results - 51-100 HP'!G41,'Results - 101-200 HP'!G41, 'Results - 201-500 HP'!G41)","v":0},{"$f":"SUM('Results - 1-5 HP'!H41,'Results - 6-20 HP'!H41, 'Results - 21-50 HP'!H41,'Results - 51-100 HP'!H41,'Results - 101-200 HP'!H41, 'Results - 201-500 HP'!H41)","v":0},{"$f":"SUM('Results - 1-5 HP'!I41,'Results - 6-20 HP'!I41, 'Results - 21-50 HP'!I41,'Results - 51-100 HP'!I41,'Results - 101-200 HP'!I41, 'Results - 201-500 HP'!I41)","v":0},{"$f":"SUM('Results - 1-5 HP'!J41,'Results - 6-20 HP'!J41, 'Results - 21-50 HP'!J41,'Results - 51-100 HP'!J41,'Results - 101-200 HP'!J41, 'Results - 201-500 HP'!J41)","v":0},{"$f":"SUM('Results - 1-5 HP'!K41,'Results - 6-20 HP'!K41, 'Results - 21-50 HP'!K41,'Results - 51-100 HP'!K41,'Results - 101-200 HP'!K41, 'Results - 201-500 HP'!K41)","v":0},{"$f":"SUM('Results - 1-5 HP'!L41,'Results - 6-20 HP'!L41, 'Results - 21-50 HP'!L41,'Results - 51-100 HP'!L41,'Results - 101-200 HP'!L41, 'Results - 201-500 HP'!L41)","v":0},{"$f":"SUM('Results - 1-5 HP'!M41,'Results - 6-20 HP'!M41, 'Results - 21-50 HP'!M41,'Results - 51-100 HP'!M41,'Results - 101-200 HP'!M41, 'Results - 201-500 HP'!M41)","v":0},{"$f":"SUM('Results - 1-5 HP'!N41,'Results - 6-20 HP'!N41, 'Results - 21-50 HP'!N41,'Results - 51-100 HP'!N41,'Results - 101-200 HP'!N41, 'Results - 201-500 HP'!N41)","v":0},{"$f":"SUM('Results - 1-5 HP'!O41,'Results - 6-20 HP'!O41, 'Results - 21-50 HP'!O41,'Results - 51-100 HP'!O41,'Results - 101-200 HP'!O41, 'Results - 201-500 HP'!O41)","v":4.3863261345494191},{"$f":"SUM('Results - 1-5 HP'!P41,'Results - 6-20 HP'!P41, 'Results - 21-50 HP'!P41,'Results - 51-100 HP'!P41,'Results - 101-200 HP'!P41, 'Results - 201-500 HP'!P41)","v":4.689543420263977},{"$f":"SUM('Results - 1-5 HP'!Q41,'Results - 6-20 HP'!Q41, 'Results - 21-50 HP'!Q41,'Results - 51-100 HP'!Q41,'Results - 101-200 HP'!Q41, 'Results - 201-500 HP'!Q41)","v":4.8169924090074385},{"$f":"SUM('Results - 1-5 HP'!R41,'Results - 6-20 HP'!R41, 'Results - 21-50 HP'!R41,'Results - 51-100 HP'!R41,'Results - 101-200 HP'!R41, 'Results - 201-500 HP'!R41)","v":4.9332226494342351},{"$f":"SUM('Results - 1-5 HP'!S41,'Results - 6-20 HP'!S41, 'Results - 21-50 HP'!S41,'Results - 51-100 HP'!S41,'Results - 101-200 HP'!S41, 'Results - 201-500 HP'!S41)","v":5.0354277064138895},{"$f":"SUM('Results - 1-5 HP'!T41,'Results - 6-20 HP'!T41, 'Results - 21-50 HP'!T41,'Results - 51-100 HP'!T41,'Results - 101-200 HP'!T41, 'Results - 201-500 HP'!T41)","v":5.1016999726342913},{"$f":"SUM('Results - 1-5 HP'!U41,'Results - 6-20 HP'!U41, 'Results - 21-50 HP'!U41,'Results - 51-100 HP'!U41,'Results - 101-200 HP'!U41, 'Results - 201-500 HP'!U41)","v":5.2125387020143403},{"$f":"SUM('Results - 1-5 HP'!V41,'Results - 6-20 HP'!V41, 'Results - 21-50 HP'!V41,'Results - 51-100 HP'!V41,'Results - 101-200 HP'!V41, 'Results - 201-500 HP'!V41)","v":5.3580858579864836},{"$f":"SUM('Results - 1-5 HP'!W41,'Results - 6-20 HP'!W41, 'Results - 21-50 HP'!W41,'Results - 51-100 HP'!W41,'Results - 101-200 HP'!W41, 'Results - 201-500 HP'!W41)","v":5.5172249296351481},{"$f":"SUM('Results - 1-5 HP'!X41,'Results - 6-20 HP'!X41, 'Results - 21-50 HP'!X41,'Results - 51-100 HP'!X41,'Results - 101-200 HP'!X41, 'Results - 201-500 HP'!X41)","v":5.6913286050707006},{"$f":"SUM('Results - 1-5 HP'!Y41,'Results - 6-20 HP'!Y41, 'Results - 21-50 HP'!Y41,'Results - 51-100 HP'!Y41,'Results - 101-200 HP'!Y41, 'Results - 201-500 HP'!Y41)","v":5.8527689410595602},{"$f":"SUM('Results - 1-5 HP'!Z41,'Results - 6-20 HP'!Z41, 'Results - 21-50 HP'!Z41,'Results - 51-100 HP'!Z41,'Results - 101-200 HP'!Z41, 'Results - 201-500 HP'!Z41)","v":5.9748513942250323},{"$f":"SUM('Results - 1-5 HP'!AA41,'Results - 6-20 HP'!AA41, 'Results - 21-50 HP'!AA41,'Results - 51-100 HP'!AA41,'Results - 101-200 HP'!AA41, 'Results - 201-500 HP'!AA41)","v":6.0599548895383926},{"$f":"SUM('Results - 1-5 HP'!AB41,'Results - 6-20 HP'!AB41, 'Results - 21-50 HP'!AB41,'Results - 51-100 HP'!AB41,'Results - 101-200 HP'!AB41, 'Results - 201-500 HP'!AB41)","v":6.1607667351749429},{"$f":"SUM('Results - 1-5 HP'!AC41,'Results - 6-20 HP'!AC41, 'Results - 21-50 HP'!AC41,'Results - 51-100 HP'!AC41,'Results - 101-200 HP'!AC41, 'Results - 201-500 HP'!AC41)","v":6.264717666648254},{"$f":"SUM('Results - 1-5 HP'!AD41,'Results - 6-20 HP'!AD41, 'Results - 21-50 HP'!AD41,'Results - 51-100 HP'!AD41,'Results - 101-200 HP'!AD41, 'Results - 201-500 HP'!AD41)","v":5.3613292674691131},{"$f":"SUM('Results - 1-5 HP'!AE41,'Results - 6-20 HP'!AE41, 'Results - 21-50 HP'!AE41,'Results - 51-100 HP'!AE41,'Results - 101-200 HP'!AE41, 'Results - 201-500 HP'!AE41)","v":4.2193834968703721},{"$f":"SUM('Results - 1-5 HP'!AF41,'Results - 6-20 HP'!AF41, 'Results - 21-50 HP'!AF41,'Results - 51-100 HP'!AF41,'Results - 101-200 HP'!AF41, 'Results - 201-500 HP'!AF41)","v":4.2886981670881257},{"$f":"SUM('Results - 1-5 HP'!AG41,'Results - 6-20 HP'!AG41, 'Results - 21-50 HP'!AG41,'Results - 51-100 HP'!AG41,'Results - 101-200 HP'!AG41, 'Results - 201-500 HP'!AG41)","v":4.4128851659232229}]
[null,null,"Cumulative Savings",{"$f":"SUM('Results - 1-5 HP'!D42,'Results - 6-20 HP'!D42, 'Results - 21-50 HP'!D42,'Results - 51-100 HP'!D42,'Results - 101-200 HP'!D42, 'Results - 201-500 HP'!D42)","v":0},{"$f":"SUM('Results - 1-5 HP'!E42,'Results - 6-20 HP'!E42, 'Results - 21-50 HP'!E42,'Results - 51-100 HP'!E42,'Results - 101-200 HP'!E42, 'Results - 201-500 HP'!E42)","v":0},{"$f":"SUM('Results - 1-5 HP'!F42,'Results - 6-20 HP'!F42, 'Results - 21-50 HP'!F42,'Results - 51-100 HP'!F42,'Results - 101-200 HP'!F42, 'Results - 201-500 HP'!F42)","v":0},{"$f":"SUM('Results - 1-5 HP'!G42,'Results - 6-20 HP'!G42, 'Results - 21-50 HP'!G42,'Results - 51-100 HP'!G42,'Results - 101-200 HP'!G42, 'Results - 201-500 HP'!G42)","v":0},{"$f":"SUM('Results - 1-5 HP'!H42,'Results - 6-20 HP'!H42, 'Results - 21-50 HP'!H42,'Results - 51-100 HP'!H42,'Results - 101-200 HP'!H42, 'Results - 201-500 HP'!H42)","v":0},{"$f":"SUM('Results - 1-5 HP'!I42,'Results - 6-20 HP'!I42, 'Results - 21-50 HP'!I42,'Results - 51-100 HP'!I42,'Results - 101-200 HP'!I42, 'Results - 201-500 HP'!I42)","v":0},{"$f":"SUM('Results - 1-5 HP'!J42,'Results - 6-20 HP'!J42, 'Results - 21-50 HP'!J42,'Results - 51-100 HP'!J42,'Results - 101-200 HP'!J42, 'Results - 201-500 HP'!J42)","v":0},{"$f":"SUM('Results - 1-5 HP'!K42,'Results - 6-20 HP'!K42, 'Results - 21-50 HP'!K42,'Results - 51-100 HP'!K42,'Results - 101-200 HP'!K42, 'Results - 201-500 HP'!K42)","v":0},{"$f":"SUM('Results - 1-5 HP'!L42,'Results - 6-20 HP'!L42, 'Results - 21-50 HP'!L42,'Results - 51-100 HP'!L42,'Results - 101-200 HP'!L42, 'Results - 201-500 HP'!L42)","v":0},{"$f":"SUM('Results - 1-5 HP'!M42,'Results - 6-20 HP'!M42, 'Results - 21-50 HP'!M42,'Results - 51-100 HP'!M42,'Results - 101-200 HP'!M42, 'Results - 201-500 HP'!M42)","v":0},{"$f":"SUM('Results - 1-5 HP'!N42,'Results - 6-20 HP'!N42, 'Results - 21-50 HP'!N42,'Results - 51-100 HP'!N42,'Results - 101-200 HP'!N42, 'Results - 201-500 HP'!N42)","v":0},{"$f":"SUM('Results - 1-5 HP'!O42,'Results - 6-20 HP'!O42, 'Results - 21-50 HP'!O42,'Results - 51-100 HP'!O42,'Results - 101-200 HP'!O42, 'Results - 201-500 HP'!O42)","v":4.3863261345494191},{"$f":"SUM('Results - 1-5 HP'!P42,'Results - 6-20 HP'!P42, 'Results - 21-50 HP'!P42,'Results - 51-100 HP'!P42,'Results - 101-200 HP'!P42, 'Results - 201-500 HP'!P42)","v":9.0758695548133961},{"$f":"SUM('Results - 1-5 HP'!Q42,'Results - 6-20 HP'!Q42, 'Results - 21-50 HP'!Q42,'Results - 51-100 HP'!Q42,'Results - 101-200 HP'!Q42, 'Results - 201-500 HP'!Q42)","v":13.892861963820833},{"$f":"SUM('Results - 1-5 HP'!R42,'Results - 6-20 HP'!R42, 'Results - 21-50 HP'!R42,'Results - 51-100 HP'!R42,'Results - 101-200 HP'!R42, 'Results - 201-500 HP'!R42)","v":18.82608461325507},{"$f":"SUM('Results - 1-5 HP'!S42,'Results - 6-20 HP'!S42, 'Results - 21-50 HP'!S42,'Results - 51-100 HP'!S42,'Results - 101-200 HP'!S42, 'Results - 201-500 HP'!S42)","v":23.861512319668961},{"$f":"SUM('Results - 1-5 HP'!T42,'Results - 6-20 HP'!T42, 'Results - 21-50 HP'!T42,'Results - 51-100 HP'!T42,'Results - 101-200 HP'!T42, 'Results - 201-500 HP'!T42)","v":28.963212292303254},{"$f":"SUM('Results - 1-5 HP'!U42,'Results - 6-20 HP'!U42, 'Results - 21-50 HP'!U42,'Results - 51-100 HP'!U42,'Results - 101-200 HP'!U42, 'Results - 201-500 HP'!U42)","v":34.175750994317589},{"$f":"SUM('Results - 1-5 HP'!V42,'Results - 6-20 HP'!V42, 'Results - 21-50 HP'!V42,'Results - 51-100 HP'!V42,'Results - 101-200 HP'!V42, 'Results - 201-500 HP'!V42)","v":39.53383685230407},{"$f":"SUM('Results - 1-5 HP'!W42,'Results - 6-20 HP'!W42, 'Results - 21-50 HP'!W42,'Results - 51-100 HP'!W42,'Results - 101-200 HP'!W42, 'Results - 201-500 HP'!W42)","v":45.051061781939225},{"$f":"SUM('Results - 1-5 HP'!X42,'Results - 6-20 HP'!X42, 'Results - 21-50 HP'!X42,'Results - 51-100 HP'!X42,'Results - 101-200 HP'!X42, 'Results - 201-500 HP'!X42)","v":50.742390387009934},{"$f":"SUM('Results - 1-5 HP'!Y42,'Results - 6-20 HP'!Y42, 'Results - 21-50 HP'!Y42,'Results - 51-100 HP'!Y42,'Results - 101-200 HP'!Y42, 'Results - 201-500 HP'!Y42)","v":56.595159328069492},{"$f":"SUM('Results - 1-5 HP'!Z42,'Results - 6-20 HP'!Z42, 'Results - 21-50 HP'!Z42,'Results - 51-100 HP'!Z42,'Results - 101-200 HP'!Z42, 'Results - 201-500 HP'!Z42)","v":62.570010722294512},{"$f":"SUM('Results - 1-5 HP'!AA42,'Results - 6-20 HP'!AA42, 'Results - 21-50 HP'!AA42,'Results - 51-100 HP'!AA42,'Results - 101-200 HP'!AA42, 'Results - 201-500 HP'!AA42)","v":68.629965611832901},{"$f":"SUM('Results - 1-5 HP'!AB42,'Results - 6-20 HP'!AB42, 'Results - 21-50 HP'!AB42,'Results - 51-100 HP'!AB42,'Results - 101-200 HP'!AB42, 'Results - 201-500 HP'!AB42)","v":74.790732347007847},{"$f":"SUM('Results - 1-5 HP'!AC42,'Results - 6-20 HP'!AC42, 'Results - 21-50 HP'!AC42,'Results - 51-100 HP'!AC42,'Results - 101-200 HP'!AC42, 'Results - 201-500 HP'!AC42)","v":81.055450013656127},{"$f":"SUM('Results - 1-5 HP'!AD42,'Results - 6-20 HP'!AD42, 'Results - 21-50 HP'!AD42,'Results - 51-100 HP'!AD42,'Results - 101-200 HP'!AD42, 'Results - 201-500 HP'!AD42)","v":86.41677928112523},{"$f":"SUM('Results - 1-5 HP'!AE42,'Results - 6-20 HP'!AE42, 'Results - 21-50 HP'!AE42,'Results - 51-100 HP'!AE42,'Results - 101-200 HP'!AE42, 'Results - 201-500 HP'!AE42)","v":90.636162777995594},{"$f":"SUM('Results - 1-5 HP'!AF42,'Results - 6-20 HP'!AF42, 'Results - 21-50 HP'!AF42,'Results - 51-100 HP'!AF42,'Results - 101-200 HP'!AF42, 'Results - 201-500 HP'!AF42)","v":94.924860945083722},{"$f":"SUM('Results - 1-5 HP'!AG42,'Results - 6-20 HP'!AG42, 'Results - 21-50 HP'!AG42,'Results - 51-100 HP'!AG42,'Results - 101-200 HP'!AG42, 'Results - 201-500 HP'!AG42)","v":99.337746111006936},{"$f":"SUM(D42:AG42)","v":983.46577403205424}]
[null,null,"DOE Aggregate Lifecycle Savings (formerly DOE Carbon proxy)",{"$f":"SUM('Results - 1-5 HP'!D43,'Results - 6-20 HP'!D43, 'Results - 21-50 HP'!D43,'Results - 51-100 HP'!D43,'Results - 101-200 HP'!D43, 'Results - 201-500 HP'!D43)","v":0},{"$f":"SUM('Results - 1-5 HP'!E43,'Results - 6-20 HP'!E43, 'Results - 21-50 HP'!E43,'Results - 51-100 HP'!E43,'Results - 101-200 HP'!E43, 'Results - 201-500 HP'!E43)","v":0},{"$f":"SUM('Results - 1-5 HP'!F43,'Results - 6-20 HP'!F43, 'Results - 21-50 HP'!F43,'Results - 51-100 HP'!F43,'Results - 101-200 HP'!F43, 'Results - 201-500 HP'!F43)","v":0},{"$f":"SUM('Results - 1-5 HP'!G43,'Results - 6-20 HP'!G43, 'Results - 21-50 HP'!G43,'Results - 51-100 HP'!G43,'Results - 101-200 HP'!G43, 'Results - 201-500 HP'!G43)","v":0},{"$f":"SUM('Results - 1-5 HP'!H43,'Results - 6-20 HP'!H43, 'Results - 21-50 HP'!H43,'Results - 51-100 HP'!H43,'Results - 101-200 HP'!H43, 'Results - 201-500 HP'!H43)","v":0},{"$f":"SUM('Results - 1-5 HP'!I43,'Results - 6-20 HP'!I43, 'Results - 21-50 HP'!I43,'Results - 51-100 HP'!I43,'Results - 101-200 HP'!I43, 'Results - 201-500 HP'!I43)","v":0},{"$f":"SUM('Results - 1-5 HP'!J43,'Results - 6-20 HP'!J43, 'Results - 21-50 HP'!J43,'Results - 51-100 HP'!J43,'Results - 101-200 HP'!J43, 'Results - 201-500 HP'!J43)","v":0},{"$f":"SUM('Results - 1-5 HP'!K43,'Results - 6-20 HP'!K43, 'Results - 21-50 HP'!K43,'Results - 51-100 HP'!K43,'Results - 101-200 HP'!K43, 'Results - 201-500 HP'!K43)","v":0},{"$f":"SUM('Results - 1-5 HP'!L43,'Results - 6-20 HP'!L43, 'Results - 21-50 HP'!L43,'Results - 51-100 HP'!L43,'Results - 101-200 HP'!L43, 'Results - 201-500 HP'!L43)","v":0},{"$f":"SUM('Results - 1-5 HP'!M43,'Results - 6-20 HP'!M43, 'Results - 21-50 HP'!M43,'Results - 51-100 HP'!M43,'Results - 101-200 HP'!M43, 'Results - 201-500 HP'!M43)","v":0},{"$f":"SUM('Results - 1-5 HP'!N43,'Results - 6-20 HP'!N43, 'Results - 21-50 HP'!N43,'Results - 51-100 HP'!N43,'Results - 101-200 HP'!N43, 'Results - 201-500 HP'!N43)","v":0},{"$f":"SUM('Results - 1-5 HP'!O43,'Results - 6-20 HP'!O43, 'Results - 21-50 HP'!O43,'Results - 51-100 HP'!O43,'Results - 101-200 HP'!O43, 'Results - 201-500 HP'!O43)","v":4.3863261345494191},{"$f":"SUM('Results - 1-5 HP'!P43,'Results - 6-20 HP'!P43, 'Results - 21-50 HP'!P43,'Results - 51-100 HP'!P43,'Results - 101-200 HP'!P43, 'Results - 201-500 HP'!P43)","v":13.462195689362813},{"$f":"SUM('Results - 1-5 HP'!Q43,'Results - 6-20 HP'!Q43, 'Results - 21-50 HP'!Q43,'Results - 51-100 HP'!Q43,'Results - 101-200 HP'!Q43, 'Results - 201-500 HP'!Q43)","v":27.355057653183646},{"$f":"SUM('Results - 1-5 HP'!R43,'Results - 6-20 HP'!R43, 'Results - 21-50 HP'!R43,'Results - 51-100 HP'!R43,'Results - 101-200 HP'!R43, 'Results - 201-500 HP'!R43)","v":46.181142266438712},{"$f":"SUM('Results - 1-5 HP'!S43,'Results - 6-20 HP'!S43, 'Results - 21-50 HP'!S43,'Results - 51-100 HP'!S43,'Results - 101-200 HP'!S43, 'Results - 201-500 HP'!S43)","v":70.042654586107673},{"$f":"SUM('Results - 1-5 HP'!T43,'Results - 6-20 HP'!T43, 'Results - 21-50 HP'!T43,'Results - 51-100 HP'!T43,'Results - 101-200 HP'!T43, 'Results - 201-500 HP'!T43)","v":99.005866878410927},{"$f":"SUM('Results - 1-5 HP'!U43,'Results - 6-20 HP'!U43, 'Results - 21-50 HP'!U43,'Results - 51-100 HP'!U43,'Results - 101-200 HP'!U43, 'Results - 201-500 HP'!U43)","v":133.18161787272851},{"$f":"SUM('Results - 1-5 HP'!V43,'Results - 6-20 HP'!V43, 'Results - 21-50 HP'!V43,'Results - 51-100 HP'!V43,'Results - 101-200 HP'!V43, 'Results - 201-500 HP'!V43)","v":172.7154547250326},{"$f":"SUM('Results - 1-5 HP'!W43,'Results - 6-20 HP'!W43, 'Results - 21-50 HP'!W43,'Results - 51-100 HP'!W43,'Results - 101-200 HP'!W43, 'Results - 201-500 HP'!W43)","v":217.76651650697181},{"$f":"SUM('Results - 1-5 HP'!X43,'Results - 6-20 HP'!X43, 'Results - 21-50 HP'!X43,'Results - 51-100 HP'!X43,'Results - 101-200 HP'!X43, 'Results - 201-500 HP'!X43)","v":268.50890689398176},{"$f":"SUM('Results - 1-5 HP'!Y43,'Results - 6-20 HP'!Y43, 'Results - 21-50 HP'!Y43,'Results - 51-100 HP'!Y43,'Results - 101-200 HP'!Y43, 'Results - 201-500 HP'!Y43)","v":325.10406622205124},{"$f":"SUM('Results - 1-5 HP'!Z43,'Results - 6-20 HP'!Z43, 'Results - 21-50 HP'!Z43,'Results - 51-100 HP'!Z43,'Results - 101-200 HP'!Z43, 'Results - 201-500 HP'!Z43)","v":387.67407694434576},{"$f":"SUM('Results - 1-5 HP'!AA43,'Results - 6-20 HP'!AA43, 'Results - 21-50 HP'!AA43,'Results - 51-100 HP'!AA43,'Results - 101-200 HP'!AA43, 'Results - 201-500 HP'!AA43)","v":456.30404255617867},{"$f":"SUM('Results - 1-5 HP'!AB43,'Results - 6-20 HP'!AB43, 'Results - 21-50 HP'!AB43,'Results - 51-100 HP'!AB43,'Results - 101-200 HP'!AB43, 'Results - 201-500 HP'!AB43)","v":531.09477490318648},{"$f":"SUM('Results - 1-5 HP'!AC43,'Results - 6-20 HP'!AC43, 'Results - 21-50 HP'!AC43,'Results - 51-100 HP'!AC43,'Results - 101-200 HP'!AC43, 'Results - 201-500 HP'!AC43)","v":612.1502249168426},{"$f":"SUM('Results - 1-5 HP'!AD43,'Results - 6-20 HP'!AD43, 'Results - 21-50 HP'!AD43,'Results - 51-100 HP'!AD43,'Results - 101-200 HP'!AD43, 'Results - 201-500 HP'!AD43)","v":698.56700419796789},{"$f":"SUM('Results - 1-5 HP'!AE43,'Results - 6-20 HP'!AE43, 'Results - 21-50 HP'!AE43,'Results - 51-100 HP'!AE43,'Results - 101-200 HP'!AE43, 'Results - 201-500 HP'!AE43)","v":789.20316697596343},{"$f":"SUM('Results - 1-5 HP'!AF43,'Results - 6-20 HP'!AF43, 'Results - 21-50 HP'!AF43,'Results - 51-100 HP'!AF43,'Results - 101-200 HP'!AF43, 'Results - 201-500 HP'!AF43)","v":884.12802792104708},{"$f":"SUM('Results - 1-5 HP'!AG43,'Results - 6-20 HP'!AG43, 'Results - 21-50 HP'!AG43,'Results - 51-100 HP'!AG43,'Results - 101-200 HP'!AG43, 'Results - 201-500 HP'!AG43)","v":983.46577403205413}]
[null,null,"Check",null,{"$f":"ROUND(E42-D42-E41,3)","v":0},{"$f":"ROUND(F42-E42-F41,3)","v":0},0,0,0,0,0,0,0,0,0,0,0,0,0,0,0,0,0,0,0,0,0,0,0,0,0,0,0]

{"sheet":"SUMMARY RESULTS","index":34,"n_rows":12,"n_cols":10,"rows_kept":12,"cut":false,"hidden":false,"merged":[]}
[]
[null,null,"SUMMARY RESULTS"]
[]
[null,null,"NAVIGATION"]
[]
[null,null,"COMMENTS"]
[]
[]
[null,null,null,"1-5 HP","6-20 HP","21-50 HP","51-100 HP","101-200 HP","201-500 HP","Total"]
[null,null," Adjustment to 6P Baseline (aMW)","N/A","N/A","N/A","N/A","N/A","N/A","N/A"]
[null,null,"Cumulative Savings through 2034 (aMW)",{"$f":"'Results - 1-5 HP'!AH37-'Results - 1-5 HP'!AH38","v":249.64386153417217},{"$f":"'Results - 6-20 HP'!AH37-'Results - 6-20 HP'!AH38","v":320.50362744400627},{"$f":"'Results - 21-50 HP'!AH37-'Results - 21-50 HP'!AH38","v":133.02497033177497},{"$f":"'Results - 51-100 HP'!AH37-'Results - 51-100 HP'!AH38","v":106.82584226715699},{"$f":"'Results - 101-200 HP'!AH37-'Results - 101-200 HP'!AH38","v":75.970183864730643},{"$f":"'Results - 201-500 HP'!AH37-'Results - 201-500 HP'!AH38","v":94.062892750785977},{"$f":"SUM(D11:I11)","v":980.03137819262702}]
[null,null,"Cumulative Savings 2010 through 2015 (aMW)",{"$f":"SUM('Results - 1-5 HP'!I41:N41)","v":0},{"$f":"SUM('Results - 6-20 HP'!I41:N41)","v":0},{"$f":"SUM('Results - 21-50 HP'!I41:N41)","v":0},{"$f":"SUM('Results - 51-100 HP'!I41:N41)","v":0},{"$f":"SUM('Results - 101-200 HP'!I41:N41)","v":0},{"$f":"SUM('Results - 201-500 HP'!I41:N41)","v":0},{"$f":"SUM(D12:I12)","v":0}]

{"sheet":"Charts","index":35,"n_rows":6,"n_cols":3,"rows_kept":6,"cut":false,"hidden":false,"merged":[]}
[]
[null,null,"CHARTS "]
[]
[null,null,"NAVIGATION"]
[]
[null,null,"COMMENTS"]